## README
2011ec point source inventory stack parameter summary
The purpose of this workbook is to make it easier to review the stack parameters used in the modeling platform
Annual NOX and SO2 emissions are included and summed by facility, unit, and release point to help with prioritization of review
Inventories Included:
ptegu (includes peaking units) | 2011NEIv1_POINT_20130723_revised_ptipm_07aug2013_v1.csv
pt oil and gas | oil_gas_2011NEIv1_POINT_20130723_15aug2013_v0.csv
Ethanol plants from OTAQ | Ethanol_plants_2011_OTAQ_03sep2013_v0.csv
ptnonipm | 2011NEIv1_POINT_20130723_revised_ptnonipm_15aug2013_v3.csv
Columns included:
region_cd | Numeric FIPS state and county code
tribal_code | EIS tribal code (if applicable)
State | State name
County | County name
facility_id | EIS facility ID
unit_id | EIS unit ID
rel_point_id | EIS release point ID
agy_facility_id | Agency-provided facility ID
agy_unit_id | Agency-provided unit ID
agy_rel_point_id | Agency-provided release point ID
facility_name | Facility name
NOX - Annual | Annual NOx emissions (tons)
SO2-Annual | Annual SO2 emissions (tons)
stkhgt | Stack height (ft)
stkdiam | Stack diameter (ft)
stktemp | Stack temperature (deg F)
stkflow | Stack flow (cubic ft/s)
stkvel | Stack velocity (ft/s)
naics | North American Industrial Classification System code
longitude | Latitude (deg)
latitude | Longitude (deg)
design_capacity | Design capacity (MW)
reg_codes | Applicable regulatory codes
fac_source_type | EIS facility soure type
unit_type_code | EIS unit type code
oris_facility_code | ORIS facility code
oris_boiler_id | ORIS boiler ID
ipm_yn | IPM unique ID
zipcode | Postal zip code
control_measures | Concatenated list of control measures for the stack
reg_codes | Concatenated list of regulatory codes

## ptegu
region_cd | tribal_code | State | County | facility_id | unit_id | rel_point_id | agy_facility_id | agy_unit_id | agy_rel_point_id | facility_name | NOX - Annual | SO2-Annual | stkhgt | stkdiam | stktemp | stkflow | stkvel | naics | longitude | latitude | design_capacity | reg_codes | fac_source_type | unit_type_code | oris_facility_code | oris_boiler_id | ipm_yn | zipcode | control_measures | reg_codes
01001 |  | Alabama | Autauga | 10583111 | 52263713 | 50910612 | 0010 | X001A | 001A | Southern Power Company | 59.8 | 2.9 | 160 | 19 | 167 | 14504.8 | 51.2 | 221112 | -86.5739 | 32.3838 | 2260 | R63-0083 | 125 | 140 | 7897 | 1A | 7897_G_1A | 36067 | 139 | R63-0083
01001 |  | Alabama | Autauga | 10583111 | 52263813 | 50940312 | 0010 | X001B | 001B | Southern Power Company | 55.2 | 2.9 | 160 | 19 | 167 | 14504.8 | 51.2 | 221112 | -86.5739 | 32.3838 | 2260 | R63-0083 | 125 | 140 | 7897 | 1B | 7897_G_1B | 36067 | 139 | R63-0083
01001 |  | Alabama | Autauga | 10583111 | 52263913 | 50941612 | 0010 | X001C | 001C | Southern Power Company | 50.5 | 2.9 | 160 | 19 | 167 | 14504.8 | 51.2 | 221112 | -86.5739 | 32.3838 | 2260 | R63-0083 | 125 | 140 | 7897 | 2A | 7897_G_2A | 36067 | 139 | R63-0083
01001 |  | Alabama | Autauga | 10583111 | 52264013 | 50942712 | 0010 | X001D | 001D | Southern Power Company | 45.2 | 2.8 | 160 | 19 | 167 | 14504.8 | 51.2 | 221112 | -86.5739 | 32.3838 | 2260 | R63-0083 | 125 | 140 | 7897 | 2B | 7897_G_2B | 36067 | 139 | R63-0083
01001 |  | Alabama | Autauga | 10708711 | 58649613 | 54327012 | 0009 | X001A | 001A | Tenaska Alabama II Partners LP | 53.3 | 0.3915 | 175 | 18 | 180 | 17193.3 | 67.6 | 221112 | -86.7388 | 32.6489 | 2290 | R63-0083 | 125 | 140 |  |  | 55440_G_CTG1 | 36006 | 139 | R63-0083
01001 |  | Alabama | Autauga | 10708711 | 58649713 | 54373012 | 0009 | X001B | 001B | Tenaska Alabama II Partners LP | 30 | 0.2373 | 175 | 18 | 180 | 17193.3 | 67.6 | 221112 | -86.7388 | 32.6489 | 2290 | R63-0083 | 125 | 140 |  |  | 55440_G_CTG2 | 36006 | 139 | R63-0083
01001 |  | Alabama | Autauga | 10708711 | 58649813 | 54466712 | 0009 | X001C | 001C | Tenaska Alabama II Partners LP | 40.7 | 0.0011 | 175 | 18 | 180 | 17193.3 | 67.6 | 221112 | -86.7388 | 32.6489 | 2290 | R63-0083 | 125 | 140 |  |  | 55440_G_CTG3 | 36006 | 139 | R63-0083
01001 |  | Alabama | Autauga | 560011 | 48133813 | 45686112 | 0008 | X001A | X001A | Tenaska Alabama Partners LP | 12.9 | 1.055 | 175 | 18 | 180 | 16313.3 | 64.1 | 221112 | -86.7388 | 32.6534 | 2290 | R63-0083 | 125 | 140 |  |  | 55271_G_STG1 | 36006 | 139 | R63-0083
01001 |  | Alabama | Autauga | 560011 | 48133913 | 45686212 | 0008 | X001B | X001B | Tenaska Alabama Partners LP | 19.8 | 1.346 | 175 | 18 | 180 | 16313.3 | 64.1 | 221112 | -86.7388 | 32.6534 | 2290 | R63-0083 | 125 | 140 |  |  | 55271_G_GTG2 | 36006 | 139 | R63-0083
01001 |  | Alabama | Autauga | 560011 | 48134013 | 45686012 | 0008 | X001C | X001C | Tenaska Alabama Partners LP | 14.6 | 1.035 | 175 | 18 | 180 | 16313.3 | 64.1 | 221112 | -86.7388 | 32.6534 | 2290 | R63-0083 | 125 | 140 |  |  | 55271_G_GTG3 | 36006 | 139 | R63-0083
01033 |  | Alabama | Colbert | 7212811 | 10817213 | 10769412 | 0010 | X002 | 002 | TVA | 1.3375 | 0.005025 | 31.8 | 12.7 | 940 | 18433.3 | 145.6 | 221112 | -87.852 | 34.7368 | 49 | R63-0040 | 125 | 120 |  |  | 47_G_GT2 | 35674 | 213 | R63-0040
01033 |  | Alabama | Colbert | 7212811 | 10817313 | 10769812 | 0010 | X012 | 009 | TVA | 2027 | 3331 | 602 | 26.2 | 306 | 49131.4 | 90.8 | 221112 | -87.852 | 34.7459 | 1780 | R63-0142 | 125 | 100 | 47 | 4 | 47_B_4 | 35674 |  | R63-0142
01033 |  | Alabama | Colbert | 7212811 | 10817413 | 10769312 | 0010 | X007 | 007 | TVA | 1.3375 | 0.005025 | 31.8 | 12.7 | 940 | 18433.3 | 145.6 | 221112 | -87.841 | 34.7369 | 49 | R63-0040 | 125 | 120 |  |  | 47_G_GT7 | 35674 | 213 | R63-0040
01033 |  | Alabama | Colbert | 7212811 | 10817513 | 10770012 | 0010 | X008 | 008 | TVA | 1.3375 | 0.005025 | 31.8 | 12.7 | 940 | 18433.3 | 145.6 | 221112 | -87.841 | 34.7369 | 49 | R63-0040 | 125 | 120 |  |  | 47_G_GT8 | 35674 | 213 | R63-0040
01033 |  | Alabama | Colbert | 7212811 | 10817613 | 10769812 | 0010 | X009 | 009 | TVA | 1918 | 3112 | 602 | 26.2 | 306 | 49131.4 | 90.8 | 221112 | -87.852 | 34.7459 | 1870 | R63-0142 | 125 | 100 | 47 | 1 | 47_B_1 | 35674 |  | R63-0142
01033 |  | Alabama | Colbert | 7212811 | 10817713 | 10769012 | 0010 | X001 | 001 | TVA | 2 | 0.6 | 31.8 | 12.7 | 940 | 18433.3 | 145.6 | 221112 | -87.852 | 34.7368 | 49 | R63-0040 | 125 | 120 |  |  | 47_G_GT1 | 35674 | 213 | R63-0040
01033 |  | Alabama | Colbert | 7212811 | 10817813 | 10769912 | 0010 | X003 | 003 | TVA | 1.3375 | 0.005025 | 31.8 | 12.7 | 940 | 18433.3 | 145.6 | 221112 | -87.852 | 34.7368 | 49 | R63-0083 | 125 | 120 |  |  | 47_G_GT3 | 35674 | 213 | R63-0083
01033 |  | Alabama | Colbert | 7212811 | 10817913 | 10769612 | 0010 | X004 | 004 | TVA | 1.3375 | 0.005025 | 31.8 | 12.7 | 940 | 18433.3 | 145.6 | 221112 | -87.852 | 34.7368 | 49 | R63-0040 | 125 | 120 |  |  | 47_G_GT4 | 35674 | 213 | R63-0040
01033 |  | Alabama | Colbert | 7212811 | 10818013 | 10769712 | 0010 | X005 | 005 | TVA | 1.3375 | 0.005025 | 31.8 | 12.7 | 940 | 18433.3 | 145.6 | 221112 | -87.852 | 34.7368 | 49 | R63-0040 | 125 | 120 |  |  | 47_G_GT5 | 35674 | 213 | R63-0040
01033 |  | Alabama | Colbert | 7212811 | 10818113 | 10769512 | 0010 | X006 | 006 | TVA | 1.3375 | 0.005025 | 31.8 | 12.7 | 940 | 18433.3 | 145.6 | 221112 | -87.841 | 34.7369 | 49 | R63-0040 | 125 | 120 |  |  | 47_G_GT6 | 35674 | 213 | R63-0040
01033 |  | Alabama | Colbert | 7212811 | 10818213 | 10769212 | 0010 | X013 | 013 | TVA | 415 | 5277 | 500 | 23.7 | 292 | 33361.7 | 75.9 | 221112 | -87.852 | 34.7459 | 5110 | R63-0142 | 125 | 100 | 47 | 5 | 47_B_5 | 35674 |  | R63-0142
01033 |  | Alabama | Colbert | 7212811 | 10818313 | 10769812 | 0010 | X011 | 009 | TVA | 2042 | 3375 | 602 | 26.2 | 306 | 49131.4 | 90.8 | 221112 | -87.852 | 34.7459 | 1870 | R63-0142 | 125 | 100 | 47 | 3 | 47_B_3 | 35674 |  | R63-0142
01033 |  | Alabama | Colbert | 7212811 | 10818413 | 10769812 | 0010 | X010 | 009 | TVA | 2057 | 3385 | 602 | 26.2 | 306 | 49131.4 | 90.8 | 221112 | -87.852 | 34.7459 | 1870 | R63-0142 | 125 | 100 | 47 | 2 | 47_B_2 | 35674 |  | R63-0142
01039 |  | Alabama | Covington | 967611 | 47844013 | 45385912 | 0001 | X006A | 006A | PowerSouth Energy Cooperative Inc | 40.8 | 2.7 | 150 | 22 | 190 | 17233.3 | 45.4 | 221112 | -86.3731 | 31.4099 | 166 | R63-0083 | 125 | 140 |  |  | 533_G_VAN1 | 36038 | 139 | R63-0083
01039 |  | Alabama | Covington | 967611 | 47844113 | 45386012 | 0001 | X006B | 006B | PowerSouth Energy Cooperative Inc | 46.4 | 2.8 | 150 | 22 | 190 | 17233.3 | 45.4 | 221112 | -86.3731 | 31.4099 | 166 | R63-0083 | 125 | 140 |  |  | 533_G_4 | 36038 | 139 | R63-0083
01055 |  | Alabama | Etowah | 1021011 | 47695413 | 45219412 | 0002 | X002 | 001 | Alabama Power Company | 148.4 | 655.1 | 300 | 15 | 343 | 10796.8 | 49 | 221112 | -85.9702 | 34.0123 | 805 | R63-0142 | 125 | 100 | 7 | 2 | 7_B_2 | 35903 |  | R63-0142
01055 |  | Alabama | Etowah | 1021011 | 47695513 | 45219412 | 0002 | X001 | 001 | Alabama Power Company | 720.7 | 3248.7 | 300 | 15 | 343 | 10796.8 | 49 | 221112 | -85.9702 | 34.0123 | 805 | R63-0142 | 125 | 100 | 7 | 1 | 7_B_1 | 35903 |  | R63-0142
01063 |  | Alabama | Greene | 1036811 | 47690813 | 45214912 | 0001 | X004 | 004 | Alabama Power Company | 4.9 |  | 56 | 14.3 | 1000 | 28925.7 | 180.4 | 221112 | -87.7821 | 32.6017 | 80 | R63-0083 | 125 | 120 | 10 | CT3 | 10_G_GT2 | 36732 |  | R63-0083
01063 |  | Alabama | Greene | 1036811 | 47690913 | 45215212 | 0001 | X001 | 001 | Alabama Power Company | 2771.1 | 18113.7 | 500 | 24.2 | 285 | 30366.7 | 52.8 | 221112 | -87.7821 | 32.6017 | 2440 | R63-0142 | 125 | 100 | 10 | 1 | 10_B_1 | 36732 |  | R63-0142
01063 |  | Alabama | Greene | 1036811 | 47691013 | 45215412 | 0001 | X005 | 005 | Alabama Power Company | 3.4 | 1 | 56 | 14.3 | 1000 | 28925.7 | 180.4 | 221112 | -87.7821 | 32.6017 | 80 | R63-0083 | 125 | 120 | 10 | CT4 | 10_G_GT3 | 36732 |  | R63-0083
01063 |  | Alabama | Greene | 1036811 | 47691113 | 45214612 | 0001 | X008 | 008 | Alabama Power Company | 4 | 0.3 | 56 | 14.3 | 1000 | 28925.7 | 180.4 | 221112 | -87.7821 | 32.6017 | 80 | R63-0083 | 125 | 120 | 10 | CT7 | 10_G_GT6 | 36732 |  | R63-0083
01063 |  | Alabama | Greene | 1036811 | 47691213 | 45215012 | 0001 | X010 | 010 | Alabama Power Company | 4.6 | 0.8 | 56 | 14.3 | 1000 | 28925.7 | 180.4 | 221112 | -87.7821 | 32.6017 | 80 | R63-0083 | 125 | 120 | 10 | CT9 | 10_G_GT8 | 36732 |  | R63-0083
01063 |  | Alabama | Greene | 1036811 | 47691413 | 45214512 | 0001 | X003 | 003 | Alabama Power Company | 4.8 |  | 56 | 14.3 | 1000 | 28925.7 | 180.4 | 221112 | -87.7821 | 32.6017 | 80 | R63-0083 | 125 | 120 | 10 | CT2 | 10_G_GT10 | 36732 |  | R63-0083
01063 |  | Alabama | Greene | 1036811 | 47691513 | 45215112 | 0001 | X011 | 011 | Alabama Power Company | 5 | 0.3 | 56 | 14.3 | 1000 | 28925.7 | 180.4 | 221112 | -87.7821 | 32.6017 | 80 | R63-0083 | 125 | 120 | 10 | CT10 | 10_G_GT9 | 36732 |  | R63-0083
01063 |  | Alabama | Greene | 1036811 | 47691613 | 45215212 | 0001 | X002 | 001 | Alabama Power Company | 1882.9 | 11836.4 | 500 | 24.2 | 285 | 30366.7 | 52.8 | 221112 | -87.7821 | 32.6017 | 2510 | R63-0142 | 125 | 100 | 10 | 2 | 10_B_2 | 36732 |  | R63-0142
01063 |  | Alabama | Greene | 1036811 | 47691713 | 45215312 | 0001 | X006 | 006 | Alabama Power Company | 3.2 | 0.7 | 56 | 14.3 | 1000 | 28925.7 | 180.4 | 221112 | -87.7821 | 32.6017 | 80 | R63-0083 | 125 | 120 | 10 | CT5 | 10_G_GT4 | 36732 |  | R63-0083
01063 |  | Alabama | Greene | 1036811 | 47691813 | 45215512 | 0001 | X007 | 007 | Alabama Power Company | 3.1 | 0.5 | 56 | 14.3 | 1000 | 28925.7 | 180.4 | 221112 | -87.7821 | 32.6017 | 80 | R63-0083 | 125 | 120 | 10 | CT6 | 10_G_GT5 | 36732 |  | R63-0083
01063 |  | Alabama | Greene | 1036811 | 47691913 | 45214712 | 0001 | X009 | 009 | Alabama Power Company | 5.2 | 0.8 | 56 | 14.3 | 1000 | 28925.7 | 180.4 | 221112 | -87.7821 | 32.6017 | 80 | R63-0083 | 125 | 120 | 10 | CT8 | 10_G_GT7 | 36732 |  | R63-0083
01071 |  | Alabama | Jackson | 1018911 | 47716213 | 45252712 | 0008 | X004 | 001 | TVA | 0 | 0 | 1000 | 27 | 277 | 70570.3 | 123.3 | 221112 | -85.7526 | 34.8867 | 1480 | R63-0142 | 125 | 100 | 50 | 4 | 50_B_4 | 35772 |  | R63-0142
01071 |  | Alabama | Jackson | 1018911 | 47716313 | 45252712 | 0008 | X003 | 001 | TVA | 0 | 0 | 1000 | 27 | 277 | 70570.3 | 123.3 | 221112 | -85.7526 | 34.8867 | 1580 | R63-0142 | 125 | 100 | 50 | 3 | 50_B_3 | 35772 |  | R63-0142
01071 |  | Alabama | Jackson | 1018911 | 47716413 | 45252712 | 0008 | X002 | 001 | TVA | 0 | 0 | 1000 | 27 | 277 | 70570.3 | 123.3 | 221112 | -85.7526 | 34.8867 | 1480 | R63-0142 | 125 | 100 | 50 | 2 | 50_B_2 | 35772 |  | R63-0142
01071 |  | Alabama | Jackson | 1018911 | 47716513 | 45252712 | 0008 | X001 | 001 | TVA | 0 | 0 | 1000 | 27 | 277 | 70570.3 | 123.3 | 221112 | -85.7526 | 34.8867 | 1480 | R63-0142 | 125 | 100 | 50 | 1 | 50_B_1 | 35772 |  | R63-0142
01071 |  | Alabama | Jackson | 1018911 | 47716713 | 45252712 | 0008 | X006 | 001 | TVA | 43.7 | 179 | 1000 | 27 | 277 | 70570.3 | 123.3 | 221112 | -85.7526 | 34.8867 | 1390 | R63-0142 | 125 | 100 | 50 | 6 | 50_B_6 | 35772 |  | R63-0142
01071 |  | Alabama | Jackson | 1018911 | 47716813 | 45252812 | 0008 | X007 | 007 | TVA | 872 | 2714 | 500 | 20.8 | 175 | 31746.8 | 93.9 | 221112 | -85.7526 | 34.8867 | 5390 | R63-0142 | 125 | 100 | 50 | 7 | 50_B_7 | 35772 |  | R63-0142
01071 |  | Alabama | Jackson | 1018911 | 47716913 | 45252712 | 0008 | X005 | 001 | TVA | 0 | 0 | 1000 | 27 | 277 | 70570.3 | 123.3 | 221112 | -85.7526 | 34.8867 | 1390 | R63-0142 | 125 | 100 | 50 | 5 | 50_B_5 | 35772 |  | R63-0142
01071 |  | Alabama | Jackson | 1018911 | 47717013 | 45252912 | 0008 | X008 | 008 | TVA | 847 | 2876 | 500 | 24.2 | 180 | 34012.6 | 70.9 | 221112 | -85.7526 | 34.8867 | 5180 | R63-0142 | 125 | 100 | 50 | 8 | 50_B_8 | 35772 | 139&141 | R63-0142
01073 |  | Alabama | Jefferson | 1003111 | 62941313 | 57680112 | 010730011 | 101 | 101 | ALABAMA POWER COMPANY (MILLER POWER PLAN | 2377.9 | 2354.1 | 707 | 25 | 276 | 35961.3 | 74 | 221112 | -87.0597 | 33.6331 | 11800 | R63-0142 | 125 | 999 | 6002 | 1 | 6002_B_1 | 35130 |  | R63-0142
01073 |  | Alabama | Jefferson | 1003111 | 62941413 | 57680212 | 010730011 | 102 | 102 | ALABAMA POWER COMPANY (MILLER POWER PLAN | 2998.6 | 531 | 707 | 25 | 280 | 36319 | 74 | 221112 | -87.0597 | 33.6331 | 10100 | R63-0142 | 125 | 999 | 6002 | 2 | 6002_B_2 | 35130 |  | R63-0142
01073 |  | Alabama | Jefferson | 1003111 | 62941513 | 57680312 | 010730011 | 103 | 103 | ALABAMA POWER COMPANY (MILLER POWER PLAN | 3340 | 510 | 700 | 25 | 277 | 32934.8 |  | 221112 | -87.0597 | 33.6331 | 9490 | R63-0142 | 125 | 999 | 6002 | 3 | 6002_B_3 | 35130 |  | R63-0142
01073 |  | Alabama | Jefferson | 1003111 | 62941613 | 57680412 | 010730011 | 104 | 104 | ALABAMA POWER COMPANY (MILLER POWER PLAN | 2307.2 | 326.5 | 700 | 25 | 319 | 40612.6 | 82.7 | 221112 | -87.0597 | 33.6331 | 11500 | R63-0142 | 125 | 999 | 6002 | 4 | 6002_B_4 | 35130 |  | R63-0142
01081 |  | Alabama | Lee | 953311 | 47374113 | 92030212 | 0030 | X001-2A | X001-2A | South Eastern Electric Development Corp | 2.857 | 0.004 | 47 | 11 | 800 | 12960.2 | 136.4 | 221112 | -85.0381 | 32.5379 | 22200 |  | 125 | 120 |  |  | 55138_G_UN2 | 36877
01081 |  | Alabama | Lee | 953311 | 47374313 | 44923312 | 0030 | X001-1A | X001-1A | South Eastern Electric Development Corp | 1.655 | 0.004 | 61 | 11.1 | 830 | 9000 | 93 | 221112 | -85.0381 | 32.5397 | 22200 | R63-0083 | 125 | 120 |  |  | 55138_G_UN1 | 36877 |  | R63-0083
01081 |  | Alabama | Lee | 953511 | 47373413 | 44922712 | 0036 | X001-1A | 01A | Southern Power Company | 54.5 | 2.9 | 142 | 16.8 | 182 | 15234.2 | 69.2 | 221112 | -85.0957 | 32.6068 | 2120 | R63-0083 | 125 | 140 | 7710 | 1A | 7710_G_CT1B | 36877 | 139 | R63-0083
01081 |  | Alabama | Lee | 953511 | 47373513 | 44922612 | 0036 | X001-1B | 01B | Southern Power Company | 50.6 | 3 | 142 | 16.8 | 182 | 15234.2 | 69.2 | 221112 | -85.0957 | 32.6068 | 2120 | R63-0083 | 125 | 140 | 7710 | 1B | 7710_G_ST2 | 36877 | 139 | R63-0083
01081 |  | Alabama | Lee | 953511 | 83316413 | 74528512 | 0036 | X001-2A | 02A | Southern Power Company | 50.8 | 3.3 | 160 | 19 | 167 | 14504.8 | 51.2 | 221112 | -85.0973 | 32.6073 | 2120 |  | 125 | 140 | 7710 | 2A | 7710_G_2A | 36877 | 139
01081 |  | Alabama | Lee | 953511 | 83316513 | 74528712 | 0036 | X001-2B | 02B | Southern Power Company | 47.2 | 3.3 | 160 | 19 | 167 | 14504.8 | 51.2 | 221112 | -85.0973 | 32.6073 | 2120 |  | 125 | 140 | 7710 | 2B | 7710_G_2B | 36877 | 139
01081 |  | Alabama | Lee | 953511 | 83316613 | 74528612 | 0036 | X001-3A | 03A | Southern Power Company | 72.8 | 3.8 | 160 | 19 | 167 | 14504.8 | 51.2 | 221112 | -85.0973 | 32.6073 | 2120 |  | 125 | 140 | 7710 | 3A | 7710_G_3A | 36877 | 139
01081 |  | Alabama | Lee | 953511 | 83316713 | 74528812 | 0036 | X001-3B | 03B | Southern Power Company | 72.5 | 3.8 | 160 | 19 | 167 | 14504.8 | 51.2 | 221112 | -85.0973 | 32.6073 | 2120 |  | 125 | 140 | 7710 | 3B | 7710_G_3B | 36877 | 139
01097 |  | Alabama | Mobile | 10560211 | 52352413 | 50939012 | 8066 | X001 | 001 | Mobile Energy LLC | 39.3 | 1.6 | 200 | 19.2 | 196 | 18583.3 | 64.2 | 221112 | -88.0573 | 30.7483 | 178 | R63-0083 | 125 | 140 | 55241 | COG01 | 55241_G_COG01 | 36610 | 139 | R63-0083
01097 |  | Alabama | Mobile | 1056111 | 47671213 | 45197212 | 1001 | X002 | 001 | Alabama Power Company -Barry | 522.3 | 950.5 | 600 | 25.7 | 300 | 39572.3 | 76.3 | 221112 | -87.9936 | 31.0069 | 1380 | R63-0142 | 125 | 100 | 3 | 2 | 3_B_2 | 36512 |  | R63-0142
01097 |  | Alabama | Mobile | 1056111 | 47671313 | 45197212 | 1001 | X003 | 001 | Alabama Power Company -Barry | 2110.8 | 3505 | 600 | 25.7 | 300 | 39572.3 | 76.3 | 221112 | -87.9936 | 31.0069 | 2530 | R63-0142 | 125 | 100 | 3 | 3 | 3_B_3 | 36512 |  | R63-0142
01097 |  | Alabama | Mobile | 1056111 | 47671413 | 45197312 | 1001 | X004 | 004 | Alabama Power Company -Barry | 1703.9 | 5579.8 | 600 | 18 | 260 | 19522.3 | 76.8 | 221112 | -88.0055 | 31.0105 | 3530 | R63-0142 | 125 | 100 | 3 | 4 | 3_B_4 | 36512 |  | R63-0142
01097 |  | Alabama | Mobile | 1056111 | 47671513 | 45197212 | 1001 | X001 | 001 | Alabama Power Company -Barry | 747.8 | 1320.1 | 600 | 25.7 | 300 | 39572.3 | 76.3 | 221112 | -87.9936 | 31.0069 | 1370 | R63-0142 | 125 | 100 | 3 | 1 | 3_B_1 | 36512 |  | R63-0142
01097 |  | Alabama | Mobile | 1056111 | 47671613 | 45196712 | 1001 | X005 | 005 | Alabama Power Company -Barry | 900.1 | 271.8 | 600 | 25 | 300 | 38498.8 | 78.5 | 221112 | -88.0055 | 31.0105 | 6980 | R63-0142 | 125 | 100 | 3 | 5 | 3_B_5 | 36512 |  | R63-0142
01097 |  | Alabama | Mobile | 1056111 | 47671713 | 45197012 | 1001 | X006C | 009 | Alabama Power Company -Barry | 61.8 | 4.2 | 121 | 16.8 | 184 | 15629.7 | 70.5 | 221112 | -87.9936 | 31.0069 | 1200 | R63-0083 | 125 | 140 | 3 | 7A | 3_G_A2C2 | 36512 | 139 | R63-0083
01097 |  | Alabama | Mobile | 1056111 | 47671813 | 45197112 | 1001 | X006D | 010 | Alabama Power Company -Barry | 64.3 | 4.2 | 121 | 16.8 | 184 | 15629.7 | 70.5 | 221112 | -87.9936 | 31.0069 | 2130 | R63-0083 | 125 | 140 | 3 | 7B | 3_G_A2ST | 36512 | 139 | R63-0083
01097 |  | Alabama | Mobile | 1056111 | 47671913 | 45196812 | 1001 | X006A | 007 | Alabama Power Company -Barry | 67.1 | 4.5 | 121 | 16.8 | 184 | 15629.7 | 70.5 | 221112 | -87.9936 | 31.0069 | 1200 | R63-0083 | 125 | 140 | 3 | 6A | 3_G_A1ST | 36512 | 139 | R63-0083
01097 |  | Alabama | Mobile | 1056111 | 47672013 | 45196612 | 1001 | X006B | 008 | Alabama Power Company -Barry | 70.6 | 4.2 | 121 | 16.8 | 184 | 15629.7 | 70.5 | 221112 | -87.9936 | 31.0069 | 1200 | R63-0083 | 125 | 140 | 3 | 6B | 3_G_A2C1 | 36512 | 139 | R63-0083
01097 |  | Alabama | Mobile | 1060811 | 47307913 | 44848912 | 2021 | X001 | 001 | Mobile Energy Services Company | 0 | 0 | 125 | 9 | 310 | 1332.6 | 21 | 221112 | -88.0497 | 30.7359 | 310 | R63-0040 | 125 | 100 |  |  | 50407_B_7PBa | 36610 |  | R63-0040
01097 |  | Alabama | Mobile | 1060811 | 47308013 | 44848712 | 2021 | X002 | 002 | Mobile Energy Services Company | 0 | 0 | 198 | 9.4 | 153 | 2737.8 | 39.5 | 221112 | -88.0497 | 30.7359 | 500 | R63-0040 | 125 | 100 |  |  | 50407_B_7PBb | 36610 |  | R63-0040
01097 |  | Alabama | Mobile | 1060811 | 47308113 | 44849012 | 2021 | X003 | 003 | Mobile Energy Services Company | 866.191 | 558.094 | 291 | 18.5 | 392 | 15533.3 | 57.8 | 221112 | -88.0497 | 30.7359 | 980 | R63-0040 | 125 | 100 |  |  | 50407_B_7PBc | 36610 |  | R63-0040
01097 |  | Alabama | Mobile | 1062911 | 47282613 | 44819712 | 8073 | X001 | 001 | Alabama Power Company - Theodore Cogener | 62.5 | 4.4 | 122 | 17.2 | 195 | 15528 | 70.5 | 221112 | -88.1288 | 30.5253 | 2120 | R63-0083 | 125 | 140 | 7721 | CC1 | 7721_G_CC1 | 36582 | 139 | R63-0083
01103 |  | Alabama | Morgan | 10552611 | 52214513 | 50910512 | 0080 | X001A | 001A | Morgan Energy Center LLC | 37.1 | 2.7 | 150 | 19 | 190 | 6928.5 | 24.4 | 221112 | -87.0625 | 34.64 | 2340 | R63-0083 | 125 | 140 | 55293 | CT-1 | 55293_G_CT-1 | 35601 | 139 | R63-0083
01103 |  | Alabama | Morgan | 10552611 | 52214613 | 50940212 | 0080 | X001B | 001B | Morgan Energy Center LLC | 35.4 | 2.4 | 150 | 19 | 190 | 6928.5 | 24.4 | 221112 | -87.0625 | 34.64 | 2340 | R63-0083 | 125 | 140 | 55293 | CT-3 | 55293_G_CT-3 | 35601 | 139 | R63-0083
01103 |  | Alabama | Morgan | 10552611 | 52214713 | 50941512 | 0080 | X001C | 001C | Morgan Energy Center LLC | 36 | 2.6 | 150 | 19 | 190 | 6928.5 | 24.4 | 221112 | -87.0625 | 34.64 | 2340 | R63-0083 | 125 | 140 | 55293 | CT-2 | 55293_G_CT-2 | 35601 | 139 | R63-0083
01103 |  | Alabama | Morgan | 7916011 | 3536613 | 3408012 | 0079 | X001A | 001A | Decatur Energy Center LLC | 49.6 | 3.2 | 150 | 19 | 190 | 6928.5 | 24.4 | 221112 | -87.0214 | 34.6274 | 2340 | R63-0083 | 125 | 140 | 55292 | CTG-1 | 55292_G_CTG1 | 35601 | 139 | R63-0083
01103 |  | Alabama | Morgan | 7916011 | 3536713 | 3408112 | 0079 | X001B | 001B | Decatur Energy Center LLC | 43.4 | 3.1 | 150 | 19 | 190 | 6928.5 | 24.4 | 221112 | -87.0214 | 34.6274 | 2340 | R63-0083 | 125 | 140 | 55292 | CTG-2 | 55292_G_CTG2 | 35601 | 139 | R63-0083
01103 |  | Alabama | Morgan | 7916011 | 83264213 | 74470112 | 0079 | X001C | 001C | Decatur Energy Center LLC | 48.3 | 3.2 | 150 | 19 | 190 | 6928.5 | 24.4 | 221112 | -87.0214 | 34.6274 | 2340 |  | 125 | 140 | 55292 | CTG-3 | 55292_G_CTG-3 | 35601 | 139
01103 |  | Alabama | Morgan | 985511 | 47825113 | 45373012 | 0010 | X015 | X015 | Ascend Performance Materials LLC | 595.8 | 975.09 | 190 | 8 | 301 | 2733.3 | 54.4 | 325199 | -87.0218 | 34.6406 | 536 | R63-0040 | 129 | 100 | 880041 | X015 | 880041_B_X015 | 35609 |  | R63-0040
01103 |  | Alabama | Morgan | 985511 | 47827113 | 45363912 | 0010 | Z006 | B456 | Ascend Performance Materials LLC | 109.653 | 322.683 | 190 | 10.5 | 369 | 3500 | 40.4 | 325199 | -87.0218 | 34.6406 | 320 | R63-0040 | 129 | 100 | 880041 | Z006 | 880041_B_Z006 | 35609 |  | R63-0040
01103 |  | Alabama | Morgan | 985511 | 47827213 | 45363912 | 0010 | Z005 | B456 | Ascend Performance Materials LLC | 63.747 | 187.591 | 190 | 10.5 | 369 | 3500 | 40.4 | 325199 | -87.0218 | 34.6406 | 290 | R63-0040 | 129 | 100 | 880041 | Z005 | 880041_G_Z005 | 35609 |  | R63-0040
01117 |  | Alabama | Shelby | 949211 | 47874513 | 45417812 | 0005 | X002 | 001 | Alabama Power Company | 3693.7 | 24922.3 | 750 | 33.2 | 269 | 33389.5 | 32 | 221112 | -86.4526 | 33.2415 | 2440 | R63-0142 | 125 | 100 | 26 | 2 | 26_B_2 | 35186 |  | R63-0142
01117 |  | Alabama | Shelby | 949211 | 47874613 | 45417412 | 0005 | X005 | 005 | Alabama Power Company | 3066.7 | 2264.4 | 755 | 34 | 297 | 42906.4 | 57.8 | 221112 | -86.4526 | 33.2415 | 8390 | R63-0142 | 125 | 100 | 26 | 5 | 26_B_5 | 35186 |  | R63-0142
01117 |  | Alabama | Shelby | 949211 | 47874713 | 45417512 | 0005 | X006 | 006 | Alabama Power Company | 0.88 | 0.76 | 25 | 10 | 837 | 5890.5 | 75 | 221112 | -86.4569 | 33.2443 | 20 | R63-0083 | 125 | 120 |  |  | 26_G_GT4 | 35186 |  | R63-0083
01117 |  | Alabama | Shelby | 949211 | 47874813 | 45417812 | 0005 | X001 | 001 | Alabama Power Company | 3413.3 | 23342.9 | 750 | 33.2 | 269 | 33389.5 | 32 | 221112 | -86.4526 | 33.2415 | 2440 | R63-0142 | 125 | 100 | 26 | 1 | 26_B_1 | 35186 |  | R63-0142
01117 |  | Alabama | Shelby | 949211 | 47875013 | 45417712 | 0005 | X003 | 003 | Alabama Power Company | 3867 | 23279.6 | 750 | 33.2 | 260 | 30597.5 | 32 | 221112 | -86.4526 | 33.2415 | 2460 | R63-0142 | 125 | 100 | 26 | 3 | 26_B_3 | 35186 |  | R63-0142
01117 |  | Alabama | Shelby | 949211 | 47875113 | 45417712 | 0005 | X004 | 003 | Alabama Power Company | 2940.5 | 17925.2 | 750 | 33.2 | 260 | 30597.5 | 32 | 221112 | -86.4526 | 33.2415 | 2430 | R63-0142 | 125 | 100 | 26 | 4 | 26_B_4 | 35186 |  | R63-0142
01121 |  | Alabama | Talladega | 7441011 | 10860213 | 10807612 | 0006 | X025 | 025 | AbiBow US Inc. | 45.1 | 307 | 150 | 7 | 450 | 2330 | 60.6 | 322121 | -86.3576 | 33.3267 | 300 | R63-0040 | 133 | 100 | 54216 | AOW#1 | 54216_B_AOW#1 | 35044 |  | R63-0040
01121 |  | Alabama | Talladega | 7441011 | 10860313 | 10807512 | 0006 | X026 | 026 | AbiBow US Inc. | 194 | 1560 | 150 | 7 | 450 | 2330 | 60.6 | 322121 | -86.3576 | 33.3267 | 256 | R63-0040 | 133 | 100 | 54216 | AOW#2 | 54216_B_AOW#2 | 35044 |  | R63-0040
01121 |  | Alabama | Talladega | 7441011 | 10860413 | 10807712 | 0006 | X027 | 027 | AbiBow US Inc. | 218 | 1590 | 150 | 7 | 450 | 2330 | 60.6 | 322121 | -86.3576 | 33.3267 | 256 | R63-0040 | 133 | 100 | 54216 | AOW#3 | 54216_B_AOW#3 | 35044 |  | R63-0040
01121 |  | Alabama | Talladega | 7441011 | 10860513 | 10807412 | 0006 | X028 | 028 | AbiBow US Inc. | 176 | 1410 | 150 | 7 | 450 | 2330 | 60.6 | 322121 | -86.3576 | 33.3267 | 256 | R63-0040 | 133 | 100 | 54216 | AOW#4 | 54216_B_AOW#4 | 35044 |  | R63-0040
01123 |  | Alabama | Tallapoosa | 14803411 | 91070013 | 87193412 | 0022 | X001A | X001A | CER Generation LLC | 78 | 4.8 | 135 | 20 | 200 | 21233.3 | 67.6 | 221112 | -85.9017 | 32.9989 |  |  | 125 | 140 | 55411 | CT1 | 55411_G_CT1 | 35010
01123 |  | Alabama | Tallapoosa | 14803411 | 91070113 | 87193512 | 0022 | X001B | X001B | CER Generation LLC | 62.5 | 4.2 | 135 | 20 | 200 | 21233.3 | 67.6 | 221112 | -85.9017 | 32.9989 |  |  | 125 | 140 | 55411 | CT2 | 55411_G_CT2 | 35010
01127 |  | Alabama | Walker | 7917311 | 3531513 | 3403712 | 0001 | X007 | 006 | Alabama Power Company | 703.8 | 4481.7 | 350 | 24 | 348 | 9258.3 | 57 | 221112 | -87.1941 | 33.6484 | 1270 | R63-0142 | 125 | 100 | 8 | 7 | 8_B_7 | 35580 |  | R63-0142
01127 |  | Alabama | Walker | 7917311 | 3531613 | 3403612 | 0001 | X008 | 008 | Alabama Power Company | 655.9 | 178.1 | 755 | 38 | 309 | 40330.6 | 62 | 221112 | -87.2049 | 33.6484 | 1670 | R63-0142 | 125 | 100 | 8 | 8 | 8_B_8 | 35580 |  | R63-0142
01127 |  | Alabama | Walker | 7917311 | 3531713 | 3403712 | 0001 | X006 | 006 | Alabama Power Company | 601.7 | 3823.1 | 350 | 24 | 348 | 9258.3 | 57 | 221112 | -87.1941 | 33.6484 | 1270 | R63-0142 | 125 | 100 | 8 | 6 | 8_B_6 | 35580 |  | R63-0142
01127 |  | Alabama | Walker | 7917311 | 3531813 | 3403612 | 0001 | X010 | 008 | Alabama Power Company | 3608.8 | 1030.1 | 755 | 38 | 309 | 40330.6 | 62 | 221112 | -87.2049 | 33.6484 | 6930 | R63-0142 | 125 | 100 | 8 | 10 | 8_B_10 | 35580 |  | R63-0142
01127 |  | Alabama | Walker | 7917311 | 3532013 | 3403612 | 0001 | X009 | 008 | Alabama Power Company | 770 | 186.8 | 755 | 38 | 309 | 40330.6 | 62 | 221112 | -87.2049 | 33.6484 | 1770 | R63-0142 | 125 | 100 | 8 | 9 | 8_B_9 | 35580 |  | R63-0142
01129 |  | Alabama | Washington | 1028611 | 46970513 | 44557712 | 0001 | X001 | MS1 | PowerSouth Energy Cooperative Inc | 225 | 595 | 250 | 13 | 250 | 4638.7 | 35 | 221112 | -87.9096 | 31.4876 | 699 | R63-0142 | 125 | 100 | 56 | 1 | 56_B_1 | 36548 |  | R63-0142
01129 |  | Alabama | Washington | 1028611 | 46970513 | 44557812 | 0001 | X001 | CS4 | PowerSouth Energy Cooperative Inc | 225 | 595 | 415 | 18.2 | 128 | 12250 | 63 | 221112 | -87.9096 | 31.4876 | 699 | R63-0142 | 125 | 100 | 56 | 1 | 56_B_1 | 36548 | 141 | R63-0142
01129 |  | Alabama | Washington | 1028611 | 46970613 | 44557612 | 0001 | X003 | MS3 | PowerSouth Energy Cooperative Inc | 583 | 1071 | 399 | 16.5 | 130 | 12250 | 28.6 | 221112 | -87.9096 | 31.4876 | 2410 | R63-0142 | 125 | 100 | 56 | 3 | 56_B_3 | 36548 |  | R63-0142
01129 |  | Alabama | Washington | 1028611 | 46970713 | 44557812 | 0001 | X002 | CS4 | PowerSouth Energy Cooperative Inc | 2156 | 2039 | 415 | 18.2 | 128 | 12250 | 63 | 221112 | -87.9096 | 31.4876 | 2410 | R63-0142 | 125 | 100 | 56 | 2 | 56_B_2 | 36548 |  | R63-0142
01129 |  | Alabama | Washington | 1028911 | 46967313 | 44554712 | 0012 | X003 | 001 | PowerSouth Energy Cooperative Inc | 18.4 | 0.049 | 80 | 10 | 265 | 6126.1 | 78 | 221112 | -88.0291 | 31.2557 | 495 | R63-0083 | 125 | 120 | 7063 | **1 | 7063_G_2 | 36553 |  | R63-0083
01129 |  | Alabama | Washington | 1028911 | 83310613 | 74518912 | 0012 | X005-2 | 003 | PowerSouth Energy Cooperative Inc | 4.7 |  | 80 | 20 | 1013 | 30695.9 | 97.8 | 221112 | -88.0293 | 31.2539 |  |  | 125 | 160 | 7063 | **3 | 7063_X_**3 | 36553
01129 |  | Alabama | Washington | 949511 | 47870613 | 45415012 | 0018 | X002 | 002 | Alabama Power Company | 0.57 | 0.01 | 60 | 5 | 334 | 870.8 | 44.4 | 221112 | -88.0051 | 31.2641 | 190 |  | 125 | 100 |  |  | 7697_G_2 | 36553
01129 |  | Alabama | Washington | 949511 | 47870713 | 45415312 | 0018 | X001 | 001 | Alabama Power Company | 217.2 | 2.6 | 101 | 15.2 | 358 | 16043.1 | 87.9 | 221112 | -87.9977 | 31.2632 | 1240 | R63-0083 | 125 | 140 | 7697 | CC1 | 7697_G_1 | 36553 |  | R63-0083
04001 |  | Arizona | Apache | 7735011 | 2903013 | 2785612 | 4477 | 222 | 2 | CORONADO GENERATING PLANT | 4414.41 | 2266 | 400 | 24.5 | 130 | 28333.3 | 58.4 | 221112 | -109.2722 | 34.5778 | 455 | R63-0142 | 125 | 100 | 6177 | U2B | 6177_B_U2B | 85936 | 128&215&205&2 | R63-0142
04001 |  | Arizona | Apache | 7735011 | 2903213 | 2785512 | 4477 | 111 | 1 | CORONADO GENERATING PLANT | 4602.5 | 5085.9 | 400 | 24.5 | 130 | 25833.3 | 56.1 | 221112 | -109.2722 | 34.5778 | 455 | R63-0142 | 125 | 100 | 6177 | U1B | 6177_B_U1B | 85936 | 10&2&128&215&205 | R63-0142
04001 |  | Arizona | Apache | 7735111 | 2902613 | 2785212 | 3222 | 002 | 0 | TUCSON ELECTRIC POWER CO - SPRINGERVILLE |  |  |  |  | 104 | 41.3 | 13.4 | 221112 | -109.16 | 34.31 | 4700 | R63-0142 | 125 | 999 | 8223 | 2 | 8223_B_2 | 85938 | 211 | R63-0142
04001 |  | Arizona | Apache | 7735111 | 2902613 | 2785312 | 3222 | 002 | 2 | TUCSON ELECTRIC POWER CO - SPRINGERVILLE | 2776.08 | 1010.48 | 500 | 20 | 187 | 52223.2 | 166.3 | 221112 | -109.1633 | 34.3183 | 4700 | R63-0142 | 125 | 999 | 8223 | 2 | 8223_B_2 | 85938 | 127&99 | R63-0142
04001 |  | Arizona | Apache | 7735111 | 2902713 | 2785112 | 3222 | 001 | 1 | TUCSON ELECTRIC POWER CO - SPRINGERVILLE | 2125.7 | 2949.68 | 500 | 20 | 173 | 45346.2 | 144.4 | 221112 | -109.1633 | 34.3183 | 4700 | R63-0142 | 125 | 999 | 8223 | 1 | 8223_B_1 | 85938 | 127&99 | R63-0142
04001 |  | Arizona | Apache | 7735111 | 2902713 | 2785212 | 3222 | 001 | 0 | TUCSON ELECTRIC POWER CO - SPRINGERVILLE |  |  |  |  | 104 | 41.3 | 13.4 | 221112 | -109.16 | 34.31 | 4700 | R63-0142 | 125 | 999 | 8223 | 1 | 8223_B_1 | 85938 | 211 | R63-0142
04001 |  | Arizona | Apache | 7735111 | 2902913 | 2785212 | 3222 | 003 | 0 | TUCSON ELECTRIC POWER CO - SPRINGERVILLE |  |  |  |  | 104 | 41.3 | 13.4 | 221112 | -109.16 | 34.31 | 5040 | R63-0142 | 125 | 999 | 8223 | TS3 | 8223_B_TS3 | 85938 |  | R63-0142
04001 |  | Arizona | Apache | 7735111 | 2902913 | 85000412 | 3222 | 003 | 3 | TUCSON ELECTRIC POWER CO - SPRINGERVILLE | 1018.2949 | 933.0826 | 495 | 20 | 193 | 49340.1 | 157.1 | 221112 | -109.1633 | 34.3183 | 5040 | R63-0142 | 125 | 999 | 8223 | TS3 | 8223_B_TS3 | 85938 | 127&99 | R63-0142
04001 |  | Arizona | Apache | 7735111 | 90849013 | 2785212 | 3222 | 004 | 0 | TUCSON ELECTRIC POWER CO - SPRINGERVILLE | 12.774 | 3.02 |  |  | 104 | 41.3 | 13.4 | 221112 | -109.16 | 34.31 | 5040 | R63-0142 | 125 | 999 | 8223 | 4 | 8223_B_4 | 85938 | 211 | R63-0142
04001 |  | Arizona | Apache | 7735111 | 90849013 | 86911612 | 3222 | 004 | 4 | TUCSON ELECTRIC POWER CO - SPRINGERVILLE | 925.78 | 1153.48 | 500 | 20 | 189 | 49019.1 | 156.1 | 221112 | -109.1633 | 34.3183 | 5040 | R63-0142 | 125 | 999 | 8223 | 4 | 8223_B_4 | 85938 | 127&99 | R63-0142
04003 |  | Arizona | Cochise | 862811 | 47506113 | 45045312 | 3532 | 301 | 206 | AEPCO - APACHE GENERATING STATION | 2582.3 | 2138.33 | 400 | 16.6 | 185 | 11903.3 | 55 | 221112 | -109.8949 | 32.0619 | 4720 | R63-0142 | 125 | 999 | 160 | 3 | 160_B_3 | 85606 | 128&141 | R63-0142
04003 |  | Arizona | Cochise | 862811 | 47506113 | 45045612 | 3532 | 301 | 204 | AEPCO - APACHE GENERATING STATION | 2.3 | 0 | 157 | 8 | 277 | 4554.1 | 90.6 | 221112 | -109.8931 | 32.0616 | 4720 | R63-0142 | 125 | 999 | 160 | 1 | 160_B_1 | 85606 |  | R63-0142
04003 |  | Arizona | Cochise | 862811 | 47506113 | 45046012 | 3532 | 301 | 205 | AEPCO - APACHE GENERATING STATION | 1959.41 | 1782 | 400 | 16.6 | 181 | 11059.3 | 51.1 | 221112 | -109.8948 | 32.0619 | 4720 | R63-0142 | 125 | 999 | 160 | 2 | 160_B_2 | 85606 | 128&141 | R63-0142
04003 |  | Arizona | Cochise | 862811 | 47506213 | 45045212 | 3532 | 302 | 203 | AEPCO - APACHE GENERATING STATION | 8.1662 | 0.0123 | 36 | 14.25 | 894 | 3269.4 | 20.5 | 221112 | -109.8938 | 32.061 |  | R63-0083 | 125 | 999 |  |  | 160_G_GT1234 | 85606 |  | R63-0083
04003 |  | Arizona | Cochise | 862811 | 47506213 | 45045412 | 3532 | 302 | 202 | AEPCO - APACHE GENERATING STATION | 0.25096 | 0.000378 | 34 | 6.5 | 905 | 1868.2 | 56.3 | 221112 | -109.8938 | 32.0615 |  | R63-0083 | 125 | 999 |  |  | 160_G_GT1234 | 85606 |  | R63-0083
04003 |  | Arizona | Cochise | 862811 | 47506213 | 45045512 | 3532 | 302 | 210 | AEPCO - APACHE GENERATING STATION | 5.86 | 0.0507 | 81 | 12.5 | 850 | 7976.7 | 65 | 221112 | -109.8937 | 32.0579 |  | R63-0083 | 125 | 999 | 160 | 4 | 160_B_4 | 85606 | 99 | R63-0083
04003 |  | Arizona | Cochise | 862811 | 47506213 | 45045812 | 3532 | 302 | 201 | AEPCO - APACHE GENERATING STATION |  |  | 36 | 6 | 860 | 2533.4 | 89.6 | 221112 | -109.8933 | 32.0617 |  | R63-0083 | 125 | 999 |  |  | 160_G_GT1234 | 85606 |  | R63-0083
04013 |  | Arizona | Maricopa | 10704011 | 58571513 | 54310512 | 43530 | 1 | 1 | New Harquahala Generating Co | 8.589 | 0.435 | 180 | 19 | 178 | 20045.5 | 70.7 | 221112 | -113.1101 | 33.4958 |  | R63-0083 | 125 | 120 | 55372 | CTG1 | 55372_G_CTG1 | 85354 |  | R63-0083
04013 |  | Arizona | Maricopa | 10704011 | 58571613 | 54297912 | 43530 | 2 | 2 | New Harquahala Generating Co | 9.033 | 0.4485 | 180 | 19 | 178 | 20045.5 | 70.7 | 221112 | -113.1101 | 33.4958 |  | R63-0083 | 125 | 120 | 55372 | CTG2 | 55372_G_CTG2 | 85354 |  | R63-0083
04013 |  | Arizona | Maricopa | 10704011 | 58571713 | 54277812 | 43530 | 3 | 3 | New Harquahala Generating Co | 4.827 | 0.2315 | 180 | 19 | 178 | 20045.5 | 70.7 | 221112 | -113.1101 | 33.4958 |  | R63-0083 | 125 | 120 | 55372 | CTG3 | 55372_G_CTG3 | 85354 |  | R63-0083
04013 |  | Arizona | Maricopa | 10704311 | 58618813 | 54310312 | 44186 | 1 | 1 | Mesquite Generating Station | 47.3705 | 3.3025 | 170 | 18 | 187 | 12111.7 | 47.6 | 221112 | -112.8652 | 33.3484 | 2370 | R63-0083 | 125 | 120 | 55481 | 1 | 55481_G_1 | 85322 |  | R63-0083
04013 |  | Arizona | Maricopa | 10704311 | 58618913 | 54297712 | 44186 | 2 | 2 | Mesquite Generating Station | 44.571 | 3.257 | 170 | 18 | 187 | 12510.6 | 49.2 | 221112 | -112.8652 | 33.3484 | 2370 | R63-0083 | 125 | 120 | 55481 | 2 | 55481_G_2 | 85322 |  | R63-0083
04013 |  | Arizona | Maricopa | 10704311 | 58713613 | 54286412 | 44186 | 5 | 5 | Mesquite Generating Station | 48.835 | 3.4665 | 170 | 18 | 187 | 12730.5 | 50 | 221112 | -112.8652 | 33.3484 | 2370 | R63-0083 | 125 | 120 | 55481 | 5 | 55481_G_5 | 85322 |  | R63-0083
04013 |  | Arizona | Maricopa | 10704311 | 58713713 | 54364412 | 44186 | 6 | 6 | Mesquite Generating Station | 51.5895 | 3.6795 | 170 | 18 | 187 | 12902.1 | 50.7 | 221112 | -112.8652 | 33.3484 | 2370 | R63-0083 | 125 | 120 | 55481 | 6 | 55481_G_6 | 85322 |  | R63-0083
04013 |  | Arizona | Maricopa | 10704411 | 58713913 | 54310212 | 44439 | 1 | 1 | Gila River Power Station | 13.4375 | 0.3915 | 130 | 18 | 180 | 15777.1 | 62 | 221112 | -112.6941 | 32.9761 | 2090 | R63-0083 | 125 | 120 | 55306 | 1CTGA | 55306_G_1CTGA | 85337 |  | R63-0083
04013 |  | Arizona | Maricopa | 10704411 | 58714513 | 54297612 | 44439 | 2 | 2 | Gila River Power Station | 9.9375 | 0.3365 | 130 | 18 | 180 | 15777.1 | 62 | 221112 | -112.6941 | 32.9761 | 2210 | R63-0083 | 125 | 120 | 55306 | 1CTGB | 55306_G_1CTGB | 85337 |  | R63-0083
04013 |  | Arizona | Maricopa | 10704411 | 58714613 | 54277712 | 44439 | 3 | 3 | Gila River Power Station | 11.6745 | 0.3295 | 130 | 18 | 180 | 15777.1 | 62 | 221112 | -112.6941 | 32.9761 | 2160 | R63-0083 | 125 | 120 | 55306 | 2CTGA | 55306_G_2CTGA | 85337 |  | R63-0083
04013 |  | Arizona | Maricopa | 10704411 | 58714713 | 54282412 | 44439 | 4 | 4 | Gila River Power Station | 8.016 | 0.2615 | 130 | 18 | 180 | 15777.1 | 62 | 221112 | -112.6941 | 32.9761 | 2210 | R63-0083 | 125 | 120 | 55306 | 2CTGB | 55306_G_2CTGB | 85337 |  | R63-0083
04013 |  | Arizona | Maricopa | 10704411 | 58714813 | 54286312 | 44439 | 5 | 5 | Gila River Power Station | 29.9285 | 1.599 | 130 | 18 | 180 | 15777.1 | 62 | 221112 | -112.6941 | 32.9761 | 2160 | R63-0083 | 125 | 120 | 55306 | 3CTGA | 55306_G_3CTGA | 85337 |  | R63-0083
04013 |  | Arizona | Maricopa | 10704411 | 58714913 | 54364312 | 44439 | 6 | 6 | Gila River Power Station | 26.623 | 1.59 | 130 | 18 | 180 | 15777.1 | 62 | 221112 | -112.6941 | 32.9761 | 2140 | R63-0083 | 125 | 120 | 55306 | 3CTGB | 55306_G_3CTGB | 85337 |  | R63-0083
04013 |  | Arizona | Maricopa | 10704411 | 58715013 | 54366912 | 44439 | 7 | 7 | Gila River Power Station | 47.2025 | 1.8305 | 130 | 18 | 180 | 15777.1 | 62 | 221112 | -112.6941 | 32.9761 | 2330 | R63-0083 | 125 | 120 | 55306 | 4CTGA | 55306_G_4CTGA | 85337 |  | R63-0083
04013 |  | Arizona | Maricopa | 10704411 | 58715113 | 54369612 | 44439 | 8 | 8 | Gila River Power Station | 47.3195 | 1.981 | 130 | 18 | 180 | 15777.1 | 62 | 221112 | -112.6941 | 32.9761 | 2260 | R63-0083 | 125 | 120 | 55306 | 4CTGB | 55306_G_4CTGB | 85337 |  | R63-0083
04013 |  | Arizona | Maricopa | 1139311 | 46675013 | 44348712 | 3316 | 7 | 22 | SRP Agua Fria Generating Station | 12.45 | 0.75 | 125 | 8 | 300 | 2513.2 | 50 | 221112 | -112.216 | 33.5559 | 1370 |  | 125 | 100 | 141 | 2 | 141_B_2 | 85303
04013 |  | Arizona | Maricopa | 1139311 | 46675013 | 44348812 | 3316 | 7 | 21 | SRP Agua Fria Generating Station | 12.45 | 0.75 | 125 | 8 | 300 | 2513.2 | 50 | 221112 | -112.216 | 33.5559 | 1370 |  | 125 | 100 | 141 | 2 | 141_B_2 | 85303
04013 |  | Arizona | Maricopa | 1139311 | 46675913 | 44348412 | 3316 | 13 | 32 | SRP Agua Fria Generating Station | 24.55 | 0.05 | 125 | 9.2 | 242 | 3897.6 | 58 | 221112 | -112.216 | 33.5559 | 2350 |  | 125 | 100 | 141 | 3 | 141_B_3 | 85303
04013 |  | Arizona | Maricopa | 1139311 | 46675913 | 44348512 | 3316 | 13 | 31 | SRP Agua Fria Generating Station | 24.55 | 0.05 | 125 | 9.2 | 242 | 3897.6 | 58 | 221112 | -112.216 | 33.5559 | 2350 |  | 125 | 100 | 141 | 3 | 141_B_3 | 85303
04013 |  | Arizona | Maricopa | 1139311 | 46676013 | 44348612 | 3316 | 1 | 11 | SRP Agua Fria Generating Station | 11.2 | 0.8 | 125 | 8 | 300 | 2513.2 | 50 | 221112 | -112.216 | 33.5559 | 1370 |  | 125 | 100 | 141 | 1 | 141_B_1 | 85303
04013 |  | Arizona | Maricopa | 1139311 | 46676013 | 44348912 | 3316 | 1 | 12 | SRP Agua Fria Generating Station | 11.2 | 0.8 | 125 | 8 | 300 | 2513.2 | 50 | 221112 | -112.216 | 33.5559 | 1370 |  | 125 | 100 | 141 | 1 | 141_B_1 | 85303
04013 |  | Arizona | Maricopa | 546011 | 48316913 | 45805712 | 43063 | 101 | 1 | Arlington Valley LLC | 19.3 | 1.3 | 185 | 18 | 182 | 16438.6 | 64.6 | 221112 | -112.8928 | 33.3483 |  | R63-0083 | 125 | 120 | 55282 | CTG1 | 55282_G_CTG1 | 85322 | 139 | R63-0083
04013 |  | Arizona | Maricopa | 546011 | 48317013 | 45805912 | 43063 | 201 | 2 | Arlington Valley LLC | 19 | 1.2 | 185 | 18 | 182 | 16438.6 | 64.6 | 221112 | -112.8928 | 33.3483 |  | R63-0083 | 125 | 120 | 55282 | CTG2 | 55282_G_CTG2 | 85322 | 139 | R63-0083
04017 |  | Arizona | Navajo | 13414411 | 86201613 | 85006312 | 34839 | 003 | 1 | SNOWFLAKE WHITE MOUNTAIN POWER PLANT | 211.9723 | 66.2419 | 150 | 6 | 280 | 2825.2 | 99.9 | 221118 | -110.3333 | 34.5 |  |  | 125 | 999 |  |  | 56616_B_4PB | 85937
04017 |  | Arizona | Navajo | 863011 | 47501813 | 45043712 | 447 | 100 | 1 | APS - CHOLLA POWER PLANT | 1135.1 | 1047.1 |  |  | 120 | 6098.2 | 62 | 221112 | -110.3 | 34.9333 | 20200 | R63-0142 | 125 | 999 | 113 | 1 | 113_B_1 | 86032 | 67&7 | R63-0142
04017 |  | Arizona | Navajo | 863011 | 47501813 | 45043812 | 447 | 100 | 4 | APS - CHOLLA POWER PLANT | 3908.8 | 2083.5 |  |  | 120 | 25310.1 | 87.4 | 221112 | -110.3 | 34.9333 | 20200 | R63-0142 | 125 | 999 | 113 | 4 | 113_B_4 | 86032 | 127&67 | R63-0142
04017 |  | Arizona | Navajo | 863011 | 47501813 | 45043912 | 447 | 100 | 3 | APS - CHOLLA POWER PLANT | 2833.1 | 1613.3 |  |  | 309 | 22274.2 | 92.6 | 221112 | -110.3 | 34.9333 | 20200 | R63-0142 | 125 | 999 | 113 | 3 | 113_B_3 | 86032 | 127&141 | R63-0142
04017 |  | Arizona | Navajo | 863011 | 47501813 | 45044312 | 447 | 100 | 2 | APS - CHOLLA POWER PLANT | 3118.4 | 1994.4 |  |  | 168 | 19946.4 | 118 | 221112 | -110.3 | 34.9333 | 20200 | R63-0142 | 125 | 999 | 113 | 2 | 113_B_2 | 86032 | 210&67 | R63-0142
04019 |  | Arizona | Pima | 977911 | 48108713 | 45656712 |  |  |  | Irvington | 1366.08 | 2184.96 | 248 | 10.2 | 287 | 6557 | 79 | 2211 | -110.9051 | 32.1597 | 982 | R63-0142 | 125 | 100 | 126 | 4 | 126_B_4 | 85714 | 17&24 | R63-0142
04019 |  | Arizona | Pima | 977911 | 48108813 | 45656612 |  |  |  | Irvington | 71.289 | 1.612 | 130 | 10.8 | 260 | 2484 | 27 | 2211 | -110.9051 | 32.1597 | 782 |  | 125 | 100 | 126 | 2 | 126_B_2 | 85714
04019 |  | Arizona | Pima | 977911 | 48108913 | 45656912 |  |  |  | Irvington | 89.957 | 1.931 | 130 | 10.5 | 260 | 2523 | 29 | 2211 | -110.9051 | 32.1597 | 782 |  | 125 | 100 | 126 | 1 | 126_B_1 | 85714
04019 |  | Arizona | Pima | 977911 | 48109013 | 45656812 |  |  |  | Irvington | 222.864 | 4.803 | 144 | 12.3 | 246 | 3451 | 29 | 2211 | -110.9051 | 32.1597 | 1090 |  | 125 | 100 | 126 | 3 | 126_B_3 | 85714
04021 |  | Arizona | Pinal | 998011 | 48101913 | 45648912 | EGU0048 | 1 | 0604 | APS Saguaro Power Plant | 0.701 | 0.003 | 160 | 19.9 | 337 | 18212 | 58 | 221112 | -111.2992 | 32.5522 | 115 |  | 125 | 100 | 118 | 1 | 118_B_1 | 85145
04021 |  | Arizona | Pinal | 998011 | 48102013 | 45648712 | EGU0048 | 2 | X | APS Saguaro Power Plant | 0.323 | 0.002 | 160 | 19.9 | 337 | 18212 | 58 | 221112 | -111.2992 | 32.5522 | 99 |  | 125 | 100 | 118 | 2 | 118_B_2 | 85145
04021 |  | Arizona | Pinal | 998011 | 67644213 | 45648812 | EGU0048 | CT3 | 0203 | APS Saguaro Power Plant | 2.335 | 0.032 | 37 | 24.4 | 846 |  | 108 | 221112 | -111.3 | 32.5517 | 80 |  | 125 | 120 | 118 | CT3 | 118_X_CT3 | 85145
04021 |  | Arizona | Pinal | 998111 | 48101713 | 45648512 | EGU0049 | Unit2 | 201 | Desert Basin Generating Station | 12.7 | 0.7 | 160 | 19.5 | 192 |  | 55 | 2211 | -111.792 | 32.9035 |  |  | 125 | 120 | 55129 | DBG2 | 55129_X_DBG2 | 85122
04021 |  | Arizona | Pinal | 998111 | 48101813 | 45648612 | EGU0049 | Unit1 | 101 | Desert Basin Generating Station | 18 | 0.9 | 160 | 19.5 | 192 |  | 55 | 2211 | -111.792 | 32.9035 |  |  | 125 | 120 | 55129 | DBG1 | 55129_X_DBG1 | 85122
04027 |  | Arizona | Yuma | 1013411 | 88710513 | 84999312 | 9955 | 001 | 1 | APS - YUCCA POWER PLANT | 121.7 | 0.7 |  |  | 300 | 3496.5 | 40.4 | 221112 | -114.7097 | 32.7214 | 600 |  | 125 | 999 | 120 | 1 | 120_B_1 | 85364
05007 |  | Arkansas | Benton | 1015511 | 48088413 | 45635412 | 0500700107 | 001 | 1 | FLINT CREEK POWER PLANT (SWEPCO) | 5325.7299 | 8620.2244 | 540 | 20 | 275 | 28588.5 | 91 | 221112 | -94.5239 | 36.2578 | 6320 | R63-0142 | 125 | 100 | 6138 | 1 | 6138_B_1 | 72734 |  | R63-0142
05031 |  | Arkansas | Craighead | 976311 | 47097513 | 44657512 | 0503100412 | 001 | 6 | JONESBORO CITY WATER AND LIGHT-NW SUBSTA | 40.1244 | 2.268 | 50 | 9 | 812 | 3836.1 | 60.3 | 221112 | -90.7256 | 35.8472 | 217 |  | 125 | 120 |  |  | 56505_G_SN01 | 72403
05031 |  | Arkansas | Craighead | 976311 | 47097513 | 44657612 | 0503100412 | 001 | 4 | JONESBORO CITY WATER AND LIGHT-NW SUBSTA | 31.084 | 0.32079 | 50 | 9 | 812 | 3836.1 | 60.3 | 221112 | -90.7256 | 35.8472 | 217 |  | 125 | 120 |  |  | 56505_G_SN01 | 72403
05031 |  | Arkansas | Craighead | 976311 | 47097513 | 44657712 | 0503100412 | 001 | 2 | JONESBORO CITY WATER AND LIGHT-NW SUBSTA | 16.456 | 0.19404 | 45 | 7.8 | 750 | 1949.6 | 40.8 | 221112 | -90.7256 | 35.8481 | 217 |  | 125 | 120 |  |  | 56505_G_SN01 | 72403
05031 |  | Arkansas | Craighead | 976311 | 47097513 | 44657812 | 0503100412 | 001 | 1 | JONESBORO CITY WATER AND LIGHT-NW SUBSTA | 0.018795 | 0.001073 | 45 | 7.8 | 750 | 1949.6 | 40.8 | 221112 | -90.7256 | 35.8481 | 217 | R63-0083 | 125 | 120 |  |  | 56505_G_SN01 | 72403 |  | R63-0083
05031 |  | Arkansas | Craighead | 976311 | 47097513 | 57849112 | 0503100412 | 001 | 7 | JONESBORO CITY WATER AND LIGHT-NW SUBSTA | 29.4207 | 0.90869 | 45 | 9 | 821 | 4453.2 | 70 | 221112 | -90.7256 | 35.8475 | 217 |  | 125 | 120 |  |  | 56505_G_SN01 | 72403
05047 |  | Arkansas | Franklin | 1117411 | 46792013 | 44397812 | 0504700012 | 006 | 6 | ARKANSAS ELECTRIC-THOMAS B FITZHUGH CORP | 36 | 0.3 | 134 | 19 | 300 | 17663.8 | 62.3 | 221112 | -93.8044 | 35.4642 | 1660 | R63-0083 | 125 | 140 | 201 | 2 | 201_G_2 | 72949 |  | R63-0083
05057 |  | Arkansas | Hempstead | 909411 | 46559713 | 44238912 | 0505700304 | 001 | 1 | ARK ELEC CO-OP CORP-FULTON CTI GENER STA | 25.4 | 0.3 | 90 | 18 | 1041 | 33869.8 | 133.1 | 221112 | -93.7922 | 33.61 | 153 | R63-0083 | 125 | 120 |  |  | 7825_G_1 | 71838-4 |  | R63-0083
05059 |  | Arkansas | Hot Spring | 10504211 | 52356613 | 49218712 | 0505900337 | 001 | 1 | HOT SPRING POWER COMPANY LLC | 65.2 | 0.7 | 150 | 20 | 185 | 23247.8 | 74 | 221112 | -92.8322 | 34.4303 | 2800 | R63-0083 | 125 | 150 |  |  | 55714_G_GT1_2 | 72104 |  | R63-0083
05059 |  | Arkansas | Hot Spring | 10504211 | 52356613 | 50410512 | 0505900337 | 001 | 2 | HOT SPRING POWER COMPANY LLC | 56.7 | 0.5 | 150 | 20 | 185 | 23467.7 | 74.7 | 221112 | -92.8325 | 34.4303 | 2800 |  | 125 | 150 |  |  | 55714_G_GT1_2 | 72104
05059 |  | Arkansas | Hot Spring | 1119311 | 46771013 | 44381512 | 0505900229 | 001 | 1 | KGEN-HOT SPRING LLC | 30.14 | 1.31 | 171 | 18 | 200 | 16998.5 | 66.8 | 221112 | -92.8681 | 34.2989 | 2300 | R63-0083 | 125 | 140 | 55418 | CT-1 | 55418_G_CT1 | 72104 |  | R63-0083
05059 |  | Arkansas | Hot Spring | 1119311 | 46771113 | 44381112 | 0505900229 | 002 | 2 | KGEN-HOT SPRING LLC | 27.3 | 1.22 | 171 | 18 | 200 | 16998.5 | 66.8 | 221112 | -92.8681 | 34.2983 | 2300 | R63-0083 | 125 | 140 | 55418 | CT-2 | 55418_G_CT2 | 72104 |  | R63-0083
05059 |  | Arkansas | Hot Spring | 1119311 | 46771413 | 44381212 | 0505900229 | 005 | 5 | KGEN-HOT SPRING LLC | 0.035535 | 0.000927 | 52 | 2.7 | 410 | 257.7 | 45 | 221112 | -92.8679 | 34.2962 | 29 |  | 125 | 100 |  |  | 55418_G_ST1 | 72104
05059 |  | Arkansas | Hot Spring | 658911 | 63320213 | 57858412 | 0505900011 | 001 | 1 | ENTERGY ARK INC-LAKE CATHERINE | 2.131 | 0.002 | 175 | 12.5 | 272 | 5982.9 | 48.8 | 221112 | -92.905 | 34.4356 | 727 |  | 125 | 999 | 170 | 1 | 170_B_1 | 72104
05059 |  | Arkansas | Hot Spring | 658911 | 63320313 | 57858512 | 0505900011 | 002 | 2 | ENTERGY ARK INC-LAKE CATHERINE | 1.875 | 0.002 | 175 | 13.8 | 325 | 5982.9 | 40 | 221112 | -92.9047 | 34.4358 | 1290 |  | 125 | 999 | 170 | 3 | 170_B_3 | 72104
05059 |  | Arkansas | Hot Spring | 658911 | 63320413 | 57858612 | 0505900011 | 003 | 3 | ENTERGY ARK INC-LAKE CATHERINE | 145.2 | 0.449 | 195 | 17 | 254 | 2292.5 | 10.1 | 221112 | -92.9044 | 34.4358 | 7610 |  | 125 | 999 | 170 | 4 | 170_B_4 | 72104
05063 |  | Arkansas | Independence | 1083411 | 46911013 | 44497612 | 0506300042 | 002 | 2 | ENTERGY-SERVICES INC-INDEPENDENCE PLANT | 6397.4 | 15090.06 | 1000 | 25.7 | 321 | 46687.3 | 90 | 221112 | -91.4078 | 35.68 | 9750 | R63-0142 | 125 | 999 | 6641 | 2 | 6641_B_2 | 72562 |  | R63-0142
05063 |  | Arkansas | Independence | 1083411 | 46911413 | 44497912 | 0506300042 | 001 | 1 | ENTERGY-SERVICES INC-INDEPENDENCE PLANT | 7013.3 | 15307.86 | 1000 | 25.7 | 321 | 46687.3 | 90 | 221112 | -91.4078 | 35.68 | 8340 | R63-0142 | 125 | 999 | 6641 | 1 | 6641_B_1 | 72562 |  | R63-0142
05069 |  | Arkansas | Jefferson | 7785211 | 2877713 | 2771912 | 0506900409 | 001 | 1 | PINE BLUFF ENERGY CENTER | 220.17 | 4.17 | 225 | 19.5 | 216 | 17918.9 | 60 | 221112 | -91.9022 | 34.2178 | 2410 | R63-0083 | 125 | 999 | 55075 | CT-1 | 55075_G_CT01 | 71611 |  | R63-0083
05069 |  | Arkansas | Jefferson | 7785211 | 2877913 | 2772012 | 0506900409 | 003 | 3 | PINE BLUFF ENERGY CENTER | 0.65 | 0.02 | 150 | 8 | 348 | 1960.4 | 39 | 221112 | -91.9022 | 34.2181 | 48 | R63-0040 | 125 | 100 |  |  | 55075_G_ST01 | 71611 |  | R63-0040
05069 |  | Arkansas | Jefferson | 893911 | 46642113 | 44325412 | 0506900110 | 001 | 1 | ENTERGY ARK-WHITE BLUFF | 7269.4 | 15018.01 | 1000 | 25.7 | 321 | 46687.3 | 90 | 221112 | -92.1392 | 34.4253 | 8340 | R63-0142 | 125 | 999 | 6009 | 1 | 6009_B_1 | 72132-0 |  | R63-0142
05069 |  | Arkansas | Jefferson | 893911 | 46642213 | 44325912 | 0506900110 | 002 | 2 | ENTERGY ARK-WHITE BLUFF | 8743.3 | 16666.28 | 1000 | 25.7 | 321 | 46687.3 | 90 | 221112 | -92.1392 | 34.4253 | 8340 | R63-0142 | 125 | 999 | 6009 | 2 | 6009_B_2 | 72132-0 |  | R63-0142
05093 |  | Arkansas | Mississippi | 15259811 | 95994413 | 92783312 | 0509300461 | 001 | 1 | PLUM POINT ENERGY STATION STATION UNIT 1 | 1524.7841 | 2830.3649 | 475 | 24 | 175 | 38362.6 | 84.8 | 221112 | -89.9456 | 35.6636 | 5900 | R63-0142 | 125 | 100 | 56456 | 1 | 56456_B_1 | 72370 |  | R63-0142
05103 |  | Arkansas | Ouachita | 976411 | 47097013 | 44657112 | 0510300055 | 001 | 1 | JOHN L MCCLELLAN GENERATING STA-CAMDEN | 410.21 | 24.822 | 160 | 10.8 | 340 | 8428 | 92 | 221112 | -92.7919 | 33.5664 | 1400 |  | 125 | 100 | 203 | 01 | 203_B_01 | 71701
05119 |  | Arkansas | Pulaski | 1102311 | 46812613 | 44414412 | 0511900087 | 002 | 2 | ENTERGY ARKANSAS INC - LYNCH PLANT | 226.2 | 0.475 | 147 | 10.4 | 350 | 3652.8 | 43 | 221112 | -92.1983 | 34.755 | 1500 | R63-0040 | 125 | 999 | 167 | 3 | 167_B_3 | 72117-0 |  | R63-0040
05119 |  | Arkansas | Pulaski | 210811 | 63446713 | 58217512 | 0511901380 | 001 | 1 | ARK ELEC CO-OP-OSWALD GENERATING STATION | 37.8 | 0.36545 | 160 | 9.5 | 285 | 5124.8 | 72.3 | 221112 | -92.2164 | 34.5928 | 631 |  | 125 | 140 | 55221 | G1 | 55221_G_G1 | 72206
05119 |  | Arkansas | Pulaski | 210811 | 63446813 | 58217612 | 0511901380 | 002 | 2 | ARK ELEC CO-OP-OSWALD GENERATING STATION | 27.6 | 0.31298 | 120 | 9.5 | 285 | 5124.8 | 72.3 | 221112 | -92.2167 | 34.5928 | 631 |  | 125 | 140 | 55221 | G2 | 55221_G_G2 | 72206
05119 |  | Arkansas | Pulaski | 210811 | 63446913 | 58217712 | 0511901380 | 003 | 3 | ARK ELEC CO-OP-OSWALD GENERATING STATION | 33.3 | 0.3654 | 160 | 9.5 | 285 | 5124.8 | 72.3 | 221112 | -92.2164 | 34.5931 | 631 |  | 125 | 140 | 55221 | G3 | 55221_G_G3 | 72206
05119 |  | Arkansas | Pulaski | 210811 | 63447013 | 58217812 | 0511901380 | 004 | 4 | ARK ELEC CO-OP-OSWALD GENERATING STATION | 17.2 | 0.19165 | 160 | 9.5 | 285 | 5124.8 | 72.3 | 221112 | -92.2167 | 34.5931 | 631 |  | 125 | 140 | 55221 | G4 | 55221_G_G4 | 72206
05119 |  | Arkansas | Pulaski | 210811 | 63447113 | 58217912 | 0511901380 | 005 | 5 | ARK ELEC CO-OP-OSWALD GENERATING STATION | 27.1 | 0.31473 | 160 | 9.5 | 285 | 5124.8 | 72.3 | 221112 | -92.2164 | 34.5933 | 631 |  | 125 | 140 | 55221 | G5 | 55221_G_G5 | 72206
05119 |  | Arkansas | Pulaski | 210811 | 63447213 | 58218012 | 0511901380 | 006 | 6 | ARK ELEC CO-OP-OSWALD GENERATING STATION | 24.1 | 0.27733 | 160 | 9.6 | 285 | 5233.2 | 72.3 | 221112 | -92.2167 | 34.5933 | 631 |  | 125 | 140 | 55221 | G6 | 55221_G_G6 | 72206
05119 |  | Arkansas | Pulaski | 210811 | 63447313 | 58218112 | 0511901380 | 007 | 7 | ARK ELEC CO-OP-OSWALD GENERATING STATION | 29.2 | 1.07 | 160 | 15.5 | 285 | 12019.7 | 63.7 | 221112 | -92.2167 | 34.5942 | 631 |  | 125 | 140 | 55221 | G7 | 55221_G_G7 | 72206
05119 |  | Arkansas | Pulaski | 210811 | 63447413 | 58218212 | 0511901380 | 008 | 8 | ARK ELEC CO-OP-OSWALD GENERATING STATION | 0.44514 | 0.007539 | 12 | 0.7 | 800 | 121.3 | 315.1 | 221112 | -92.2156 | 34.5925 |  |  | 125 | 160 |  |  | 55221_G_G8 | 72206
05119 |  | Arkansas | Pulaski | 863611 | 47485613 | 45020212 | 0511900090 | 001 | 1 | ENTERGY ARK-MABELVALE | 39.1367 | 0.0078 | 27 | 10.2 | 975 | 2230.8 | 27.3 | 221112 | -92.41 | 34.6375 | 18 | R63-0083 | 125 | 999 |  |  | 171_G_1 | 72103-0 |  | R63-0083
05119 |  | Arkansas | Pulaski | 863611 | 47485713 | 45019812 | 0511900090 | 002 | 2 | ENTERGY ARK-MABELVALE | 0.0671 | 0.0044 | 27 | 10.2 | 975 | 49 | 0.6 | 221112 | -92.41 | 34.6375 | 18 | R63-0083 | 125 | 999 |  |  | 171_G_2 | 72103-0 |  | R63-0083
05119 |  | Arkansas | Pulaski | 863611 | 47485813 | 45020012 | 0511900090 | 003 | 3 | ENTERGY ARK-MABELVALE | 39.0003 | 0.0078 | 27 | 10.2 | 975 | 2230.8 | 27.3 | 221112 | -92.41 | 34.6375 | 18 | R63-0083 | 125 | 999 |  |  | 171_G_3 | 72103-0 |  | R63-0083
05119 |  | Arkansas | Pulaski | 863611 | 47485913 | 45020112 | 0511900090 | 004 | 4 | ENTERGY ARK-MABELVALE | 38.0933 | 0.0076 | 27 | 10.2 | 975 | 2230.8 | 27.3 | 221112 | -92.41 | 34.6378 | 18 | R63-0083 | 125 | 999 |  |  | 171_G_4 | 72103-0 |  | R63-0083
05139 |  | Arkansas | Union | 1016511 | 48086313 | 45632412 | 0513900543 | 001 | 8 | UNION POWER STATION-EL DORADO | 50.7 | 2.1 | 135 | 19 | 190 | 13042.3 | 46 | 221112 | -92.5867 | 33.2956 | 2320 |  | 125 | 999 |  |  | 55380_G_CTG1 | 71730
05139 |  | Arkansas | Union | 1016511 | 48086313 | 45632512 | 0513900543 | 001 | 2 | UNION POWER STATION-EL DORADO | 46.6 | 1.9 | 135 | 19 | 190 | 13042.3 | 46 | 221112 | -92.5867 | 33.2983 | 2320 |  | 125 | 999 |  |  | 55380_G_CTG1 | 71730
05139 |  | Arkansas | Union | 1016511 | 48086313 | 45632612 | 0513900543 | 001 | 4 | UNION POWER STATION-EL DORADO | 51.2 | 2.4 | 135 | 19 | 190 | 13042.3 | 46 | 221112 | -92.5867 | 33.2981 | 2320 |  | 125 | 999 |  |  | 55380_G_CTG1 | 71730
05139 |  | Arkansas | Union | 1016511 | 48086313 | 45632712 | 0513900543 | 001 | 1 | UNION POWER STATION-EL DORADO | 37.3 | 1.6 | 135 | 19 | 190 | 13042.3 | 46 | 221112 | -92.5867 | 33.2994 | 2320 | R63-0083 | 125 | 999 |  |  | 55380_G_CTG1 | 71730 |  | R63-0083
05139 |  | Arkansas | Union | 1016511 | 48086313 | 45632812 | 0513900543 | 001 | 3 | UNION POWER STATION-EL DORADO | 52.4 | 2.5 | 135 | 19 | 190 | 13042.3 | 46 | 221112 | -92.5867 | 33.2983 | 2320 |  | 125 | 999 |  |  | 55380_G_CTG1 | 71730
05139 |  | Arkansas | Union | 1016511 | 48086313 | 45632912 | 0513900543 | 001 | 7 | UNION POWER STATION-EL DORADO | 44.8 | 2 | 135 | 19 | 190 | 13042.3 | 46 | 221112 | -92.5867 | 33.2958 | 2320 |  | 125 | 999 |  |  | 55380_G_CTG1 | 71730
05139 |  | Arkansas | Union | 1016511 | 48086313 | 45633012 | 0513900543 | 001 | 5 | UNION POWER STATION-EL DORADO | 45.1 | 1.9 | 135 | 19 | 190 | 13042.3 | 46 | 221112 | -92.5867 | 33.2969 | 2320 |  | 125 | 999 |  |  | 55380_G_CTG1 | 71730
05139 |  | Arkansas | Union | 1016511 | 48086313 | 45633112 | 0513900543 | 001 | 6 | UNION POWER STATION-EL DORADO | 42.7 | 1.8 | 135 | 19 | 190 | 13042.3 | 46 | 221112 | -92.5867 | 33.2964 | 2320 |  | 125 | 999 |  |  | 55380_G_CTG1 | 71730
06007 |  | California | Butte | 124511 | 51503413 | 98080012 | 04160456 | 1 | 1_1_202002 | OROVILLE COGENERATION, L.P. | 0.0066 | [6 empty] | 221112 | -121.6052 | 39.5163 | 1 |  | 125 | 999 |  |  | 54477_G_GEN2 | 95965
06007 |  | California | Butte | 877111 | 48007713 | 45541712 | 04160438 | 24501 | 24001 | PACIFIC OROVILLE POWER, INC. | 152.62 | 10.7 | 100 | 7 | 350 | 1211.3 |  | 221112 | -121.564 | 39.481 |  | R63-0040 | 125 | 999 |  |  | 54469_B_BLR1 | 95965 |  | R63-0040
06011 |  | California | Colusa | 15322111 | 96221013 | 98128512 | 061606224 | 2 | 2_1_201002 | PG&E COLUSA GENERATING STATION | 22.8 | 2.05 | [5 empty] | 221112 | -122.2696 | 39.3662 |  |  |  | 999 | 56532 | CT1 | 56532_G_A | 95955
06011 |  | California | Colusa | 15322111 | 96221113 | 98128412 | 061606224 | 1 | 1_1_201002 | PG&E COLUSA GENERATING STATION | 21.82 | 2.21 | [5 empty] | 221112 | -122.2696 | 39.3662 |  |  |  | 999 | 56532 | CT2 | 56532_G_B | 95955
06011 |  | California | Colusa | 75711 | 51955813 | 48754812 | 06160655 | 1 | 1 | WADHAM ENERGY LTD PARTNERSHIP | 20.08 | 115.922 | 170 | 7 | 213 | 1789.5 |  | 221118 | -122.1084 | 39.1013 |  | R63-0083 |  | 999 |  |  | 50293_B_BLR100 | 95987 |  | R63-0083
06013 |  | California | Contra Costa | 148911 | 51468613 | 48376312 | 0713031186 | 3 | 2 | LOS MEDANOS ENERGY CENTER | 54.393 | 3.761 | 175 | 17.4 | 203 | 16344.4 |  | 221112 | -121.8758 | 38.0305 | 165 | R63-0083 | 125 | 999 | 55217 | X725 | 55217_G_CTG1 | 94565 |  | R63-0083
06013 |  | California | Contra Costa | 148911 | 51468713 | 75881412 | 0713031186 | 6 | 8 | LOS MEDANOS ENERGY CENTER | 0.028 |  | 25 | 0.4 | 68 | 13.7 |  | 221112 | -121.8758 | 38.0305 | 165 | R63-0087 | 125 | 999 |  |  | 55217_G_CTG2 | 94565 |  | R63-0087
06013 |  | California | Contra Costa | 148911 | 51468813 | 48376512 | 0713031186 | 5 | 3 | LOS MEDANOS ENERGY CENTER | 0.607 | 0.066 | 100 | 4 | 350 | 419 |  | 221112 | -121.8758 | 38.0305 | 237 | R63-0040 | 125 | 999 |  |  | 55217_G_STG3 | 94565 |  | R63-0040
06013 |  | California | Contra Costa | 148911 | 84118713 | 75881512 | 0713031186 | 1 | 1 | LOS MEDANOS ENERGY CENTER | 50.151 | 3.623 | 175 | 17.4 | 203 | 16344.4 |  | 221112 | -121.8758 | 38.0305 |  |  | 125 | 999 | 55217 | X724 | 55217_G_X724 | 94565
06013 |  | California | Contra Costa | 150711 | 51454013 | 48364612 | 0713031209 | 3 | 2 | DELTA ENERGY CENTER | 36.775 | 2.044 | 144 | 18 | 170 | 16780.8 |  | 221112 | -121.8438 | 38.0151 | 2000 | R63-0083 | 125 | 999 | 55333 | 2 | 55333_G_CTG2 | 94565 |  | R63-0083
06013 |  | California | Contra Costa | 150711 | 51454313 | 48364512 | 0713031209 | 5 | 3 | DELTA ENERGY CENTER | 35.653 | 1.899 | 144 | 18 | 170 | 16780.8 |  | 221112 | -121.8438 | 38.0151 | 2000 | R63-0083 | 125 | 999 | 55333 | 3 | 55333_G_CTG3 | 94565 |  | R63-0083
06013 |  | California | Contra Costa | 150711 | 51454413 | 48364412 | 0713031209 | 1 | 1 | DELTA ENERGY CENTER | 46.882 | 2.644 | 144 | 18 | 170 | 16780.8 |  | 221112 | -121.8438 | 38.0151 | 2000 | R63-0083 | 125 | 999 | 55333 | 1 | 55333_G_CTG1 | 94565 |  | R63-0083
06013 |  | California | Contra Costa | 353611 | 50083213 | 47180012 | 0713038664 | 201 | 201 | CROCKETT COGENERATION, A CAL L | 123.511 | 5.632 | 230 | 18.9 | 225 | 16451.2 |  | 221112 | -122.2178 | 38.0542 | 1780 | R63-0083 | 125 | 999 |  |  | 55084_G_GE1 | 94525 |  | R63-0083
06013 |  | California | Contra Costa | 6486311 | 18706213 | 18148412 | 07130312 | 6 | 6 | GENON DELTA LLC, PITTSBURG GEN | 1.778 | 0.104 |  |  | 68 | 83.3 | 86.2 | 221112 | -121.8914 | 38.0279 | 2940 |  | 125 | 999 | 271 | 6 | 271_B_6 | 94565
06013 |  | California | Contra Costa | 6486311 | 18706313 | 18148112 | 07130312 | 5 | 5 | GENON DELTA LLC, PITTSBURG GEN | 1.425 | 0.093 |  |  | 68 | 83.3 | 86.2 | 221112 | -121.8914 | 38.0279 | 2940 |  | 125 | 999 | 271 | 5 | 271_B_5 | 94565
06013 |  | California | Contra Costa | 6486411 | 18703113 | 18147112 | 0713033981 | 1 | 1 | GWF POWER SYSTEMS,LP (SITE 4) | 33.487 | 25.819 | 80 | 5.2 | 68 | 1029.3 |  | 221112 | -121.7565 | 38.0111 | 19 |  | 125 | 999 |  |  | 10371_B_CB1302 | 94509
06013 |  | California | Contra Costa | 6513311 | 19356413 | 18725312 | 0713033243 | 1 | 1 | GWF POWER SYSTEMS,LP (SITE 1) | 40.233 | 41.494 | 100 | 5.2 | 68 | 1029.3 |  | 221112 | -121.8708 | 38.0292 | 19 |  | 125 | 999 |  |  | 10367_B_CB1302 | 94565
06013 |  | California | Contra Costa | 6513411 | 19355613 | 18724412 | 0713033244 | 1 | 1 | GWF POWER SYSTEMS,LP (SITE 2) | 55.425 | 60.49 | 100 | 5.2 | 68 | 1029.3 |  | 221112 | -121.8726 | 37.9983 | 19 |  | 125 | 999 |  |  | 10368_B_CB1302 | 94565
06013 |  | California | Contra Costa | 6513611 | 19354013 | 18722812 | 0713033246 | 1 | 1 | GWF POWER SYSTEMS,LP (SITE 5) | 57.41 | 80.403 | 100 | 5.2 | 68 | 1029.3 |  | 221112 | -121.9871 | 38.0402 | 19 |  | 125 | 999 |  |  | 10370_B_CB1302 | 94565
06013 |  | California | Contra Costa | 6530211 | 19187313 | 18609212 | 07130318 | 10 | 10 | GENON DELTA LLC, CONTRA COSTA | 2.345 | 0.107 | 150 | 18.9 | 270 | 14948.2 |  | 221112 | -121.761 | 38.0184 | 2940 |  | 125 | 999 | 228 | 10 | 228_B_10 | 94509
06013 |  | California | Contra Costa | 6530211 | 19187413 | 18610412 | 07130318 | 9 | 9 | GENON DELTA LLC, CONTRA COSTA | 1.563 | 0.031 | 150 | 18.9 | 270 | 14948.2 |  | 221112 | -121.761 | 38.0184 | 2940 |  | 125 | 999 | 228 | 9 | 228_B_9 | 94509
06019 |  | California | Fresno | 14025511 | 85377413 | 78148312 | 101430722 | 2 | 2 | KINGSBURG COGEN FACILITY | 4.6632 | 1.5854 |  |  | 68 | 83.3 |  | 221118 | -119.579 | 36.5467 | 34.5 |  | 125 | 999 |  |  | 10405_G_GEN1 | 93631
06019 |  | California | Fresno | 348711 | 50705713 | 47707712 | 10143014 | 5 | 5 | FRESNO COGENERATION PARTNERS, L.P. | 0.37661 | 0.0249 |  |  | 68 | 83.3 | 72.9 | 221118 | -120.0994 | 36.6168 | 22 | R63-0087 | 125 | 999 | 10156 | GEN1 | 10156_G_GEN3 | 93660 |  | R63-0087
06019 |  | California | Fresno | 348711 | 50705913 | 47707612 | 10143014 | 4 | 4 | FRESNO COGENERATION PARTNERS, L.P. | 0.0295 | 0.00195 |  |  | 68 | 83.3 | 72.9 | 221118 | -120.0994 | 36.6168 | 6 | R63-0087 | 125 | 999 |  |  | 10156_G_GEN2 | 93660 |  | R63-0087
06019 |  | California | Fresno | 6515311 | 19308013 | 18684612 | 101430354 | 2 | 2 | COALINGA COGENERATION CO | 26.0864 | 1.1101 | 49 | 10.7 | 250 | 3717.1 |  | 221118 | -120.379 | 36.1854 | 36 | R63-0083 |  | 999 | 50131 | 1 | 50131_G_K100 | 93210 |  | R63-0083
06023 |  | California | Humboldt | 155811 | 100115613 | 97104512 | 12062096 | 2 | 2_1_201001 | DG FAIRHAVEN POWER COMPANY | 0.42354 | 0.027852 | [5 empty] | 221118 | -124.1981 | 40.7924 |  |  | 125 | 999 |  |  | 10052_B_BLR1c | 95564
06023 |  | California | Humboldt | 155811 | 100115713 | 97104612 | 12062096 | 3 | 3_1_202016 | DG FAIRHAVEN POWER COMPANY | 0.0033833 | 0.0002224 | [5 empty] | 221118 | -124.1981 | 40.7924 |  |  | 125 | 999 |  |  | 10052_B_BLR1a | 95564
06023 |  | California | Humboldt | 155811 | 51444813 | 97104312 | 12062096 | 1 | 1_1_101009 | DG FAIRHAVEN POWER COMPANY | 142.989 | 25.5338 | [5 empty] | 221118 | -124.1981 | 40.7924 |  |  | 125 | 999 |  |  | 10052_B_BLR1b | 95564
06023 |  | California | Humboldt | 155811 | 51444813 | 97104412 | 12062096 | 1 | 1_2_101006 | DG FAIRHAVEN POWER COMPANY | 1.2214 | 0.0073284 | [5 empty] | 221118 | -124.1981 | 40.7924 |  |  | 125 | 999 |  |  | 10052_B_BLR1b | 95564
06025 |  | California | Imperial | 178411 | 51300913 | 97125612 | 13151116 | 2 | 2_1_201001 | ROCKWOOD GAS TURBINE PLANT | [7 empty] | 221112 | -115.5355 | 32.9556 | 21 | R63-0083 | 125 | 999 |  |  | 7824_G_2 | 92227 |  | R63-0083
06025 |  | California | Imperial | 178411 | 51301013 | 97125412 | 13151116 | 1 | 1_1_101006 | ROCKWOOD GAS TURBINE PLANT | [7 empty] | 221112 | -115.5355 | 32.9556 | 21 |  | 125 | 999 |  |  | 7824_G_1 | 92227
06025 |  | California | Imperial | 178411 | 51301013 | 97125512 | 13151116 | 1 | 1_2_201001 | ROCKWOOD GAS TURBINE PLANT | [7 empty] | 221112 | -115.5355 | 32.9556 | 21 | R63-0083 | 125 | 999 |  |  | 7824_G_1 | 92227 |  | R63-0083
06025 |  | California | Imperial | 6515911 | 19300613 | 18677012 | 13151115 | 2 | 2 | IMPERIAL IRRIGATION DISTRICT | 82.9 | 1.617 | 100 | 9.1 | 300 | 1750 |  | 221112 | -115.5375 | 32.8038 | 945 | R63-0083 | 125 | 999 | 389 | 2-2 | 389_G_2A | 92243 |  | R63-0083
06025 |  | California | Imperial | 6515911 | 19300813 | 18677112 | 13151115 | 4 | 4 | IMPERIAL IRRIGATION DISTRICT | 126.4 |  | 107 | 9 | 300 | 3466.7 |  | 221112 | -115.5375 | 32.8038 | 782 |  | 125 | 999 | 389 | 4 | 389_B_4 | 92243
06029 |  | California | Kern | 10288711 | 58153413 | 50405312 | 1514303636 | 1 | 1 | PASTORIA ENERGY FACILITY, LLC | 32.4405 | 3.0543 |  |  | 68 | 83.3 | 61.9 | 221118 | -118.8441 | 34.9566 | 1 | R63-0083 | 125 | 999 | 55656 | CT001 | 55656_G_CT001 | 93243 |  | R63-0083
06029 |  | California | Kern | 10288711 | 58153713 | 50345712 | 1514303636 | 2 | 2 | PASTORIA ENERGY FACILITY, LLC | 35.3268 | 3.0696 |  |  | 68 | 83.3 | 61.9 | 221118 | -118.8441 | 34.9566 | 1 | R63-0083 | 125 | 999 | 55656 | CT002 | 55656_G_CT002 | 93243 |  | R63-0083
06029 |  | California | Kern | 10288711 | 58153813 | 50027312 | 1514303636 | 3 | 3 | PASTORIA ENERGY FACILITY, LLC | 30.5805 | 2.7843 |  |  | 68 | 83.3 | 61.9 | 221118 | -118.8441 | 34.9566 | 1 | R63-0083 | 125 | 999 | 55656 | CT004 | 55656_G_CT004 | 93243 |  | R63-0083
06029 |  | California | Kern | 10295611 | 58291813 | 50405212 | 1514303523 | 1 | 1 | ELK HILLS POWER LLC | 0.44311 | 0.0104 |  |  | 68 | 83.3 | 61.9 | 221118 | -119.4699 | 35.2802 | 1 | R63-0083 | 125 | 999 | 55400 | CTG-1 | 55400_G_CTG-1 | 93276 |  | R63-0083
06029 |  | California | Kern | 10295611 | 58291913 | 50345612 | 1514303523 | 2 | 2 | ELK HILLS POWER LLC | 0.47702 | 0.010278 |  |  | 68 | 83.3 | 61.9 | 221118 | -119.4699 | 35.2802 | 1 | R63-0083 | 125 | 999 | 55400 | CTG-2 | 55400_G_CTG-2 | 93276 |  | R63-0083
06029 |  | California | Kern | 10296711 | 58290013 | 49382512 | 1514303412 | 1 | 1 | LA PALOMA GENERATING CO LLC | 24.2045 | 2.6648 | 131 | 18 | 200 | 11904.3 |  | 221118 | -119.5925 | 35.2948 | 1 |  | 125 | 999 | 55151 | CTG-1 | 55151_G_CTG-1 | 93251
06029 |  | California | Kern | 10296711 | 58290113 | 50609112 | 1514303412 | 2 | 2 | LA PALOMA GENERATING CO LLC | 26.463 | 2.9289 | 131 | 18 | 200 | 11653.7 |  | 221118 | -119.5925 | 35.2948 | 1 |  | 125 | 999 | 55151 | CTG-2 | 55151_G_CTG-2 | 93251
06029 |  | California | Kern | 10296711 | 58290213 | 49994912 | 1514303412 | 3 | 3 | LA PALOMA GENERATING CO LLC | 25.7202 | 2.8118 | 131 | 18 | 200 | 11792.4 |  | 221118 | -119.5925 | 35.2948 | 1 | R63-0087 | 125 | 999 | 55151 | CTG-3 | 55151_G_CTG-3 | 93251 |  | R63-0087
06029 |  | California | Kern | 10296711 | 58290313 | 51317812 | 1514303412 | 4 | 4 | LA PALOMA GENERATING CO LLC | 27.5473 | 2.9598 | 131 | 18 | 200 | 12183.8 |  | 221118 | -119.5925 | 35.2948 | 1 | R63-0087 | 125 | 999 | 55151 | CTG-4 | 55151_G_CTG-4 | 93251 |  | R63-0087
06029 |  | California | Kern | 13847911 | 84891013 | 77477912 | 1514302592 | 1 | 1 | MID-SET COGENERATION COMPANY | 26.8584 | 0.20375 | 49 | 10.7 | 250 | 3903.9 |  | 221118 | -119.568 | 35.195 | 36 |  |  | 999 |  |  | 10501_G_K100 | 93224
06029 |  | California | Kern | 13890611 | 85205713 | 77946212 | 1514301251 | 1 | 1 | MCKITTRICK LIMITED | 18.2115 | 0.2662 | 74 | 11.8 | 285 | 3706 |  | 221118 | -119.6673 | 35.3128 | 46 |  |  | 999 |  |  | 50612_G_GEN1 | 93308
06029 |  | California | Kern | 14108911 | 84884713 | 77471612 | 1514301118 | 2 | 2 | HIGH SIERRA LIMITED | 1.344 | 0.0185 | 60 | 8 | 285 | 1889.4 |  | 221118 | -119.0305 | 35.509 | 23 |  |  | 999 |  |  | 50495_G_HS2 | 93308
06029 |  | California | Kern | 14108911 | 84884813 | 77471712 | 1514301118 | 1 | 1 | HIGH SIERRA LIMITED | 1.344 | 0.0185 | 60 | 8 | 285 | 1900.6 |  | 221118 | -119.0305 | 35.509 | 23 |  |  | 999 |  |  | 50495_G_HS1 | 93308
06029 |  | California | Kern | 295911 | 50803613 | 47796212 | 1514302265 | 1 | 1 | BERRY PETROLEUM COMPANY | 20.0711 | 5.9586 | 60 | 11.4 | 370 | 17966.7 |  | 221118 | -119.3716 | 35.1658 | 38.7 | R63-0083 |  | 999 |  |  | 50170_G_GEN1 | 00000 |  | R63-0083
06029 |  | California | Kern | 361111 | 50311813 | 47371112 | 1514303746 | 1 | 1 | SUNRISE POWER COMPANY | 34.6642 | 3.4162 | 150 | 19 | 200 | 11266.6 |  | 221118 | -119.585 | 35.2097 | 150 |  | 125 | 999 | 55182 | CTG1 | 55182_G_X718 | 93224
06029 |  | California | Kern | 361111 | 50311913 | 47371212 | 1514303746 | 2 | 2 | SUNRISE POWER COMPANY | 30.5648 | 3.313 | 150 | 19 | 200 | 11268.5 |  | 221118 | -119.585 | 35.2097 | 150 |  | 125 | 999 | 55182 | CTG2 | 55182_G_X719 | 93224
06029 |  | California | Kern | 3945411 | 35565913 | 33858412 | 151430511 | 3 | 3 | SYCAMORE COGENERATION CO | 41.9974 | 1.0415 | 63 | 14.5 | 250 | 7505.5 |  | 221118 | -118.9853 | 35.452 | 76 |  |  | 999 |  |  | 50134_G_GTCG | 00000
06029 |  | California | Kern | 3945411 | 35566013 | 33858712 | 151430511 | 4 | 4 | SYCAMORE COGENERATION CO | 17.4611 | 0.30557 | 63 | 14.5 | 250 | 7468.3 |  | 221118 | -118.9853 | 35.452 | 76 | R63-0083 |  | 999 |  |  | 50134_G_GTDG | 00000 |  | R63-0083
06029 |  | California | Kern | 3945411 | 35566313 | 33858512 | 151430511 | 1 | 1 | SYCAMORE COGENERATION CO | 7.5091 | 0.30746 | 63 | 14.5 | 250 | 7453.5 |  | 221118 | -118.9853 | 35.452 | 76 | R63-0083 |  | 999 |  |  | 50134_G_GTAG | 00000 |  | R63-0083
06029 |  | California | Kern | 3945411 | 35566413 | 33858612 | 151430511 | 2 | 2 | SYCAMORE COGENERATION CO | 35.1723 | 1.2325 | 63 | 14.5 | 250 | 7398.3 |  | 221118 | -118.9853 | 35.452 | 76 | R63-0083 |  | 999 |  |  | 50134_G_GTBG | 00000 |  | R63-0083
06029 |  | California | Kern | 409411 | 49238213 | 46593012 | 150512593 | 10001 | 1 | MOJAVE COGENERATION COMPANY | 43.56 | 0.406 | 140 | 11 | 260 | 4342.6 |  | 221330 | -117.702 | 35.0336 | 40 | R63-0083 |  | 999 |  |  | 10850_G_GEN1 | 93516 |  | R63-0083
06029 |  | California | Kern | 412511 | 49172513 | 46529812 | 1514301250 | 1 | 1 | BADGER CREEK LIMITED | 17.869 | 0.27946 | 75 | 12 | 260 | 3761.2 |  | 221118 | -119.0299 | 35.4837 | 46 | R63-0083 |  | 999 |  |  | 10650_G_GEN1 | 93308 |  | R63-0083
06029 |  | California | Kern | 4196911 | 33773113 | 32229712 | 151430883 | 3 | 3 | RIO BRAVO POSO | 138.0315 | 44.501 | 182.4 | 7.8 | 282 | 1627.8 |  | 221118 | -119.0752 | 35.5474 | 389 | R63-0142 | 125 | 999 |  |  | 10769_B_CFB | 00000 |  | R63-0142
06029 |  | California | Kern | 4197011 | 33772313 | 32227812 | 15143088 | 1 | 1 | KERN RIVER COGENERATION CO | 23.4234 | 0.98227 | 63 | 14.5 | 250 | 7551.7 |  | 221118 | -118.9612 | 35.4407 | 72 | R63-0083 | 125 | 999 |  |  | 10496_G_GTAG | 00000 |  | R63-0083
06029 |  | California | Kern | 4197011 | 33772413 | 32227912 | 15143088 | 2 | 2 | KERN RIVER COGENERATION CO | 25.7348 | 0.8441 | 63 | 14.5 | 250 | 7778.6 |  | 221118 | -118.9612 | 35.4407 | 72 | R63-0083 | 125 | 999 |  |  | 10496_G_GTBG | 00000 |  | R63-0083
06029 |  | California | Kern | 4197011 | 33772513 | 32227412 | 15143088 | 3 | 3 | KERN RIVER COGENERATION CO | 23.4851 | 0.6118 | 63 | 14.5 | 250 | 7770 |  | 221118 | -118.9612 | 35.4407 | 72 | R63-0083 | 125 | 999 |  |  | 10496_G_GTCG | 00000 |  | R63-0083
06029 |  | California | Kern | 4197011 | 33772613 | 32227712 | 15143088 | 4 | 4 | KERN RIVER COGENERATION CO | 20.7924 | 0.38302 | 63 | 14.5 | 250 | 7959.4 |  | 221118 | -118.9612 | 35.4407 | 72 | R63-0083 | 125 | 999 |  |  | 10496_G_GTDG | 00000 |  | R63-0083
06029 |  | California | Kern | 4197111 | 33770513 | 32226612 | 15143091 | 3 | 3 | MT POSO COGENERATION COMPANY | 178.998 | 49.0928 | 170 | 8.5 | 300 | 3941.9 |  | 221118 | -119.006 | 35.577 | 592 | R63-0040&R63-01 | 125 | 999 |  |  | 54626_B_BL01 | 93380 |  | R63-0040&R63-01
06029 |  | California | Kern | 424911 | 49800013 | 47071812 | 15143073 | 2 | 2 | OILDALE ENERGY LLC | 16.3605 | 0.91315 |  |  | 68 | 83.3 | 47.9 | 221118 | -119.0112 | 35.4175 | 39 |  | 125 | 999 |  |  | 54371_G_ODC1 | 93308
06029 |  | California | Kern | 456011 | 48853413 | 46265312 | 151430172 | 1 | 1 | LIVE OAK LIMITED | 17.2246 | 0.28878 | 74 | 11 | 285 | 3822.8 |  | 221118 | -119.0091 | 35.4962 | 48 | R63-0083 |  | 999 |  |  | 54768_G_GEN1 | 93308 |  | R63-0083
06029 |  | California | Kern | 458111 | 48843613 | 46255212 | 1514302049 | 1 | 1 | BEAR MOUNTAIN LIMITED | 17.527 | 0.29097 | 74 | 11 | 280 | 3522.2 |  | 221118 | -118.9265 | 35.4192 | 46 | R63-0083 |  | 999 |  |  | 10649_G_GEN1 | 93308 |  | R63-0083
06029 |  | California | Kern | 492111 | 48640813 | 46074512 | 151430723 | 1 | 1 | CHALK CLIFF LIMITED | 22.8751 | 0.27024 | 74 | 10.8 | 285 | 3965 |  | 221118 | -119.3947 | 35.0977 | 46 | R63-0083 |  | 999 |  |  | 50003_G_GEN1 | 93308 |  | R63-0083
06029 |  | California | Kern | 5813711 | 21469513 | 20582912 | 1514301120 | 1 | 1 | KERN FRONT LIMITED | 1.518 | 0.0213 | 60 | 8 | 275 | 1716.9 |  | 221118 | -119.04 | 35.5157 | 23 | R63-0083 | 106 | 999 |  |  | 50494_G_KF1 | 93308 |  | R63-0083
06029 |  | California | Kern | 5813711 | 21469613 | 20582812 | 1514301120 | 2 | 2 | KERN FRONT LIMITED | 1.4529 | 0.0213 | 60 | 8 | 275 | 1762 |  | 221118 | -119.04 | 35.5157 | 23 | R63-0083 | 106 | 999 |  |  | 50494_G_KF2 | 93308 |  | R63-0083
06029 |  | California | Kern | 5815411 | 21413013 | 20539512 | 1514301751 | 3 | 3 | RIO BRAVO JASMIN | 130.5295 | 41.5761 | 182 | 7.8 | 280 | 1699.4 |  | 221118 | -119.0524 | 35.7472 | 382 | R63-0142 | 125 | 999 |  |  | 10768_B_CFB | 93308 |  | R63-0142
06031 |  | California | Kings | 14061911 | 85128613 | 77805812 | 161430603 | 1 | 1 | HANFORD L P | 33.3481 | 57.3757 | 80 | 4.7 | 330 | 17104.2 |  | 221118 | -119.6483 | 36.2696 | 305 | R63-0142 | 125 | 999 |  |  | 10373_B_CB1302 | 93230 |  | R63-0142
06031 |  | California | Kings | 16711 | 52145713 | 48911812 | 1614303929 | 1 | 1 | GWF ENERGY LLC - HENRIETTA | 0.5718 | 0.0174 |  |  | 68 | 83.3 | 63.3 | 333611 | -119.9043 | 36.24 | 46.9 | R63-0083 | 125 | 999 | 55807 | HPP1 | 55807_G_HPP1 | 93245 |  | R63-0083
06031 |  | California | Kings | 16711 | 52145813 | 48911912 | 1614303929 | 2 | 2 | GWF ENERGY LLC - HENRIETTA | 0.4738 | 0.0193 |  |  | 68 | 83.3 | 63.3 | 333611 | -119.9043 | 36.24 | 46.9 | R63-0083 | 125 | 999 | 55807 | HPP2 | 55807_G_HPP2 | 93245 |  | R63-0083
06031 |  | California | Kings | 17611 | 52140513 | 48907012 | 1614304140 | 1 | 1 | GWF ENERGY LLC | 0.62076 | 0.0437 |  |  | 68 | 83.3 | 63.3 | 221118 | -119.6477 | 36.2695 | 47.5 | R63-0083 | 125 | 999 | 55698 | HEP1 | 55698_G_HEP1 | 93230 |  | R63-0083
06031 |  | California | Kings | 17611 | 52140613 | 48906912 | 1614304140 | 2 | 2 | GWF ENERGY LLC | 0.62025 | 0.012901 |  |  | 68 | 83.3 | 63.3 | 221118 | -119.6477 | 36.2695 | 47.5 | R63-0083 | 125 | 999 | 55698 | HEP2 | 55698_G_HEP2 | 93230 |  | R63-0083
06035 |  | California | Lassen | 4198711 | 33747913 | 32205112 | 18081415 | 1 | 1 | H.L. POWER COMPANY | 150 | 1 | 135 | 10 | 325 | 4750.2 |  | 221122 | -120.2673 | 40.3708 |  | R63-0040 |  | 999 |  |  | 10777_B_ZURN1 | 96130 |  | R63-0040
06037 |  | California | Los Angeles | 13909011 | 85871813 | 102969312 | 1910268000 | 33 | 33_1_10100 | LA CITY, DWP SCATTERGOOD GENERATING STN |  | 33.0705 | [5 empty] | 221112 | -118.4309 | 33.9227 | 1750 |  |  | 999 | 404 | 1 | 404_B_1 | 90293
06037 |  | California | Los Angeles | 13909011 | 85871813 | 102969412 | 1910268000 | 33 | 33_11_1010 | LA CITY, DWP SCATTERGOOD GENERATING STN | 2.5231 | [6 empty] | 221112 | -118.4309 | 33.9227 | 1750 |  |  | 999 | 404 | 1 | 404_B_1 | 90293
06037 |  | California | Los Angeles | 13909011 | 85871913 | 102969112 | 1910268000 | 32 | 32_1_10100 | LA CITY, DWP SCATTERGOOD GENERATING STN |  | 0.28095 | [5 empty] | 221112 | -118.4309 | 33.9227 | 1750 |  |  | 999 | 404 | 2 | 404_B_2 | 90293
06037 |  | California | Los Angeles | 13909011 | 85871913 | 102969212 | 1910268000 | 32 | 32_11_1010 | LA CITY, DWP SCATTERGOOD GENERATING STN | 10.5225 | [6 empty] | 221112 | -118.4309 | 33.9227 | 1750 |  |  | 999 | 404 | 2 | 404_B_2 | 90293
06037 |  | California | Los Angeles | 4083111 | 35223713 | 101520812 | 1910261153 | 2 | 2_1_202003 | AES ALAMITOS, LLC |  | 7.155e-06 | [5 empty] | 221112 | -118.1031 | 33.7711 | 2020 | R63-0040 | 125 | 999 | 315 | 1 | 315_B_1 | 90803 |  | R63-0040
06037 |  | California | Los Angeles | 4083111 | 76772213 | 101521412 | 1910261153 | 8 | 8_1_101006 | AES ALAMITOS, LLC |  | 0.19354 | [5 empty] | 221112 | -118.1031 | 33.7711 | 2010 |  | 125 | 999 | 315 | 2 | 315_B_2 | 90803
06037 |  | California | Los Angeles | 4083111 | 76772313 | 101521512 | 1910261153 | 9 | 9_1_101006 | AES ALAMITOS, LLC |  | 0.30306 | [5 empty] | 221112 | -118.1031 | 33.7711 | 2890 |  | 125 | 999 | 315 | 3 | 315_B_3 | 90803
06037 |  | California | Los Angeles | 4083111 | 76772413 | 101520412 | 1910261153 | 10 | 10_1_10100 | AES ALAMITOS, LLC |  | 1.1677 | [5 empty] | 221112 | -118.1031 | 33.7711 | 3440 |  | 125 | 999 | 315 | 4 | 315_B_4 | 90803
06037 |  | California | Los Angeles | 4083111 | 76772613 | 101520612 | 1910261153 | 12 | 12_1_10100 | AES ALAMITOS, LLC |  | 0.56298 | [5 empty] | 221112 | -118.1031 | 33.7711 | 4260 |  | 125 | 999 | 315 | 5 | 315_B_5 | 90803
06037 |  | California | Los Angeles | 4083111 | 76772713 | 101520712 | 1910261153 | 13 | 13_1_10100 | AES ALAMITOS, LLC |  | 0.67383 | [5 empty] | 221112 | -118.1031 | 33.7711 | 4880 |  | 125 | 999 | 315 | 6 | 315_B_6 | 90803
06037 |  | California | Los Angeles | 4083411 | 35217313 | 101522512 | 1910261155 | 10 | 10_1_10100 | AES REDONDO BEACH, LLC |  | 0.04738 | [5 empty] | 221112 | -118.3967 | 33.8512 | 4240 |  | 125 | 999 | 356 | 8 | 356_B_8 | 90277
06037 |  | California | Los Angeles | 4083411 | 35217313 | 101522612 | 1910261155 | 10 | 10_11_1010 | AES REDONDO BEACH, LLC | 0.36692 | [6 empty] | 221112 | -118.3967 | 33.8512 | 4240 |  | 125 | 999 | 356 | 8 | 356_B_8 | 90277
06037 |  | California | Los Angeles | 4083411 | 35218713 | 101523712 | 1910261155 | 8 | 8_1_301830 | AES REDONDO BEACH, LLC | [7 empty] | 221112 | -118.3967 | 33.8512 | 1850 |  | 125 | 999 | 356 | 6 | 356_B_6 | 90277
06037 |  | California | Los Angeles | 4083411 | 85686913 | 101522712 | 1910261155 | 11 | 11_1_10100 | AES REDONDO BEACH, LLC |  | 1.125 | [5 empty] | 221112 | -118.3967 | 33.8512 |  |  | 125 | 999 | 356 | 17 | 356_B_17 | 90277
06037 |  | California | Los Angeles | 4083411 | 85686913 | 101522812 | 1910261155 | 11 | 11_11_1010 | AES REDONDO BEACH, LLC | 16.2876 | [6 empty] | 221112 | -118.3967 | 33.8512 |  |  | 125 | 999 | 356 | 17 | 356_B_17 | 90277
06037 |  | California | Los Angeles | 4083411 | 85687013 | 101523812 | 1910261155 | 9 | 9_1_101006 | AES REDONDO BEACH, LLC |  | 0.12355 | [5 empty] | 221112 | -118.3967 | 33.8512 | 4240 |  | 125 | 999 | 356 | 7 | 356_B_7 | 90277
06037 |  | California | Los Angeles | 4083411 | 85687013 | 101523912 | 1910261155 | 9 | 9_11_10100 | AES REDONDO BEACH, LLC | 0.42206 | [6 empty] | 221112 | -118.3967 | 33.8512 | 4240 |  | 125 | 999 | 356 | 7 | 356_B_7 | 90277
06037 |  | California | Los Angeles | 4083411 | 85687113 | 101523612 | 1910261155 | 7 | 7_1_301830 | AES REDONDO BEACH, LLC | [7 empty] | 221112 | -118.3967 | 33.8512 | 1810 |  | 125 | 999 | 356 | 5 | 356_B_5 | 90277
06037 |  | California | Los Angeles | 4084611 | 100901213 | 101528612 | 1910261156 | 3 | 3_1_101006 | EL SEGUNDO ENERGY CENTER |  | 0.7617 | [5 empty] | 221112 | -118.4276 | 33.9165 |  |  | 125 | 999 | 330 | 4 | 330_B_4 | 90245
06037 |  | California | Los Angeles | 4084611 | 100901213 | 101528712 | 1910261156 | 3 | 3_11_10100 | EL SEGUNDO ENERGY CENTER | 10.819 | [6 empty] | 221112 | -118.4276 | 33.9165 |  |  | 125 | 999 | 330 | 4 | 330_B_4 | 90245
06037 |  | California | Los Angeles | 4084611 | 35181613 | 101528512 | 1910261156 | 2 | 2_1_503009 | EL SEGUNDO ENERGY CENTER | [7 empty] | 221112 | -118.4276 | 33.9165 | 3380 |  | 125 | 999 | 330 | 3 | 330_B_3 | 90245
06037 |  | California | Los Angeles | 5681911 | 85757613 | 103129612 | 1910268001 | 21 | 21_1_30688 | LA CITY, DWP VALLEY GENERATING STATION | [7 empty] | 221118 | -118.3903 | 34.2419 | 201 |  | 125 | 999 | 408 | 8 | 408_G_8 | 91352
06037 |  | California | Los Angeles | 5681911 | 85757713 | 103129512 | 1910268001 | 20 | 20_1_38500 | LA CITY, DWP VALLEY GENERATING STATION | [7 empty] | 221118 | -118.3903 | 34.2419 | 155 |  | 125 | 999 | 408 | 7 | 408_G_7 | 91352
06037 |  | California | Los Angeles | 5681911 | 85757813 | 103129212 | 1910268001 | 19 | 19_1_40299 | LA CITY, DWP VALLEY GENERATING STATION | [7 empty] | 221118 | -118.3903 | 34.2419 | 155 |  | 125 | 999 | 408 | 6 | 408_G_6 | 91352
06037 |  | California | Los Angeles | 5681911 | 85757913 | 103129112 | 1910268001 | 18 | 18_1_40600 | LA CITY, DWP VALLEY GENERATING STATION | [7 empty] | 221118 | -118.3903 | 34.2419 | 43 |  | 125 | 999 | 408 | 5 | 408_G_5 | 91352
06037 |  | California | Los Angeles | 5796711 | 21563513 | 102965412 | 1910268000 | 4 | 4_1_503009 | LA CITY, DWP HAYNES GENERATING STATION | [7 empty] | 221112 | -118.0994 | 33.7597 | 2160 |  | 125 | 999 | 400 | 2 | 400_B_2 | 90803
06037 |  | California | Los Angeles | 5796711 | 21563713 | 102966212 | 1910268000 | 9 | 9_1_101006 | LA CITY, DWP HAYNES GENERATING STATION |  | 0.57613 | [5 empty] | 221112 | -118.0994 | 33.7597 | 3020 |  | 125 | 999 | 400 | 5 | 400_B_5 | 90803
06037 |  | California | Los Angeles | 5796711 | 21563713 | 102966312 | 1910268000 | 9 | 9_11_10100 | LA CITY, DWP HAYNES GENERATING STATION | 34.4499 | [6 empty] | 221112 | -118.0994 | 33.7597 | 3020 |  | 125 | 999 | 400 | 5 | 400_B_5 | 90803
06037 |  | California | Los Angeles | 5796711 | 21564213 | 102965812 | 1910268000 | 7 | 7_1_101006 | LA CITY, DWP HAYNES GENERATING STATION |  | 0.65455 | [5 empty] | 221112 | -118.0994 | 33.7597 | 3090 |  | 125 | 999 | 400 | 6 | 400_B_6 | 90803
06037 |  | California | Los Angeles | 5796711 | 21564213 | 102965912 | 1910268000 | 7 | 7_11_10100 | LA CITY, DWP HAYNES GENERATING STATION | 3.0441 | [6 empty] | 221112 | -118.0994 | 33.7597 | 3090 |  | 125 | 999 | 400 | 6 | 400_B_6 | 90803
06037 |  | California | Los Angeles | 5796711 | 86017913 | 102966012 | 1910268000 | 8 | 8_1_101006 | LA CITY, DWP HAYNES GENERATING STATION |  | 0.82221 | [5 empty] | 221112 | -118.0994 | 33.7597 | 2180 |  | 125 | 999 | 400 | 1 | 400_B_1 | 90803
06037 |  | California | Los Angeles | 5796711 | 86017913 | 102966112 | 1910268000 | 8 | 8_11_10100 | LA CITY, DWP HAYNES GENERATING STATION | 1.0177 | [6 empty] | 221112 | -118.0994 | 33.7597 | 2180 |  | 125 | 999 | 400 | 1 | 400_B_1 | 90803
06037 |  | California | Los Angeles | 5796711 | 86018013 | 102965612 | 1910268000 | 6 | 6_1_101006 | LA CITY, DWP HAYNES GENERATING STATION |  | 1.1281 | [5 empty] | 221112 | -118.0994 | 33.7597 | 2040 |  | 125 | 999 | 400 | 10 | 400_G_10 | 90803
06037 |  | California | Los Angeles | 5796711 | 86018013 | 102965712 | 1910268000 | 6 | 6_11_10100 | LA CITY, DWP HAYNES GENERATING STATION | 33.7332 | [6 empty] | 221112 | -118.0994 | 33.7597 | 2040 |  | 125 | 999 | 400 | 10 | 400_G_10 | 90803
06037 |  | California | Los Angeles | 5796711 | 86018113 | 102965212 | 1910268000 | 3 | 3_1_202003 | LA CITY, DWP HAYNES GENERATING STATION |  | 0.00016 | [5 empty] | 221112 | -118.0994 | 33.7597 | 2040 |  | 125 | 999 | 400 | 9 | 400_G_9 | 90803
06037 |  | California | Los Angeles | 5796711 | 86018113 | 102965312 | 1910268000 | 3 | 3_11_20200 | LA CITY, DWP HAYNES GENERATING STATION | 0.06654 | [6 empty] | 221112 | -118.0994 | 33.7597 | 2040 |  | 125 | 999 | 400 | 9 | 400_G_9 | 90803
06053 |  | California | Monterey | 2096011 | 43069213 | 96915912 | 2707151222 | 1 | 1_1_201002 | SALINAS RIVER COGENERATION COM | 11.92 | 1.14 | [5 empty] | 221118 | -120.8644 | 35.9533 | 33 | R63-0083 |  | 999 | 50865 | 1 | 50865_G_K100 | 93450 |  | R63-0083
06053 |  | California | Monterey | 2096311 | 43068913 | 96948212 | 2707151299 | 1 | 1_1_201002 | SARGENT CANYON COGENERATION C | 18.5 | 1.14 | [5 empty] | 221118 | -120.8621 | 35.9546 | 30 | R63-0083 | 125 | 999 | 50864 | 1 | 50864_G_K100 | 93450 |  | R63-0083
06053 |  | California | Monterey | 5684111 | 20546413 | 19802912 | 270715577 | 7 | 7 | DYNERGY MOSS LANDING LLC | 13.8 | 0.8 | 145 | 18 | 190 | 15629.1 |  | 221118 | -121.7814 | 36.8055 | 2060 | R63-0083 | 125 | 999 | 260 | 4A | 260_G_CT2B | 95039 |  | R63-0083
06053 |  | California | Monterey | 5684111 | 20546513 | 19802412 | 270715577 | 6 | 6 | DYNERGY MOSS LANDING LLC | 14.2 | 0.76 | 145 | 18 | 190 | 15629.1 |  | 221118 | -121.7814 | 36.8055 | 2060 | R63-0083 | 125 | 999 | 260 | 3A | 260_G_CT2A | 95039 |  | R63-0083
06053 |  | California | Monterey | 5684111 | 20546613 | 19802512 | 270715577 | 5 | 5 | DYNERGY MOSS LANDING LLC | 12.9 | 0.65 | 145 | 18 | 190 | 15629.1 |  | 221118 | -121.7814 | 36.8055 | 2060 | R63-0083 | 125 | 999 | 260 | 2A | 260_G_CT1B | 95039 |  | R63-0083
06053 |  | California | Monterey | 5684111 | 20546713 | 19802712 | 270715577 | 3 | 3 | DYNERGY MOSS LANDING LLC | 3.9 | 0.6 | 500 | 19.5 | 244 | 28371.6 |  | 221118 | -121.7814 | 36.8055 | 7050 |  | 125 | 999 | 260 | 7-1 | 260_B_7-1 | 95039
06053 |  | California | Monterey | 5684111 | 20546813 | 19802612 | 270715577 | 4 | 4 | DYNERGY MOSS LANDING LLC | 12.7 | 0.6 | 145 | 18 | 190 | 15629.1 |  | 221118 | -121.7814 | 36.8055 | 2060 | R63-0083 | 125 | 999 | 260 | 1A | 260_G_CT1A | 95039 |  | R63-0083
06053 |  | California | Monterey | 5684111 | 20546913 | 19802812 | 270715577 | 2 | 2 | DYNERGY MOSS LANDING LLC | 2 | 0.22 | 500 | 19.5 | 244 | 28371.6 |  | 221118 | -121.7814 | 36.8055 | 7050 |  | 125 | 999 | 260 | 6-1 | 260_B_6-1 | 95039
06053 |  | California | Monterey | 7877111 | 2175613 | 2083912 | 270715220 | 3 | 3 | CALPINE KING CITY COGEN, LLC | 74.62 | 0.36 | 70 | 16 | 227 | 11473.3 |  | 311423 | -121.1275 | 36.2265 | 38 | R63-0083 | 125 | 999 |  |  | 10294_G_STG | 93930 |  | R63-0083
06053 |  | California | Monterey | 7877111 | 2175713 | 2083812 | 270715220 | 1 | 1 | CALPINE KING CITY COGEN, LLC | 0.021 | 1e-05 | 70 | 4.9 | 340 | 909.2 |  | 311423 | -121.1275 | 36.2265 | 73 | R63-0040 | 125 | 999 |  |  | 10294_G_GTG | 93930 |  | R63-0040
06059 |  | California | Orange | 5905811 | 85853313 | 103741512 | 3010261153 | 5 | 5_1_402001 | AES HUNTINGTON BEACH, LLC | [7 empty] | 221112 | -117.9796 | 33.6472 | 2000 |  | 125 | 999 | 335 | 2 | 335_B_2 | 92646
06059 |  | California | Orange | 5905811 | 85853413 | 103741412 | 3010261153 | 4 | 4_1_401002 | AES HUNTINGTON BEACH, LLC | [7 empty] | 221112 | -117.9796 | 33.6472 | 1970 |  | 125 | 999 | 335 | 1 | 335_B_1 | 92646
06065 |  | California | Riverside | 13483911 | 76271413 | 104262312 | 3310261298 | 3 | 3_1_101021 | INLAND EMPIRE ENERGY CENTER, LLC | [7 empty] | 221112 | -117.1717 | 33.7385 | 800 |  | 125 | 999 | 55853 | 1 | 55853_G_1 | 92585
06065 |  | California | Riverside | 13483911 | 76271413 | 104262412 | 3310261298 | 3 | 3_11_20100 | INLAND EMPIRE ENERGY CENTER, LLC | 0.25918 | [6 empty] | 221112 | -117.1717 | 33.7385 | 800 |  | 125 | 999 | 55853 | 1 | 55853_G_1 | 92585
06065 |  | California | Riverside | 13483911 | 76271513 | 104262512 | 3310261298 | 4 | 4_1_201002 | INLAND EMPIRE ENERGY CENTER, LLC |  | 4.2474 | [5 empty] | 221112 | -117.1717 | 33.7385 | 800 |  | 125 | 999 | 55853 | 1 | 55853_G_1 | 92585
06065 |  | California | Riverside | 13483911 | 76271513 | 104262612 | 3310261298 | 4 | 4_11_20100 | INLAND EMPIRE ENERGY CENTER, LLC | 12.5735 | [6 empty] | 221112 | -117.1717 | 33.7385 | 800 |  | 125 | 999 | 55853 | 1 | 55853_G_1 | 92585
06065 |  | California | Riverside | 13483911 | 76271613 | 104262712 | 3310261298 | 5 | 5_1_101006 | INLAND EMPIRE ENERGY CENTER, LLC |  | 0.00269 | [5 empty] | 221112 | -117.1717 | 33.7385 |  |  | 125 | 999 | 55853 | 1 | 55853_G_1 | 92585
06065 |  | California | Riverside | 13483911 | 76271613 | 104262812 | 3310261298 | 5 | 5_11_10100 | INLAND EMPIRE ENERGY CENTER, LLC | 0.06586 | [6 empty] | 221112 | -117.1717 | 33.7385 |  |  | 125 | 999 | 55853 | 1 | 55853_G_1 | 92585
06065 |  | California | Riverside | 13483911 | 76271713 | 104262912 | 3310261298 | 6 | 6_1_201001 | INLAND EMPIRE ENERGY CENTER, LLC |  | 1.6287 | [5 empty] | 221112 | -117.1717 | 33.7385 | 800 |  | 125 | 999 | 55853 | 1 | 55853_G_1 | 92585
06065 |  | California | Riverside | 13483911 | 76271713 | 104263012 | 3310261298 | 6 | 6_11_20100 | INLAND EMPIRE ENERGY CENTER, LLC | 10.9775 | [6 empty] | 221112 | -117.1717 | 33.7385 | 800 |  | 125 | 999 | 55853 | 1 | 55853_G_1 | 92585
06065 |  | California | Riverside | 13483911 | 76271813 | 104263112 | 3310261298 | 7 | 7_1_201001 | INLAND EMPIRE ENERGY CENTER, LLC |  | 1.9582 | [5 empty] | 221112 | -117.1717 | 33.7385 |  |  | 125 | 999 | 55853 | 2 | 55853_G_2 | 92585
06065 |  | California | Riverside | 13483911 | 76271813 | 104263212 | 3310261298 | 7 | 7_11_20100 | INLAND EMPIRE ENERGY CENTER, LLC | 13.1979 | [6 empty] | 221112 | -117.1717 | 33.7385 |  |  | 125 | 999 | 55853 | 2 | 55853_G_2 | 92585
06065 |  | California | Riverside | 13483911 | 76271913 | 104263312 | 3310261298 | 8 | 8_1_201001 | INLAND EMPIRE ENERGY CENTER, LLC |  | 0.20945 | [5 empty] | 221112 | -117.1717 | 33.7385 |  |  | 125 | 999 | 55853 | 2 | 55853_G_2 | 92585
06065 |  | California | Riverside | 13483911 | 76271913 | 104263412 | 3310261298 | 8 | 8_11_20100 | INLAND EMPIRE ENERGY CENTER, LLC | 1.4117 | [6 empty] | 221112 | -117.1717 | 33.7385 |  |  | 125 | 999 | 55853 | 2 | 55853_G_2 | 92585
06065 |  | California | Riverside | 13483911 | 76272013 | 104263512 | 3310261298 | 9 | 9_1_201002 | INLAND EMPIRE ENERGY CENTER, LLC | [7 empty] | 221112 | -117.1717 | 33.7385 |  |  | 125 | 999 | 55853 | 2 | 55853_G_2 | 92585
06065 |  | California | Riverside | 13483911 | 76272013 | 104263612 | 3310261298 | 9 | 9_11_20100 | INLAND EMPIRE ENERGY CENTER, LLC | 0.28416 | [6 empty] | 221112 | -117.1717 | 33.7385 |  |  | 125 | 999 | 55853 | 2 | 55853_G_2 | 92585
06065 |  | California | Riverside | 13483911 | 76272113 | 104262012 | 3310261298 | 10 | 10_1_20100 | INLAND EMPIRE ENERGY CENTER, LLC |  | 2.9367 | [5 empty] | 221112 | -117.1717 | 33.7385 |  |  | 125 | 999 | 55853 | 2 | 55853_G_2 | 92585
06065 |  | California | Riverside | 13483911 | 76272113 | 104262112 | 3310261298 | 10 | 10_11_2010 | INLAND EMPIRE ENERGY CENTER, LLC | 8.6933 | [6 empty] | 221112 | -117.1717 | 33.7385 |  |  | 125 | 999 | 55853 | 2 | 55853_G_2 | 92585
06067 |  | California | Sacramento | 13841411 | 84720713 | 77053112 | 3416243456 | 2 | 2 | SMUD COSUMNES POWER PLANT | 29.2541 | 1.1378 | 160 | 18.5 | 215 | 16250 |  | 221118 | -121.1224 | 38.3363 | 1850 |  | 125 | 999 | 55970 | 3 | 55970_G_3 | 95638
06067 |  | California | Sacramento | 13841411 | 84720813 | 77053212 | 3416243456 | 1 | 1 | SMUD COSUMNES POWER PLANT | 32.203 | 0.9681 | 160 | 18.5 | 215 | 16250 |  | 221118 | -121.1224 | 38.3363 | 1860 |  | 125 | 999 | 55970 | 2 | 55970_G_2 | 95638
06067 |  | California | Sacramento | 4919511 | 32325113 | 30916112 | 341624193 | 1 | 1 | CARSON ENERGY/SMUD | 11.0585 | 1.7385 | 85 | 9.9 | 273 | 4871.7 |  | 221118 | -121.464 | 38.4478 | 599 | R63-0083 | 125 | 999 | 7527 | 1 | 7527_G_CCCT | 95758 |  | R63-0083
06067 |  | California | Sacramento | 4919611 | 32324913 | 30915812 | 341624194 | 1 | 1 | SACRAMENTO POWER AUTHORITY | 18.8707 | 1.1441 | 100 | 17 | 232 | 13630.9 |  | 221118 | -121.4746 | 38.5121 | 1610 | R63-0083 | 125 | 120 | 7552 | 1 | 7552_G_CCCT | 95824 |  | R63-0083
06067 |  | California | Sacramento | 4919711 | 32324713 | 30914912 | 341624195 | 1 | 1 | SACRAMENTO COGENERATION AUTHOY | 10.515 | 0.859 | 127 | 10 | 217 | 5533.3 |  | 221118 | -121.402 | 38.5324 | 46 | R63-0083 | 125 | 999 | 7551 | 1A | 7551_G_CT1C | 95826 |  | R63-0083
06071 |  | California | San Bernardino | 13908211 | 85487613 | 78700912 | 3605181047 | 3 | 3 | HIGH DESERT POWER PROJECT | 22.4 | 1.4 | 130 | 19 | 200 | 17862.3 |  | 221112 | -117.363 | 34.5953 | 190 |  | 125 | 999 | 55518 | CTG3 | 55518_G_CTG3 | 92394
06071 |  | California | San Bernardino | 13908211 | 85487713 | 78701012 | 3605181047 | 2 | 2 | HIGH DESERT POWER PROJECT | 22.5 | 1.4 | 130 | 19 | 200 | 17862.3 |  | 221112 | -117.363 | 34.5953 | 190 |  | 125 | 999 | 55518 | CTG2 | 55518_G_CTG2 | 92394
06071 |  | California | San Bernardino | 13908211 | 85487813 | 78701112 | 3605181047 | 1 | 1 | HIGH DESERT POWER PROJECT | 21.5 | 1.4 | 130 | 19 | 200 | 17862.3 |  | 221112 | -117.363 | 34.5953 | 190 |  | 125 | 999 | 55518 | CTG1 | 55518_G_CTG1 | 92394
06071 |  | California | San Bernardino | 3414111 | 39532813 | 104772312 | 3610264778 | 1 | 1_1_101006 | OLS ENERGY-CHINO |  | 0.00131 | [5 empty] | 221118 | -117.6814 | 33.99 | 22 | R63-0083 |  | 999 |  |  | 50850_G_GEN1 | 91710 |  | R63-0083
06071 |  | California | San Bernardino | 3414111 | 39532813 | 104772412 | 3610264778 | 1 | 1_11_10100 | OLS ENERGY-CHINO | 0.02832 | [6 empty] | 221118 | -117.6814 | 33.99 | 22 |  |  | 999 |  |  | 50850_G_GEN1 | 91710
06071 |  | California | San Bernardino | 4785211 | 30670813 | 104571412 | 3610261153 | 5 | 5_1_101006 | GEN ON WEST, LP |  | 0.28032 | [5 empty] | 221112 | -117.5238 | 34.0899 | 3600 | R63-0083 | 125 | 999 | 331 | 4 | 331_B_4 | 91739 |  | R63-0083
06071 |  | California | San Bernardino | 4785211 | 30670813 | 104571512 | 3610261153 | 5 | 5_11_10100 | GEN ON WEST, LP | 0.64762 | [6 empty] | 221112 | -117.5238 | 34.0899 | 3600 |  | 125 | 999 | 331 | 4 | 331_B_4 | 91739
06071 |  | California | San Bernardino | 4785211 | 85457213 | 104571112 | 3610261153 | 3 | 3_1_385001 | GEN ON WEST, LP | [7 empty] | 221112 | -117.5238 | 34.0899 | 2900 |  | 125 | 999 | 331 | 3 | 331_B_3 | 91739
06071 |  | California | San Bernardino | 4841211 | 101746013 | 104480912 | 3605185000 | 2120 | 2121 | ACE COGENERATION CO | 316.0998 | 224.0066 | 260 | 9.6 | 287 | 6900.4 |  | 221112 | -117.383 | 35.766 | 120 |  | 125 | 999 |  |  | 10002_B_CFBa | 92392
06071 |  | California | San Bernardino | 4841211 | 30546713 | 29263112 | 3605185000 | 32120 | 2120 | ACE COGENERATION CO | 293 | 255.3 | 260 | 10 | 293 | 6713.9 |  | 221112 | -117.383 | 35.766 | 1100 | R63-0142 | 125 | 999 |  |  | 10002_B_CFB | 92392 |  | R63-0142
06071 |  | California | San Bernardino | 4947111 | 30095313 | 28870912 | 3605181048 | 21079 | 1079 | GENON WEST, LP. - COOLWATER GE | 14.4 | 0.08 | 250 | 20 | 294 | 2066.7 |  | 221118 | -116.854 | 34.8622 | 73 | R63-0083 | 125 | 999 | 329 | 31 | 329_G_31 | 92327 |  | R63-0083
06071 |  | California | San Bernardino | 4947111 | 30095413 | 28870712 | 3605181048 | 21077 | 1077 | GENON WEST, LP. - COOLWATER GE | 1.1 | 0.01 | 140 | 10 | 260 | 2486.7 |  | 221118 | -116.854 | 34.8622 | 65 |  | 125 | 999 | 329 | 1 | 329_B_1 | 92327
06071 |  | California | San Bernardino | 4947111 | 30095613 | 28871212 | 3605181048 | 21081 | 1081 | GENON WEST, LP. - COOLWATER GE | 12.9 | 0.08 | 250 | 20 | 276 | 3100 |  | 221118 | -116.854 | 34.8622 | 73 | R63-0083 | 125 | 999 | 329 | 41 | 329_G_41 | 92327 |  | R63-0083
06071 |  | California | San Bernardino | 4947111 | 30095913 | 28871112 | 3605181048 | 21078 | 1078 | GENON WEST, LP. - COOLWATER GE | 2.5 | 0.0184 | 156 | 10 | 245 | 2888.3 |  | 221118 | -116.854 | 34.8622 | 81 |  | 125 | 999 | 329 | 2 | 329_B_2 | 92327
06071 |  | California | San Bernardino | 4947111 | 30096013 | 28870912 | 3605181048 | 21080 | 1079 | GENON WEST, LP. - COOLWATER GE | 8.4 | 0.05 | 250 | 20 | 294 | 2066.7 |  | 221118 | -116.854 | 34.8622 | 73 | R63-0083 | 125 | 999 | 329 | 32 | 329_G_32 | 92327 |  | R63-0083
06071 |  | California | San Bernardino | 4947111 | 30096213 | 28871212 | 3605181048 | 21082 | 1081 | GENON WEST, LP. - COOLWATER GE | 21.4 | 0.12 | 250 | 20 | 276 | 3100 |  | 221118 | -116.854 | 34.8622 | 73 | R63-0083 | 125 | 999 | 329 | 42 | 329_G_42 | 92327 |  | R63-0083
06073 |  | California | San Diego | 13562611 | 78684413 | 105176712 | 3712278013 | 1082 | 1082_11_20 | SDG&E | 13.11 | 13.11 | [5 empty] | 221118 | -117.118 | 33.117 | 2030 |  | 125 | 999 | 55985 | CTG1 | 55985_G_CTG1 | 92029
06073 |  | California | San Diego | 13562611 | 78684513 | 105176812 | 3712278013 | 1846 | 1846_11_20 | SDG&E | 9.06 | 9.06 | [5 empty] | 221118 | -117.118 | 33.117 | 2030 |  | 125 | 999 | 55985 | CTG2 | 55985_G_CTG2 | 92029
06073 |  | California | San Diego | 5003111 | 86028013 | 105095212 | 37122772 | 795795 | 795795_4_1 | DYNEGY SOUTH BAY LLC | 11.7 | 0.65 | [5 empty] | 221118 | -117.092 | 32.6116 | 1510 |  | 125 | 999 | 310 | 2 | 310_B_2 | 91911
06073 |  | California | San Diego | 5003111 | 86028113 | 105095112 | 37122772 | 794794 | 794794_4_1 | DYNEGY SOUTH BAY LLC | 8.2 | 0.46 | [5 empty] | 221118 | -117.092 | 32.6116 | 1550 |  | 125 | 999 | 310 | 1 | 310_B_1 | 91911
06073 |  | California | San Diego | 5003111 | 86028313 | 105094912 | 37122772 | 120202 | 120202_4_1 | DYNEGY SOUTH BAY LLC | 4.5 | 0.32 | [5 empty] | 221118 | -117.092 | 32.6116 | 2900 |  | 125 | 999 | 310 | 4 | 310_B_4 | 91911
06073 |  | California | San Diego | 5003111 | 86028413 | 105094812 | 37122772 | 120201 | 120201_4_1 | DYNEGY SOUTH BAY LLC | 10.5 | 0.63 | [5 empty] | 221118 | -117.092 | 32.6116 | 2140 |  | 125 | 999 | 310 | 3 | 310_B_3 | 91911
06073 |  | California | San Diego | 5003711 | 86059213 | 105171812 | 37122773 | 793793 | 793793_4_1 | CABRILLO POWER I LLC ENCINA POWER PLANT | 2.01 | 0.09 | [5 empty] | 221118 | -117.3342 | 33.1408 | 1130 |  | 125 | 999 | 302 | 3 | 302_B_3 | 92008
06073 |  | California | San Diego | 5003711 | 86059313 | 105171712 | 37122773 | 792792 | 792792_4_1 | CABRILLO POWER I LLC ENCINA POWER PLANT | 0.97 | 0.04 | [5 empty] | 221118 | -117.3342 | 33.1408 | 1010 |  | 125 | 999 | 302 | 2 | 302_B_2 | 92008
06073 |  | California | San Diego | 5003711 | 86059413 | 105171612 | 37122773 | 791791 | 791791_4_1 | CABRILLO POWER I LLC ENCINA POWER PLANT | 3.07 | 0.13 | [5 empty] | 221118 | -117.3342 | 33.1408 | 1010 |  | 125 | 999 | 302 | 1 | 302_B_1 | 92008
06073 |  | California | San Diego | 5003711 | 86059613 | 105171512 | 37122773 | 523238 | 523238_4_1 | CABRILLO POWER I LLC ENCINA POWER PLANT | 16.9 | 0.72 | [5 empty] | 221118 | -117.3342 | 33.1408 | 3480 |  | 125 | 999 | 302 | 5 | 302_B_5 | 92008
06073 |  | California | San Diego | 5003711 | 86059813 | 105171312 | 37122773 | 177770 | 177770_4_1 | CABRILLO POWER I LLC ENCINA POWER PLANT | 6.67 | 0.28 | [5 empty] | 221118 | -117.3342 | 33.1408 | 3240 |  | 125 | 999 | 302 | 4 | 302_B_4 | 92008
06077 |  | California | San Joaquin | 10009011 | 57721613 | 49732112 | 3914304597 | 1 | 1 | GWF ENERGY, LLC - TRACY PEAKER POWER PLA | 0.38234 | 0.023 |  |  | 68 | 83.3 | 27.6 | 221118 | -121.4939 | 37.7216 | 84.4 | R63-0040 | 125 | 999 | 55933 | TPP1 | 55933_G_TPP1 | 95377 |  | R63-0040
06077 |  | California | San Joaquin | 10009011 | 57721713 | 50256612 | 3914304597 | 2 | 2 | GWF ENERGY, LLC - TRACY PEAKER POWER PLA | 0.31339 | 0.00643 |  |  | 68 | 83.3 | 27.6 | 221118 | -121.4939 | 37.7216 | 82 | R63-0040 | 125 | 999 | 55933 | TPP2 | 55933_G_TPP2 | 95377 |  | R63-0040
06077 |  | California | San Joaquin | 1224911 | 43730413 | 41548312 | 391430770 | 3 | 3 | RIPON COGENERATION | 6.0933 | 2.0228 | 71 | 12 | 317 | 3821.7 |  | 221118 | -121.1207 | 37.7334 | 49.9 | R63-0040 |  | 999 |  |  | 50299_G_GEN1 | 95366 |  | R63-0040
06077 |  | California | San Joaquin | 1310511 | 43812813 | 41642912 | 391430583 | 1 | 1 | NORTHERN CALIFORNIA POWER AGEN | 0.0246 | 0.00292 |  |  | 68 | 83.3 | 61.9 | 221118 | -121.2724 | 38.1306 | 14 | R63-0083 | 125 | 999 |  |  | 7451_G_1 | 95242 |  | R63-0083
06077 |  | California | San Joaquin | 13860411 | 84984413 | 77576912 | 3914301026 | 9 | 9 | THERMAL ENERGY DEVELOPMENT PARTNERSHIP, | 0.0208 | 7.24e-06 |  |  | 68 | 83.3 |  | 221118 | -121.4785 | 37.7169 |  |  |  | 999 |  |  | 10502_B_02a | 95377
06077 |  | California | San Joaquin | 13860411 | 84985013 | 77577512 | 3914301026 | 2 | 2 | THERMAL ENERGY DEVELOPMENT PARTNERSHIP, | 0.0716 | 2.49e-05 |  |  | 68 | 83.3 |  | 221118 | -121.4785 | 37.7169 |  |  |  | 999 |  |  | 10502_B_02b | 95377
06077 |  | California | San Joaquin | 1405711 | 43607613 | 41437512 | 3914302697 | 1 | 1 | NORTHERN CALIFORNIA POWER | 0.0768 | 0.02868 |  |  | 650 | 6353 | 61.9 | 221118 | -121.3813 | 38.0942 | 463 | R63-0083 | 125 | 999 | 7449 | NA1 | 7449_G_NA1 | 95241 |  | R63-0083
06079 |  | California | San Luis Obispo | 7123811 | 15065713 | 14726912 | 4011318 | 3 | 2 | DYNEGY MORRO BAY LLC | 13.68 | 0.28 | 450 | 14.2 | 275 | 16783.3 |  | 221112 | -120.857 | 35.372 | 2940 |  | 125 | 999 | 259 | 3 | 259_B_3 | 93442
06079 |  | California | San Luis Obispo | 7123811 | 15065813 | 14726812 | 4011318 | 4 | 3 | DYNEGY MORRO BAY LLC | 4.8 | 0.1 | 450 | 14.2 | 275 | 16783.3 |  | 221112 | -120.857 | 35.372 | 2940 |  | 125 | 999 | 259 | 4 | 259_B_4 | 93442
06081 |  | California | San Mateo | 575411 | 45868113 | 43581712 | 4113033011 | 1 | 1 | IPT SRI COGENERATION INC | 17.752 | 0.12 |  |  | 350 | 226.7 | 58.7 | 221112 | -122.179 | 37.456 | 54 | R63-0083 | 125 | 999 |  |  | 50537_G_GEN1 | 94025 |  | R63-0083
06083 |  | California | Santa Barbara | 1600811 | 44620813 | 97526912 | 4211252381 | 1366 | 1366_2_201 | ELLWOOD GENERATING STATION | 1.5628 | 0.1382 | [5 empty] | 221118 | -119.9005 | 34.4312 | 54 | R63-0083 | 125 | 999 |  |  | 8076_G_01 | 93117 |  | R63-0083
06085 |  | California | Santa Clara | 1267311 | 43493813 | 41334412 | 4313036044 | 1 | 1 | O L S ENERGY-AGNEWS | 28.444 | 0.445 | 50 | 7.9 | 300 | 3015.3 |  | 221112 | -121.9254 | 37.4094 | 7 |  |  | 999 |  |  | 50748_G_GEN2 | 95134
06085 |  | California | Santa Clara | 13834111 | 84510013 | 76538612 | 4313031218 | 3 | 2 | METCALF ENERGY CENTER | 24.656 | 0.839 | 145 | 18 | 68 | 15935.7 |  | 221112 | -121.744 | 37.2169 | 214 |  | 125 | 999 | 55393 | 2 | 55393_G_2 | 95013
06085 |  | California | Santa Clara | 13834111 | 84510213 | 76538712 | 4313031218 | 1 | 1 | METCALF ENERGY CENTER | 28.056 | 1.049 | 145 | 18 | 68 | 15935.7 |  | 221112 | -121.744 | 37.2169 | 214 |  | 125 | 999 | 55393 | 1 | 55393_G_1 | 95013
06085 |  | California | Santa Clara | 1626311 | 45158313 | 42866712 | 4313031512 | 6 | 6 | CARDINAL COGEN INC | 97.792 | 1.021 | 75 | 11.3 | 220 | 5483.3 |  | 221112 | -122.1765 | 37.4286 | 583 | R63-0083 |  | 999 |  |  | 10168_G_GTG1 | 94305 |  | R63-0083
06085 |  | California | Santa Clara | 743011 | 45722313 | 43450612 | 4313031118 | 4 | 4 | CALPINE GILROY COGEN,LP & GILR | 1.259 | 0.026 | 80 | 14.2 | 849 | 9730.9 |  | 221112 | -121.5364 | 37.0013 | 62 | R63-0083 | 125 | 999 | 55810 | S-4 | 55810_G_S4 | 95020 |  | R63-0083
06085 |  | California | Santa Clara | 743011 | 45722413 | 43450912 | 4313031118 | 3 | 3 | CALPINE GILROY COGEN,LP & GILR | 1.463 | 0.035 | 80 | 14.2 | 849 | 9730.9 |  | 221112 | -121.5364 | 37.0013 | 62 | R63-0083 | 125 | 999 | 55810 | S-3 | 55810_G_S3 | 95020 |  | R63-0083
06085 |  | California | Santa Clara | 743011 | 45722513 | 43450512 | 4313031118 | 5 | 5 | CALPINE GILROY COGEN,LP & GILR | 1.624 | 0.032 | 80 | 14.2 | 849 | 9730.9 |  | 221112 | -121.5364 | 37.0013 | 62 | R63-0083 | 125 | 999 | 55810 | S-5 | 55810_G_S5 | 95020 |  | R63-0083
06085 |  | California | Santa Clara | 743011 | 45722813 | 43450812 | 4313031118 | 101 | 101 | CALPINE GILROY COGEN,LP & GILR | 5.614 | 0.099 | 50 | 4.9 | 68 | 883.3 |  | 221112 | -121.5364 | 37.0013 | 40 | R63-0040 | 125 | 999 |  |  | 10034_G_GEN2 | 95020 |  | R63-0040
06085 |  | California | Santa Clara | 743011 | 45722913 | 43450412 | 4313031118 | 100 | 100 | CALPINE GILROY COGEN,LP & GILR | 5.327 | 0.063 | 80 | 16 | 220 | 11406.7 |  | 221112 | -121.5364 | 37.0013 | 1080 | R63-0083 | 125 | 999 | 10034 | S-100 | 10034_G_GEN1 | 95020 |  | R63-0083
06089 |  | California | Shasta | 1549311 | 44370813 | 77156812 | 451628163 | 1 | 1 | REDDING POWER PLANT | 0.18 | 0.000945 | 38 | 8.3 | 950 | 8158.3 |  | 221118 | -122.4243 | 40.5089 | 18 |  | 125 | 999 |  |  | 7307_G_1 | 96001
06089 |  | California | Shasta | 1549311 | 44370913 | 77156612 | 451628163 | 3 | 3 | REDDING POWER PLANT | 0.36 | 0.00355 | 41 | 8.3 | 950 | 9623.3 |  | 221118 | -122.4243 | 40.5089 | 24 | R63-0083 | 125 | 999 |  |  | 7307_G_3 | 96001 |  | R63-0083
06089 |  | California | Shasta | 1549311 | 44371013 | 77156512 | 451628163 | 4 | 4 | REDDING POWER PLANT | 0.023 | 2.38e-06 | 125 | 7 | 300 | 579.7 |  | 221118 | -122.4243 | 40.5089 | 28 | R63-0083 | 125 | 999 |  |  | 7307_G_4 | 96001 |  | R63-0083
06089 |  | California | Shasta | 1549311 | 44371113 | 77156712 | 451628163 | 2 | 2 | REDDING POWER PLANT | 0.24 | 0.00184 | 41 | 8.3 | 950 | 9623.3 |  | 221118 | -122.4243 | 40.5089 | 24 |  | 125 | 999 |  |  | 7307_G_2 | 96001
06089 |  | California | Shasta | 1549311 | 44371213 | 77156412 | 451628163 | 5 | 5 | REDDING POWER PLANT | 0.02 | 0.000315 | 125 | 7 | 300 | 537.5 |  | 221118 | -122.4243 | 40.5089 | 485 | R63-0083 | 125 | 999 |  |  | 7307_G_5 | 96001 |  | R63-0083
06089 |  | California | Shasta | 1673711 | 44284013 | 77201612 | 45162843 | 2 | 2 | WHEELABRATOR SHASTA E.C.I. | 47.14 |  | 173 | 7.5 | 350 | 1153.6 |  | 221118 | -122.2777 | 40.4306 |  |  |  | 999 |  |  | 50881_B_BLR1 | 96007
06089 |  | California | Shasta | 1673711 | 44284113 | 77201712 | 45162843 | 1 | 1 | WHEELABRATOR SHASTA E.C.I. | 48.18 |  | 173 | 7.5 | 350 | 1153.6 |  | 221118 | -122.2777 | 40.4306 |  | R63-0040 |  | 999 |  |  | 50881_B_BLR2 | 96007 |  | R63-0040
06089 |  | California | Shasta | 1673711 | 84787813 | 77201512 | 45162843 | 3 | 3 | WHEELABRATOR SHASTA E.C.I. | 48.33 |  | 173 | 7.5 | 350 | 1153.6 |  | 221118 | -122.2777 | 40.4306 |  |  |  | 999 |  |  | 50881_B_BLR3 | 96007
06089 |  | California | Shasta | 737011 | 46041913 | 43712212 | 45162874 | 2 | 2 | WHEELABRATOR LASSEN, INC. | 5.61 | 0.0904 | 75 | 12 | 320 | 4850 |  | 221118 | -122.27 | 40.433 | 40 | R63-0083 |  | 999 |  |  | 50298_G_GEN1 | 96007 |  | R63-0083
06095 |  | California | Solano | 1391311 | 43318013 | 77327112 | 4816355409 | 45 | 1 | CALPEAK POWER - VACA DIXON, LLC | 0.23 | 0.08 | 50 | 12 | 785 | 4749.9 |  | 221112 | -121.9152 | 38.4175 | 42 | R63-0083 | 125 | 999 | 55499 | GT-1 | 55499_G_CPP1 | 95688 |  | R63-0083
06095 |  | California | Solano | 1562111 | 44762613 | 42494412 | 4813031441 | 1 | 1 | GILROY ENERGY CENTER LLC FOR L | 0.379 | 0.023 | 65 | 15.3 | 750 | 11457.2 |  | 221112 | -121.8593 | 38.2204 | 45 | R63-0083 | 125 | 999 | 55626 | UNIT1 | 55626_G_CT1 | 94585 |  | R63-0083
06099 |  | California | Stanislaus | 1218011 | 43846313 | 41676712 | 5014303233 | 1 | 1 | MODESTO IRRIGATION DISTRICT | 0.96054 | 0.3035 |  |  | 68 | 83.3 | 61.9 | 221118 | -121.0201 | 37.6531 | 460 | R63-0083 | 125 | 999 | 7266 | 1 | 7266_G_NA1 | 95351 |  | R63-0083
06099 |  | California | Stanislaus | 14025311 | 85005213 | 77607412 | 5014307172 | 2 | 2 | WALNUT ENERGY CENTER AUTHORITY | 17.6876 | 1.8459 |  |  | 68 | 83.3 |  | 221118 | -120.9034 | 37.4881 | 1050 |  | 125 | 999 | 56078 | 2 | 56078_G_2 | 95381
06099 |  | California | Stanislaus | 14025311 | 85005313 | 77607512 | 5014307172 | 1 | 1 | WALNUT ENERGY CENTER AUTHORITY | 19.1213 | 1.8966 |  |  | 68 | 83.3 |  | 221118 | -120.9034 | 37.4881 | 1050 |  | 125 | 999 | 56078 | 1 | 56078_G_1 | 95381
06099 |  | California | Stanislaus | 3945911 | 35563813 | 33856712 | 5014302052 | 1 | 1 | MODESTO IRRIGATION DISTRICT | 0.24438 | 0.01141 | 110 | 16 | 810 | 18350 |  | 221118 | -120.9282 | 37.6365 | 49.5 | R63-0083 |  | 999 |  |  | 151_G_1 | 95352 |  | R63-0083
06099 |  | California | Stanislaus | 3945911 | 35563913 | 33856612 | 5014302052 | 2 | 2 | MODESTO IRRIGATION DISTRICT | 0.22199 | 0.0208 | 110 | 16 | 810 | 18350 |  | 221118 | -120.9282 | 37.6365 | 56 | R63-0083 |  | 999 |  |  | 151_G_2 | 95352 |  | R63-0083
06099 |  | California | Stanislaus | 5704811 | 23054613 | 22125412 | 5014302246 | 2 | 2 | TURLOCK IRRIGATION DISTRICT | 0.64501 | 0.002 | 31 | 13.5 | 900 | 8143.3 |  | 221118 | -120.9048 | 37.4971 | 24 | R63-0083 |  | 999 |  |  | 4256_G_2 | 95380 |  | R63-0083
06099 |  | California | Stanislaus | 5704811 | 23054713 | 22125312 | 5014302246 | 1 | 1 | TURLOCK IRRIGATION DISTRICT | 0.30988 | 0.000761 | 31 | 13.5 | 900 | 8802.1 |  | 221118 | -120.9048 | 37.4971 | 24 | R63-0083 |  | 999 |  |  | 4256_G_1 | 95380 |  | R63-0083
06101 |  | California | Sutter | 1371511 | 43620013 | 41450612 | 5116081300 | 1 | 1 | YUBA CITY COGENERATION | 49.3 | 0.079 |  |  | 68 | 83.3 | 61.9 | 221118 | -121.688 | 39.185 | 49 | R63-0083 | 125 | 999 |  |  | 52186_G_GEN1 | 95992 |  | R63-0083
06101 |  | California | Sutter | 1371611 | 43619913 | 41450112 | 5116081300 | 1 | 1 | CALPINE GREENLEAF I | 78.263 | 0.2135 | 74 | 9.6 | 300 | 3.7 |  | 221118 | -121.6963 | 39.0529 | 8 | R63-0083 | 125 | 999 |  |  | 10350_G_GEN2 | 95993 |  | R63-0083
06101 |  | California | Sutter | 1371711 | 43619513 | 41449612 | 5116081300 | 1 | 1 | CALPINE GREENLEAF UNIT II/GILROY ENERGY | 26.7665 | 0.354 | 75 | 10 | 68 | 3634.2 |  | 221118 | -121.6473 | 39.1401 | 49.5 | R63-0083 | 125 | 999 |  |  | 10349_G_GEN1 | 95993 |  | R63-0083
06101 |  | California | Sutter | 1371811 | 43619013 | 97166612 | 5116081300 | 130051 | 130051_1_2 | SUTTER ENERGY CENTER | 43.6685 | 2.09 | [5 empty] | 221118 | -121.6939 | 39.0531 | 185 | R63-0083 | 125 | 999 | 55112 | CT01 | 55112_G_CT01 | 95993 |  | R63-0083
06101 |  | California | Sutter | 1371811 | 43619113 | 97166512 | 5116081300 | 130052 | 130052_1_2 | SUTTER ENERGY CENTER | [7 empty] | 221118 | -121.6939 | 39.0531 | 185 | R63-0083 | 125 | 999 | 55112 | CT02 | 55112_G_CT02 | 95993 |  | R63-0083
06103 |  | California | Tehama | 765911 | 45532413 | 43251912 | 521632220 | 1 | 1 | CALIFORNIA POWER HOLDINGS LLC | 2.32 | 0.17 | 40 | 2 | 1300 | 166.7 |  | 221118 | -122.211 | 40.1513 | 3 |  | 125 | 999 |  |  | 56184_G_IC1 | 96080
06109 |  | California | Tuolumne | 5705711 | 23048113 | 22118312 | 55043312 | 1 | 1 | PACIFIC-ULTRAPOWER CHINESE STA | 202.66 | 47.07 | 122 | 8 | 384 | 1862.1 |  | 221112 | -120.4791 | 37.8766 | 25.6 |  | 125 | 999 |  |  | 50560_B_B101 | 95327
06111 |  | California | Ventura | 1605311 | 45209613 | 97720912 | 5611341267 | 1 | 1_1_103006 | CI POWER COGENERATION PLANT | 0.050445 | 0.000609 | [5 empty] | 221112 | -119.0437 | 34.1637 | 22 | R63-0040 | 125 | 999 |  |  | 50851_G_GEN1 | 93012 |  | R63-0040
06111 |  | California | Ventura | 1605311 | 45209713 | 97721012 | 5611341267 | 2 | 2_1_201002 | CI POWER COGENERATION PLANT | 9.6589 | 0.5682 | [5 empty] | 221112 | -119.0437 | 34.1637 | 21 | R63-0083 | 125 | 999 |  |  | 50851_G_GEN2 | 93012 |  | R63-0083
06111 |  | California | Ventura | 3943511 | 35586513 | 33880912 | 56113465 | 2 | 2 | ORMOND BEACH GENERATING STATION |  |  | 237 | 22 | 250 | 27908.8 |  | 221112 | -119.1697 | 34.1309 | 750 |  | 125 | 999 | 350 | 2 | 350_B_2 | 93033
06111 |  | California | Ventura | 3943511 | 35586513 | 97644512 | 56113465 | 2 | 2_1_101006 | ORMOND BEACH GENERATING STATION | 0.9277 | 0.0704 | [5 empty] | 221112 | -119.1697 | 34.1309 | 750 |  | 125 | 999 | 350 | 2 | 350_B_2 | 93033
06111 |  | California | Ventura | 3943511 | 35586813 | 33880812 | 56113465 | 1 | 1 | ORMOND BEACH GENERATING STATION |  |  | 237 | 22 | 250 | 27908.8 |  | 221112 | -119.1697 | 34.1309 | 750 |  | 125 | 999 | 350 | 1 | 350_B_1 | 93033
06111 |  | California | Ventura | 3943511 | 35586813 | 97644412 | 56113465 | 1 | 1_1_101006 | ORMOND BEACH GENERATING STATION | 0.0175 | 0.00105 | [5 empty] | 221112 | -119.1697 | 34.1309 | 750 |  | 125 | 999 | 350 | 1 | 350_B_1 | 93033
06111 |  | California | Ventura | 5705211 | 23051913 | 22123112 | 56113413 | 2 | 1 | MANDALAY GENERATING STATION |  |  | 200 | 18.9 | 263 | 8874.9 |  | 221112 | -119.2509 | 34.207 | 215 |  | 125 | 999 | 345 | 2 | 345_B_2 | 93035
06111 |  | California | Ventura | 5705211 | 23051913 | 97659112 | 56113413 | 2 | 2_1_101006 | MANDALAY GENERATING STATION | 2.7066 | 0.15234 | [5 empty] | 221112 | -119.2509 | 34.207 | 215 |  | 125 | 999 | 345 | 2 | 345_B_2 | 93035
06111 |  | California | Ventura | 5705211 | 23052213 | 22123112 | 56113413 | 1 | 1 | MANDALAY GENERATING STATION |  |  | 200 | 18.9 | 263 | 8874.9 |  | 221112 | -119.2509 | 34.207 | 215 |  | 125 | 999 | 345 | 1 | 345_B_1 | 93035
06111 |  | California | Ventura | 5705211 | 23052213 | 97659012 | 56113413 | 1 | 1_1_101006 | MANDALAY GENERATING STATION | 1.7813 | 0.1003 | [5 empty] | 221112 | -119.2509 | 34.207 | 215 |  | 125 | 999 | 345 | 1 | 345_B_1 | 93035
08001 |  | Colorado | Adams | 3555811 | 36702113 | 34962212 | 001-0001 | 001-0001-0 | 001-0001-S | PUBLIC SERVICE CO CHEROKEE PLT | 2414.8 | 2400 | 300 | 16 | 265 |  | 65.5 | 221112 | -104.965 | 39.8077 | 1390 | R63-0142 | 125 | 100 | 469 | 2 | 469_B_2 | 80216 | 127&69 | R63-0142
08001 |  | Colorado | Adams | 3555811 | 36702513 | 92788512 | 001-0001 | 001-0001-0 | 001-0001-S | PUBLIC SERVICE CO CHEROKEE PLT | 3440.1 | 1578.7 | 400 | 22 | 267 |  | 45.7 | 221112 | -104.9648 | 39.8078 | 3520 | R63-0142 | 125 | 100 | 469 | 4 | 469_B_4 | 80216 | 127&69 | R63-0142
08001 |  | Colorado | Adams | 3555811 | 36702613 | 34963212 | 001-0001 | 001-0001-0 | 001-0001-S | PUBLIC SERVICE CO CHEROKEE PLT | 1728.1 | 702.2 | 300 | 19.5 | 267 |  | 27.7 | 221112 | -104.965 | 39.8077 | 1880 | R63-0142 | 125 | 100 | 469 | 3 | 469_B_3 | 80216 | 127&69 | R63-0142
08001 |  | Colorado | Adams | 3555811 | 36702913 | 34962212 | 001-0001 | 001-0001-0 | 001-0001-S | PUBLIC SERVICE CO CHEROKEE PLT | 1412.4 | 2724.1 | 300 | 16 | 265 |  | 65.5 | 221112 | -104.965 | 39.8077 | 1390 | R63-0142 | 125 | 100 | 469 | 1 | 469_B_1 | 80216 | 127&69 | R63-0142
08013 |  | Colorado | Boulder | 1342411 | 44038113 | 41835812 | 013-0553 | 013-0553-0 | 013-0553-S | UNIV OF COLO - BOULDER BUFFALO POWER | 39.468 | 0.084 | 60 | 6 | 325 |  | 21.7 | 22133 | -105.2693 | 40.0076 | 125 | R63-0040 | 183 | 100 |  |  | 54372_G_GT1a | 80309 |  | R63-0040
08013 |  | Colorado | Boulder | 1342411 | 44038213 | 41836012 | 013-0553 | 013-0553-0 | 013-0553-S | UNIV OF COLO - BOULDER BUFFALO POWER | 28.784 | 0.062 | 50 | 5 | 350 |  | 43.3 | 22133 | -105.2693 | 40.0076 | 151 | R63-0040 | 183 | 100 |  |  | 54372_G_GT1b | 80309 |  | R63-0040
08013 |  | Colorado | Boulder | 1342411 | 44038313 | 41835912 | 013-0553 | 013-0553-0 | 013-0553-S | UNIV OF COLO - BOULDER BUFFALO POWER | 13.023 | 0.249 | 60 | 6 | 325 |  | 49.2 | 22133 | -105.2693 | 40.0076 | 196 | R63-0083 | 183 | 160 |  |  | 54372_G_GT1c | 80309 | 213 | R63-0083
08013 |  | Colorado | Boulder | 1342411 | 44038413 | 41836112 | 013-0553 | 013-0553-0 | 013-0553-S | UNIV OF COLO - BOULDER BUFFALO POWER | 50.969 | 0.294 | 60 | 6 | 325 |  | 42.8 | 22133 | -105.2693 | 40.0076 | 196 | R63-0083 | 183 | 160 |  |  | 54372_G_GT1d | 80309 | 213 | R63-0083
08013 |  | Colorado | Boulder | 1342411 | 90874913 | 86939412 | 013-0553 | 013-0553-0 | 013-0553-S | UNIV OF COLO - BOULDER BUFFALO POWER | 0.258 |  | 60 | 6 | 325 |  | 8.3 | 22133 | -105.2692 | 40.0075 |  |  | 183 | 100 |  |  | 54372_G_GT1e | 80309 | 213
08013 |  | Colorado | Boulder | 1342411 | 90875013 | 86939512 | 013-0553 | 013-0553-0 | 013-0553-S | UNIV OF COLO - BOULDER BUFFALO POWER | 0.239 | 0.002 | 60 | 6 | 325 |  | 8.3 | 22133 | -105.2692 | 40.0075 |  |  | 183 | 100 |  |  | 54372_G_GT1f | 80309
08013 |  | Colorado | Boulder | 778211 | 45916413 | 43631912 | 013-0001 | 013-0001-0 | 013-0001-S | PUBLIC SERVICE CO - VALMONT | 1996.1 | 1017.5 | 250 | 28 | 262 |  | 17.6 | 221112 | -105.2019 | 40.0193 | 1840 | R63-0142 | 125 | 100 | 477 | 5 | 477_B_5 | 80301 | 127&24&141 | R63-0142
08031 |  | Colorado | Denver | 1685411 | 44963413 | 42679912 | 031-0007 | 031-0007-0 | 031-0007-S | PUBLIC SERVICE CO ZUNI PLT | 5.82 |  | 190 | 12 | 350 |  | 54.4 | 221112 | -105.0167 | 39.7374 | 1060 |  | 125 | 100 | 478 | 2 | 478_B_2 | 80204
08031 |  | Colorado | Denver | 1685411 | 44963513 | 42680012 | 031-0007 | 031-0007-0 | 031-0007-S | PUBLIC SERVICE CO ZUNI PLT | 60.03 | 0.2 | 280 | 13 | 309 |  | 26.7 | 221112 | -105.0167 | 39.7374 | 445 |  | 125 | 100 | 478 | 1 | 478_B_1 | 80204
08031 |  | Colorado | Denver | 1699811 | 44962113 | 42678812 | 031-0008 | 031-0008-0 | 031-0008-S | PUBLIC SERVICE CO - ARAPAHOE | 1297 | 835.7 | 250 | 15.75 | 268 |  | 18.1 | 221112 | -105.0033 | 39.6701 | 652 | R63-0142 | 125 | 100 | 465 | 3 | 465_B_3 | 80223 | 127&69 | R63-0142
08031 |  | Colorado | Denver | 1699811 | 44962813 | 42678712 | 031-0008 | 031-0008-0 | 031-0008-S | PUBLIC SERVICE CO - ARAPAHOE | 666.5 | 1013.8 | 250 | 15.75 | 268 |  | 18.1 | 221112 | -105.0033 | 39.6701 | 1390 | R63-0142 | 125 | 100 | 465 | 4 | 465_B_4 | 80223 | 127&69&24 | R63-0142
08041 |  | Colorado | El Paso | 4385111 | 36325313 | 34582612 | 041-0897 | 041-0897-0 | 041-0897-S | FOUNTAIN VALLEY POWER - BOCA RATON | 40.57 | 0.23 | 45 | 10 | 841 |  | 124.3 | 221112 | -104.6914 | 38.5594 | 336 | R63-0083 | 125 | 120 | 55453 | 1 | 55453_G_1 | 81008 |  | R63-0083
08041 |  | Colorado | El Paso | 4385111 | 68597313 | 62963812 | 041-0897 | 041-0897-0 | 041-0897-S | FOUNTAIN VALLEY POWER - BOCA RATON | 40.57 | 0.23 | 45 | 10 | 841 |  | 124.3 | 221112 | -104.6875 | 38.5569 | 425 |  | 125 | 120 | 55453 | 2 | 55453_G_2 | 81008
08041 |  | Colorado | El Paso | 4385111 | 68597413 | 62963912 | 041-0897 | 041-0897-0 | 041-0897-S | FOUNTAIN VALLEY POWER - BOCA RATON | 40.57 | 0.23 | 45 | 10 | 850 |  | 124.3 | 221112 | -104.6875 | 38.5569 | 420 |  | 125 | 120 | 55453 | 3 | 55453_G_3 | 81008
08041 |  | Colorado | El Paso | 4385111 | 68597513 | 62964012 | 041-0897 | 041-0897-0 | 041-0897-S | FOUNTAIN VALLEY POWER - BOCA RATON | 40.57 | 0.23 | 45 | 10 | 841 |  | 124.3 | 221112 | -104.6875 | 38.5569 | 420 |  | 125 | 120 | 55453 | 4 | 55453_G_4 | 81008
08041 |  | Colorado | El Paso | 4385111 | 68597613 | 62964112 | 041-0897 | 041-0897-0 | 041-0897-S | FOUNTAIN VALLEY POWER - BOCA RATON | 43.7 | 0.25 | 45 | 10 | 841 |  | 124.3 | 221112 | -104.6875 | 38.5569 | 420 |  | 125 | 120 | 55453 | 5 | 55453_G_5 | 81008
08041 |  | Colorado | El Paso | 4385111 | 68597713 | 62964212 | 041-0897 | 041-0897-0 | 041-0897-S | FOUNTAIN VALLEY POWER - BOCA RATON | 40.57 | 0.23 | 45 | 10 | 841 |  | 124.3 | 221112 | -104.6875 | 38.5569 | 420 |  | 125 | 120 | 55453 | 6 | 55453_G_6 | 81008
08041 |  | Colorado | El Paso | 4391711 | 36145313 | 34409812 | 041-0004 | 041-0004-0 | 041-0004-S | COLORADO SPRINGS UTILITIES MARTIN DRAKE | 617.5 | 1049 | 200 | 10.6 | 320 |  | 54 | 221112 | -104.8325 | 38.8247 | 548 | R63-0142 | 125 | 100 | 492 | 5 | 492_B_5 | 80903-4 | 127&24 | R63-0142
08041 |  | Colorado | El Paso | 4391711 | 36145413 | 34410012 | 041-0004 | 041-0004-0 | 041-0004-S | COLORADO SPRINGS UTILITIES MARTIN DRAKE | 864.6 | 1666.8 | 200 | 12.6 | 320 |  | 54 | 221112 | -104.8325 | 38.8247 | 861 | R63-0142 | 125 | 100 | 492 | 6 | 492_B_6 | 80903-4 | 127&24 | R63-0142
08041 |  | Colorado | El Paso | 4391711 | 36145513 | 34409912 | 041-0004 | 041-0004-0 | 041-0004-S | COLORADO SPRINGS UTILITIES MARTIN DRAKE | 1626.1 | 2943.1 | 250 | 15 | 310 |  | 60.2 | 221112 | -104.8325 | 38.8247 | 1340 | R63-0142 | 125 | 100 | 492 | 7 | 492_B_7 | 80903-4 | 127&24 | R63-0142
08041 |  | Colorado | El Paso | 4392711 | 36137913 | 34403212 | 041-0030 | 041-0030-0 | 041-0030-S | COLORADO SPRINGS UTILITIES - NIXON PLT | 1851.3 | 3661 | 460 | 17.5 | 301 |  | 64 | 221112 | -104.7065 | 38.6333 | 2050 | R63-0142 | 125 | 100 | 8219 | 1 | 8219_B_1 | 80817 | 127&29 | R63-0142
08041 |  | Colorado | El Paso | 4392711 | 36138313 | 34402512 | 041-0030 | 041-0030-0 | 041-0030-S | COLORADO SPRINGS UTILITIES - NIXON PLT | 0.76 | 0.01 | 70 | 10 | 1007 |  | 215.8 | 221112 | -104.7065 | 38.6333 | 110 | R63-0083 | 125 | 120 | 8219 | 2 | 8219_X_2 | 80817 | 39&99 | R63-0083
08041 |  | Colorado | El Paso | 4392711 | 36138513 | 34403012 | 041-0030 | 041-0030-0 | 041-0030-S | COLORADO SPRINGS UTILITIES - NIXON PLT | 0.85 | 0.01 | 70 | 10 | 1007 |  | 215.8 | 221112 | -104.7065 | 38.6333 | 110 | R63-0083 | 125 | 120 | 8219 | 3 | 8219_X_3 | 80817 |  | R63-0083
08041 |  | Colorado | El Paso | 4392711 | 68588013 | 62954712 | 041-0030 | 041-0030-0 | 041-0030-S | COLORADO SPRINGS UTILITIES - NIXON PLT | 79.8 | 1.7 | 150 | 18 | 210 |  | 73 | 221112 | -104.7056 | 38.6306 | 1840 |  | 125 | 120 | 55283 | 1 | 55283_G_1 | 80817
08041 |  | Colorado | El Paso | 4392711 | 68588113 | 62954812 | 041-0030 | 041-0030-0 | 041-0030-S | COLORADO SPRINGS UTILITIES - NIXON PLT | 84.2 | 1.6 | 150 | 18 | 210 |  | 73 | 221112 | -104.7056 | 38.6306 | 1840 |  | 125 | 120 | 55283 | 2 | 55283_G_2 | 80817
08043 |  | Colorado | Fremont | 893611 | 46644513 | 44327312 | 043-0003 | 043-0003-0 | 043-0003-S | BLACK HILLS ELECTRIC- W.N. CLARK STATION | 503.98 | 817 | 150 | 7.5 | 287 |  | 47.5 | 221112 | -105.2506 | 38.4348 | 346 |  | 125 | 100 |  |  | 462_B_59 | 81212-6 | 127
08043 |  | Colorado | Fremont | 893611 | 46644813 | 44327512 | 043-0003 | 043-0003-0 | 043-0003-S | BLACK HILLS ELECTRIC- W.N. CLARK STATION | 318.54 | 518.56 | 150 | 7.5 | 346 |  | 47 | 221112 | -105.2506 | 38.4348 | 226 |  | 125 | 100 |  |  | 462_B_55 | 81212-6 | 127
08069 |  | Colorado | Larimer | 4364011 | 36154613 | 34420312 | 069-0053 | 069-0053-0 | 069-0053-S | PLATTE RIVER POWER AUTHORITY - RAWHIDE | 4.5 | 0.09 | 56 | 18 | 998 |  | 96 | 221112 | -105.0269 | 40.86 | 831 | R63-0083 | 125 | 120 | 6761 | C | 6761_G_C | 80549-2 |  | R63-0083
08069 |  | Colorado | Larimer | 4364011 | 36154713 | 34420612 | 069-0053 | 069-0053-0 | 069-0053-S | PLATTE RIVER POWER AUTHORITY - RAWHIDE | 3.2 | 0.06 | 56 | 18 | 998 |  | 96 | 221112 | -105.0269 | 40.86 | 831 | R63-0083 | 125 | 120 | 6761 | B | 6761_G_B | 80549-2 |  | R63-0083
08069 |  | Colorado | Larimer | 4364011 | 36155213 | 34419012 | 069-0053 | 069-0053-0 | 069-0053-S | PLATTE RIVER POWER AUTHORITY - RAWHIDE | 5.5 | 0.12 | 56 | 18 | 808 |  | 97 | 221112 | -105.0269 | 40.86 | 831 | R63-0083 | 125 | 120 | 6761 | A | 6761_G_A | 80549-2 |  | R63-0083
08069 |  | Colorado | Larimer | 4364011 | 36155313 | 34418512 | 069-0053 | 069-0053-0 | 069-0053-S | PLATTE RIVER POWER AUTHORITY - RAWHIDE | 1821 | 898 | 505 | 17.5 | 200 |  | 65 | 221112 | -105.0269 | 40.86 | 2750 | R63-0142 | 125 | 100 | 6761 | 101 | 6761_B_101 | 80549-2 | 127&67&29 | R63-0142
08069 |  | Colorado | Larimer | 4364011 | 68758713 | 63126512 | 069-0053 | 069-0053-0 | 069-0053-S | PLATTE RIVER POWER AUTHORITY - RAWHIDE | 5 | 0.1 | 56 | 14.75 | 1000 |  | 161.6 | 221112 | -105.0206 | 40.8611 | 900 |  | 125 | 120 | 6761 | D | 6761_G_D | 80549-2
08069 |  | Colorado | Larimer | 4364011 | 68758813 | 63126612 | 069-0053 | 069-0053-0 | 069-0053-S | PLATTE RIVER POWER AUTHORITY - RAWHIDE | 20.5 | 0.4 | 110 | 17.7 | 1125 |  | 158 | 221112 | -105.0206 | 40.8611 |  |  | 125 | 120 | 6761 | F | 6761_X_F | 80549-2
08081 |  | Colorado | Moffat | 1839711 | 41819013 | 39879712 | 081-0018 | 081-0018-0 | 081-0018-S | TRI STATE GENERATION CRAIG | 4632.2 | 1054.1 | 600 | 25 | 109 |  | 46.8 | 221112 | -107.5912 | 40.4627 | 4320 | R63-0142 | 125 | 100 | 6021 | C2 | 6021_B_C2 | 81625 | 127&24&141 | R63-0142
08081 |  | Colorado | Moffat | 1839711 | 41819813 | 39879812 | 081-0018 | 081-0018-0 | 081-0018-S | TRI STATE GENERATION CRAIG | 4938.2 | 1949.4 | 600 | 25 | 168 |  | 45.6 | 221112 | -107.5912 | 40.4627 | 4300 | R63-0142 | 125 | 100 | 6021 | C3 | 6021_B_C3 | 81625 | 127&68&24 | R63-0142
08081 |  | Colorado | Moffat | 1839711 | 41819913 | 39879512 | 081-0018 | 081-0018-0 | 081-0018-S | TRI STATE GENERATION CRAIG | 3908.4 | 922.1 | 600 | 25 | 110 |  | 43.5 | 221112 | -107.5912 | 40.4627 | 4320 | R63-0142 | 125 | 100 | 6021 | C1 | 6021_B_C1 | 81625 | 127&24&141 | R63-0142
08085 |  | Colorado | Montrose | 3457111 | 36572413 | 34832212 | 085-0001 | 085-0001-0 | 085-0001-S | TRI-STATE GENERATION AND TRANSMISSION AS | 1254.8 | 1203.9 | 215 | 12 | 256 |  | 76.6 | 221112 | -108.5073 | 38.2382 | 1110 | R63-0142 | 125 | 100 | 527 | 1 | 527_B_1 | 81424 | 127&67&24 | R63-0142
08087 |  | Colorado | Morgan | 897211 | 46611213 | 44293412 | 087-0011 | 087-0011-0 | 087-0011-S | PUBLIC SERVICE CO PAWNEE PLT | 3716.4 | 12757.5 | 550 | 23.5 | 328 |  | 86.5 | 221112 | -103.6796 | 40.2201 | 5430 | R63-0142 | 125 | 100 | 6248 | 1 | 6248_B_1 | 80723 | 127&29 | R63-0142
08099 |  | Colorado | Prowers | 4229911 | 90941913 | 87010812 | 099-0006 | 099-0006-0 | 099-0006-S | LAMAR LIGHT & POWER/ARKANSAS RIVER POWER | 46.21 | 30.77 | 227 | 8 | 264 |  | 60 | 221112 | -102.6152 | 38.0904 | 40 | R63-0142 | 125 | 100 |  |  | 508_G_5 | 81052-2 | 127&41 | R63-0142
08101 |  | Colorado | Pueblo | 4367811 | 36421413 | 34680712 | 101-0003 | 101-0003-0 | 101-0003-S | PUBLIC SERVICE CO COMANCHE PLT | 1744.2 | 750.5 | 500 | 23.9 | 160 |  | 44.3 | 221112 | -104.5753 | 38.2085 | 3120 | R63-0142 | 125 | 100 | 470 | 2 | 470_B_2 | 81006-2 | 127&25&202 | R63-0142
08101 |  | Colorado | Pueblo | 4367811 | 36421513 | 34680112 | 101-0003 | 101-0003-0 | 101-0003-S | PUBLIC SERVICE CO COMANCHE PLT | 1110.5 | 618.4 | 500 | 24.56 | 160 |  | 44.3 | 221112 | -104.5753 | 38.2085 | 3190 | R63-0142 | 125 | 100 | 470 | 1 | 470_B_1 | 81006-2 | 128&202 | R63-0142
08101 |  | Colorado | Pueblo | 4367811 | 96094413 | 92884412 | 101-0003 | 101-0003-0 | 101-0003-S | PUBLIC SERVICE CO COMANCHE PLT | 1197.9 | 1399.1 | 500 | 29 | 160 |  | 73.2 | 221112 | -104.5747 | 38.2081 | 9050 | R63-0142 | 125 | 100 | 470 | 3 | 470_B_3 | 81006-2 | 127&41&24 | R63-0142
08107 |  | Colorado | Routt | 4458511 | 36377313 | 34634912 | 107-0001 | 107-0001-0 | 107-0001-S | PUBLIC SERVICE CO HAYDEN PLT | 2548.1 | 1033.4 | 395 | 24 | 292 |  | 35.4 | 221112 | -107.1857 | 40.4871 | 2710 | R63-0142 | 125 | 100 | 525 | H2 | 525_B_H2 | 81639 | 127&41 | R63-0142
08107 |  | Colorado | Routt | 4458511 | 36377413 | 34635012 | 107-0001 | 107-0001-0 | 107-0001-S | PUBLIC SERVICE CO HAYDEN PLT | 3821.6 | 1101 | 250 | 22 | 285 |  | 32 | 221112 | -107.1857 | 40.4871 | 1960 | R63-0142 | 125 | 100 | 525 | H1 | 525_B_H1 | 81639 | 127&41 | R63-0142
08123 |  | Colorado | Weld | 13331311 | 68956213 | 63391912 | 123-5468 | 123-5468-0 | 123-5468-S | SPINDLE HILL ENERGY, LLC | 58.34 | 0.96 | 75 | 19 | 1026 |  | 77.2 | 221112 | -104.8881 | 40.0918 |  |  | 125 | 120 |  |  | 56445_G_GEN1 | 80621
08123 |  | Colorado | Weld | 13331311 | 68956313 | 63392012 | 123-5468 | 123-5468-0 | 123-5468-S | SPINDLE HILL ENERGY, LLC | 56.72 | 0.85 | 5 | 1.9 | 1026 |  | 77.2 | 221112 | -104.8881 | 40.0918 |  |  | 125 | 120 |  |  | 56445_G_GEN2a | 80621
08123 |  | Colorado | Weld | 13331311 | 68956413 | 63392112 | 123-5468 | 123-5468-0 | 123-5468-S | SPINDLE HILL ENERGY, LLC | 3.04 | 0.03 | 5 | 0.66 | 515 |  | 22.6 | 221112 | -104.8881 | 40.0918 |  |  | 125 | 290 |  |  | 56445_G_GEN2b | 80621
08123 |  | Colorado | Weld | 3551511 | 36792713 | 35056112 | 123-0023 | 123-0023-0 | 123-0023-S | PUBLIC SERVICE CO FORT SAINT VRAIN PLT | 67.42 | 2.67 | 175 | 15 | 180 |  | 94 | 221112 | -104.8743 | 40.2446 | 1980 | R63-0083 | 125 | 120 | 6112 | 4 | 6112_G_4 | 80651 |  | R63-0083
08123 |  | Colorado | Weld | 3551511 | 36793013 | 35056512 | 123-0023 | 123-0023-0 | 123-0023-S | PUBLIC SERVICE CO FORT SAINT VRAIN PLT | 140.27 | 2.46 | 175 | 15 | 180 |  | 90 | 221112 | -104.8743 | 40.2446 | 1820 | R63-0083 | 125 | 160 | 6112 | 3 | 6112_G_3 | 80651 | 24 | R63-0083
08123 |  | Colorado | Weld | 3551511 | 36793113 | 35056612 | 123-0023 | 123-0023-0 | 123-0023-S | PUBLIC SERVICE CO FORT SAINT VRAIN PLT | 184.94 | 2.58 | 175 | 15 | 180 |  | 90 | 221112 | -104.8743 | 40.2446 | 1770 | R63-0083 | 125 | 160 | 6112 | 2 | 6112_G_2 | 80651 |  | R63-0083
09001 |  | Connecticut | Fairfield | 2722511 | 41011213 | 39116812 | T067 P0017 | R0054 | 003 | CONNECTICUT JET POWER, LLC | 0.46466 | 0.0042581 | 33 | 12.6 | 750 | 13783.3 | 110.5 | 221112 | -73.5976 | 41.0286 | 18 |  | 125 | 120 | 542 | 12 | 542_G_UN12 | 06830
09001 |  | Connecticut | Fairfield | 2722511 | 41011313 | 39116712 | T067 P0017 | R0053 | 002 | CONNECTICUT JET POWER, LLC | 0.39653 | 0.0038098 | 33 | 12.6 | 700 | 13783.3 | 110.5 | 221112 | -73.5976 | 41.0286 | 17 |  | 125 | 120 | 542 | 11 | 542_G_UN11 | 06830
09001 |  | Connecticut | Fairfield | 2722511 | 41011413 | 39116912 | T067 P0017 | R0052 | 001 | CONNECTICUT JET POWER, LLC | 0.42426 | 0.0039283 | 33 | 12.6 | 750 | 13783.3 | 110.5 | 221112 | -73.5976 | 41.0286 | 19 |  | 125 | 120 | 542 | 10 | 542_G_UN10 | 06830
09001 |  | Connecticut | Fairfield | 2722511 | 99525213 | 85101412 | T067 P0017 | P0098-Y201 | 005 | CONNECTICUT JET POWER, LLC | 0.18988 | 0.0019736 | 40 | 14 | 860 | 11050 | 71.8 | 221112 | -73.5976 | 41.0286 |  |  | 125 | 120 | 542 | 14 | 542_G_un14 | 06830
09001 |  | Connecticut | Fairfield | 2722511 | 99525313 | 85101312 | T067 P0017 | P0097-Y201 | 004 | CONNECTICUT JET POWER, LLC | 0.53602 | 0.004912 | 40 | 14 | 860 | 11050 | 71.8 | 221112 | -73.5976 | 41.0286 |  |  | 125 | 120 | 542 | 13 | 542_G_UN13 | 06830
09001 |  | Connecticut | Fairfield | 754311 | 46285813 | 43961512 | T015 P0045 | R0166 | 004 | PSEG PWR CT LLC/BPT HARBOR STA | 0.85482 | 0.016124 | 25 | 11.3 | 994 | 9053.1 | 90.3 | 221112 | -73.1833 | 41.1723 | 300 |  | 125 | 120 | 568 | BHB4 | 568_G_4 | 06604-5
09001 |  | Connecticut | Fairfield | 754311 | 46286413 | 43962012 | T015 P0045 | P0089 | 003 | PSEG PWR CT LLC/BPT HARBOR STA | 372.2997 | 512.8999 | 498 | 14 | 290 | 19583.3 | 127.2 | 221112 | -73.1845 | 41.1715 | 4100 | R63-0142 | 125 | 100 | 568 | BHB3 | 568_B_BHB3 | 06604-5 | 10 | R63-0142
09001 |  | Connecticut | Fairfield | 754311 | 46286513 | 43961312 | T015 P0045 | R0162 | 002 | PSEG PWR CT LLC/BPT HARBOR STA | 0.2 | 0.7 | 251 | 10.5 | 256 | 7370.6 | 85.1 | 221112 | -73.1833 | 41.1723 | 1780 | R63-0142 | 125 | 100 | 568 | BHB2 | 568_B_BHB2 | 06604-5 | 12 | R63-0142
09001 |  | Connecticut | Fairfield | 754311 | 99509113 | 85088112 | T015 P0045 | R0160-Y201 | 001 | PSEG PWR CT LLC/BPT HARBOR STA |  |  | 203 | 7.5 | 250 | 3868.8 | 87.6 | 221112 | -73.1841 | 41.1707 |  |  | 125 | 100 | 568 | BHB1 | 568_B_BHB1 | 06604-5
09001 |  | Connecticut | Fairfield | 754511 | 46284913 | 43960512 | T015 P0862 | P0190 | 005 | BRIDGEPORT ENERGY LLC | 88.7 | 3 | 130 | 16.5 | 193 | 16024 | 74.9 | 221112 | -73.1845 | 41.1705 | 1930 | R63-0083 | 125 | 120 | 55042 | BE1 | 55042_G_GEN1 | 06604-5 | 28&65 | R63-0083
09001 |  | Connecticut | Fairfield | 754511 | 46285013 | 85096112 | T015 P0862 | P0191 | 006 | BRIDGEPORT ENERGY LLC | 84.7 | 3.6 | 130 | 16.5 | 193 | 16024 | 74.9 | 221112 | -73.1842 | 41.1688 | 1930 | R63-0083 | 125 | 120 | 55042 | BE2 | 55042_G_GEN2 | 06604-5 | 28&65 | R63-0083
09001 |  | Connecticut | Fairfield | 843611 | 46206413 | 43874212 | T137 P0014 | R0032 | 002 | NORWALK POWER, LLC | 0.52858 | 0.31159 | 35 | 10 | 750 | 17433.3 | 222 | 221112 | -73.4062 | 41.0756 | 210 |  | 125 | 120 | 548 | 10 | 548_G_10 | 06854-4
09001 |  | Connecticut | Fairfield | 843611 | 46206713 | 43874412 | T137 P0014 | R0028 | 001 | NORWALK POWER, LLC | 14.785 | 23.371 | 350 | 16 | 280 | 17433.3 | 86.7 | 221112 | -73.4062 | 41.0756 | 1800 | R63-0142 | 125 | 100 | 548 | 1 | 548_B_1 | 06854-4 | 81&9 | R63-0142
09001 |  | Connecticut | Fairfield | 843611 | 46206813 | 43874412 | T137 P0014 | R0030 | 001 | NORWALK POWER, LLC | 16.215 | 25.629 | 350 | 16 | 280 | 17433.3 | 86.7 | 221112 | -73.4062 | 41.0756 | 1800 | R63-0142 | 125 | 100 | 548 | 2 | 548_B_2 | 06854-4 | 12&81 | R63-0142
09003 |  | Connecticut | Hartford | 2673411 | 40876913 | 38996812 | T053 P0009 | P0049 | 107 | PRATT & WHITNEY DIV UTC | 8.796 | 0.37023 | 132 | 10.4 | 437 | 4163.3 | 49 | 336412 | -72.6347 | 41.75 |  | R63-0083 | 160 | 120 | 54605 | 001 | 54605_G_001 | 06118-1 | 28&65 | R63-0070&R63-0083
09003 |  | Connecticut | Hartford | 589711 | 46138413 | 43813012 | T213 P0001 | P0031 | 029 | ALGONQUIN POWER WINDSOR LOCKS | 1.5462 | 0.008713 | 177 | 14 | 325 | 747.5 | 4.9 | 221112 | -72.6266 | 41.925 | 172 | R63-0040 | 125 | 100 |  |  | 10567_G_STG | 06096-2 | 28 | R63-0040
09003 |  | Connecticut | Hartford | 589711 | 46138613 | 43813012 | T213 P0001 | P0029 | 029 | ALGONQUIN POWER WINDSOR LOCKS | 262.2523 | 2.7386 | 177 | 14 | 325 | 747.5 | 4.9 | 221112 | -72.6266 | 41.925 | 530 | R63-0083 | 125 | 120 | 10567 | GT1 | 10567_G_GTG | 06096-2 | 28 | R63-0018&R63-0083
09003 |  | Connecticut | Hartford | 715611 | 46361913 | 44038812 | T075 P0158 | R0267 | 006 | C R R A / MID-CONNECTICUT | 1.7068 | 0.11172 | 25 | 12.5 | 750 | 12733.3 | 103.8 | 562213 | -72.6464 | 41.7489 |  |  | 103 | 120 | 563 | 14B | 563_G_14B | 06114
09003 |  | Connecticut | Hartford | 715611 | 46362013 | 44039212 | T075 P0158 | R0266 | 007 | C R R A / MID-CONNECTICUT | 1.6765 | 0.11205 | 25 | 12.5 | 750 | 12733.3 | 103.8 | 562213 | -72.6464 | 41.7489 |  |  | 103 | 120 | 563 | 14A | 563_G_14A | 06114
09003 |  | Connecticut | Hartford | 715611 | 46362113 | 44038912 | T075 P0158 | R0265 | 008 | C R R A / MID-CONNECTICUT | 1.9078 | 0.12619 | 25 | 12.5 | 750 | 12733.3 | 103.8 | 562213 | -72.6464 | 41.7489 |  |  | 103 | 120 | 563 | 13B | 563_G_13B | 06114
09003 |  | Connecticut | Hartford | 715611 | 46362213 | 44038612 | T075 P0158 | R0264 | 009 | C R R A / MID-CONNECTICUT | 1.55 | 0.10432 | 25 | 12.5 | 750 | 12733.3 | 103.8 | 562213 | -72.6464 | 41.7489 |  |  | 103 | 120 | 563 | 13A | 563_G_13A | 06114
09003 |  | Connecticut | Hartford | 715611 | 46362313 | 44039012 | T075 P0158 | R0263 | 010 | C R R A / MID-CONNECTICUT | 1.5958 | 0.11526 | 25 | 12.5 | 750 | 12733.3 | 103.8 | 562213 | -72.6464 | 41.7489 |  |  | 103 | 120 | 563 | 12B | 563_G_12B | 06114
09003 |  | Connecticut | Hartford | 715611 | 46362413 | 44038412 | T075 P0158 | R0262 | 011 | C R R A / MID-CONNECTICUT | 1.6864 | 0.1156 | 25 | 12.5 | 750 | 12733.3 | 103.8 | 562213 | -72.6464 | 41.7489 |  |  | 103 | 120 | 563 | 12A | 563_G_12A | 06114
09003 |  | Connecticut | Hartford | 715611 | 46362513 | 44038512 | T075 P0158 | R0261 | 012 | C R R A / MID-CONNECTICUT | 1.3932 | 0.10028 | 25 | 12.5 | 750 | 12733.3 | 103.8 | 562213 | -72.6464 | 41.7489 |  |  | 103 | 120 | 563 | 11B | 563_G_11B | 06114
09003 |  | Connecticut | Hartford | 715611 | 46362813 | 44039112 | T075 P0158 | R0260 | 013 | C R R A / MID-CONNECTICUT | 1.3963 | 0.10095 | 25 | 12.5 | 750 | 12733.3 | 103.8 | 562213 | -72.6464 | 41.7489 |  |  | 103 | 120 | 563 | 11A | 563_G_11A | 06114
09003 |  | Connecticut | Hartford | 844911 | 46195913 | 43865112 | T075 P0766 | P0064 | 001 | CAP DIST ENERGY CTR COGEN ASSO | 2.9932 | 0.01302 | 234 | 11 | 249 | 5958.1 | 62.7 | 221330 | -72.6916 | 41.7625 | 717 | R63-0083 | 125 | 120 | 50498 | GT | 50498_G_GTG | 06106-1 | 28 | R63-0083
09003 |  | Connecticut | Hartford | 844911 | 46196113 | 43865212 | T075 P0766 | P0065 | 002 | CAP DIST ENERGY CTR COGEN ASSO | 11.536 | 0.053015 | 234 | 4 | 200 | 769.5 | 61.2 | 221330 | -72.6916 | 41.7625 | 189 | R63-0040 | 125 | 100 |  |  | 50498_G_STG | 06106-1 |  | R63-0040
09007 |  | Connecticut | Middlesex | 14622911 | 88745013 | 85114112 | T104 P0246 | P0131 | 001 | KLEEN ENERGYSYSTEM PROJECT | 19.04 | 1.6464 | 215 | 18.5 | 173 | 16856 | 62.7 | 2211 | -72.5983 | 41.5527 |  |  |  | 120 | 56798 | U1 | 56798_G_U1 | 06457-4
09007 |  | Connecticut | Middlesex | 14622911 | 88745113 | 85113912 | T104 P0246 | P0133 | 002 | KLEEN ENERGYSYSTEM PROJECT | 18.26 | 1.5551 | 215 | 18.5 | 173 | 16856 | 62.7 | 2211 | -72.5983 | 41.5527 |  |  |  | 120 | 56798 | U2 | 56798_G_U2 | 06457-4
09007 |  | Connecticut | Middlesex | 715711 | 46360813 | 44037812 | T104 P0024 | R0100 | 003 | MIDDLETOWN POWER LLC | 57.814 | 7.402 | 266 | 12 | 295 | 10933.3 | 96.7 | 221112 | -72.5695 | 41.5555 | 2110 |  | 125 | 100 | 562 | 3 | 562_B_3 | 06457-5 | 12&33
09007 |  | Connecticut | Middlesex | 715711 | 46360913 | 44037512 | T104 P0024 | P0003 | 005 | MIDDLETOWN POWER LLC | 36.4 | 53.3 | 498 | 18 | 615 | 30800 | 121 | 221112 | -72.5791 | 41.5548 | 4330 | R63-0142 | 125 | 100 | 562 | 4 | 562_B_4 | 06457-5 | 33 | R63-0142
09007 |  | Connecticut | Middlesex | 715711 | 46361313 | 44037612 | T104 P0024 | R0102 | 004 | MIDDLETOWN POWER LLC | 0.97575 | 0.040908 | 25 | 12.6 | 700 | 12200 | 97.8 | 221112 | -72.5791 | 41.5548 | 230 |  | 125 | 120 | 562 | 10 | 562_G_10 | 06457-5
09007 |  | Connecticut | Middlesex | 715711 | 46361413 | 44037412 | T104 P0024 | R0098 | 002 | MIDDLETOWN POWER LLC | 38.235 | 10.61 | 266 | 9.5 | 270 | 6333.3 | 89.4 | 221112 | -72.5755 | 41.5556 | 1200 | R63-0142 | 125 | 100 | 562 | 2 | 562_B_2 | 06457-5 | 12&33 | R63-0142
09007 |  | Connecticut | Middlesex | 715711 | 99518413 | 96623212 | T104 P0024 | P0147-Y201 | 011 | MIDDLETOWN POWER LLC | 0.99568 | 0.031529 | 213 | 12 | 839 | 10780.7 | 95.3 | 221112 | -72.5798 | 41.5547 | 50 |  | 125 | 120 | 562 | 15 | 562_G_15 | 06457-5
09007 |  | Connecticut | Middlesex | 715711 | 99518513 | 96623112 | T104 P0024 | P0146-Y201 | 010 | MIDDLETOWN POWER LLC | 0.80632 | 0.040257 | 213 | 12 | 839 | 10780.7 | 95.3 | 221112 | -72.5798 | 41.5547 | 50 |  | 125 | 120 | 562 | 14 | 562_G_14 | 06457-5
09007 |  | Connecticut | Middlesex | 715711 | 99518613 | 96623012 | T104 P0024 | P0145-Y201 | 009 | MIDDLETOWN POWER LLC | 0.69944 | 0 | 213 | 12 | 839 | 10780.7 | 95.3 | 221112 | -72.5798 | 41.5547 | 50 |  | 125 | 120 | 562 | 13 | 562_G_13 | 06457-5
09007 |  | Connecticut | Middlesex | 715711 | 99518713 | 96622912 | T104 P0024 | P0144-Y201 | 008 | MIDDLETOWN POWER LLC | 0.8108 | 0.037065 | 213 | 12 | 839 | 10780.7 | 95.3 | 221112 | -72.5798 | 41.5547 | 50 |  | 125 | 120 | 562 | 12 | 562_G_12 | 06457-5
09009 |  | Connecticut | New Haven | 14624011 | 88753913 | 85122412 | T189 P0114 | P0194 | 001 | PPL WALLINGFORD ENERGY | 1.6 | 0.08727 | 100 | 12 | 753 | 8652.1 | 76.5 | 2211 | -72.8356 | 41.4475 |  |  |  | 120 | 55517 | CT01 | 55517_G_CTG1 | 06492-4
09009 |  | Connecticut | New Haven | 14624011 | 88754013 | 85122512 | T189 P0114 | P0195 | 002 | PPL WALLINGFORD ENERGY | 1.9 | 0.10766 | 100 | 12 | 753 | 8652.1 | 76.5 | 2211 | -72.8356 | 41.4475 |  |  |  | 120 | 55517 | CT02 | 55517_G_CTG2 | 06492-4
09009 |  | Connecticut | New Haven | 14624011 | 88754113 | 85122612 | T189 P0114 | P0196 | 003 | PPL WALLINGFORD ENERGY | 2.3 | 0.11469 | 100 | 12 | 753 | 8652.1 | 76.5 | 2211 | -72.8356 | 41.4475 |  |  |  | 120 | 55517 | CT03 | 55517_G_CTG3 | 06492-4
09009 |  | Connecticut | New Haven | 14624011 | 88754213 | 85122712 | T189 P0114 | P0197 | 004 | PPL WALLINGFORD ENERGY | 1.9 | 0.10723 | 100 | 12 | 753 | 8652.1 | 76.5 | 2211 | -72.8356 | 41.4475 |  |  |  | 120 | 55517 | CT04 | 55517_G_CTG4 | 06492-4
09009 |  | Connecticut | New Haven | 14624011 | 88754313 | 85122812 | T189 P0114 | P0198 | 005 | PPL WALLINGFORD ENERGY | 2 | 0.10122 | 100 | 12 | 753 | 8652.1 | 76.5 | 2211 | -72.8356 | 41.4475 |  |  |  | 120 | 55517 | CT05 | 55517_G_CTG5 | 06492-4
09009 |  | Connecticut | New Haven | 14624411 | 88754513 | 85123012 | T189 P0114 | P0234 | 007 | CT MUNICIPAL ELEC ENERGY CO-OP | 1.6946 | 0.057672 | 125 | 16.6 | 951 | 27956.8 | 129.2 | 2211 | -72.8344 | 41.4475 |  |  |  | 120 | 6635 | AP-1 | 6635_G_4 | 06492-4
09009 |  | Connecticut | New Haven | 15588211 | 99539613 | 96630512 | T192 P0005 | P0300-Y201 | 004 | WATERBURY GENERATION, LLC | 7.2915 | 0.22628 | 125 | 13.5 | 723 | 13669.7 | 95.5 | 221112 | -73.0445 | 41.5458 |  |  |  | 120 | 56629 | 10 | 56629_G_10 | 06103
09009 |  | Connecticut | New Haven | 2708911 | 40857713 | 38976612 | T105 P0251 | P0069 | 001 | MILFORD POWER CO, LLC | 41.7 | 4.46 | 135 | 18 | 220 | 16163.9 | 63.5 | 221112 | -73.0996 | 41.2232 | 2080 | R63-0083 | 125 | 120 | 55126 | CT02 | 55126_G_CA02 | 06461-1 | 139&65 | R63-0083
09009 |  | Connecticut | New Haven | 2708911 | 40857913 | 38976612 | T105 P0251 | P0068 | 001 | MILFORD POWER CO, LLC | 40 | 3.81 | 135 | 18 | 220 | 16163.9 | 63.5 | 221112 | -73.0996 | 41.2232 | 2060 | R63-0083 | 125 | 120 | 55126 | CT01 | 55126_G_CA01 | 06461-1 | 139&65 | R63-0083
09009 |  | Connecticut | New Haven | 590011 | 46136113 | 43811612 | T105 P0014 | P0041 | 009 | DEVON POWER, LLC | 0.9 | 0.0044562 | 43 | 5.8 | 841 | 7660.2 | 289.9 | 221112 | -73.1191 | 41.2073 | 285 | R63-0083 | 125 | 120 | 544 | 12 | 544_G_12 | 06460 | 28 | R63-0083
09009 |  | Connecticut | New Haven | 590011 | 46136213 | 43811412 | T105 P0014 | P0043 | 011 | DEVON POWER, LLC | 1.3 | 0.0057302 | 43 | 5.8 | 841 | 7660.2 | 289.9 | 221112 | -73.1191 | 41.2073 | 285 | R63-0083 | 125 | 120 | 544 | 14 | 544_G_14 | 06460 | 28 | R63-0083
09009 |  | Connecticut | New Haven | 590011 | 46136513 | 43811712 | T105 P0014 | P0042 | 010 | DEVON POWER, LLC | 1 | 0.0047348 | 43 | 5.8 | 841 | 7660.2 | 289.9 | 221112 | -73.1191 | 41.2073 | 285 | R63-0083 | 125 | 120 | 544 | 13 | 544_G_13 | 06460 | 28 | R63-0083
09009 |  | Connecticut | New Haven | 590011 | 46136613 | 43811312 | T105 P0014 | P0040 | 008 | DEVON POWER, LLC | 1 | 0.0050958 | 43 | 5.8 | 841 | 7660.2 | 289.9 | 221112 | -73.1191 | 41.2073 | 285 | R63-0083 | 125 | 120 | 544 | 11 | 544_G_11 | 06460 | 28 | R63-0083
09009 |  | Connecticut | New Haven | 590011 | 46136913 | 43811512 | T105 P0014 | P0026 | 001 | DEVON POWER, LLC | 1.2131 | 0.068884 | 40 | 12.5 | 855 | 9604.2 | 78.3 | 221112 | -73.1191 | 41.2073 | 266 |  | 125 | 120 | 544 | 10 | 544_G_10 | 06460
09009 |  | Connecticut | New Haven | 590011 | 99521313 | 85098812 | T105 P0014 | P0099-Y201 | 013 | DEVON POWER, LLC | 0.3 | 0.01495 | 217 | 12 | 830 | 10780.7 | 95.3 | 221112 | -73.1086 | 41.2085 |  |  | 125 | 120 | 544 | 16 | 544_G_16 | 06460
09009 |  | Connecticut | New Haven | 590011 | 99521413 | 85098712 | T105 P0014 | P0098-Y201 | 012 | DEVON POWER, LLC | 0.4 | 0.01614 | 217 | 12 | 830 | 10780.7 | 95.3 | 221112 | -73.1086 | 41.2085 |  |  | 125 | 120 | 544 | 15 | 544_G_15 | 06460
09009 |  | Connecticut | New Haven | 590011 | 99521513 | 85098912 | T105 P0014 | P0100-Y201 | 014 | DEVON POWER, LLC | 0.3 | 0.01396 | 217 | 12 | 830 | 10780.7 | 95.3 | 221112 | -73.1086 | 41.2085 |  |  | 125 | 120 | 544 | 17 | 544_G_17 | 06460
09009 |  | Connecticut | New Haven | 590011 | 99521613 | 85099012 | T105 P0014 | P0101-Y201 | 015 | DEVON POWER, LLC | 0.5 | 0.01222 | 217 | 12 | 830 | 10780.7 | 95.3 | 221112 | -73.1086 | 41.2085 |  |  | 125 | 120 | 544 | 18 | 544_G_18 | 06460
09009 |  | Connecticut | New Haven | 643411 | 46449613 | 44128512 | T117 P0551 | P0031 | 001 | PSEG FOSSIL LLC/ POWER CT LLC | 50.3 | 67.6 | 389 | 18.5 | 250 | 0.2 | 0 | 221112 | -72.903 | 41.2892 | 4270 | R63-0142 | 125 | 100 | 6156 | NHB1 | 6156_B_NHB1 | 06512-1 | 10 | R63-0142
09011 |  | Connecticut | New London | 552611 | 48259213 | 45777112 | T107 P0005 | R0022 | 006 | MONTVILLE POWER, LLC | 2.8599 | 0.056392 | 24 | 3.5 | 900 | 415 | 43.1 | 221112 | -72.1003 | 41.4293 | 30 | R63-0087 | 125 | 160 |  |  | 546_G_11 | 06382-2 |  | R63-0087
09011 |  | Connecticut | New London | 552611 | 48259413 | 45777312 | T107 P0005 | R0021 | 005 | MONTVILLE POWER, LLC | 2.5958 | 0.052311 | 24 | 3.5 | 900 | 415 | 43.1 | 221112 | -72.1003 | 41.4293 | 30 | R63-0087 | 125 | 160 |  |  | 546_G_10 | 06382-2 |  | R63-0087
09011 |  | Connecticut | New London | 552611 | 48259513 | 45776912 | T107 P0005 | R0020 | 004 | MONTVILLE POWER, LLC | 23.9 | 16 | 390 | 18 | 600 | 30333.3 | 119.2 | 221112 | -72.1003 | 41.4293 | 4420 | R63-0142 | 125 | 100 | 546 | 6 | 546_B_6 | 06382-2 | 24&99&33&25 | R63-0142
09011 |  | Connecticut | New London | 552611 | 48259613 | 45776812 | T107 P0005 | R0017 | 003 | MONTVILLE POWER, LLC | 7.797 | 11.1 | 250 | 11.3 | 300 | 5833.3 | 58.2 | 221112 | -72.1003 | 41.4293 | 945 | R63-0142 | 125 | 100 | 546 | 5 | 546_B_5 | 06382-2 | 10&33 | R63-0142
09011 |  | Connecticut | New London | 920711 | 46513613 | 44191712 | T107 P0044 | P0010 | 005 | A E S THAMES, LLC | 18.5762 | 60.1302 | 383 | 14.3 | 935 | 127.5 | 0.8 | 221112 | -72.1005 | 41.4282 | 923 | R63-0142 | 125 | 100 | 10675 | UNITA | 10675_B_A | 06382-2 | 16&99&41&25 | R63-0142
09011 |  | Connecticut | New London | 920711 | 46513713 | 44191712 | T107 P0044 | P0011 | 005 | A E S THAMES, LLC | 8.3301 | 27.3217 | 383 | 14.3 | 935 | 127.5 | 0.8 | 221112 | -72.1005 | 41.4282 | 923 | R63-0142 | 125 | 100 | 10675 | UNITB | 10675_B_B | 06382-2 | 16&99&41&25 | R63-0142
09015 |  | Connecticut | Windham | 2766111 | 41346613 | 39431412 | T176 P0005 | P0002 | 001 | ReEnergy Sterling formerly EXETER ENERGY | 34.3 | 33 | 196 | 8 | 180 | 3249.7 | 64.6 | 221118 | -71.8222 | 41.7113 | 181 |  | 125 | 100 | 50736 | B2 | 50736_B_B2 | 06377-1 | 12&67&32&17
09015 |  | Connecticut | Windham | 2766111 | 41346813 | 39431412 | T176 P0005 | P0001 | 001 | ReEnergy Sterling formerly EXETER ENERGY | 35.5 | 31.9 | 196 | 8 | 180 | 3249.7 | 64.6 | 221118 | -71.8222 | 41.7113 | 181 |  | 125 | 100 | 50736 | B1 | 50736_B_B1 | 06377-1 | 12&67&32&17
09015 |  | Connecticut | Windham | 844711 | 46197013 | 43866612 | T089 P0080 | P0067 | 001 | LAKE ROAD GENERATING CO, L.P. | 46.4 | 3.9 | 165 | 18 | 196 | 13240.6 | 52 | 221112 | -71.8956 | 41.8725 | 2280 | R63-0083 | 125 | 120 | 55149 | LRG1 | 55149_G_U1 | 06241-1 | 139&65 | R63-0083
09015 |  | Connecticut | Windham | 844711 | 46197113 | 43866012 | T089 P0080 | P0068 | 002 | LAKE ROAD GENERATING CO, L.P. | 43 | 3.7 | 165 | 18 | 196 | 13240.6 | 52 | 221112 | -71.8956 | 41.8725 | 2280 | R63-0083 | 125 | 120 | 55149 | LRG2 | 55149_G_U2 | 06241-1 | 139&65 | R63-0083
09015 |  | Connecticut | Windham | 844711 | 46197213 | 43866312 | T089 P0080 | P0069 | 003 | LAKE ROAD GENERATING CO, L.P. | 46.2 | 3.8038 | 165 | 18 | 196 | 13240.6 | 52 | 221112 | -71.8956 | 41.8725 | 2280 | R63-0083 | 125 | 120 | 55149 | LRG3 | 55149_G_U3 | 06241-1 | 139&65 | R63-0083
10001 |  | Delaware | Kent | 2424211 | 40256813 | 38387612 | 1000100152 | 001 | 1 | WARREN F BEASLEY POWER STATION | 1.7079 | 0.07119 | 50 | 12 | 750 | 10433.3 | 92.3 | 221112 | -75.6236 | 39.2808 | 50 | R63-0083 | 125 | 999 |  |  | 7962_G_001 | 19977 | 139&217 | R63-0083
10001 |  | Delaware | Kent | 2800411 | 41318913 | 39405112 | 1000100076 | 001 | 1 | VanSant Generating Station | 3 | 0.5 | 70 | 12.8 | 1085 | 13271.7 | 103.6 | 221112 | -75.5483 | 39.1467 | 506 | R63-0083 | 125 | 120 |  |  | 7318_G_1 | 19904 |  | R63-0083
10001 |  | Delaware | Kent | 588111 | 46182213 | 43851512 | 1000100002 | 003 | 3 | McKee Run Generating Station | 32.5 | 0.3 | 200 | 10.2 | 325 | 5951.1 | 72.8 | 221112 | -75.5453 | 39.1764 | 1180 | R63-0142 | 125 | 999 | 599 | 3 | 599_B_3 | 19904 |  | R63-0142
10001 |  | Delaware | Kent | 753811 | 46292313 | 43966712 | 1000100127 | 003 | 3 | NRG ENERGY CENTER DOVER LLC | 5.3 | 0.11463 | 100 | 12 | 650 | 7892.9 | 69.8 | 221112 | -75.5469 | 39.1506 | 500 | R63-0083 | 125 | 999 | 10030 | 3 | 10030_G_KD-2 | 19904 |  | R63-0083
10001 |  | Delaware | Kent | 753811 | 46292413 | 43966612 | 1000100127 | 002 | 2 | NRG ENERGY CENTER DOVER LLC | 4.5 | 0.076634 | 100 | 12 | 650 | 7892.9 | 69.8 | 221112 | -75.5469 | 39.1506 | 500 | R63-0083 | 125 | 999 | 10030 | 2 | 10030_G_KD-1 | 19904 |  | R63-0083
10001 |  | Delaware | Kent | 753811 | 46292513 | 43966312 | 1000100127 | 001 | 1 | NRG ENERGY CENTER DOVER LLC | 263.6 | 1273.9204 | 213 | 4.5 | 300 | 916.7 | 57.6 | 221112 | -75.5467 | 39.1497 | 243 | R63-0040 | 125 | 100 | 10030 | 1 | 10030_B_COGEN1 | 19904 | 128 | R63-0040
10003 |  | Delaware | New Castle | 2425311 | 40248813 | 38379712 | 1000300005 | 002 | 2 | DELAWARE CITY ENERGY CENTER | 0.17 | 0.088661 | 21 | 12.2 | 875 | 6452.4 | 55.2 | 2211 | -75.6328 | 39.5958 | 242 | R63-0083 | 125 | 120 |  |  | 592_G_DC10 | 19706 |  | R63-0083
10003 |  | Delaware | New Castle | 2425411 | 40248713 | 38379612 | 1000300006 | 001 | 1 | WEST ENERGY CENTER | 0.4 | 0.2847 | 27 | 12.2 | 860 | 8184.2 | 70 | 2211 | -75.6272 | 39.7306 | 264 | R63-0083 | 125 | 120 |  |  | 597_G_WEST | 19808 |  | R63-0083
10003 |  | Delaware | New Castle | 640311 | 46481913 | 44160612 | 1000300388 | 008 | 8 | HAY ROAD ENERGY CENTER | 38 | 2.1 | 188 | 15.5 | 200 | 17136.4 | 90.8 | 2211 | -75.5061 | 39.7456 | 1750 |  | 125 | 140 | 7153 | 7 | 7153_G_HR5 | 19809 | 139&205&139&217 | R63-0083
10003 |  | Delaware | New Castle | 640311 | 46482013 | 44160212 | 1000300388 | 001 | 1 | HAY ROAD ENERGY CENTER | 169.6 | 1.7 | 188 | 15.5 | 206 | 17136.4 | 90.8 | 2211 | -75.5042 | 39.7458 | 1750 |  | 125 | 140 | 7153 | 1 | 7153_G_HR1 | 19809 | 205 | R63-0083
10003 |  | Delaware | New Castle | 640311 | 46482113 | 44160812 | 1000300388 | 002 | 2 | HAY ROAD ENERGY CENTER | 192 | 1.7 | 188 | 15.5 | 206 | 17136.4 | 90.8 | 2211 | -75.5044 | 39.7456 | 1750 |  | 125 | 140 | 7153 | 2 | 7153_G_HR2 | 19809 | 205 | R63-0083
10003 |  | Delaware | New Castle | 640311 | 46482213 | 44160312 | 1000300388 | 003 | 3 | HAY ROAD ENERGY CENTER | 130.7 | 1.5 | 188 | 15.5 | 200 | 17136.4 | 90.8 | 2211 | -75.5047 | 39.7456 | 1750 |  | 125 | 140 | 7153 | **3 | 7153_G_HR3 | 19809 | 205 | R63-0083
10003 |  | Delaware | New Castle | 640311 | 46482513 | 44160712 | 1000300388 | 006 | 6 | HAY ROAD ENERGY CENTER | 40.8 | 2.4 | 188 | 15.5 | 200 | 17136.4 | 90.8 | 2211 | -75.5067 | 39.7458 | 1750 |  | 125 | 140 | 7153 | 5 | 7153_G_HR6 | 19809 | 139&205&139&217 | R63-0083
10003 |  | Delaware | New Castle | 640311 | 46482613 | 44160512 | 1000300388 | 007 | 7 | HAY ROAD ENERGY CENTER | 30.7 | 1.8 | 188 | 15.5 | 200 | 17136.4 | 90.8 | 2211 | -75.5064 | 39.7456 | 1750 |  | 125 | 140 | 7153 | 6 | 7153_G_HR7 | 19809 | 139&205&139&217 | R63-0083
10003 |  | Delaware | New Castle | 827811 | 46232613 | 43900112 | 1000300007 | 001 | 1 | EDGE MOOR ENERGY CENTER | 0.13 | 0.01372 | 26 | 12.2 | 860 | 8184.2 | 70 | 2211 | -75.5036 | 39.7392 | 264 | R63-0083 | 125 | 120 |  |  | 593_G_10 | 19809 |  | R63-0083
10003 |  | Delaware | New Castle | 827811 | 46232713 | 43899712 | 1000300007 | 003 | 3 | EDGE MOOR ENERGY CENTER | 140.6 | 3.7 | 220 | 13.5 | 285 | 10388.3 | 72.6 | 2211 | -75.5031 | 39.7397 | 1790 | R63-0142 | 125 | 100 | 593 | 4 | 593_B_4 | 19809 |  | R63-0058&R63-01&R63-0142
10003 |  | Delaware | New Castle | 827811 | 46233113 | 43899912 | 1000300007 | 002 | 2 | EDGE MOOR ENERGY CENTER | 116.4 | 24.3 | 220 | 13.5 | 261 | 6904.7 | 48.2 | 2211 | -75.5031 | 39.74 | 983 | R63-0142 | 125 | 100 | 593 | 3 | 593_B_3 | 19809 |  | R63-0142
10003 |  | Delaware | New Castle | 827811 | 46233313 | 107098912 | 1000300007 | 004 | 0 | EDGE MOOR ENERGY CENTER | [7 empty] | 2211 | -75.5038 | 39.7384 | 4550 | R63-0142 | 125 | 100 | 593 | 5 | 593_B_5 | 19809 |  | R63-0142
10003 |  | Delaware | New Castle | 827811 | 46233313 | 43899812 | 1000300007 | 004 | 4 | EDGE MOOR ENERGY CENTER | 89.1 | 55.1 | 275 | 21 | 315 | 26099.5 | 75.4 | 2211 | -75.5031 | 39.7394 | 4550 | R63-0058&R63-01 | 125 | 100 | 593 | 5 | 593_B_5 | 19809 |  | R63-0058&R63-01&R63-0142
10005 |  | Delaware | Sussex | 640911 | 46474713 | 44152912 | 1000500001 | 004 | 4 | INDIAN RIVER GENERATING STATION | 1735.9 | 5957 | 400 | 24 | 345 | 26305.4 | 58.1 | 221112 | -75.2333 | 38.5869 | 5090 | R63-0142 | 125 | 100 | 594 | 4 | 594_B_4 | 19939 | 128&128&65 | R63-0142
10005 |  | Delaware | Sussex | 640911 | 46474813 | 44153012 | 1000500001 | 005 | 5 | INDIAN RIVER GENERATING STATION | 0.17 | 0.0393 | 20 | 13.5 | 792 | 9032.8 | 63.1 | 221112 | -75.2347 | 38.5861 | 366 | R63-0083 | 125 | 120 | 594 | 10 | 594_G_10 | 19939 |  | R63-0083
10005 |  | Delaware | Sussex | 640911 | 46474913 | 44153212 | 1000500001 | 001 | 1 | INDIAN RIVER GENERATING STATION | 33.8 | 176.4 | 500 | 10.5 | 310 | 7536.2 | 87.1 | 221112 | -75.2342 | 38.5875 | 1090 |  | 125 | 100 | 594 | 1 | 594_B_1 | 19939 | 128
10005 |  | Delaware | Sussex | 640911 | 46475113 | 44153112 | 1000500001 | 003 | 3 | INDIAN RIVER GENERATING STATION | 582.6 | 3061 | 385 | 13.5 | 300 | 11037.5 | 77.1 | 221112 | -75.2347 | 38.5872 | 1860 | R63-0142 | 125 | 100 | 594 | 3 | 594_B_3 | 19939 | 128 | R63-0142
11001 |  | District of Columbia | District of Columbia | 589411 | 46139513 | 43813812 | 00001 | 15 |  | Pepco Benning Generating Station | 136.19 | 501.711 | 401.8 | 15.9 | 335 | 12652.4 | 63.4 | 2211 | -76.9592 | 38.8994 | 3110 | R63-0142 | 125 | 100 | 603 | 15 | 603_B_15 | 20019 |  | R63-0142
11001 |  | District of Columbia | District of Columbia | 589411 | 46139613 | 43813912 | 00001 | 16 |  | Pepco Benning Generating Station | 68.152 | 221.394 | 241 | 12.5 | 580 | 16974 | 138 | 2211 | -76.9592 | 38.8994 | 3170 | R63-0142 | 125 | 100 | 603 | 16 | 603_B_16 | 20019 |  | R63-0142
12001 |  | Florida | Alachua | 535011 | 48439813 | 45894712 | 0010006 | 5 | 5 | CITY OF GAINESVILLE, GRU | 400.5 | 2023 | 350 | 18.5 | 275 | 13440.1 | 50 | 2211 | -82.3889 | 29.7582 | 2430 | R63-0142&R60-00 | 125 | 100 | 663 | B2 | 663_B_B2 | 32653-7 | 128 | R63-0142&R60-00
12001 |  | Florida | Alachua | 535011 | 48440013 | 45894512 | 0010006 | 3 | 3 | CITY OF GAINESVILLE, GRU | 120.4 | 17.8 | 300 | 11 | 261 | 4533.3 | 47 | 2211 | -82.3889 | 29.7582 | 960 | SLT-0001&ARP-00 | 125 | 100 | 663 | B1 | 663_B_B1 | 32653-7 |  | SLT-0001&ARP-00
12001 |  | Florida | Alachua | 535011 | 48440113 | 45894412 | 0010006 | 6 | 6 | CITY OF GAINESVILLE, GRU | 4.1 | 0.1 | 52 | 14.1 | 1100 | 26226.9 | 168 | 2211 | -82.3883 | 29.7586 | 971 | R63-0083&SLT-00 | 125 | 120 |  |  | 663_G_GT3 | 32653-7 | 213&25 | R63-0083&SLT-00
12001 |  | Florida | Alachua | 536811 | 48417513 | 45877012 | 0010005 | 7 | 7 | GAINESVILLE REGIONAL UTILITIES |  | 0.08324 | 200 | 10.5 | 337 | 3462.5 | 40 | 2211 | -82.322 | 29.6467 | 272 | SLT-0001 | 125 | 100 |  |  | 664_B_JRK7 | 32601 |  | SLT-0001
12001 |  | Florida | Alachua | 536811 | 48417613 | 45876812 | 0010005 | 10 | 10 | GAINESVILLE REGIONAL UTILITIES | 27.2 | 0.6 | 102 | 15.5 | 242 | 11741.4 | 62.2 | 2211 | -82.3218 | 29.646 | 1080 | R63-0083&SLT-00 | 125 | 120 |  |  | 664_G_CT04 | 32601 | 205&213 | R63-0083&SLT-00
12001 |  | Florida | Alachua | 8500311 | 64010513 | 890112 | 0010001 | 7 | 7 | FLORIDA POWER CORPORATION D/B/A PROGRESS | 85.485 | 0.792 | 93 | 9.8 | 257 | 6095 | 80.8 | 2211 | -82.363 | 29.6384 | 490 | SLT-0001&R60-00 | 125 | 120 | 7345 | 1 | 7345_G_1 | 32611 | 213 | SLT-0001&R60-00
12001 |  | Florida | Alachua | 8500311 | 966213 | 890112 | 0010001 | 5 | 7 | FLORIDA POWER CORPORATION D/B/A PROGRESS | 0.16527 | 0.014 | 93 | 9.8 | 257 | 6095 | 80.8 | 2211 | -82.363 | 29.6384 | 188 | R63-0083&SLT-00 | 125 | 120 |  |  | 7345_G_P1 | 32611 | 205 | R63-0083&SLT-00
12005 |  | Florida | Bay | 554911 | 48230413 | 45756912 | 0050014 | 9 | 9 | GULF POWER COMPANY | 2.5271 | 0.16611 |  |  | 400 | 489.3 | 72.9 | 2211 | -85.7003 | 30.2688 | 32 | R63-0087 | 125 | 160 |  |  | 643_G_CT1 | 32409 |  | R63-0087
12005 |  | Florida | Bay | 554911 | 48230613 | 45756412 | 0050014 | 5 | 5 | GULF POWER COMPANY | 175.5071 | 0 | 121 | 16.8 | 186 | 16355.6 | 73.8 | 2211 | -85.7003 | 30.2688 | 1750 | R63-0083&SLT-00 | 125 | 120 | 643 | 5 | 643_G_3S | 32409 | 205 | R63-0083&SLT-00&SLT-0001&R60-00
12005 |  | Florida | Bay | 554911 | 48230713 | 45756612 | 0050014 | 4 | 4 | GULF POWER COMPANY | 152.3772 | 0 | 121 | 16.8 | 186 | 16355.6 | 73.8 | 2211 | -85.7003 | 30.2688 | 1750 | R63-0083&SLT-00 | 125 | 120 | 643 | 4 | 643_G_3B | 32409 | 205 | R63-0083&SLT-00&SLT-0001&R60-00
12005 |  | Florida | Bay | 554911 | 48230813 | 45756812 | 0050014 | 3 | 3 | GULF POWER COMPANY | 4.6764 | 0.054555 | 33 | 13.7 | 1200 | 17829 | 120.9 | 2211 | -85.7001 | 30.2686 | 542 | R63-0083&SLT-00 | 125 | 120 |  |  | 643_G_3A | 32409 |  | R63-0083&SLT-00
12005 |  | Florida | Bay | 554911 | 48231013 | 45756212 | 0050014 | 1 | 1 | GULF POWER COMPANY | 1005.5104 | 2892.3806 | 199 | 18 | 260 | 26132.8 | 102.7 | 2211 | -85.7002 | 30.2687 | 1940 | SLT-0001&R63-01 | 125 | 100 | 643 | 1 | 643_B_1 | 32409 | 128&205&140 | SLT-0001&R63-01
12005 |  | Florida | Bay | 554911 | 48231113 | 45756212 | 0050014 | 2 | 1 | GULF POWER COMPANY | 1092.9859 | 3144.0245 | 199 | 18 | 260 | 26132.8 | 102.7 | 2211 | -85.7002 | 30.2687 | 2250 | SLT-0001&R63-01 | 125 | 100 | 643 | 2 | 643_B_2 | 32409 | 128 | SLT-0001&R63-01
12009 |  | Florida | Brevard | 590511 | 46128813 | 43804112 | 0090008 | 7 | 7 | ORLANDO UTLITIES COMMISSION | 0.50341 | 0.001181 | 36 | 12.4 | 1035 | 13104.8 | 109.2 | 2211 | -80.7827 | 28.4929 | 445 | R63-0083&SLT-00 | 125 | 120 | 683 | B | 683_G_B | 32780 | 213 | R63-0083&SLT-00
12009 |  | Florida | Brevard | 590511 | 46129013 | 43804512 | 0090008 | 6 | 6 | ORLANDO UTLITIES COMMISSION | 4.0043 | 0.013869 | 51 | 22.1 | 1005 | 32837.8 | 85.5 | 2211 | -80.7827 | 28.4922 | 1350 | R63-0083&SLT-00 | 125 | 120 | 683 | **D | 683_G_D | 32780 | 213 | R63-0083&SLT-00
12009 |  | Florida | Brevard | 590511 | 46129113 | 43804312 | 0090008 | 5 | 5 | ORLANDO UTLITIES COMMISSION | 5.207 | 0.80107 | 51 | 22.1 | 1005 | 32837.8 | 85.5 | 2211 | -80.7827 | 28.4926 | 1350 | R63-0083&SLT-00 | 125 | 120 | 683 | **C | 683_G_C | 32780 | 213 | R63-0083&SLT-00
12009 |  | Florida | Brevard | 590511 | 46129213 | 43804412 | 0090008 | 4 | 4 | ORLANDO UTLITIES COMMISSION | 0.65424 | 0.001011 | 36 | 12.4 | 1035 | 13104.8 | 109.2 | 2211 | -80.7826 | 28.4932 | 445 | R63-0083&SLT-00 | 125 | 120 | 683 | A | 683_G_A | 32780 | 213 | R63-0083&SLT-00
12009 |  | Florida | Brevard | 591111 | 46123413 | 43798612 | 0090180 | 4 | 4 | OLEANDER POWER PROJECT, LP | 7.4078 | 0.13953 | 60 | 22 | 1115 | 42750.8 | 112.5 | 2211 | -80.7951 | 28.3655 | 1720 | R63-0083&SLT-00 | 125 | 120 | 55286 | O-4 | 55286_G_OG4 | 32926 | 205&213 | R63-0083&SLT-00
12009 |  | Florida | Brevard | 591111 | 46123513 | 43798412 | 0090180 | 3 | 3 | OLEANDER POWER PROJECT, LP | 7.4506 | 0.16018 | 60 | 22 | 1115 | 42750.8 | 112.5 | 2211 | -80.7947 | 28.3655 | 1720 | R63-0083&SLT-00 | 125 | 120 | 55286 | O-3 | 55286_G_OG3 | 32926 | 205&213 | R63-0083&SLT-00
12009 |  | Florida | Brevard | 591111 | 46123613 | 43798512 | 0090180 | 2 | 2 | OLEANDER POWER PROJECT, LP | 9.1377 | 0.86023 | 60 | 22 | 1115 | 42750.8 | 112.5 | 2211 | -80.7943 | 28.3655 | 1720 | R63-0083&SLT-00 | 125 | 120 | 55286 | O-2 | 55286_G_OG2 | 32926 | 205&213 | R63-0083&SLT-00
12009 |  | Florida | Brevard | 591111 | 46123713 | 43798712 | 0090180 | 1 | 1 | OLEANDER POWER PROJECT, LP | 31.1185 | 0.66727 | 60 | 22 | 1115 | 42750.8 | 112.5 | 2211 | -80.7939 | 28.3654 | 1720 | R63-0083&SLT-00 | 125 | 120 | 55286 | O-1 | 55286_G_OG1 | 32926 | 205&213 | R63-0083&SLT-00
12009 |  | Florida | Brevard | 591111 | 67283113 | 61901312 | 0090180 | 5 | 5 | OLEANDER POWER PROJECT, LP | 4.7572 | 0.10122 | 60 | 22 | 1111 | 42930.6 | 112.9 | 2211 | -80.7955 | 28.3655 | 1720 | SLT-0001&R60-00 | 125 | 120 | 55286 | O-5 | 55286_G_O-5 | 32926 | 205&213 | SLT-0001&R60-00
12011 |  | Florida | Broward | 537611 | 48409613 | 45868512 | 0112120 | 1 | 1 | WHEELABRATOR NORTH BROWARD, INC. | 453.1564 | 42.5264 | 195 | 7.5 | 300 | 2816.7 | 63.8 | 562219 | -80.1594 | 26.2873 | 302 | SLT-0001&R60-00 | 103 | 270 |  |  | 54033_B_BLR1 | 33073 | 127&33&202&140 | SLT-0001&R60-00
12011 |  | Florida | Broward | 537611 | 48409713 | 45868612 | 0112120 | 2 | 2 | WHEELABRATOR NORTH BROWARD, INC. | 453.874 | 42.5895 | 195 | 7.5 | 300 | 2816.7 | 63.8 | 562219 | -80.1594 | 26.2873 | 302 | SLT-0001&R60-00 | 103 | 270 |  |  | 54033_B_BLR2 | 33073 | 127&33&202&140 | SLT-0001&R60-00
12011 |  | Florida | Broward | 537611 | 48409813 | 45868412 | 0112120 | 3 | 3 | WHEELABRATOR NORTH BROWARD, INC. | 458.1278 | 42.9871 | 195 | 7.5 | 300 | 2816.7 | 63.8 | 562219 | -80.1595 | 26.2873 | 302 | SLT-0001&R60-00 | 103 | 270 |  |  | 54033_B_BLR3 | 33073 | 127&33&202&140 | SLT-0001&R60-00
12011 |  | Florida | Broward | 591611 | 46121213 | 43796012 | 0110036 | 5 | 5 | FLORIDA POWER & LIGHT (PPE) | 190.0003 | 51.8 | 45 | 15.6 | 860 | 17829 | 93.3 | 2211 | -80.1262 | 26.0859 | 8420 | R63-0083&SLT-00 | 125 | 120 | 617 | GPE07 | 617_G_GT5 | 33316 |  | R63-0083&SLT-00
12011 |  | Florida | Broward | 591611 | 46121313 | 43796412 | 0110036 | 3 | 3 | FLORIDA POWER & LIGHT (PPE) | 355.108 | 140.7005 | 343 | 18.1 | 287 | 21053 | 81.8 | 2211 | -80.1262 | 26.0859 | 4180 | SLT-0001&R63-01 | 125 | 100 | 617 | PPE3 | 617_B_PPE3 | 33316 | 121&205 | SLT-0001&R63-01
12011 |  | Florida | Broward | 591611 | 46121413 | 43796512 | 0110036 | 4 | 4 | FLORIDA POWER & LIGHT (PPE) | 291.5065 | 194.5006 | 343 | 18.1 | 287 | 21053 | 81.8 | 2211 | -80.1262 | 26.0859 | 4180 | SLT-0001&R63-01 | 125 | 100 | 617 | PPE4 | 617_B_PPE4 | 33316 | 121&205 | SLT-0001&R63-01
12011 |  | Florida | Broward | 591711 | 46118913 | 43794612 | 0110037 | 3 | 3 | FLORIDA POWER & LIGHT (PFL) | 108.0996 | 23.9 | 45 | 15.6 | 860 | 17829 | 93.3 | 2211 | -80.1897 | 26.0708 | 8420 | R63-0083&SLT-00 | 125 | 120 | 613 | GFL02 | 613_G_10 | 33314 |  | R63-0083&SLT-00
12011 |  | Florida | Broward | 591711 | 46119013 | 43795112 | 0110037 | 37 | 37 | FLORIDA POWER & LIGHT (PFL) | 585.9996 | 6.3 | 150 | 18 | 330 | 40382.8 | 158.7 | 2211 | -80.1985 | 26.0703 | 1780 | R63-0083&SLT-00 | 125 | 120 | 613 | 5GT1 | 613_G_5GT1 | 33314 | 213 | R63-0083&SLT-00&SLT-0001&ARP-00
12011 |  | Florida | Broward | 591711 | 46119213 | 43794012 | 0110037 | 38 | 38 | FLORIDA POWER & LIGHT (PFL) | 547.4997 | 3 | 150 | 18 | 330 | 40382.8 | 158.7 | 2211 | -80.1906 | 26.0706 | 1780 | R63-0083&SLT-00 | 125 | 120 | 613 | 5GT2 | 613_G_5GT2 | 33314 | 213 | R63-0083&SLT-00&SLT-0001&ARP-00
12011 |  | Florida | Broward | 591711 | 46119513 | 43795012 | 0110037 | 15 | 15 | FLORIDA POWER & LIGHT (PFL) | 102.9 | 29.9 | 45 | 15.6 | 860 | 17829 | 93.3 | 2211 | -80.1894 | 26.0747 | 8420 | R63-0083&SLT-00 | 125 | 120 | 613 | GFL13 | 613_G_14 | 33314 |  | R63-0083&SLT-00
12011 |  | Florida | Broward | 591711 | 46120113 | 43794112 | 0110037 | 35 | 35 | FLORIDA POWER & LIGHT (PFL) | 531.5998 | 3.1 | 150 | 18 | 330 | 40382.8 | 158.7 | 2211 | -80.1906 | 26.0697 | 1780 | R63-0083&SLT-00 | 125 | 120 | 613 | 4GT1 | 613_G_4GT1 | 33314 | 213 | R63-0083&SLT-00&SLT-0001&ARP-00
12011 |  | Florida | Broward | 591711 | 46120213 | 43794412 | 0110037 | 36 | 36 | FLORIDA POWER & LIGHT (PFL) | 567.6753 | 3.3 | 150 | 18 | 330 | 40382.8 | 158.7 | 2211 | -80.1906 | 26.07 | 1780 | R63-0083&SLT-00 | 125 | 120 | 613 | 4GT2 | 613_G_4GT2 | 33314 | 213 | R63-0083&SLT-00&SLT-0001&ARP-00
12011 |  | Florida | Broward | 716911 | 46339513 | 44013912 | 0112119 | 1 | 1 | WHEELABRATOR SOUTH BROWARD, INC | 429.7005 | 29.2748 | 195 | 7.5 | 300 | 2816.7 | 63.8 | 562219 | -80.1969 | 26.0683 | 324 | SLT-0001&R60-00 | 103 | 270 |  |  | 50887_B_BLR1 | 33314 | 127&33&202&140 | SLT-0001&R60-00
12011 |  | Florida | Broward | 716911 | 46339613 | 44014012 | 0112119 | 2 | 2 | WHEELABRATOR SOUTH BROWARD, INC | 440.7034 | 30.0196 | 195 | 7.5 | 300 | 2816.7 | 63.8 | 562219 | -80.1969 | 26.0683 | 324 | SLT-0001&R60-00 | 103 | 270 |  |  | 50887_B_BLR2 | 33314 | 127&33&202&140 | SLT-0001&R60-00
12011 |  | Florida | Broward | 716911 | 46339913 | 44014112 | 0112119 | 3 | 3 | WHEELABRATOR SOUTH BROWARD, INC | 431.7259 | 29.4359 | 195 | 7.5 | 300 | 2816.7 | 63.8 | 562219 | -80.1969 | 26.0683 | 324 | SLT-0001&R60-00 | 103 | 270 |  |  | 50887_B_BLR3 | 33314 | 127&33&202&140 | SLT-0001&R60-00
12017 |  | Florida | Citrus | 640611 | 46477413 | 44155512 | 0170004 | 1 | 1 | FLORIDA POWER CORPORATION D/B/A PROGRESS | 2330.29 | 8927.2 | 499 | 15 | 291 | 23465.4 | 132.8 | 2211 | -82.7003 | 28.9596 | 3750 | SLT-0001&R63-01 | 125 | 100 | 628 | 1 | 628_B_1 | 34428-6 | 128 | SLT-0001&R63-01
12017 |  | Florida | Citrus | 640611 | 46477913 | 44156512 | 0170004 | 2 | 2 | FLORIDA POWER CORPORATION D/B/A PROGRESS | 1312.44 | 12031.8 | 502 | 16 | 300 | 32188.7 | 160.1 | 2211 | -82.7003 | 28.9596 | 4800 | SLT-0001&R63-01 | 125 | 100 | 628 | 2 | 628_B_2 | 34428-6 | 128 | SLT-0001&R63-01
12017 |  | Florida | Citrus | 640611 | 46478213 | 44156312 | 0170004 | 4 | 4 | FLORIDA POWER CORPORATION D/B/A PROGRESS | 1312.43 | 2593.8 | 550 | 30.5 | 130 | 36753.3 | 50.3 | 2211 | -82.7003 | 28.9596 | 7200 | SLT-0001&R63-01 | 125 | 100 | 628 | 4 | 628_B_4 | 34428-6 | 128 | SLT-0001&R63-01
12017 |  | Florida | Citrus | 640611 | 46478413 | 44155612 | 0170004 | 3 | 3 | FLORIDA POWER CORPORATION D/B/A PROGRESS | 1121.43 | 2608.97 | 550 | 30.5 | 130 | 36753.3 | 50.3 | 2211 | -82.7003 | 28.9596 | 7200 | SLT-0001&R63-01 | 125 | 100 | 628 | 5 | 628_B_5 | 34428-6 | 128 | SLT-0001&R63-01
12027 |  | Florida | De Soto | 901411 | 46573713 | 44255012 | 0270016 | 2 | 2 | DESOTO COUNTY GENERATING COMPANY, LLC | 16.9252 | 0.91926 | 75 | 23 | 1113 | 44100 | 106.1 | 2211 | -81.8103 | 27.2258 | 1810 | R63-0083&SLT-00 | 125 | 120 |  |  | 55422_G_DES2 | 34266 | 205&213 | R63-0083&SLT-00
12027 |  | Florida | De Soto | 901411 | 46573813 | 44255112 | 0270016 | 1 | 1 | DESOTO COUNTY GENERATING COMPANY, LLC | 12.9963 | 0.70369 | 75 | 23 | 1113 | 44100 | 106.1 | 2211 | -81.8103 | 27.2258 | 1810 | R63-0083&SLT-00 | 125 | 120 |  |  | 55422_G_DES1 | 34266 | 205&213 | R63-0083&SLT-00
12031 |  | Florida | Duval | 640211 | 46483313 | 44161512 | 0310045 | 8 | 8 | JEA - NORTHSIDE/SJRPP | 2.5 | 0 | 30 | 12.9 | 800 | 8070.4 | 61.7 | 221112 | -81.5541 | 30.4216 | 901 | R63-0083&SLT-00 | 125 | 120 |  |  | 667_G_6 | 32226-3 |  | R63-0083&SLT-00
12031 |  | Florida | Duval | 640211 | 46483413 | 44161912 | 0310045 | 7 | 7 | JEA - NORTHSIDE/SJRPP | 3.1 | 0 | 30 | 12.9 | 800 | 8070.4 | 61.7 | 221112 | -81.5541 | 30.4216 | 901 | R63-0083&SLT-00 | 125 | 120 |  |  | 667_G_5 | 32226-3 |  | R63-0083&SLT-00
12031 |  | Florida | Duval | 640211 | 46483513 | 44162112 | 0310045 | 27 | 27 | JEA - NORTHSIDE/SJRPP | 267.4 | 952.7 | 495 | 15 | 144 | 11671.7 | 66 | 221112 | -81.5508 | 30.4311 | 2760 | R63-0142&R60-00 | 125 | 100 | 667 | 1A | 667_B_1 | 32226-3 | 127&41&140&129 | R63-0142&R60-00
12031 |  | Florida | Duval | 640211 | 46483713 | 44161812 | 0310045 | 6 | 6 | JEA - NORTHSIDE/SJRPP | 0 | 0.1 | 30 | 12.9 | 800 | 8070.4 | 61.7 | 221112 | -81.5541 | 30.4216 | 901 | R63-0083&SLT-00 | 125 | 120 |  |  | 667_G_4 | 32226-3 |  | R63-0083&SLT-00
12031 |  | Florida | Duval | 640211 | 46483913 | 44161312 | 0310045 | 3 | 3 | JEA - NORTHSIDE/SJRPP | 1195.3 | 312 | 300 | 23 | 330 | 26083 | 62 | 221112 | -81.5537 | 30.4173 | 5260 | R63-0142&ARP-00 | 125 | 100 | 667 | 3 | 667_B_3 | 32226-3 | 99 | R63-0040&R63-01&R63-0142&ARP-00
12031 |  | Florida | Duval | 640211 | 46484113 | 44161012 | 0310045 | 17 | 17 | JEA - NORTHSIDE/SJRPP | 3025 | 6567 | 640 | 22.3 | 156 | 28333.3 | 72.5 | 221112 | -81.5509 | 30.4308 | 6140 | R63-0142&ARP-00 | 125 | 100 | 207 | 2 | 207_B_2 | 32226-3 | 128&215&205 | R63-0142&ARP-00
12031 |  | Florida | Duval | 640211 | 46484213 | 44162012 | 0310045 | 16 | 16 | JEA - NORTHSIDE/SJRPP | 3126 | 6008 | 640 | 22.3 | 156 | 30000 | 76.8 | 221112 | -81.5509 | 30.4308 | 6140 | R63-0142&ARP-00 | 125 | 100 | 207 | 1 | 207_B_1 | 32226-3 | 128&215&205 | R63-0142&ARP-00
12031 |  | Florida | Duval | 640211 | 46484313 | 44161412 | 0310045 | 26 | 26 | JEA - NORTHSIDE/SJRPP | 354.6 | 1077.1 | 495 | 15 | 144 | 11671.7 | 66 | 221112 | -81.5552 | 30.4311 | 2760 | R63-0142&R60-00 | 125 | 100 | 667 | 2A | 667_B_2 | 32226-3 | 127&41&140&129 | R63-0142&R60-00
12031 |  | Florida | Duval | 640211 | 46484413 | 44161612 | 0310045 | 9 | 9 | JEA - NORTHSIDE/SJRPP | 2.1 | 0 | 30 | 12.9 | 800 | 8070.4 | 61.7 | 221112 | -81.5541 | 30.4216 | 901 | R63-0083&SLT-00 | 125 | 120 |  |  | 667_G_GT3 | 32226-3 |  | R63-0083&SLT-00
12031 |  | Florida | Duval | 641211 | 46473813 | 44152112 | 0310485 | 3 | 3 | JEA - BRANDY BRANCH | 48.5 | 3.5 | 90 | 18 | 1081 | 27062.8 | 106.3 | 221112 | -81.9472 | 30.3203 | 1820 | R63-0083&SLT-00 | 125 | 120 | 7846 | 3 | 7846_G_003 | 32234-1 | 205&213 | R63-0083&SLT-00
12031 |  | Florida | Duval | 641211 | 46474013 | 44152212 | 0310485 | 2 | 2 | JEA - BRANDY BRANCH | 47.3 | 3.4 | 90 | 18 | 1081 | 27062.8 | 106.3 | 221112 | -81.9479 | 30.3203 | 1910 | R63-0083&SLT-00 | 125 | 120 | 7846 | 2 | 7846_G_002 | 32234-1 | 205&213 | R63-0083&SLT-00
12031 |  | Florida | Duval | 641211 | 46474113 | 44152012 | 0310485 | 1 | 1 | JEA - BRANDY BRANCH | 7.3 | 0 | 90 | 18 | 1081 | 27062.8 | 106.3 | 221112 | -81.9484 | 30.3202 | 1620 | R63-0083&SLT-00 | 125 | 120 |  |  | 7846_G_001 | 32234-1 | 205&213 | R63-0083&SLT-00
12031 |  | Florida | Duval | 922611 | 46490013 | 44170212 | 0310337 | 3 | 3 | CEDAR BAY GENERATING COMPANY, L.P. | 521.68 | 440.7479 | 403 | 13.3 | 265 | 16733.3 | 120 | 221112 | -81.6075 | 30.4224 | 1060 | SLT-0001&R63-01 | 125 | 100 | 10672 | CBC | 10672_B_CBC | 32226-6 | 127&41&33&32&27&140 | SLT-0001&R63-01
12031 |  | Florida | Duval | 922611 | 46490613 | 44169812 | 0310337 | 1 | 1 | CEDAR BAY GENERATING COMPANY, L.P. | 542.438 | 457.3525 | 403 | 13.3 | 265 | 16733.3 | 120 | 221112 | -81.6072 | 30.4228 | 1060 | SLT-0001&R63-01 | 125 | 100 | 10672 | CBA | 10672_B_CBA | 32226-6 | 127&41&33&32&27&140 | SLT-0001&R63-01
12031 |  | Florida | Duval | 922611 | 46491413 | 44170112 | 0310337 | 2 | 2 | CEDAR BAY GENERATING COMPANY, L.P. | 540.018 | 506.8324 | 403 | 13.3 | 265 | 16733.3 | 120 | 221112 | -81.6073 | 30.4226 | 1060 | SLT-0001&R63-01 | 125 | 100 | 10672 | CBB | 10672_B_CBB | 32226-6 | 127&41&33&32&27&140 | SLT-0001&R63-01
12033 |  | Florida | Escambia | 752711 | 46305613 | 43979512 | 0330045 | 7 | 1 | GULF POWER COMPANY | 2424.1388 | 1597.7351 | 490 | 35 | 131 | 54700 | 56.9 | 2211 | -87.2253 | 30.5656 | 6410 | SLT-0001&R63-01 | 125 | 100 | 641 | 7 | 641_B_7 | 32514 | 128&24&205&139 | SLT-0001&R63-01
12033 |  | Florida | Escambia | 752711 | 46305713 | 43979512 | 0330045 | 6 | 1 | GULF POWER COMPANY | 863.2234 | 572.1772 | 490 | 35 | 131 | 54700 | 56.9 | 2211 | -87.2253 | 30.5656 | 3700 | SLT-0001&R63-01 | 125 | 100 | 641 | 6 | 641_B_6 | 32514 | 128&24&205&140 | SLT-0001&R63-01
12033 |  | Florida | Escambia | 752711 | 46305813 | 43979512 | 0330045 | 5 | 1 | GULF POWER COMPANY | 347.569 | 229.0799 | 490 | 35 | 131 | 54700 | 56.9 | 2211 | -87.2253 | 30.5656 | 1100 | SLT-0001&R63-01 | 125 | 100 | 641 | 5 | 641_B_5 | 32514 | 128&205&140 | SLT-0001&R63-01
12033 |  | Florida | Escambia | 752711 | 46305913 | 43979512 | 0330045 | 4 | 1 | GULF POWER COMPANY | 190.3676 | 125.47 | 490 | 35 | 131 | 54700 | 56.9 | 2211 | -87.2253 | 30.5656 | 1100 | SLT-0001&R63-01 | 125 | 100 | 641 | 4 | 641_B_4 | 32514 | 128&205&140 | SLT-0001&R63-01
12049 |  | Florida | Hardee | 4390111 | 36250013 | 34506112 | 0490340 | 1 | 1 | SEMINOLE ELECTRIC COOPERATIVE, INC. | 119.9 | 2.5 | 175 | 18 | 198 | 1693.8 |  | 2211 | -81.9629 | 27.6419 | 1960 | R63-0083&SLT-00 | 125 | 120 | 7380 | 1 | 7380_B_1 | 33834-6 | 109&213&139 | R63-0083&SLT-00
12049 |  | Florida | Hardee | 4390111 | 36250113 | 34506012 | 0490340 | 2 | 2 | SEMINOLE ELECTRIC COOPERATIVE, INC. | 141.5 | 4.7 | 175 | 18 | 198 | 1693.8 |  | 2211 | -81.9629 | 27.6419 | 1960 | R63-0083&SLT-00 | 125 | 120 | 7380 | 2 | 7380_G_2 | 33834-6 | 109&213 | R63-0083&SLT-00
12049 |  | Florida | Hardee | 4390111 | 67290113 | 61906212 | 0490340 | 5 | 5 | SEMINOLE ELECTRIC COOPERATIVE, INC. | 27.29 | 0.23 | 60 | 9.5 | 891 | 7148.9 | 100.9 | 2211 | -81.962 | 27.6405 | 676 | SLT-0001&R60-00 | 125 | 120 |  |  | 7380_G_CT1a | 33834-6 | 109&80&213 | SLT-0001&R60-00
12049 |  | Florida | Hardee | 4390111 | 67290213 | 61906312 | 0490340 | 6 | 6 | SEMINOLE ELECTRIC COOPERATIVE, INC. | 29.53 | 0.22 | 60 | 9.5 | 891 | 7148.9 | 100.9 | 2211 | -81.962 | 27.6405 | 676 | SLT-0001&R60-00 | 125 | 120 |  |  | 7380_G_CT1b | 33834-6 | 109&80&213 | SLT-0001&R60-00
12049 |  | Florida | Hardee | 4390111 | 67290313 | 61906412 | 0490340 | 7 | 7 | SEMINOLE ELECTRIC COOPERATIVE, INC. | 16.05 | 0.12 | 60 | 9.5 | 891 | 7148.9 | 100.9 | 2211 | -81.962 | 27.6405 | 676 | SLT-0001&R60-00 | 125 | 120 |  |  | 7380_G_CT1c | 33834-6 | 109&80&213 | SLT-0001&R60-00
12049 |  | Florida | Hardee | 4390111 | 67290413 | 61906512 | 0490340 | 8 | 8 | SEMINOLE ELECTRIC COOPERATIVE, INC. | 14.47 | 0.11 | 60 | 9.5 | 891 | 7148.9 | 100.9 | 2211 | -81.962 | 27.6405 | 676 | SLT-0001&R60-00 | 125 | 120 |  |  | 7380_G_CT1d | 33834-6 | 109&80&213 | SLT-0001&R60-00
12049 |  | Florida | Hardee | 4390111 | 67290513 | 61906612 | 0490340 | 9 | 9 | SEMINOLE ELECTRIC COOPERATIVE, INC. | 18.97 | 0.14 | 60 | 9.5 | 891 | 7148.9 | 100.9 | 2211 | -81.962 | 27.6405 | 676 | SLT-0001&R60-00 | 125 | 120 |  |  | 7380_G_CT1e | 33834-6 | 109&80&213 | SLT-0001&R60-00
12049 |  | Florida | Hardee | 588511 | 46158613 | 43831212 | 0490043 | 2 | 2 | VANDOLAH POWER COMPANY, LLC | 26.2 | 0.5 | 75 | 23 | 1113 | 44083.3 | 106.1 | 2211 | -81.9333 | 27.5228 | 1610 | R63-0083&SLT-00 | 125 | 120 |  |  | 55415_G_G201 | 33873 | 213&24 | R63-0083&SLT-00
12049 |  | Florida | Hardee | 588511 | 46158713 | 43830912 | 0490043 | 3 | 3 | VANDOLAH POWER COMPANY, LLC | 27.6 | 0.6 | 75 | 23 | 1113 | 44083.3 | 106.1 | 2211 | -81.9333 | 27.5228 | 1610 | R63-0083&SLT-00 | 125 | 120 |  |  | 55415_G_G301 | 33873 | 213&24 | R63-0083&SLT-00
12049 |  | Florida | Hardee | 588511 | 46159013 | 43831312 | 0490043 | 4 | 4 | VANDOLAH POWER COMPANY, LLC | 10.1 | 0.2 | 75 | 23 | 1113 | 44083.3 | 106.1 | 2211 | -81.9333 | 27.5228 | 1610 | R63-0083&SLT-00 | 125 | 120 |  |  | 55415_G_G401 | 33873 | 213&24 | R63-0083&SLT-00
12049 |  | Florida | Hardee | 588511 | 46159113 | 43831012 | 0490043 | 1 | 1 | VANDOLAH POWER COMPANY, LLC | 41.9 | 0.9 | 75 | 23 | 1113 | 44083.3 | 106.1 | 2211 | -81.9333 | 27.5228 | 1610 | R63-0083&SLT-00 | 125 | 120 |  |  | 55415_G_G101 | 33873 | 213&24 | R63-0083&SLT-00
12049 |  | Florida | Hardee | 769811 | 46276813 | 43952512 | 0490015 | 1 | 1 | HARDEE POWER PARTNERS LIMITED | 52.9 | 0.2 | 90 | 14.5 | 236 | 12797.6 | 77.5 | 2211 | -81.9636 | 27.6364 | 1270 | R63-0083&SLT-00 | 125 | 120 | 50949 | CT1A | 50949_G_GEN1 | 33834-6 | 213 | R63-0083&SLT-00
12049 |  | Florida | Hardee | 769811 | 46276913 | 43952612 | 0490015 | 3 | 3 | HARDEE POWER PARTNERS LIMITED | 0.8 | 0.004 | 75 | 17.9 | 986 | 23728.7 | 94.3 | 2211 | -81.9528 | 27.6373 | 1270 | R63-0083&SLT-00 | 125 | 120 | 50949 | CT2A | 50949_G_GEN3 | 33834-6 | 213 | R63-0083&SLT-00
12049 |  | Florida | Hardee | 769811 | 46277013 | 43952712 | 0490015 | 5 | 5 | HARDEE POWER PARTNERS LIMITED | 0.2 | 0.003 | 85 | 14.8 | 999 | 24425.3 | 142 | 2211 | -81.9747 | 27.6389 | 1060 | R63-0083&SLT-00 | 125 | 120 | 50949 | CT2B | 50949_G_GEN5 | 33834-6 | 205&213 | R63-0083&SLT-00
12049 |  | Florida | Hardee | 769811 | 46277113 | 43952412 | 0490015 | 2 | 2 | HARDEE POWER PARTNERS LIMITED | 22.6 | 0.1 | 90 | 14.5 | 245 | 12516.9 | 75.8 | 2211 | -81.9636 | 27.6364 | 1270 | R63-0083&SLT-00 | 125 | 120 | 50949 | CT1B | 50949_G_GEN2 | 33834-6 | 213 | R63-0083&SLT-00
12053 |  | Florida | Hernando | 716011 | 46358113 | 44035312 | 0530021 | 18 | 18 | CEMEX CONSTRUCTION MATERIALS FLORIDA,LLC | 96.9 | 232.6 | 320 | 16 | 300 | 14000 | 69.6 | 327310 | -82.4447 | 28.5789 | 1850 | SLT-0001&R63-01 | 124 | 100 | 10333 | 1 | 10333_B_1 | 34601 | 127&41 | R63-0040&SLT-00&SLT-0001&R63-01
12055 |  | Florida | Highlands | 4288311 | 36198813 | 34457412 | 0550003 | 3 | 3 | FLORIDA POWER CORPORATION D/B/A PROGRESS | 1.49 | 0.0314 | 55 | 10 | 850 | 33333.3 | 424 | 2211 | -81.4972 | 27.5792 | 563 | R63-0083&SLT-00 | 125 | 120 | 624 | P1 | 624_G_P1 | 33825 |  | R63-0083&SLT-00
12055 |  | Florida | Highlands | 4288311 | 36198913 | 34457512 | 0550003 | 4 | 4 | FLORIDA POWER CORPORATION D/B/A PROGRESS | 0.21 | 0.014 | 55 | 10 | 850 | 33333.3 | 424.4 | 2211 | -81.4972 | 27.5792 | 563 | R63-0083&SLT-00 | 125 | 120 | 624 | P2 | 624_G_P2 | 33825 |  | R63-0083&SLT-00
12057 |  | Florida | Hillsborough | 538611 | 48397513 | 45857212 | 0570039 | 1 | 1 | TAMPA ELECTRIC COMPANY (TEC) | 1291.38 | 2523.74 | 490 | 24 | 294 | 52453.3 | 115.9 | 2211 | -82.4178 | 27.7944 | 4040 | SLT-0001&R63-01 | 125 | 100 | 645 | BB01 | 645_B_BB01 | 33572-9 | 128&42&205&139 | SLT-0001&R63-01
12057 |  | Florida | Hillsborough | 538611 | 48398013 | 45854812 | 0570039 | 3 | 3 | TAMPA ELECTRIC COMPANY (TEC) | 1317.3 | 1965.7 | 490 | 24 | 308 | 23162.3 | 51.2 | 2211 | -82.4167 | 27.7944 | 4120 | SLT-0001&R63-01 | 125 | 100 | 645 | BB03 | 645_B_BB03 | 33572-9 | 128&42&205&139 | SLT-0001&R63-01
12057 |  | Florida | Hillsborough | 538611 | 48398413 | 45855712 | 0570039 | 2 | 2 | TAMPA ELECTRIC COMPANY (TEC) | 815.72 | 1594.16 | 490 | 24 | 125 | 39631.2 | 87.6 | 2211 | -82.4178 | 27.7936 | 4000 | SLT-0001&R63-01 | 125 | 100 | 645 | BB02 | 645_B_BB02 | 33572-9 | 128&42&205&139 | SLT-0001&R63-01
12057 |  | Florida | Hillsborough | 538611 | 48398913 | 45856412 | 0570039 | 4 | 4 | TAMPA ELECTRIC COMPANY (TEC) | 1202.1 | 3022.3 | 490 | 24 | 127 | 26904.2 | 59.5 | 2211 | -82.4167 | 27.7942 | 4330 | SLT-0001&R63-01 | 125 | 100 | 645 | BB04 | 645_B_BB04 | 33572-9 | 128&42&205&141&139 | SLT-0001&R63-01
12057 |  | Florida | Hillsborough | 901211 | 67261713 | 61885312 | 0570040 | 20 | 20 | TAMPA ELECTRIC COMPANY | 42.4 | 1.8 | 150 | 19 | 212 | 16979.8 | 59.9 | 2211 | -82.4202 | 27.907 | 1820 | SLT-0001&R60-00 | 125 | 120 | 7873 | CT1A | 7873_G_CT1A | 33619 | 65 | SLT-0001&R60-00
12057 |  | Florida | Hillsborough | 901211 | 67261813 | 61885412 | 0570040 | 21 | 21 | TAMPA ELECTRIC COMPANY | 52.937 | 1.9 | 150 | 19 | 212 | 16979.8 | 59.9 | 2211 | -82.4202 | 27.907 | 1820 | SLT-0001&R60-00 | 125 | 120 | 7873 | CT1B | 7873_G_CT1B | 33619 | 65 | SLT-0001&R60-00
12057 |  | Florida | Hillsborough | 901211 | 67261913 | 61885512 | 0570040 | 22 | 22 | TAMPA ELECTRIC COMPANY | 63.6907 | 1.7 | 150 | 19 | 212 | 16979.8 | 59.9 | 2211 | -82.4202 | 27.907 | 1820 | SLT-0001&R60-00 | 125 | 120 | 7873 | CT1C | 7873_G_CT1C | 33619 | 65 | SLT-0001&R60-00
12057 |  | Florida | Hillsborough | 901211 | 67262013 | 61885612 | 0570040 | 23 | 23 | TAMPA ELECTRIC COMPANY | 67.4319 | 2.5 | 150 | 19 | 212 | 16979.8 | 59.9 | 2211 | -82.4202 | 27.907 | 1820 | SLT-0001&R60-00 | 125 | 120 | 7873 | CT2A | 7873_G_CT2A | 33619 | 65 | SLT-0001&R60-00
12057 |  | Florida | Hillsborough | 901211 | 67262113 | 61885712 | 0570040 | 24 | 24 | TAMPA ELECTRIC COMPANY | 65.3429 | 2.5 | 150 | 19 | 212 | 16979.8 | 59.9 | 2211 | -82.4202 | 27.907 | 1820 | SLT-0001&R60-00 | 125 | 120 | 7873 | CT2B | 7873_G_CT2B | 33619 | 65 | SLT-0001&R60-00
12057 |  | Florida | Hillsborough | 901211 | 67262213 | 61885812 | 0570040 | 25 | 25 | TAMPA ELECTRIC COMPANY | 69.2686 | 2.5 | 150 | 19 | 212 | 16979.8 | 59.9 | 2211 | -82.4202 | 27.907 | 1820 | SLT-0001&R60-00 | 125 | 120 | 7873 | CT2C | 7873_G_CT2C | 33619 | 65 | SLT-0001&R60-00
12057 |  | Florida | Hillsborough | 901211 | 67262313 | 61885912 | 0570040 | 26 | 26 | TAMPA ELECTRIC COMPANY | 73.1945 | 2.3 | 150 | 19 | 212 | 16979.8 | 59.9 | 2211 | -82.4202 | 27.907 | 1820 | SLT-0001&R60-00 | 125 | 120 | 7873 | CT2D | 7873_G_CT2D | 33619 | 65 | SLT-0001&R60-00
12061 |  | Florida | Indian River | 1968211 | 41788413 | 39848112 | 0610029 | 4 | 4 | CITY OF VERO BEACH | 3.139 | 0.028 | 200 | 7 | 283 | 2991.3 | 77.7 | 2211 | -80.3777 | 27.633 | 685 | SLT-0001&ARP-00 | 125 | 100 | 693 | 4 | 693_B_4 | 32960 |  | SLT-0001&ARP-00
12061 |  | Florida | Indian River | 1968211 | 41788713 | 39847912 | 0610029 | 5 | 5 | CITY OF VERO BEACH | 1.124 | 0 | 125 | 11 | 290 | 6047.3 | 63.6 | 2211 | -80.3777 | 27.633 | 455 | R63-0083&SLT-00 | 125 | 120 | 693 | **5 | 693_G_2 | 32960 | 213&25&24 | R63-0083&SLT-00
12061 |  | Florida | Indian River | 1968211 | 41788813 | 39847612 | 0610029 | 3 | 3 | CITY OF VERO BEACH | 1.2 | 0.011 | 200 | 6 | 342 | 1939.6 | 68.6 | 2211 | -80.3777 | 27.633 | 417 | SLT-0001&ARP-00 | 125 | 100 | 693 | 3 | 693_B_3 | 32960 |  | SLT-0001&ARP-00
12063 |  | Florida | Jackson | 1968811 | 41787313 | 39846812 | 0630014 | 2 | 1 | GULF POWER COMPANY - SCHOLZ | 106.797 | 552.9372 | 150 | 13.5 | 330 | 5781.7 | 40 | 221112 | -84.8869 | 30.6689 | 647 | SLT-0001&R63-01 | 125 | 100 | 642 | 2 | 642_B_2 | 32460 | 128 | SLT-0001&R63-01
12063 |  | Florida | Jackson | 1968811 | 41787413 | 39846812 | 0630014 | 1 | 1 | GULF POWER COMPANY - SCHOLZ | 164.348 | 850.9096 | 150 | 13.5 | 330 | 5781.7 | 40 | 221112 | -84.8869 | 30.6689 | 647 | SLT-0001&R63-01 | 125 | 100 | 642 | 1 | 642_B_1 | 32460 | 128 | SLT-0001&R63-01
12069 |  | Florida | Lake | 1970211 | 41785413 | 39844812 | 0694801 | 4 | 5 | LAKE COGEN LTD. | 96.6 | 3 | 80 | 10 | 650 | 50 | 0.6 | 221118 | -81.677 | 28.9172 | 450 | R63-0083&SLT-00 |  | 140 | 54423 | EU004 | 54423_G_GT2 | 32784 | 109&213 | R63-0083&SLT-00&SLT-0001&R60-00
12069 |  | Florida | Lake | 1970211 | 41785513 | 39844912 | 0694801 | 3 | 4 | LAKE COGEN LTD. | 95.1 | 3 | 80 | 10 | 650 | 50 | 0.6 | 221118 | -81.677 | 28.9172 | 450 | R63-0083&SLT-00 |  | 140 | 54423 | EU003 | 54423_G_GT1 | 32784 | 109&213 | R63-0083&SLT-00&SLT-0001&R60-00
12071 |  | Florida | Lee | 922311 | 46493913 | 44173012 | 0710002 | 4 | 4 | FLORIDA POWER & LIGHT (PFM) | 25.6 | 22.5 | 32 | 11.4 | 975 | 19333.3 | 189.4 | 2211 | -81.7889 | 26.6883 | 895 | R63-0083&SLT-00 | 125 | 120 |  |  | 612_G_11 | 33905 |  | R63-0083&SLT-00
12071 |  | Florida | Lee | 922311 | 46494013 | 44172812 | 0710002 | 22 | 22 | FLORIDA POWER & LIGHT (PFM) | 140.9 | 2.8 | 125 | 19 | 220 | 19936 | 70.3 | 2211 | -81.7889 | 26.6978 | 1760 | R63-0083&SLT-00 | 125 | 140 | 612 | FMCT2E | 612_G_2E | 33905 |  | R63-0083&SLT-00
12071 |  | Florida | Lee | 922311 | 46494213 | 44173312 | 0710002 | 19 | 19 | FLORIDA POWER & LIGHT (PFM) | 153.1 | 2.8 | 125 | 19 | 220 | 19936 | 70.3 | 2211 | -81.7889 | 26.6978 | 1760 | R63-0083&SLT-00 | 125 | 140 | 612 | FMCT2B | 612_G_2B | 33905 |  | R63-0083&SLT-00
12071 |  | Florida | Lee | 922311 | 46494313 | 44173212 | 0710002 | 18 | 18 | FLORIDA POWER & LIGHT (PFM) | 130.3 | 2.6 | 125 | 19 | 220 | 19936 | 70.3 | 2211 | -81.7889 | 26.6978 | 1760 | R63-0083&SLT-00 | 125 | 140 | 612 | FMCT2A | 612_G_2A | 33905 |  | R63-0083&SLT-00
12071 |  | Florida | Lee | 922311 | 46494413 | 44172912 | 0710002 | 20 | 20 | FLORIDA POWER & LIGHT (PFM) | 106 | 2.2 | 125 | 19 | 220 | 19936 | 70.3 | 2211 | -81.7889 | 26.6978 | 1760 | R63-0083&SLT-00 | 125 | 140 | 612 | FMCT2C | 612_G_2C | 33905 |  | R63-0083&SLT-00
12071 |  | Florida | Lee | 922311 | 46494513 | 44172712 | 0710002 | 23 | 23 | FLORIDA POWER & LIGHT (PFM) | 137.7 | 2.7 | 125 | 19 | 220 | 19936 | 70.3 | 2211 | -81.7889 | 26.6978 | 1760 | R63-0083&SLT-00 | 125 | 160 | 612 | FMCT2F | 612_G_2F | 33905 |  | R63-0083&SLT-00
12071 |  | Florida | Lee | 922311 | 46494613 | 44173112 | 0710002 | 21 | 21 | FLORIDA POWER & LIGHT (PFM) | 125.4 | 2.8 | 125 | 19 | 220 | 19936 | 70.3 | 2211 | -81.7889 | 26.6978 | 1760 | R63-0083&SLT-00 | 125 | 140 | 612 | FMCT2D | 612_G_2D | 33905 |  | R63-0083&SLT-00
12071 |  | Florida | Lee | 922311 | 67302913 | 61915812 | 0710002 | 27 | 27 | FLORIDA POWER & LIGHT (PFM) | 53.7 | 1.3 | 80 | 20.5 | 1116 | 39824.4 | 120.7 | 2211 | -81.7831 | 26.6967 | 1600 | SLT-0001&R60-00 | 125 | 120 | 612 | PFM3A | 612_G_PFM3A | 33905 | 205&213 | SLT-0001&R60-00
12071 |  | Florida | Lee | 922311 | 67303013 | 61915912 | 0710002 | 28 | 28 | FLORIDA POWER & LIGHT (PFM) | 59.4 | 1.7 | 80 | 20.5 | 1116 | 39824.4 | 120.7 | 2211 | -81.7831 | 26.6967 | 1600 | SLT-0001&R60-00 | 125 | 120 | 612 | PFM3B | 612_G_PFM3B | 33905 | 205&213 | SLT-0001&R60-00
12073 |  | Florida | Leon | 715111 | 46366113 | 44043212 | 0730003 | 3 | 3 | CITY OF TALLAHASSEE | 4.5 | 0 | 30 | 14.7 | 874 | 11785.7 | 69.4 | 2211 | -84.4 | 30.4522 | 446 | R63-0083&SLT-00 | 125 | 120 | 688 | HC2 | 688_G_GT2 | 32304 |  | R63-0083&SLT-00
12073 |  | Florida | Leon | 715111 | 46366213 | 44043112 | 0730003 | 2 | 2 | CITY OF TALLAHASSEE | 0.54629 | 0.005804 | 29 | 9.2 | 802 | 7605 | 114.4 | 2211 | -84.4 | 30.4522 | 228 | R63-0083&SLT-00 | 125 | 120 |  |  | 688_G_GT1 | 32304 |  | R63-0083&SLT-00
12073 |  | Florida | Leon | 715111 | 46366313 | 44043012 | 0730003 | 1 | 1 | CITY OF TALLAHASSEE | 151.26 | 13.4 | 200 | 11 | 260 | 3729.3 | 39.2 | 2211 | -84.4 | 30.4522 | 903 | SLT-0001&ARP-00 | 125 | 100 | 688 | 1 | 688_B_1 | 32304 |  | SLT-0001&ARP-00
12073 |  | Florida | Leon | 715111 | 67190413 | 61830912 | 0730003 | 31 | 31 | CITY OF TALLAHASSEE | 4.2132 | 0.1 | 85 | 10 | 825 | 10020 | 127.6 | 2211 | -84.3995 | 30.452 | 445 | SLT-0001&ARP-00 | 125 | 120 | 688 | HC3 | 688_X_HC3 | 32304 | 139&213&203 | SLT-0001&ARP-00
12073 |  | Florida | Leon | 715111 | 67190513 | 61831012 | 0730003 | 32 | 32 | CITY OF TALLAHASSEE | 3.713 | 0.1 | 85 | 10 | 825 | 10020 | 127.6 | 2211 | -84.3995 | 30.452 | 445 | SLT-0001&ARP-00 | 125 | 120 | 688 | HC4 | 688_X_HC4 | 32304 | 139&203 | SLT-0001&ARP-00
12081 |  | Florida | Manatee | 537911 | 48407513 | 45865912 | 0810010 | 1 | 1 | FLORIDA POWER & LIGHT (PMT) | 375.8161 | 836.8005 | 499 | 27.3 | 344 | 45652.4 | 78 | 2211 | -82.3451 | 27.6066 | 8650 | SLT-0001&R63-01 | 125 | 100 | 6042 | PMT1 | 6042_B_PMT1 | 34219-9 | 121&26&25 | SLT-0001&R63-01
12081 |  | Florida | Manatee | 537911 | 48407613 | 45865712 | 0810010 | 2 | 2 | FLORIDA POWER & LIGHT (PMT) | 564.5047 | 804.1004 | 499 | 26.2 | 325 | 44456.8 | 82.5 | 2211 | -82.3451 | 27.6066 | 8650 | ARP-0001&R63-01 | 125 | 100 | 6042 | PMT2 | 6042_B_PMT2 | 34219-9 | 121&26&25 | ARP-0001&R63-01
12081 |  | Florida | Manatee | 537911 | 67276713 | 61897312 | 0810010 | 5 | 5 | FLORIDA POWER & LIGHT (PMT) | 47.8 | 2.8 | 120 | 22 | 1116 | 39825 | 104.8 | 2211 | -82.3586 | 27.6064 | 1600 | SLT-0001&R60-00 | 125 | 120 | 6042 | MTCT3A | 6042_G_MTCT3A | 34219-9 |  | SLT-0001&R60-00
12081 |  | Florida | Manatee | 537911 | 67276813 | 61897412 | 0810010 | 6 | 6 | FLORIDA POWER & LIGHT (PMT) | 43.2 | 3 | 120 | 19 | 202 | 16735.8 | 59 | 2211 | -82.3586 | 27.6064 | 1600 | SLT-0001&R60-00 | 125 | 120 | 6042 | MTCT3B | 6042_G_MTCT3B | 34219-9 |  | SLT-0001&R60-00
12081 |  | Florida | Manatee | 537911 | 67276913 | 61897512 | 0810010 | 7 | 7 | FLORIDA POWER & LIGHT (PMT) | 47.5 | 3 | 120 | 19 | 202 | 16735.8 | 59 | 2211 | -82.3586 | 27.6064 | 1600 | SLT-0001&R60-00 | 125 | 120 | 6042 | MTCT3C | 6042_G_MTCT3C | 34219-9 |  | SLT-0001&R60-00
12081 |  | Florida | Manatee | 537911 | 67277013 | 61897612 | 0810010 | 8 | 8 | FLORIDA POWER & LIGHT (PMT) | 50.6 | 3 | 120 | 19 | 202 | 16735.8 | 59 | 2211 | -82.3586 | 27.6064 | 1600 | SLT-0001&R60-00 | 125 | 120 | 6042 | MTCT3D | 6042_G_MTCT3D | 34219-9 |  | SLT-0001&R60-00
12085 |  | Florida | Martin | 717611 | 46335713 | 44009512 | 0850102 | 1 | 1 | INDIANTOWN COGENERATION, L.P. | 1233.41 | 1566.04 | 495 | 16 | 140 | 18728.3 | 93.2 | 2211 | -80.5196 | 27.0395 | 3420 | SLT-0001&R63-01 | 125 | 100 | 50976 | 01 | 50976_B_AAB01 | 34956 | 127&67&65&24 | SLT-0001&R63-01
12085 |  | Florida | Martin | 751511 | 46319513 | 43993212 | 0850001 | 6 | 6 | FLORIDA POWER & LIGHT (PMR) | 169.7 | 2.9 | 213 | 20 | 280 | 40338.5 | 128.4 | 2211 | -80.5651 | 27.0551 | 1970 | R63-0083&SLT-00 | 125 | 120 | 6043 | HRSG4B | 6043_G_4GT2 | 34956-9 | 205&25&213 | R63-0083&SLT-00
12085 |  | Florida | Martin | 751511 | 46319713 | 43992312 | 0850001 | 5 | 5 | FLORIDA POWER & LIGHT (PMR) | 141.4 | 2.6 | 213 | 20 | 280 | 40338.5 | 128.4 | 2211 | -80.5647 | 27.0551 | 1970 | R63-0083&SLT-00 | 125 | 120 | 6043 | HRSG4A | 6043_G_4GT1 | 34956-9 | 205&25&213 | R63-0083&SLT-00
12085 |  | Florida | Martin | 751511 | 46319813 | 43992912 | 0850001 | 12 | 12 | FLORIDA POWER & LIGHT (PMR) | 45.9 | 3.5 | 120 | 19 | 202 | 16736.7 | 59 | 2211 | -80.5655 | 27.0541 | 1880 | R63-0083&SLT-00 | 125 | 120 | 6043 | PMR8B | 6043_G_PMR8B | 34956-9 | 139 | R63-0083&SLT-00
12085 |  | Florida | Martin | 751511 | 46319913 | 43992412 | 0850001 | 1 | 1 | FLORIDA POWER & LIGHT (PMR) | 758.1125 | 313.6008 | 499 | 36 | 338 | 43908.7 | 43.1 | 2211 | -80.5656 | 27.0594 | 9040 | SLT-0001&R63-01 | 125 | 100 | 6043 | PMR1 | 6043_B_PMR1 | 34956-9 | 121&26&205 | SLT-0001&R63-01
12085 |  | Florida | Martin | 751511 | 46320013 | 43993412 | 0850001 | 11 | 11 | FLORIDA POWER & LIGHT (PMR) | 43.5 | 3.2 | 120 | 19 | 202 | 16736.7 | 59 | 2211 | -80.565 | 27.0541 | 1880 | R63-0083&SLT-00 | 125 | 120 | 6043 | PMR8A | 6043_G_PMR8A | 34956-9 | 139 | R63-0083&SLT-00
12085 |  | Florida | Martin | 751511 | 46320113 | 43992812 | 0850001 | 2 | 2 | FLORIDA POWER & LIGHT (PMR) | 975.7148 | 260.1005 | 499 | 36 | 338 | 43908.7 | 43.1 | 2211 | -80.5656 | 27.0586 | 9040 | SLT-0001&R63-01 | 125 | 100 | 6043 | PMR2 | 6043_B_PMR2 | 34956-9 | 121&26&205 | SLT-0001&R63-01
12085 |  | Florida | Martin | 751511 | 46320213 | 43993112 | 0850001 | 4 | 4 | FLORIDA POWER & LIGHT (PMR) | 165.6 | 2.9 | 213 | 20 | 280 | 40338.5 | 128.4 | 2211 | -80.5641 | 27.0551 | 1970 | R63-0083&SLT-00 | 125 | 120 | 6043 | HRSG3B | 6043_G_3GT2 | 34956-9 | 205&25&213 | R63-0083&SLT-00
12085 |  | Florida | Martin | 751511 | 46320313 | 43993012 | 0850001 | 3 | 3 | FLORIDA POWER & LIGHT (PMR) | 184.7 | 2.8 | 213 | 20 | 280 | 40338.5 | 128.4 | 2211 | -80.5637 | 27.0551 | 1970 | R63-0083&SLT-00 | 125 | 120 | 6043 | HRSG3A | 6043_G_3GT1 | 34956-9 | 205&25&213 | R63-0083&SLT-00
12085 |  | Florida | Martin | 751511 | 67227613 | 61860412 | 0850001 | 17 | 17 | FLORIDA POWER & LIGHT (PMR) | 45.2 | 3.3 | 120 | 19 | 202 | 16736.7 | 59 | 2211 | -80.5637 | 27.0541 | 1810 | SLT-0001&ARP-00 | 125 | 120 | 6043 | PMR8C | 6043_G_PMR8C | 34956-9 | 139 | SLT-0001&ARP-00
12085 |  | Florida | Martin | 751511 | 67227713 | 61860512 | 0850001 | 18 | 18 | FLORIDA POWER & LIGHT (PMR) | 46.1924 | 3.3 | 120 | 19 | 202 | 16736.7 | 59 | 2211 | -80.5642 | 27.0541 | 1810 | SLT-0001&ARP-00 | 125 | 120 | 6043 | PMR8D | 6043_G_PMR8D | 34956-9 | 139 | SLT-0001&ARP-00
12086 |  | Florida | Miami-Dade | 3532711 | 36553713 | 34812812 | 0250013 | 20 | 20 | HOMESTEAD CITY UTILITIES | 34.6 |  |  |  | 900 | 1035 | 249.1 | 2211 | -80.4753 | 25.4755 | 65 | R63-0087&SLT-00 | 125 | 160 |  |  | 665_G_20 | 33030-6 |  | R63-0087&SLT-00
12086 |  | Florida | Miami-Dade | 3532711 | 36553813 | 34813512 | 0250013 | 17 | 17 | HOMESTEAD CITY UTILITIES | 31.6 |  |  |  | 900 | 471.2 | 207.6 | 2211 | -80.4753 | 25.4755 | 23 | R63-0087&SLT-00 | 125 | 160 |  |  | 665_G_17 | 33030-6 |  | R63-0087&SLT-00
12086 |  | Florida | Miami-Dade | 3532711 | 36554213 | 34814112 | 0250013 | 21 | 21 | HOMESTEAD CITY UTILITIES | 77.3 |  |  |  | 900 | 1035 | 249.1 | 2211 | -80.4753 | 25.4755 | 65 | R63-0087&SLT-00 | 125 | 160 |  |  | 665_G_21 | 33030-6 |  | R63-0087&SLT-00
12086 |  | Florida | Miami-Dade | 3532711 | 36554513 | 34813312 | 0250013 | 16 | 16 | HOMESTEAD CITY UTILITIES | 8.5 |  |  |  | 900 | 471.2 | 207.6 | 2211 | -80.4753 | 25.4755 | 23 | R63-0087&SLT-00 | 125 | 160 |  |  | 665_G_16 | 33030-6 |  | R63-0087&SLT-00
12086 |  | Florida | Miami-Dade | 3532711 | 36554613 | 34813912 | 0250013 | 13 | 13 | HOMESTEAD CITY UTILITIES | 30.4 |  |  |  | 900 | 471.2 | 207.6 | 2211 | -80.4753 | 25.4755 | 23 | R63-0087&SLT-00 | 125 | 160 |  |  | 665_G_13 | 33030-6 |  | R63-0087&SLT-00
12086 |  | Florida | Miami-Dade | 900011 | 46584713 | 44266212 | 0250003 | 5 | 5 | FLORIDA POWER & LIGHT (PTF) | 24.41 | 2.4886 | 20 | 1.8 | 735 | 383.3 | 145.7 | 2211 | -80.3379 | 25.4361 | 25 | R63-0087&SLT-00 | 125 | 160 |  |  | 621_G_IC1 | 33035 |  | R63-0087&SLT-00
12086 |  | Florida | Miami-Dade | 900011 | 46584813 | 44266412 | 0250003 | 7 | 7 | FLORIDA POWER & LIGHT (PTF) | 17.2731 | 1.1359 | 8 | 0.3 | 770 | 18.7 | 218.2 | 2211 | -80.3379 | 25.4361 | 6 | R63-0087&SLT-00 | 125 | 160 |  |  | 621_G_IC2 | 33035 |  | R63-0087&SLT-00
12086 |  | Florida | Miami-Dade | 900011 | 46585113 | 44266612 | 0250003 | 2 | 2 | FLORIDA POWER & LIGHT (PTF) | 0.1 | 0 | 400 | 18.1 | 275 | 19808 | 77 | 2211 | -80.3317 | 25.4356 | 4020 | SLT-0001&R63-01 | 125 | 100 | 621 | PTP2 | 621_B_PTP2 | 33035 | 121&26&24 | SLT-0001&R63-01
12086 |  | Florida | Miami-Dade | 900011 | 46585213 | 44266312 | 0250003 | 1 | 1 | FLORIDA POWER & LIGHT (PTF) | 633.6076 | 772.1004 | 400 | 18.1 | 275 | 20687.6 | 80.4 | 2211 | -80.3317 | 25.4356 | 4020 | SLT-0001&R63-01 | 125 | 100 | 621 | PTP1 | 621_B_PTP1 | 33035 | 121&26&24 | SLT-0001&R63-01
12086 |  | Florida | Miami-Dade | 900011 | 67219013 | 61853412 | 0250003 | 9 | 9 | FLORIDA POWER & LIGHT (PTF) | 41.5 | 2.7 | 131 | 19 | 202 | 16735.8 | 59 | 2211 | -80.3311 | 25.4358 | 170 | SLT-0001&R60-00 | 125 | 120 | 621 | TPCT5A | 621_G_TPCT5A | 33035 | 139 | SLT-0001&R60-00
12086 |  | Florida | Miami-Dade | 900011 | 67219113 | 61853512 | 0250003 | 10 | 10 | FLORIDA POWER & LIGHT (PTF) | 47.2 | 3.2 | 131 | 19 | 650 |  | 61.9 | 2211 | -80.3311 | 25.4358 | 170 | SLT-0001&R63-00 | 125 | 120 | 621 | TPCT5B | 621_G_TPCT5B | 33035 | 139 | SLT-0001&R63-00
12086 |  | Florida | Miami-Dade | 900011 | 67219213 | 61853612 | 0250003 | 11 | 11 | FLORIDA POWER & LIGHT (PTF) | 40.1 | 3 | 131 | 19 | 202 | 16735.8 | 59 | 2211 | -80.3311 | 25.4358 | 170 | SLT-0001&R63-00 | 125 | 120 | 621 | TPCT5C | 621_G_TPCT5C | 33035 | 139 | SLT-0001&R63-00
12086 |  | Florida | Miami-Dade | 900011 | 67219313 | 61853712 | 0250003 | 12 | 12 | FLORIDA POWER & LIGHT (PTF) | 41.4 | 3.2 | 131 | 19 | 202 | 16735.8 | 59 | 2211 | -80.3311 | 25.4358 | 170 | SLT-0001&R63-00 | 125 | 120 | 621 | TPCT5D | 621_G_TPCT5D | 33035 |  | SLT-0001&R63-00
12087 |  | Florida | Monroe | 1858311 | 41757713 | 39816612 | 0870004 | 3 | 3 | FLORIDA KEYS ELECTRIC COOP ASSOC | 0.05 | 0.0008 | 40 | 2.1 | 617 | 269.7 | 72.9 | 2211 | -81.0919 | 24.7104 | 30.6 | R63-0087&SLT-00 | 125 | 160 |  |  | 696_G_3 | 33050-0 |  | R63-0087&SLT-00
12087 |  | Florida | Monroe | 1858311 | 41757813 | 39816412 | 0870004 | 1 | 1 | FLORIDA KEYS ELECTRIC COOP ASSOC | 0.14 | 0.002 | 20 | 3.5 | 730 | 311.7 | 32 | 2211 | -81.0919 | 24.7104 | 20.4 | R63-0087&SLT-00 | 125 | 160 |  |  | 696_G_11 | 33050-0 |  | R63-0087&SLT-00
12087 |  | Florida | Monroe | 1858311 | 41757913 | 39816712 | 0870004 | 7 | 7 | FLORIDA KEYS ELECTRIC COOP ASSOC | 0.07 | 0.001 | 25 | 2.5 | 735 | 383.3 | 78.1 | 2211 | -81.0919 | 24.7104 | 27 | R63-0087&SLT-00 | 125 | 160 |  |  | 696_G_7 | 33050-0 |  | R63-0087&SLT-00
12087 |  | Florida | Monroe | 1858311 | 41758013 | 39816912 | 0870004 | 8 | 8 | FLORIDA KEYS ELECTRIC COOP ASSOC | 0.18 | 0.002 | 45 | 2.3 | 598 | 531 | 124.5 | 2211 | -81.0919 | 24.7104 | 32 | SLT-0001 | 125 | 160 |  |  | 696_G_8 | 33050-0 | 99 | SLT-0001
12087 |  | Florida | Monroe | 1858311 | 41758113 | 39816812 | 0870004 | 9 | 10 | FLORIDA KEYS ELECTRIC COOP ASSOC | 0.033 | 0.004 | 55 | 2.3 | 598 | 531 | 124.5 | 2211 | -81.0919 | 24.7104 | 30.2 | R63-0087&SLT-00 | 125 | 160 |  |  | 696_G_9 | 33050-0 | 99 | R63-0087&SLT-00
12087 |  | Florida | Monroe | 1858311 | 41758213 | 39816312 | 0870004 | 2 | 2 | FLORIDA KEYS ELECTRIC COOP ASSOC | 0.12 | 0.002 | 20 | 3.5 | 730 | 311.7 | 32 | 2211 | -81.0919 | 24.7104 | 20.4 | R63-0087&SLT-00 | 125 | 160 |  |  | 696_G_10 | 33050-0 |  | R63-0087&SLT-00
12087 |  | Florida | Monroe | 1858311 | 41758413 | 39817012 | 0870004 | 6 | 6 | FLORIDA KEYS ELECTRIC COOP ASSOC | 0.17 | 0.003 | 22 | 3.5 | 728 | 373.5 | 38 | 2211 | -81.0919 | 24.7104 | 26 | R63-0087&SLT-00 | 125 | 160 |  |  | 696_G_6 | 33050-0 |  | R63-0087&SLT-00
12095 |  | Florida | Orange | 2694911 | 41375413 | 39461912 | 0950203 | 1 | 1 | ORLANDO COGEN LIMITED, L.P. | 179.837 | 2.2 | 115 | 15.7 | 240 | 12580.2 | 65 | 221118 | -81.4178 | 28.4422 | 980 | R63-0083&R60-00 | 125 | 120 | 54466 | 1 | 54466_G_1 | 32809-7 | 24 | R63-0083&R60-00
12095 |  | Florida | Orange | 2754011 | 41000213 | 39105212 | 0950014 | 1 | 1 | FLORIDA POWER CORPORATION D/B/A PROGRESS | 0.81275 | 0.13417 | 41 | 8.2 | 960 | 7245 | 137 | 2211 | -81.5542 | 28.6903 | 286 | R63-0083&SLT-00 | 125 | 120 |  |  | 637_G_P1 | 32825 |  | R63-0083&SLT-00
12095 |  | Florida | Orange | 845411 | 46191013 | 43861012 | 0950137 | 24 | 24 | ORLANDO UTILITIES COMMISSION | 1.8633 | 0.12253 | 11 | 1 | 617 | 57.2 | 72.9 | 2211 | -81.1685 | 28.4837 | 170 | R63-0087 | 125 | 160 |  |  | 55821_G_A | 32831 |  | R63-0087
12095 |  | Florida | Orange | 845411 | 46192013 | 43860512 | 0950137 | 2 | 2 | ORLANDO UTILITIES COMMISSION | 1895.3197 | 933.8569 | 550 | 19 | 124 | 21835.3 | 77 | 2211 | -81.165 | 28.4825 | 4800 | R63-0142&ARP-00 | 125 | 100 | 564 | 2 | 564_B_2 | 32831 | 127&141&128 | R63-0142&ARP-00
12095 |  | Florida | Orange | 845411 | 46192513 | 43860612 | 0950137 | 1 | 1 | ORLANDO UTILITIES COMMISSION | 3162.6818 | 1461.2846 | 550 | 19 | 127 | 23666.7 | 83.5 | 2211 | -81.166 | 28.4825 | 4800 | R63-0142&ARP-00 | 125 | 100 | 564 | 1 | 564_B_1 | 32831 | 128&25&24&141 | R63-0142&ARP-00
12095 |  | Florida | Orange | 845411 | 67201413 | 61839912 | 0950137 | 25 | 26 | ORLANDO UTILITIES COMMISSION | 44.1447 | 1.8965 | 160 | 19 | 287 | 21335.5 | 75.2 | 2211 | -81.1692 | 28.4881 | 2400 | SLT-0001&R60-00 | 125 | 120 | 55821 | 25 | 55821_G_25 | 32831 | 139&205 | SLT-0001&R60-00
12095 |  | Florida | Orange | 845411 | 67201513 | 61840012 | 0950137 | 26 | 27 | ORLANDO UTILITIES COMMISSION | 44.9199 | 2.6908 | 160 | 19 | 287 | 21335.5 | 75.3 | 2211 | -81.1692 | 28.4881 | 2400 | SLT-0001&R60-00 | 125 | 120 | 55821 | 26 | 55821_G_26 | 32831 | 139&205 | SLT-0001&R60-00
12097 |  | Florida | Osceola | 1950911 | 41856813 | 39917412 | 0970014 | 5 | 5 | FLORIDA POWER CORPORATION D/B/A PROGRESS | 9.61 | 0.14 | 45 | 14.6 | 760 | 29400 | 174.9 | 2211 | -81.5474 | 28.2607 | 708 | R63-0083&SLT-00 | 125 | 120 |  |  | 8049_G_P5 | 33848 |  | R63-0083&SLT-00
12097 |  | Florida | Osceola | 1950911 | 41856913 | 39917312 | 0970014 | 4 | 4 | FLORIDA POWER CORPORATION D/B/A PROGRESS | 6.19 | 0.1 | 45 | 14.6 | 760 | 29400 | 174.9 | 2211 | -81.5474 | 28.2607 | 708 | R63-0083&SLT-00 | 125 | 120 |  |  | 8049_G_P4 | 33848 |  | R63-0083&SLT-00
12097 |  | Florida | Osceola | 1950911 | 41857013 | 39917112 | 0970014 | 19 | 19 | FLORIDA POWER CORPORATION D/B/A PROGRESS | 14.919 | 0.365 | 56 | 16.1 | 993 | 23938.5 | 117.6 | 2211 | -81.5531 | 28.2603 | 905 | R63-0083&SLT-00 | 125 | 120 | 8049 | **13 | 8049_G_P13 | 33848 | 205&25&213 | R63-0083&SLT-00
12097 |  | Florida | Osceola | 1950911 | 41857113 | 39917812 | 0970014 | 9 | 9 | FLORIDA POWER CORPORATION D/B/A PROGRESS | 35.8 | 0.325 | 50 | 13.8 | 1043 | 25855.3 | 174.1 | 2211 | -81.5474 | 28.2607 | 1140 | R63-0083&SLT-00 | 125 | 120 | 8049 | **9 | 8049_G_**9 | 33848 | 213 | R63-0083&SLT-00
12097 |  | Florida | Osceola | 1950911 | 41857213 | 39918112 | 0970014 | 20 | 21 | FLORIDA POWER CORPORATION D/B/A PROGRESS | 15.46 | 0.44 | 56 | 16.1 | 734 | 12571 | 61.7 | 2211 | -81.5474 | 28.2607 | 905 | R63-0083&SLT-00 | 125 | 120 | 8049 | **14 | 8049_G_P14 | 33848 | 205&25&213 | R63-0083&SLT-00
12097 |  | Florida | Osceola | 1950911 | 41857313 | 39917012 | 0970014 | 2 | 2 | FLORIDA POWER CORPORATION D/B/A PROGRESS | 7.45 | 0.14 | 45 | 14.6 | 760 | 29400 | 174.9 | 2211 | -81.5474 | 28.2607 | 708 | R63-0083&SLT-00 | 125 | 120 |  |  | 8049_G_P2 | 33848 |  | R63-0083&SLT-00
12097 |  | Florida | Osceola | 1950911 | 41857413 | 39916912 | 0970014 | 7 | 7 | FLORIDA POWER CORPORATION D/B/A PROGRESS | 34.09 | 0.309 | 50 | 13.8 | 1043 | 25855.3 | 174.1 | 2211 | -81.5474 | 28.2607 | 1140 | R63-0083&SLT-00 | 125 | 120 | 8049 | **7 | 8049_G_P7 | 33848 | 213 | R63-0083&SLT-00
12097 |  | Florida | Osceola | 1950911 | 41857613 | 39916812 | 0970014 | 11 | 11 | FLORIDA POWER CORPORATION D/B/A PROGRESS | 8.17 | 0.71 | 75 | 19 | 1034 | 39510.5 | 139.4 | 2211 | -81.5474 | 28.2607 | 2030 | R63-0083&SLT-00 | 125 | 120 | 8049 | **11 | 8049_G_P11 | 33848 | 213 | R63-0083&SLT-00
12097 |  | Florida | Osceola | 1950911 | 41857713 | 39917612 | 0970014 | 10 | 10 | FLORIDA POWER CORPORATION D/B/A PROGRESS | 15.65 | 0.205 | 50 | 13.8 | 1043 | 25855.3 | 174.1 | 2211 | -81.5474 | 28.2607 | 1140 | R63-0083&SLT-00 | 125 | 120 | 8049 | **10 | 8049_G_P10 | 33848 | 213 | R63-0083&SLT-00
12097 |  | Florida | Osceola | 1950911 | 41857813 | 39917712 | 0970014 | 18 | 18 | FLORIDA POWER CORPORATION D/B/A PROGRESS | 18.8 | 0.4 | 56 | 16.1 | 993 | 23938.5 | 117.6 | 2211 | -81.5531 | 28.2603 | 905 | R63-0083&SLT-00 | 125 | 120 | 8049 | **12 | 8049_G_P12 | 33848 | 205&25&213 | R63-0083&SLT-00
12097 |  | Florida | Osceola | 1950911 | 41857913 | 39918212 | 0970014 | 1 | 1 | FLORIDA POWER CORPORATION D/B/A PROGRESS | 8.07 | 0.15 | 45 | 14.6 | 760 | 29400 | 174.9 | 2211 | -81.5474 | 28.2607 | 708 | R63-0083&SLT-00 | 125 | 120 |  |  | 8049_G_P1 | 33848 |  | R63-0083&SLT-00
12097 |  | Florida | Osceola | 1950911 | 41858013 | 39918012 | 0970014 | 3 | 3 | FLORIDA POWER CORPORATION D/B/A PROGRESS | 10.7 | 0.2 | 45 | 14.6 | 760 | 29400 | 174.9 | 2211 | -81.5474 | 28.2607 | 708 | R63-0083&SLT-00 | 125 | 120 |  |  | 8049_G_P3 | 33848 |  | R63-0083&SLT-00
12097 |  | Florida | Osceola | 1950911 | 41858113 | 39917912 | 0970014 | 8 | 8 | FLORIDA POWER CORPORATION D/B/A PROGRESS | 28.91 | 0.266 | 50 | 13.8 | 1043 | 25855.3 | 174.1 | 2211 | -81.5474 | 28.2607 | 1140 | R63-0083&SLT-00 | 125 | 120 | 8049 | **8 | 8049_G_P8 | 33848 | 213 | R63-0083&SLT-00
12097 |  | Florida | Osceola | 1950911 | 41858213 | 39917512 | 0970014 | 6 | 6 | FLORIDA POWER CORPORATION D/B/A PROGRESS | 7.75 | 0.11 | 45 | 14.6 | 760 | 29400 | 174.9 | 2211 | -81.5474 | 28.2607 | 708 | R63-0083&SLT-00 | 125 | 120 |  |  | 8049_G_P6 | 33848 |  | R63-0083&SLT-00
12097 |  | Florida | Osceola | 2728711 | 41370113 | 39455912 | 0970001 | 1 | 1 | KISSIMMEE UTILITY AUTHORITY | 7 | 0.021644 | 60 | 12 | 300 | 7396.2 | 65 | 2211 | -81.4068 | 28.291 | 442 | R63-0083&SLT-00 | 125 | 120 | 672 | CT21 | 672_G_21 | 34741-5 | 213 | R63-0083&SLT-00
12097 |  | Florida | Osceola | 558411 | 48171013 | 45721212 | 0970043 | 3 | 3 | KISSIMMEE UTILITY AUTHORITY | 41.7 | 2.723 | 130 | 18 | 173 | 10585.9 | 41.6 | 2211 | -81.5383 | 28.2767 | 1700 | R63-0083&SLT-00 | 125 | 120 | 7238 | 3 | 7238_G_3 | 33848 | 139 | R63-0083&SLT-00
12097 |  | Florida | Osceola | 558411 | 48171113 | 45721112 | 0970043 | 1 | 1 | KISSIMMEE UTILITY AUTHORITY | 1.9 | 0.015827 | 40 | 10 | 718 | 7500 | 95 | 2211 | -81.533 | 28.2764 | 367 | R63-0083&SLT-00 | 125 | 120 |  |  | 7238_G_1 | 33848 | 213&214 | R63-0083&SLT-00
12097 |  | Florida | Osceola | 558411 | 48171213 | 45721012 | 0970043 | 2 | 2 | KISSIMMEE UTILITY AUTHORITY | 12.2 | 0.24226 | 65 | 10 | 718 | 7500 | 95 | 2211 | -81.533 | 28.2764 | 869 | R63-0083&SLT-00 | 125 | 120 | 7238 | 2 | 7238_G_2 | 33848 | 213&214 | R63-0083&SLT-00
12097 |  | Florida | Osceola | 7940911 | 2544613 | 2455512 | 0970071 | 1 | 1 | GENON FLORIDA, LP | 18.797 | 0.3 | 75 | 18 | 1084 | 41098.8 | 161.5 | 2211 | -81.0978 | 28.1289 | 1710 | R63-0083&SLT-00 | 125 | 120 |  |  | 55192_G_OSC1 | 34773 | 213&25 | R63-0083&SLT-00
12097 |  | Florida | Osceola | 7940911 | 2544713 | 2455612 | 0970071 | 2 | 2 | GENON FLORIDA, LP | 21.599 | 0.6 | 75 | 18 | 1084 | 41098.8 | 161.5 | 2211 | -81.0978 | 28.1289 | 1710 | R63-0083&SLT-00 | 125 | 120 |  |  | 55192_G_OSC2 | 34773 | 213&25 | R63-0083&SLT-00
12097 |  | Florida | Osceola | 7940911 | 2544813 | 2455412 | 0970071 | 3 | 3 | GENON FLORIDA, LP | 15.505 | 0.3 | 75 | 18 | 1084 | 41098.8 | 161.5 | 2211 | -81.09 | 28.1417 | 1710 | R63-0083&SLT-00 | 125 | 120 |  |  | 55192_G_OSC3 | 34773 | 213&25 | R63-0083&SLT-00
12099 |  | Florida | Palm Beach | 14654911 | 89427313 | 85417912 | 0990646 | 1 | 1 | FP&L / WEST COUNTY ENERGY CENTER | 64.5 | 5 | 149 | 22 | 188 | 21859.8 | 57.5 | 2211 | -80.3749 | 26.6986 |  | SLT-0001&R63-00 | 125 | 140 | 56407 | WCCT1A | 56407_G_WCCT1Aa | 33470 | 139 | SLT-0001&R63-00
12099 |  | Florida | Palm Beach | 14654911 | 89427413 | 85418012 | 0990646 | 2 | 2 | FP&L / WEST COUNTY ENERGY CENTER | 53.8 | 4.8 | 149 | 22 | 188 | 21859.8 | 57.5 | 2211 | -80.3749 | 26.6986 |  | SLT-0001&R63-00 | 125 | 140 | 56407 | WCCT1B | 56407_G_WCCT1B | 33470 | 139 | SLT-0001&R63-00
12099 |  | Florida | Palm Beach | 14654911 | 89427513 | 85418112 | 0990646 | 3 | 3 | FP&L / WEST COUNTY ENERGY CENTER | 61.6 | 4.9 | 149 | 22 | 188 | 21859.8 | 57.5 | 2211 | -80.3749 | 26.6986 |  | SLT-0001&R63-00 | 125 | 140 | 56407 | WCCT1C | 56407_G_WCCT1C | 33470 |  | SLT-0001&R63-00
12099 |  | Florida | Palm Beach | 14654911 | 89427613 | 85418212 | 0990646 | 4 | 4 | FP&L / WEST COUNTY ENERGY CENTER | 73.3 | 5.4 | 149 | 22 | 188 | 21859.8 | 57.5 | 2211 | -80.3749 | 26.6986 | 2330 | SLT-0001&R60-00 | 125 | 140 | 56407 | WCCT2A | 56407_G_WCCT2A | 33470 |  | SLT-0001&R60-00
12099 |  | Florida | Palm Beach | 14654911 | 89427713 | 85418312 | 0990646 | 5 | 5 | FP&L / WEST COUNTY ENERGY CENTER | 70.2 | 5.1 | 149 | 22 | 188 | 21859.8 | 57.5 | 2211 | -80.3749 | 26.6986 | 2330 | SLT-0001&R63-00 | 125 | 140 | 56407 | WCCT2B | 56407_G_WCCT2B | 33470 |  | SLT-0001&R63-00
12099 |  | Florida | Palm Beach | 14654911 | 89427813 | 85418412 | 0990646 | 6 | 6 | FP&L / WEST COUNTY ENERGY CENTER | 60.915 | 4.9 | 149 | 22 | 650 | 21859.8 | 57.5 | 2211 | -80.3749 | 26.6986 | 2330 | SLT-0001&R63-00 | 125 | 140 | 56407 | WCCT2C | 56407_G_WCCT2C | 33470 |  | SLT-0001&R63-00
12099 |  | Florida | Palm Beach | 14654911 | 89428113 | 85418712 | 0990646 | 9 | 9 | FP&L / WEST COUNTY ENERGY CENTER | 0.2737 | 0.003087 | 60 | 2.8 | 296 | 488.8 | 82.3 | 2211 | -80.3749 | 26.6986 | 99.8 | SLT-0001&R63-00 | 125 | 100 |  |  | 56407_G_WCCT1Ab | 33470 |  | SLT-0001&R63-00
12099 |  | Florida | Palm Beach | 14654911 | 89428213 | 85418812 | 0990646 | 10 | 10 | FP&L / WEST COUNTY ENERGY CENTER | 3.4513 | 0.02049 | 30 | 1 | 500 | 82.5 | 105 | 2211 | -80.3749 | 26.6986 | 10 | SLT-0001&R63-00 | 125 | 120 |  |  | 56407_G_WCCT1Ac | 33470 |  | SLT-0001&R63-00
12099 |  | Florida | Palm Beach | 14654911 | 89428313 | 85418912 | 0990646 | 11 | 11 | FP&L / WEST COUNTY ENERGY CENTER | 0.072512 | 0.000131 | 14 | 1.5 | 916 | 291.1 | 164.7 | 2211 | -80.3749 | 26.6986 |  | SLT-0001&R63-00 | 125 | 160 |  |  | 56407_G_WCCT1Ad | 33470 |  | SLT-0001&R63-00
12099 |  | Florida | Palm Beach | 14654911 | 89428413 | 85419012 | 0990646 | 12 | 12 | FP&L / WEST COUNTY ENERGY CENTER | 0.020944 | 3.7e-05 | 11 | 0.5 | 840 | 23.4 | 119.2 | 2211 | -80.3749 | 26.6986 |  | SLT-0001&R63-00 | 125 | 160 |  |  | 56407_G_WCCT1Ae | 33470 |  | SLT-0001&R63-00
12099 |  | Florida | Palm Beach | 14654911 | 89428513 | 88820412 | 0990646 | 13 | 13 | FP&L / WEST COUNTY ENERGY CENTER | 55.4 | 4.6 | 149 | 22 | 195 | 22666.7 | 59.6 | 2211 | -80.3748 | 26.6951 | 2330 | SLT-0001&R63-00 | 125 | 120 | 56407 | WCCT3A | 56407_G_WCCT3A | 33470 | 213 | SLT-0001&R63-00
12099 |  | Florida | Palm Beach | 14654911 | 89428613 | 88820512 | 0990646 | 14 | 14 | FP&L / WEST COUNTY ENERGY CENTER | 88.3 | 4.7 | 149 | 22 | 195 | 22666.7 | 59.6 | 2211 | -80.3748 | 26.6951 | 2330 | SLT-0001&R60-00 | 125 | 120 | 56407 | WCCT3B | 56407_G_WCCT3B | 33470 | 139 | SLT-0001&R60-00
12099 |  | Florida | Palm Beach | 14654911 | 89428713 | 88820612 | 0990646 | 15 | 15 | FP&L / WEST COUNTY ENERGY CENTER | 60.1 | 4.7 | 149 | 22 | 195 | 22666.7 | 59.6 | 2211 | -80.3748 | 26.6951 | 2330 | SLT-0001&R63-00 | 125 | 120 | 56407 | WCCT3C | 56407_G_WCCT3C | 33470 |  | SLT-0001&R63-00
12099 |  | Florida | Palm Beach | 919411 | 46529213 | 44207212 | 0990045 | 3 | 3 | CITY OF LAKE WORTH UTILITIES | 0.12684 | 0.008337 | 17 | 1.8 | 667 | 320.1 | 121.7 | 221118 | -80.0586 | 26.6125 | 21 | R63-0087&SLT-00 | 125 | 160 |  |  | 673_G_MU3 | 33460 |  | R63-0087&SLT-00
12099 |  | Florida | Palm Beach | 919411 | 46529313 | 44207712 | 0990045 | 5 | 5 | CITY OF LAKE WORTH UTILITIES | 0.12684 | 0.008337 | 17 | 1.8 | 667 | 320.1 | 121.7 | 221118 | -80.0586 | 26.6125 | 21 | R63-0087&SLT-00 | 125 | 160 |  |  | 673_G_MU5 | 33460 |  | R63-0087&SLT-00
12099 |  | Florida | Palm Beach | 919411 | 46529413 | 44207412 | 0990045 | 4 | 4 | CITY OF LAKE WORTH UTILITIES | 0.10268 | 0.006749 | 17 | 1.8 | 667 | 320.1 | 121.7 | 221118 | -80.0586 | 26.6125 | 21 | R63-0087&SLT-00 | 125 | 160 |  |  | 673_G_MU4 | 33460 |  | R63-0087&SLT-00
12099 |  | Florida | Palm Beach | 919411 | 46529513 | 44206712 | 0990045 | 1 | 1 | CITY OF LAKE WORTH UTILITIES | 0.16912 | 0.011116 | 17 | 1.8 | 667 | 320.1 | 121.7 | 221118 | -80.0586 | 26.6125 | 21 | R63-0087&SLT-00 | 125 | 160 |  |  | 673_G_MU1 | 33460 |  | R63-0087&SLT-00
12099 |  | Florida | Palm Beach | 919411 | 46529613 | 44207612 | 0990045 | 11 | 11 | CITY OF LAKE WORTH UTILITIES | 11.5664 | 0.45126 | 75 | 10 | 404 | 6874.4 | 87.5 | 221118 | -80.0586 | 26.6125 | 318 | R63-0083&SLT-00 | 125 | 140 |  |  | 673_G_GT1 | 33460 |  | R63-0083&SLT-00
12099 |  | Florida | Palm Beach | 919411 | 46529713 | 44206812 | 0990045 | 9 | 9 | CITY OF LAKE WORTH UTILITIES | 1.4078 | 0.003017 | 113 | 7 | 293 | 1978.7 | 51.4 | 221118 | -80.0586 | 26.6125 | 325 | SLT-0001&ARP-00 | 125 | 100 |  |  | 673_B_S-3 | 33460 |  | SLT-0001&ARP-00
12099 |  | Florida | Palm Beach | 919411 | 46529813 | 44206912 | 0990045 | 2 | 2 | CITY OF LAKE WORTH UTILITIES | 0.16912 | 0.011116 | 17 | 1.8 | 667 | 320.1 | 121.7 | 221118 | -80.0586 | 26.6125 | 21 | R63-0087&SLT-00 | 125 | 160 |  |  | 673_G_MU2 | 33460 |  | R63-0087&SLT-00
12101 |  | Florida | Pasco | 2712411 | 41364213 | 39449012 | 1010071 | 4 | 4 | PASCO COGEN LIMITED | 0.27633 | 0.018163 | 15 | 0.2 | 617 | 3.5 | 72.9 | 221118 | -82.1764 | 28.3747 | 31 | R63-0087&R60-00 | 125 | 160 |  |  | 54424_G_ST1 | 33523-2 |  | R63-0087&R60-00
12101 |  | Florida | Pasco | 2712411 | 41364313 | 39449112 | 1010071 | 1 | 1 | PASCO COGEN LIMITED | 54.8 | 1.6 | 275 | 4.8 | 310 | 1174.4 | 64.9 | 221118 | -82.1764 | 28.3747 | 423 | R63-0083&SLT-00 | 125 | 120 | 54424 | EU001 | 54424_G_GT1 | 33523-2 | 213 | R63-0040&SLT-00
12101 |  | Florida | Pasco | 2712411 | 41364413 | 39448912 | 1010071 | 2 | 2 | PASCO COGEN LIMITED | 57.2 | 1.7 | 275 | 4.8 | 299 | 1174.4 | 64.9 | 221118 | -82.1764 | 28.3747 | 423 | R63-0083&SLT-00 | 125 | 120 | 54424 | EU002 | 54424_G_GT2 | 33523-2 | 213 | R63-0040&SLT-00
12101 |  | Florida | Pasco | 2712911 | 41363313 | 39448212 | 1010373 | 2 | 2 | SHADY HILLS POWER COMPANY, L.L.C. | 39.4 | 0.8 | 60 | 22 | 1113 | 44083.3 | 116 | 2211 | -82.5584 | 28.3658 | 1700 | R63-0083&SLT-00 | 125 | 120 | 55414 | GT201 | 55414_G_G201 | 34610 | 213&24 | R63-0083&SLT-00
12101 |  | Florida | Pasco | 2712911 | 41363413 | 39448112 | 1010373 | 1 | 1 | SHADY HILLS POWER COMPANY, L.L.C. | 47.3 | 0.9 | 60 | 22 | 1113 | 44083.3 | 116 | 2211 | -82.5589 | 28.3658 | 1700 | R63-0083&SLT-00 | 125 | 120 | 55414 | GT101 | 55414_G_G101 | 34610 | 213&24 | R63-0083&SLT-00
12101 |  | Florida | Pasco | 2712911 | 41363513 | 39448012 | 1010373 | 3 | 3 | SHADY HILLS POWER COMPANY, L.L.C. | 44.2 | 0.9 | 60 | 22 | 1113 | 44083.3 | 116 | 2211 | -82.558 | 28.3657 | 1700 | R63-0083&SLT-00 | 125 | 120 | 55414 | GT301 | 55414_G_G301 | 34610 | 213&24 | R63-0083&SLT-00
12101 |  | Florida | Pasco | 717211 | 46337913 | 44011812 | 1010017 | 2 | 2 | FLORIDA POWER CORPDBAPROGRESS ENERGY FL | 498.6 | 1071.96 | 499 | 24 | 320 | 28205.1 | 62 | 2211 | -82.7883 | 28.1844 | 4960 | SLT-0001&ARP-00 | 125 | 120 | 8048 | 2 | 8048_B_2 | 34691-9 |  | SLT-0001&ARP-00
12101 |  | Florida | Pasco | 717211 | 46338013 | 44012012 | 1010017 | 1 | 1 | FLORIDA POWER CORPDBAPROGRESS ENERGY FL | 589.8 | 1061.98 | 499 | 24 | 320 | 28317.1 | 62 | 2211 | -82.7883 | 28.1844 | 5070 | SLT-0001&ARP-00 | 125 | 120 | 8048 | 1 | 8048_B_1 | 34691-9 |  | SLT-0001&ARP-00
12103 |  | Florida | Pinellas | 2744411 | 41361513 | 39446512 | 1030012 | 6 | 6 | FLORIDA POWER CORPDBAPROGRESS ENERGY FLA | 0.945 | 0.0031 | 55 | 15.1 | 850 | 16666.7 | 93.1 | 2211 | -82.6616 | 28.0031 | 631 | R63-0083&SLT-00 | 125 | 120 | 630 | P3 | 630_G_P3 | 34677 |  | R63-0083&SLT-00&SLT-0001
12103 |  | Florida | Pinellas | 2744411 | 41361613 | 39446612 | 1030012 | 4 | 4 | FLORIDA POWER CORPDBAPROGRESS ENERGY FLA | 0.425 | 0.0068 | 55 | 15.1 | 850 | 16666.7 | 93.1 | 2211 | -82.6609 | 28.003 | 566 | R63-0083&SLT-00 | 125 | 120 | 630 | P1 | 630_G_P1 | 34677 |  | R63-0083&SLT-00&SLT-0001
12103 |  | Florida | Pinellas | 2744411 | 41361813 | 39446412 | 1030012 | 7 | 7 | FLORIDA POWER CORPDBAPROGRESS ENERGY FLA | 0.779 | 0.0067 | 55 | 15.1 | 850 | 16666.7 | 93.1 | 2211 | -82.662 | 28.0031 | 631 | R63-0083&SLT-00 | 125 | 120 | 630 | P4 | 630_G_P4 | 34677 |  | R63-0083&SLT-00&SLT-0001
12103 |  | Florida | Pinellas | 2744411 | 41361913 | 39446312 | 1030012 | 5 | 5 | FLORIDA POWER CORPDBAPROGRESS ENERGY FLA | 0.5 | 0.001 | 56 | 15.1 | 850 | 16666.7 | 93.1 | 2211 | -82.6612 | 28.0031 | 566 | R63-0083&SLT-00 | 125 | 120 | 630 | P2 | 630_G_P2 | 34677 |  | R63-0083&SLT-00&SLT-0001
12103 |  | Florida | Pinellas | 2744511 | 41360913 | 39446012 | 1030013 | 3 | 3 | FLORIDA POWER CORPDBAPROGRESS ENERGY FLA | 5.33 | 0.35 | 40 | 22.9 | 900 | 8837.9 | 21 | 2211 | -82.6351 | 27.7581 | 774 | R63-0083&SLT-00 | 125 | 120 |  |  | 627_G_P3 | 33701-5 |  | R63-0083&SLT-00
12103 |  | Florida | Pinellas | 2744511 | 41361113 | 39445612 | 1030013 | 4 | 4 | FLORIDA POWER CORPDBAPROGRESS ENERGY FLA | 3.16 | 0.19 | 40 | 22.9 | 900 | 8837.9 | 21 | 2211 | -82.6351 | 27.7581 | 774 | R63-0083&SLT-00 | 125 | 120 |  |  | 627_G_P4 | 33701-5 |  | R63-0083&SLT-00
12103 |  | Florida | Pinellas | 2744511 | 41361313 | 39445812 | 1030013 | 1 | 1 | FLORIDA POWER CORPDBAPROGRESS ENERGY FLA | 3.06 | 0.18 | 40 | 22.9 | 900 | 8837.9 | 21 | 2211 | -82.6351 | 27.7581 | 774 | R63-0083&SLT-00 | 125 | 120 |  |  | 627_G_P1 | 33701-5 |  | R63-0083&SLT-00
12103 |  | Florida | Pinellas | 2744511 | 41361413 | 39446112 | 1030013 | 2 | 2 | FLORIDA POWER CORPDBAPROGRESS ENERGY FLA | 4.34 | 0.27 | 40 | 22.9 | 900 | 8837.9 | 21 | 2211 | -82.6351 | 27.7581 | 774 | R63-0083&SLT-00 | 125 | 120 |  |  | 627_G_P2 | 33701-5 |  | R63-0083&SLT-00
12103 |  | Florida | Pinellas | 751811 | 46315413 | 43988512 | 1030011 | 7 | 7 | FLORIDA POWER CORPDBAPROGRESS ENERGY FLA | 6.64 | 0.32 | 45 | 17.9 | 930 | 17388.3 | 69.1 | 2211 | -82.6011 | 27.8614 | 714 | R63-0083&SLT-00 | 125 | 120 | 634 | P3 | 634_G_P3 | 33702 |  | R63-0083&SLT-00
12103 |  | Florida | Pinellas | 751811 | 46315613 | 43988712 | 1030011 | 6 | 6 | FLORIDA POWER CORPDBAPROGRESS ENERGY FLA | 3.02 | 0.16 | 45 | 17.9 | 930 | 17388.3 | 69.1 | 2211 | -82.6011 | 27.8614 | 714 | R63-0083&SLT-00 | 125 | 120 | 634 | P2 | 634_G_P2 | 33702 |  | R63-0083&SLT-00
12103 |  | Florida | Pinellas | 751811 | 46315713 | 43989212 | 1030011 | 8 | 8 | FLORIDA POWER CORPDBAPROGRESS ENERGY FLA | 59.33 | 0.152 | 45 | 17.9 | 930 | 17388.3 | 69.1 | 2211 | -82.6011 | 27.8614 | 714 | R63-0083&SLT-00 | 125 | 120 | 634 | P4 | 634_G_P4 | 33702 |  | R63-0083&SLT-00
12103 |  | Florida | Pinellas | 751811 | 46316313 | 43989412 | 1030011 | 5 | 5 | FLORIDA POWER CORPDBAPROGRESS ENERGY FLA | 3.02 | 0.16 | 45 | 17.9 | 930 | 17388.3 | 69.1 | 2211 | -82.6011 | 27.8614 | 714 | R63-0083&SLT-00 | 125 | 120 | 634 | P1 | 634_G_P1 | 33702 |  | R63-0083&SLT-00
12105 |  | Florida | Polk | 1889311 | 41747313 | 39806812 | 1050352 | 16 | 16 | LAKELAND ELECTRIC | 0.039859 | 0.003926 | 30 | 1.8 | 740 | 355.8 | 135.3 | 2211 | -82.0151 | 28.0288 | 29 | R63-0087&SLT-00 | 125 | 160 |  |  | 7997_G_WD04 | 33811 | 139 | R63-0087&SLT-00
12105 |  | Florida | Polk | 1889311 | 41747613 | 39805512 | 1050352 | 1 | 1 | LAKELAND ELECTRIC | 0.045498 | 0.004481 | 30 | 1.8 | 740 | 355.8 | 135.3 | 2211 | -82.0151 | 28.0288 | 29 | R63-0087&SLT-00 | 125 | 160 |  |  | 7997_G_WD01 | 33811 | 139 | R63-0087&SLT-00
12105 |  | Florida | Polk | 1889311 | 41747813 | 39807412 | 1050352 | 11 | 11 | LAKELAND ELECTRIC | 0.046276 | 0.004558 | 30 | 1.8 | 740 | 355.8 | 135.3 | 2211 | -82.0151 | 28.0288 | 29 | R63-0087&SLT-00 | 125 | 160 |  |  | 7997_G_WD03 | 33811 | 139 | R63-0087&SLT-00
12105 |  | Florida | Polk | 1889311 | 41748313 | 39806012 | 1050352 | 6 | 6 | LAKELAND ELECTRIC | 0.044526 | 0.004385 | 30 | 1.8 | 740 | 355.8 | 135.3 | 2211 | -82.0151 | 28.0288 | 29 | R63-0087&SLT-00 | 125 | 160 |  |  | 7997_G_WD02 | 33811 | 139 | R63-0087&SLT-00
12105 |  | Florida | Polk | 2312311 | 39754413 | 37956012 | 1050216 | 1 | 1 | WHEELABRATOR RIDGE ENERGY INC. | 322.46 | 237.41 | 325 | 10 | 170 | 3693.3 | 47 | 2211 | -81.8389 | 28.0278 | 630 | R63-0040&SLT-00 | 125 | 100 |  |  | 54529_B_0001a | 33823 | 127&42&140 | R63-0040&SLT-00&SLT-0001&R60-00
12105 |  | Florida | Polk | 2312311 | 98141213 | 95472712 | 1050216 | 5 | 5 | WHEELABRATOR RIDGE ENERGY INC. | 0.24 | 0 | 10 | 0.5 | 490 |  | 60.2 | 2211 | -81.8474 | 28.0275 |  | R63-0087 | 125 | 160 |  |  | 54529_B_0001b | 33823 |  | R63-0087
12105 |  | Florida | Polk | 2312411 | 39754213 | 37955912 | 1050217 | 2 | 2 | POLK POWER PARTNERS, L.P. | 0.00029 | 3e-06 | 125 | 3 | 220 | 470 | 66.5 | 2211 | -81.8864 | 27.8489 | 99 | SLT-0001&ARP-00 | 125 | 100 |  |  | 54426_G_ST1 | 33830-8 | 24 | SLT-0001&ARP-00
12105 |  | Florida | Polk | 2312411 | 39754313 | 37955712 | 1050217 | 1 | 1 | POLK POWER PARTNERS, L.P. | 68.5 | 0.25682 | 125 | 15 | 220 | 11322.1 | 64.1 | 2211 | -81.8864 | 27.8489 | 970 | R63-0083&SLT-00 | 125 | 120 |  |  | 54426_G_GT1 | 33830-8 | 213&24 | R63-0083&SLT-00
12105 |  | Florida | Polk | 3197811 | 39670713 | 37870012 | 1050231 | 2 | 2 | ORANGE COGENERATION LIMITED PARTNERSHIP | 28.3 | 0.017677 | 100 | 11 | 230 | 4977.5 | 52.4 | 2211 | -81.8342 | 27.8708 | 377 | R63-0083&SLT-00 | 125 | 120 | 54365 | 2 | 54365_G_APC3 | 33830 | 205&24 | R63-0083&SLT-00
12105 |  | Florida | Polk | 3197811 | 39670813 | 37869912 | 1050231 | 1 | 1 | ORANGE COGENERATION LIMITED PARTNERSHIP | 32.8 | 0.020062 | 100 | 11 | 230 | 4977.5 | 52.4 | 2211 | -81.8342 | 27.8708 | 377 | R63-0083&SLT-00 | 125 | 120 | 54365 | 1 | 54365_G_APC1 | 33830 | 205&24 | R63-0083&SLT-00
12105 |  | Florida | Polk | 552011 | 48264613 | 45781112 | 1050234 | 1 | 1 | FLORIDA POWER CORPDBAPROGRESS ENERGY FLA | 150 | 2.8 | 125 | 19 | 190 | 16824.8 | 59.3 | 2211 | -81.8694 | 27.7888 | 2020 | R63-0083&SLT-00 | 125 | 120 | 7302 | 1A | 7302_G_1A | 33830 | 139&24&213&205 | R63-0083&SLT-00
12105 |  | Florida | Polk | 552011 | 48264713 | 45781012 | 1050234 | 2 | 2 | FLORIDA POWER CORPDBAPROGRESS ENERGY FLA | 184 | 3.08 | 125 | 19 | 190 | 16824.8 | 59.3 | 2211 | -81.8783 | 27.7883 | 2020 | R63-0083&SLT-00 | 125 | 120 | 7302 | 1B | 7302_G_1B | 33830 | 139&24&213&205 | R63-0083&SLT-00
12105 |  | Florida | Polk | 552011 | 67213413 | 61848512 | 1050234 | 14 | 14 | FLORIDA POWER CORPDBAPROGRESS ENERGY FLA | 50.4 | 3.23 | 125 | 19 | 190 | 16824.8 | 59.3 | 2211 | -81.8775 | 27.7883 | 2050 | SLT-0001&R63-00 | 125 | 120 | 7302 | 2A | 7302_G_2A | 33830 | 139&24&213&205 | SLT-0001&R63-00
12105 |  | Florida | Polk | 552011 | 67213513 | 61848612 | 1050234 | 15 | 15 | FLORIDA POWER CORPDBAPROGRESS ENERGY FLA | 50.2 | 3.11 | 125 | 19 | 190 | 16824.8 | 59.3 | 2211 | -81.8775 | 27.7883 | 2050 | SLT-0001&R63-00 | 125 | 120 | 7302 | 2B | 7302_G_2B | 33830 | 139&24&213&205 | SLT-0001&R63-00
12105 |  | Florida | Polk | 552011 | 67213613 | 61848712 | 1050234 | 16 | 16 | FLORIDA POWER CORPDBAPROGRESS ENERGY FLA | 54.9 | 3.69 | 125 | 19 | 190 | 16844.4 | 59.4 | 2211 | -81.8694 | 27.7886 | 2050 | SLT-0001&R63-00 | 125 | 120 | 7302 | 3A | 7302_G_3A | 33830 | 139&24&213&205 | SLT-0001&R63-00
12105 |  | Florida | Polk | 552011 | 67213713 | 61848812 | 1050234 | 17 | 17 | FLORIDA POWER CORPDBAPROGRESS ENERGY FLA | 54.6 | 3.61 | 125 | 19 | 190 | 16844.4 | 59.4 | 2211 | -81.8694 | 27.7886 | 2050 | SLT-0001&R63-00 | 125 | 120 | 7302 | 3B | 7302_G_3B | 33830 | 139&24&213&205 | SLT-0001&R63-00
12105 |  | Florida | Polk | 552011 | 67213813 | 61848912 | 1050234 | 18 | 18 | FLORIDA POWER CORPDBAPROGRESS ENERGY FLA | 44.39 | 3.2678 | 125 | 18 | 202 | 17271.2 | 67.9 | 2211 | -81.8712 | 27.7887 | 1920 | SLT-0001&R63-00 | 125 | 120 | 7302 | 4A | 7302_G_4A | 33830 | 25&65 | SLT-0001&R63-00
12105 |  | Florida | Polk | 552011 | 67213913 | 61849012 | 1050234 | 19 | 19 | FLORIDA POWER CORPDBAPROGRESS ENERGY FLA | 39.77 | 3.0194 | 125 | 18 | 202 | 17271.2 | 67.9 | 2211 | -81.8712 | 27.7887 | 1920 | SLT-0001&R63-00 | 125 | 120 | 7302 | 4B | 7302_G_4B | 33830 | 25&65 | SLT-0001&R63-00
12105 |  | Florida | Polk | 643111 | 46452613 | 44131412 | 1050004 | 13 | 13 | LAKELAND ELECTRIC | 0.67044 | 0.044067 | 8 | 0.5 | 617 | 14.3 | 72.9 | 2211 | -81.9261 | 28.0799 | 2 | R63-0087 | 125 | 160 |  |  | 676_G_IC2 | 33805 |  | R63-0087
12105 |  | Florida | Polk | 643111 | 46452713 | 44132212 | 1050004 | 6 | 6 | LAKELAND ELECTRIC | 1393.697 | 4227.4007 | 250 | 18 | 167 | 21008.9 | 82.6 | 2211 | -81.9325 | 28.0806 | 3640 | R63-0142&R60-00 | 125 | 100 | 676 | 3 | 676_B_3 | 33805 | 128&24&215&205&204&141 | R63-0142&R60-00
12105 |  | Florida | Polk | 643111 | 46452813 | 44132312 | 1050004 | 5 | 5 | LAKELAND ELECTRIC | 14.1936 | 19.9 | 157 | 10.5 | 277 | 6335 | 73.2 | 2211 | -81.9333 | 28.0797 | 1180 | R63-0142&R60-00 | 125 | 100 | 676 | 2 | 676_B_2 | 33805 | 26 | R63-0142&R60-00
12105 |  | Florida | Polk | 643111 | 46452913 | 44131512 | 1050004 | 4 | 4 | LAKELAND ELECTRIC | 0.72121 | 0.004408 | 35 | 13.5 | 900 | 11372.2 | 79.5 | 2211 | -81.9333 | 28.0814 | 330 | R63-0083&SLT-00 | 125 | 120 |  |  | 676_G_GT1 | 33805 |  | R63-0083&SLT-00
12105 |  | Florida | Polk | 643111 | 46453113 | 44131612 | 1050004 | 28 | 28 | LAKELAND ELECTRIC | 202.4 | 4.6 | 85 | 28 | 1095 | 50929.2 | 82.7 | 2211 | -81.9356 | 28.085 | 2410 | R63-0083&SLT-00 | 125 | 120 | 676 | 5 | 676_G_5CT | 33805 | 109&213&205 | R63-0083&SLT-00
12105 |  | Florida | Polk | 643111 | 46453513 | 44132712 | 1050004 | 2 | 2 | LAKELAND ELECTRIC | 0.07852 | 0.00111 | 20 | 2.6 | 715 | 408.8 | 77 | 2211 | -81.9344 | 28.0806 | 28 | R63-0087&SLT-00 | 125 | 160 |  |  | 676_G_IC1 | 33805 |  | R63-0087&SLT-00
12105 |  | Florida | Polk | 643111 | 46453813 | 44132012 | 1050004 | 1 | 1 | LAKELAND ELECTRIC | 5.8 | 3.5 | 150 | 9 | 277 | 5166.7 | 81.2 | 2211 | -81.9333 | 28.0797 | 985 | R63-0142&ARP-00 | 125 | 100 | 676 | 1 | 676_B_1 | 33805 |  | R63-0142&ARP-00
12105 |  | Florida | Polk | 751911 | 46314113 | 43987612 | 1050233 | 4 | 4 | TAMPA ELECTRIC COMPANY | 0.97755 | 86.7148 | 199 | 2.5 | 180 | 294.3 | 60 | 2211 | -81.9895 | 27.7288 |  | R63-0146&SLT-00 | 125 | 100 |  |  | 7242_G_4d | 33860-0 |  | R63-0040&SLT-00&R63-0146&SLT-00
12105 |  | Florida | Polk | 751911 | 46314213 | 43987912 | 1050233 | 10 | 10 | TAMPA ELECTRIC COMPANY | 19.2 | 0.3 | 114 | 29 | 1117 | 39734.2 | 60.2 | 2211 | -81.9994 | 27.7286 | 1600 | R63-0083&SLT-00 | 125 | 120 |  |  | 7242_G_3 | 33860-0 |  | R63-0083&SLT-00
12105 |  | Florida | Polk | 751911 | 46314313 | 43987712 | 1050233 | 7 | 11 | TAMPA ELECTRIC COMPANY | 0.062082 | 0.004081 |  |  | 72 |  |  | 2211 | -81.9895 | 27.7288 |  | R63-0087 | 125 | 160 |  |  | 7242_G_4a | 33860-0 |  | R63-0087
12105 |  | Florida | Polk | 751911 | 46314513 | 43987312 | 1050233 | 3 | 3 | TAMPA ELECTRIC COMPANY | 0.080637 | 0.033403 | 75 | 3.7 | 375 | 537.3 |  | 2211 | -81.9895 | 27.7288 | 120 | R63-0040&SLT-00 | 125 | 100 |  |  | 7242_G_4b | 33860-0 |  | R63-0040&SLT-00
12105 |  | Florida | Polk | 751911 | 46314613 | 43988012 | 1050233 | 1 | 1 | TAMPA ELECTRIC COMPANY | 352.48 | 1057.4 | 150 | 19 | 340 | 21500 | 75.8 | 2211 | -81.9895 | 27.7288 | 1760 | SLT-0001&R63-01 | 125 | 140 | 7242 | **1 | 7242_G_1CA | 33860-0 |  | R63-0083&SLT-00&SLT-0001&R63-01
12105 |  | Florida | Polk | 751911 | 46314713 | 43987512 | 1050233 | 9 | 9 | TAMPA ELECTRIC COMPANY | 13.47 | 0.1 | 114 | 29 | 1117 | 39734.2 | 60.2 | 2211 | -81.9994 | 27.7286 | 1600 | R63-0083&SLT-00 | 125 | 120 |  |  | 7242_G_2 | 33860-0 |  | R63-0083&SLT-00
12105 |  | Florida | Polk | 751911 | 67213113 | 61848212 | 1050233 | 13 | 13 | TAMPA ELECTRIC COMPANY | 27 | 0.6 | 114 | 18 | 1117 | 39893.1 | 156.8 | 2211 | -81.9898 | 27.727 | 1830 | SLT-0001&R60-00 | 125 | 120 | 7242 | **4 | 7242_G_4c | 33860-0 | 205 | SLT-0001&R60-00
12105 |  | Florida | Polk | 751911 | 67213213 | 61848312 | 1050233 | 14 | 14 | TAMPA ELECTRIC COMPANY | 30.1 | 0.6 | 114 | 18 | 1117 | 39893.1 | 156.8 | 2211 | -81.9898 | 27.727 | 1830 | SLT-0001&R60-00 | 125 | 120 | 7242 | **5 | 7242_G_5 | 33860-0 | 205 | SLT-0001&R60-00
12105 |  | Florida | Polk | 752011 | 46313413 | 43987112 | 1050003 | 5 | 5 | LAKELAND ELECTRIC | 0.14371 | 0.002536 | 31 | 11.8 | 800 | 11040 | 101 | 2211 | -81.9342 | 28.0489 | 209 | R63-0083&SLT-00 | 125 | 120 |  |  | 675_G_2 | 33801-2 |  | R63-0083&SLT-00
12105 |  | Florida | Polk | 752011 | 46313513 | 43987012 | 1050003 | 6 | 6 | LAKELAND ELECTRIC | 0.22521 | 0.002435 | 31 | 11.8 | 800 | 11040 | 101 | 2211 | -81.9342 | 28.0489 | 209 | R63-0083&SLT-00 | 125 | 120 |  |  | 675_G_3 | 33801-2 |  | R63-0083&SLT-00
12105 |  | Florida | Polk | 752011 | 46313613 | 43987212 | 1050003 | 8 | 8 | LAKELAND ELECTRIC | 14 | 0.1 | 155 | 16 | 481 | 17234.2 | 85.7 | 2211 | -81.9353 | 28.0489 | 1060 | R63-0083&SLT-00 | 125 | 120 | 675 | **8 | 675_G_**8 | 33801-2 | 213 | R63-0083&SLT-00
12105 |  | Florida | Polk | 8514711 | 959813 | 883812 | 1050223 | 1 | 1 | FLORIDA POWER CORPDBA PROGRESS ENERGY FL | 137 | 2.69 | 180 | 19 | 205 | 17866.7 | 63 | 2211 | -81.8492 | 27.7473 | 1710 | R63-0083&SLT-00 | 125 | 120 | 7699 | 1 | 7699_G_CT1 | 33841 |  | R63-0083&SLT-00
12105 |  | Florida | Polk | 8515211 | 958813 | 882612 | 1050221 | 1 | 1 | AUBURNDALE POWER PARTNERS, LP | 126.4 | 1.7 | 160 | 18 | 203 | 13995.8 | 55 | 2211 | -81.8058 | 28.0545 | 1360 | R63-0083&SLT-00 | 125 | 120 | 54658 | 1 | 54658_G_CT | 33823-4 | 139&213 | R63-0083&SLT-00
12105 |  | Florida | Polk | 9740311 | 57508013 | 49218612 | 1050334 | 1 | 1 | CALPINE CONSTRUCTION FINANCE COMPANY, LP | 50.9 | 2.7 | 142 | 18.5 | 200 | 17018.3 | 63.3 | 2211 | -81.8119 | 28.0533 | 1880 | R63-0083&SLT-00 | 125 | 140 | 55412 | CT1 | 55412_G_CT1 | 33823 | 139 | R63-0083&SLT-00
12105 |  | Florida | Polk | 9740311 | 57508113 | 50416512 | 1050334 | 2 | 2 | CALPINE CONSTRUCTION FINANCE COMPANY, LP | 54.2 | 2.9 | 142 | 18.5 | 200 | 17018.3 | 63.3 | 2211 | -81.8119 | 28.0533 | 1880 | R63-0083&SLT-00 | 125 | 140 | 55412 | CT2 | 55412_G_CT2 | 33823 | 139 | R63-0083&SLT-00
12107 |  | Florida | Putnam | 2474411 | 40414713 | 38547212 | 1070025 | 1 | 1 | SEMINOLE ELECTRIC COOPERATIVE, INC. | 1091.9023 | 7216.004 | 675 | 36 | 128 | 26666.7 | 26 | 2211 | -81.6327 | 29.7337 | 7170 | SLT-0001&R63-01 | 125 | 100 | 136 | 1 | 136_B_1 | 32177-8 | 128&67&29&24&141 | SLT-0001&R63-01
12107 |  | Florida | Putnam | 2474411 | 40414813 | 38547412 | 1070025 | 2 | 2 | SEMINOLE ELECTRIC COOPERATIVE, INC. | 1038.3189 | 7754.0018 | 675 | 36 | 128 | 26666.7 | 26 | 2211 | -81.6326 | 29.7337 | 7170 | SLT-0001&R63-01 | 125 | 100 | 136 | 2 | 136_B_2 | 32177-8 | 128&67&29&24&141 | SLT-0001&R63-01
12107 |  | Florida | Putnam | 842511 | 46222013 | 43889412 | 1070014 | 7 | 3 | FLORIDA POWER & LIGHT (PPN) | 14.1873 | 0.042114 | 73 | 10.3 | 328 | 16143.8 | 192.3 | 2211 | -81.5855 | 29.6277 | 250 | SLT-0001&ARP-00 | 125 | 100 |  |  | 6246_G_1ST | 32131 |  | SLT-0001&ARP-00
12107 |  | Florida | Putnam | 842511 | 46222113 | 43889812 | 1070014 | 9 | 5 | FLORIDA POWER & LIGHT (PPN) | 19.1805 | 0.056936 | 73 | 10.3 | 328 | 16143.8 | 192.3 | 2211 | -81.5853 | 29.6283 | 250 | SLT-0001&ARP-00 | 125 | 100 |  |  | 6246_G_2ST | 32131 |  | SLT-0001&ARP-00
12107 |  | Florida | Putnam | 842511 | 46222613 | 43889512 | 1070014 | 6 | 6 | FLORIDA POWER & LIGHT (PPN) | 381.3001 | 0.8 | 73 | 10.3 | 328 | 16830.8 | 200.4 | 2211 | -81.5855 | 29.6282 | 968 | R63-0083&SLT-00 | 125 | 140 | 6246 | HRSG22 | 6246_B_HRSG22 | 32131 |  | R63-0083&SLT-00
12107 |  | Florida | Putnam | 842511 | 46222713 | 43889812 | 1070014 | 5 | 5 | FLORIDA POWER & LIGHT (PPN) | 289.9 | 0.4 | 73 | 10.3 | 328 | 16143.8 | 192.3 | 2211 | -81.5853 | 29.6283 | 968 | R63-0083&SLT-00 | 125 | 140 | 6246 | HRSG21 | 6246_B_HRSG21 | 32131 |  | R63-0083&SLT-00
12107 |  | Florida | Putnam | 842511 | 46222813 | 43889712 | 1070014 | 4 | 4 | FLORIDA POWER & LIGHT (PPN) | 398.7997 | 0.7 | 73 | 10.3 | 328 | 16830.8 | 200.4 | 2211 | -81.586 | 29.6284 | 968 | R63-0083&SLT-00 | 125 | 140 | 6246 | HRSG12 | 6246_B_HRSG12 | 32131 |  | R63-0083&SLT-00
12107 |  | Florida | Putnam | 842511 | 46222913 | 43889412 | 1070014 | 3 | 3 | FLORIDA POWER & LIGHT (PPN) | 370.1998 | 0.7 | 73 | 10.3 | 328 | 16143.8 | 192.3 | 2211 | -81.5855 | 29.6277 | 968 | R63-0083&SLT-00 | 125 | 140 | 6246 | HRSG11 | 6246_B_HRSG11 | 32131 |  | R63-0083&SLT-00
12111 |  | Florida | St Lucie | 12779711 | 67328113 | 61934312 | 1110121 | 1 | 1 | FLORIDA MUNICIPAL POWER AGENCY | 33.3 | 3.6055 | 170 | 18 | 170 | 15971.7 | 62.8 | 2211 | -80.3776 | 27.3847 | 1790 | SLT-0001&R60-00 | 125 | 120 | 56400 | 1 | 56400_G_1 | 34981 | 139&205 | SLT-0001&R60-00
12113 |  | Florida | Santa Rosa | 2492511 | 40405113 | 38537312 | 1130173 | 1 | 1 | GULF POWER COMPANY | 130.76 | 2.6222 | 60 | 4 | 325 | 684.3 | 54.5 | 2211 | -87.1396 | 30.5783 | 450 | R63-0040&SLT-00 | 125 | 100 |  |  | 7715_G_3 | 32571 | 19&24 | R63-0040&SLT-00
12121 |  | Florida | Suwannee | 642811 | 46454913 | 44134312 | 1210003 | 3 | 3 | FLORIDA POWER CORP DBAPROGRESS ENERGY FL | 496.487 | 55.109 | 135 | 7.7 | 300 | 5084.5 | 109 | 2211 | -83.1801 | 30.3754 | 881 | SLT-0001&R63-01 | 125 | 100 | 638 | 3 | 638_B_3 | 32060 |  | SLT-0001&R63-01
12121 |  | Florida | Suwannee | 642811 | 46455013 | 44134012 | 1210003 | 2 | 2 | FLORIDA POWER CORP DBAPROGRESS ENERGY FL | 101.8 | 23.5316 | 110 | 7 | 340 | 3283.3 | 85 | 2211 | -83.1801 | 30.3754 | 450 | SLT-0001&R63-01 | 125 | 100 | 638 | 2 | 638_B_2 | 32060 |  | SLT-0001&R63-01
12121 |  | Florida | Suwannee | 642811 | 46455113 | 44133912 | 1210003 | 5 | 5 | FLORIDA POWER CORP DBAPROGRESS ENERGY FL | 1.44 | 0.35 | 22 | 11.3 | 726 | 20925 | 208.7 | 2211 | -83.1801 | 30.3754 | 739 | R63-0083&SLT-00 | 125 | 120 |  |  | 638_G_P2 | 32060 | 213 | R63-0083&SLT-00
12121 |  | Florida | Suwannee | 642811 | 46455213 | 44134112 | 1210003 | 6 | 6 | FLORIDA POWER CORP DBAPROGRESS ENERGY FL | 34.3 | 0.511 | 22 | 11.3 | 726 | 20925 | 208.7 | 2211 | -83.1801 | 30.3754 | 739 | R63-0083&SLT-00 | 125 | 120 |  |  | 638_G_P3 | 32060 | 213 | R63-0083&SLT-00
12121 |  | Florida | Suwannee | 642811 | 46455313 | 44134212 | 1210003 | 1 | 1 | FLORIDA POWER CORP DBAPROGRESS ENERGY FL | 71.81 | 15.7548 | 110 | 7 | 318 | 2394.5 | 62 | 2211 | -83.1801 | 30.3754 | 460 | SLT-0001&R63-01 | 125 | 100 | 638 | 1 | 638_B_1 | 32060 |  | SLT-0001&R63-01
12121 |  | Florida | Suwannee | 642811 | 46455413 | 44133812 | 1210003 | 4 | 4 | FLORIDA POWER CORP DBAPROGRESS ENERGY FL | 39.92 | 0.562 | 22 | 11.3 | 726 | 20925 | 208.7 | 2211 | -83.1801 | 30.3754 | 739 | R63-0083&SLT-00 | 125 | 120 |  |  | 638_G_P1 | 32060 | 213 | R63-0083&SLT-00
12127 |  | Florida | Volusia | 2797211 | 40826013 | 38945412 | 1270020 | 9 | 9 | FLORIDA POWER CORPORATION D/B/A PROGRESS | 14.1 | 1.58 | 41 | 12.3 | 960 | 15900 | 133.8 | 2211 | -81.2756 | 28.8689 | 930 | R63-0083&SLT-00 | 125 | 120 | 629 | P3 | 629_G_P3 | 32725 |  | R63-0083&SLT-00
12127 |  | Florida | Volusia | 2797211 | 40826113 | 38945112 | 1270020 | 10 | 10 | FLORIDA POWER CORPORATION D/B/A PROGRESS | 104 | 11.1 | 41 | 12.3 | 960 | 15900 | 133.8 | 2211 | -81.2756 | 28.8689 | 930 | R63-0083&SLT-00 | 125 | 120 | 629 | P4 | 629_G_P4 | 32725 |  | R63-0083&SLT-00
12127 |  | Florida | Volusia | 2797211 | 40826213 | 38945312 | 1270020 | 12 | 12 | FLORIDA POWER CORPORATION D/B/A PROGRESS | 1.82 | 2.09 | 41 | 6 | 960 | 14400 | 509 | 2211 | -81.2756 | 28.8689 | 286 | R63-0083&SLT-00 | 125 | 120 |  |  | 629_G_P2 | 32725 |  | R63-0083&SLT-00
12127 |  | Florida | Volusia | 2797211 | 40826313 | 38945212 | 1270020 | 11 | 11 | FLORIDA POWER CORPORATION D/B/A PROGRESS | 2.44 | 2.8 | 41 | 6 | 960 | 14400 | 509.3 | 2211 | -81.2756 | 28.8689 | 286 | R63-0083&SLT-00 | 125 | 120 |  |  | 629_G_P1 | 32725 |  | R63-0083&SLT-00
12127 |  | Florida | Volusia | 2797311 | 40825013 | 38945012 | 1270028 | 9 | 9 | FLORIDA POWER CORPORATION D/B/A PROGRESS | 6.61 | 0.97 | 45 | 17.7 | 1050 | 42750 | 173.7 | 2211 | -81.3333 | 28.9041 | 745 | R63-0083&SLT-00 | 125 | 120 | 6046 | P4 | 6046_G_4 | 33713 |  | R63-0083&SLT-00
12127 |  | Florida | Volusia | 2797311 | 40825113 | 38944312 | 1270028 | 7 | 7 | FLORIDA POWER CORPORATION D/B/A PROGRESS | 4.18 | 0.54 | 45 | 17.7 | 1050 | 42750 | 173.7 | 2211 | -81.3333 | 28.9041 | 745 | R63-0083&SLT-00 | 125 | 120 | 6046 | P3 | 6046_G_3 | 33713 |  | R63-0083&SLT-00
12127 |  | Florida | Volusia | 2797311 | 40825213 | 38944612 | 1270028 | 13 | 13 | FLORIDA POWER CORPORATION D/B/A PROGRESS | 5.76 | 0.83 | 45 | 17.7 | 1050 | 42750 | 173.7 | 2211 | -81.3333 | 28.9041 | 745 | R63-0083&SLT-00 | 125 | 120 | 6046 | P6 | 6046_G_6 | 33713 |  | R63-0083&SLT-00
12127 |  | Florida | Volusia | 2797311 | 40825313 | 38944912 | 1270028 | 18 | 18 | FLORIDA POWER CORPORATION D/B/A PROGRESS | 2.16 | 1.04 | 50 | 13.8 | 1043 | 25855.3 | 174.1 | 2211 | -81.3333 | 28.9041 | 1160 | R63-0083&SLT-00 | 125 | 120 | 6046 | **10 | 6046_B_**10 | 33713 | 213 | R63-0083&SLT-00
12127 |  | Florida | Volusia | 2797311 | 40825413 | 38944212 | 1270028 | 3 | 3 | FLORIDA POWER CORPORATION D/B/A PROGRESS | 5.29 | 0.68 | 45 | 17.7 | 1050 | 42750 | 173.7 | 2211 | -81.3333 | 28.9041 | 745 | R63-0083&SLT-00 | 125 | 120 | 6046 | P1 | 6046_G_P1 | 33713 |  | R63-0083&SLT-00
12127 |  | Florida | Volusia | 2797311 | 40825513 | 38944112 | 1270028 | 17 | 17 | FLORIDA POWER CORPORATION D/B/A PROGRESS | 26.42 | 0.53 | 50 | 13.8 | 1043 | 25855.3 | 174.1 | 2211 | -81.3333 | 28.9041 | 1160 | R63-0083&SLT-00 | 125 | 120 | 6046 | **9 | 6046_G_9 | 33713 | 213 | R63-0083&SLT-00
12127 |  | Florida | Volusia | 2797311 | 40825613 | 38944712 | 1270028 | 11 | 11 | FLORIDA POWER CORPORATION D/B/A PROGRESS | 4.24 | 0.61 | 45 | 17.7 | 1050 | 42750 | 173.7 | 2211 | -81.3333 | 28.9041 | 745 | R63-0083&SLT-00 | 125 | 120 | 6046 | P5 | 6046_G_5 | 33713 |  | R63-0083&SLT-00
12127 |  | Florida | Volusia | 2797311 | 40825713 | 38944512 | 1270028 | 15 | 15 | FLORIDA POWER CORPORATION D/B/A PROGRESS | 21.62 | 0.98 | 50 | 13.8 | 1043 | 25855.3 | 174.1 | 2211 | -81.3333 | 28.9041 | 1160 | R63-0083&SLT-00 | 125 | 120 | 6046 | **7 | 6046_G_7 | 33713 | 213 | R63-0083&SLT-00
12127 |  | Florida | Volusia | 2797311 | 40825813 | 38944812 | 1270028 | 16 | 16 | FLORIDA POWER CORPORATION D/B/A PROGRESS | 24.67 | 0.97 | 50 | 13.8 | 1043 | 25855.3 | 174.1 | 2211 | -81.3333 | 28.9041 | 1160 | R63-0083&SLT-00 | 125 | 120 | 6046 | **8 | 6046_G_8 | 33713 | 213 | R63-0083&SLT-00
12127 |  | Florida | Volusia | 2797311 | 40825913 | 38944412 | 1270028 | 5 | 5 | FLORIDA POWER CORPORATION D/B/A PROGRESS | 7.1 | 0.99 | 45 | 17.7 | 1050 | 42750 | 173.7 | 2211 | -81.3333 | 28.9041 | 745 | R63-0083&SLT-00 | 125 | 120 | 6046 | P2 | 6046_G_2 | 33713 |  | R63-0083&SLT-00
12127 |  | Florida | Volusia | 2798211 | 40823413 | 38942512 | 1270164 | 2 | 2 | UTILITIES COMMISSION, CITY OF NEW SMYRNA | 0.32 | 0.04 | 42 | 13.5 | 894 | 9571.5 | 66.9 | 2211 | -80.9308 | 29.0156 | 366 | R63-0083&SLT-00 | 125 | 120 |  |  | 7954_G_2 | 32168-7 | 213 | R63-0083&SLT-00
12127 |  | Florida | Volusia | 2798211 | 40823513 | 38942612 | 1270164 | 1 | 1 | UTILITIES COMMISSION, CITY OF NEW SMYRNA | 0.54 | 0.03 | 42 | 13.5 | 894 | 9571.5 | 66.9 | 2211 | -80.9308 | 29.0156 | 366 | R63-0083&SLT-00 | 125 | 120 |  |  | 7954_G_1 | 32168-7 | 213 | R63-0083&SLT-00
12127 |  | Florida | Volusia | 845211 | 46194013 | 43863512 | 1270009 | 10 | 15 | FLORIDA POWER & LIGHT (PSN) | 154.6 | 3.1 | 125 | 19 | 220 | 19936 | 70.3 | 2211 | -81.3283 | 28.8417 | 1780 | R63-0083&SLT-00 | 125 | 140 | 620 | SNCT5B | 620_G_4D | 32713 | 205&213 | R63-0083&SLT-00
12127 |  | Florida | Volusia | 845211 | 46194113 | 43863712 | 1270009 | 9 | 14 | FLORIDA POWER & LIGHT (PSN) | 164.3 | 3.3 | 125 | 19 | 220 | 19936 | 70.3 | 2211 | -81.3283 | 28.8417 | 1780 | R63-0083&SLT-00 | 125 | 140 | 620 | SNCT5A | 620_G_4B | 32713 | 205&213 | R63-0083&SLT-00
12127 |  | Florida | Volusia | 845211 | 46194613 | 43863412 | 1270009 | 12 | 17 | FLORIDA POWER & LIGHT (PSN) | 140.5 | 2.5 | 125 | 19 | 220 | 19936 | 70.3 | 2211 | -81.3283 | 28.8417 | 1780 | R63-0083&SLT-00 | 125 | 140 | 620 | SNCT5D | 620_G_5D | 32713 | 205&213 | R63-0083&SLT-00
12127 |  | Florida | Volusia | 845211 | 46194713 | 43863812 | 1270009 | 11 | 16 | FLORIDA POWER & LIGHT (PSN) | 173.3 | 3.4 | 125 | 19 | 220 | 19936 | 70.3 | 2211 | -81.3283 | 28.8417 | 1780 | R63-0083&SLT-00 | 125 | 140 | 620 | SNCT5C | 620_G_5B | 32713 | 205&213 | R63-0083&SLT-00
12127 |  | Florida | Volusia | 845211 | 67203913 | 61841712 | 1270009 | 5 | 10 | FLORIDA POWER & LIGHT (PSN) | 155.2 | 3.1 | 125 | 19 | 220 | 19936 | 70.3 | 2211 | -81.3283 | 28.8417 | 1780 | SLT-0001&ARP-00 | 125 | 140 | 620 | SNCT4A | 620_G_SNCT4A | 32713 | 205 | SLT-0001&ARP-00
12127 |  | Florida | Volusia | 845211 | 67204013 | 61841812 | 1270009 | 6 | 11 | FLORIDA POWER & LIGHT (PSN) | 156.7 | 3.1 | 125 | 19 | 220 | 19936 | 70.3 | 2211 | -81.3283 | 28.8417 | 1780 | SLT-0001&ARP-00 | 125 | 140 | 620 | SNCT4B | 620_G_SNCT4B | 32713 | 205 | SLT-0001&ARP-00
12127 |  | Florida | Volusia | 845211 | 67204113 | 61841912 | 1270009 | 7 | 12 | FLORIDA POWER & LIGHT (PSN) | 156.7 | 3.1 | 125 | 19 | 220 | 19936 | 70.3 | 2211 | -81.3283 | 28.8417 | 1780 | SLT-0001&ARP-00 | 125 | 140 | 620 | SNCT4C | 620_G_SNCT4C | 32713 | 205 | SLT-0001&ARP-00
12127 |  | Florida | Volusia | 845211 | 67204213 | 61842012 | 1270009 | 8 | 13 | FLORIDA POWER & LIGHT (PSN) | 167.4 | 3.1 | 125 | 19 | 220 | 19936 | 70.3 | 2211 | -81.3283 | 28.8417 | 1780 | SLT-0001&ARP-00 | 125 | 140 | 620 | SNCT4D | 620_G_SNCT4D | 32713 | 205 | SLT-0001&ARP-00
12129 |  | Florida | Wakulla | 2731711 | 41201313 | 39293212 | 1290001 | 14 | 14 | TALLAHASSEE CITY PURDOM GENERATING STA. | 138.9967 | 3.7 | 200 | 16.5 | 171 | 18333.3 | 85.7 | 2211 | -84.2016 | 30.1632 | 1700 | R63-0083&SLT-00 | 125 | 120 | 689 | 8 | 689_G_8 | 32355 | 213&24 | R63-0083&SLT-00
12129 |  | Florida | Wakulla | 2731711 | 41201513 | 39292712 | 1290001 | 7 | 7 | TALLAHASSEE CITY PURDOM GENERATING STA. | 22.2 | 0.1 | 180 | 9 | 300 | 3013.3 | 47.4 | 2211 | -84.2016 | 30.1632 | 621 | SLT-0001&ARP-00 | 125 | 100 | 689 | 7 | 689_B_7 | 32355 |  | SLT-0001&ARP-00
12129 |  | Florida | Wakulla | 2731711 | 41201813 | 39293012 | 1290001 | 11 | 11 | TALLAHASSEE CITY PURDOM GENERATING STA. | 0.12325 | 0.00074 | 30 | 2 | 420 | 66.7 | 21.2 | 2211 | -84.2016 | 30.1632 | 16.7 | SLT-0001&R60-00 | 125 | 100 |  |  | 689_G_9 | 32355 |  | SLT-0001&R60-00
13015 |  | Georgia | Bartow | 2813011 | 40818813 | 38938412 | 01500011 | SG02 | S2 | Ga Power Company - Plant Bowen | 0.01 | 0.08 | 1000 | 25 | 266 | 33413 | 68 | 221112 | -84.9222 | 34.1258 | 789000 | R63-0142 | 125 | 100 | 703 | 2BLR | 703_B_2BLR | 30120 |  | R63-0142
13015 |  | Georgia | Bartow | 2813011 | 40818813 | 73381712 | 01500011 | SG02 | ST06 | Ga Power Company - Plant Bowen | 1925.9 | 680.23 | 675 | 31 | 133 | 43333 | 58 | 221112 | -84.925 | 34.1272 | 789000 | R63-0142 | 125 | 100 | 703 | 2BLR | 703_B_2BLR | 30120 |  | R63-0142
13015 |  | Georgia | Bartow | 2813011 | 40818913 | 38938012 | 01500011 | SG01 | S1 | Ga Power Company - Plant Bowen | 56.04 | 1302.1 | 1000 | 25 | 266 | 33413 | 68 | 221112 | -84.9204 | 34.1251 | 806000 | R63-0142 | 125 | 100 | 703 | 1BLR | 703_B_1BLR | 30120 |  | R63-0142
13015 |  | Georgia | Bartow | 2813011 | 40818913 | 73381612 | 01500011 | SG01 | ST05 | Ga Power Company - Plant Bowen | 2535.6 | 840.48 | 675 | 31 | 133 | 43333 | 58 | 221112 | -84.9183 | 34.1258 | 806000 | R63-0142 | 125 | 100 | 703 | 1BLR | 703_B_1BLR | 30120 |  | R63-0142
13015 |  | Georgia | Bartow | 2813011 | 40819013 | 38938212 | 01500011 | SG04 | S4 | Ga Power Company - Plant Bowen | 42.07 | 1010.1 | 1000 | 25 | 278 | 43531 | 89 | 221112 | -84.9214 | 34.1258 | 952000 | R63-0142 | 125 | 100 | 703 | 4BLR | 703_B_4BLR | 30120 |  | R63-0142
13015 |  | Georgia | Bartow | 2813011 | 40819013 | 60036312 | 01500011 | SG04 | ST08 | Ga Power Company - Plant Bowen | 2095.9 | 1028.6 | 675 | 34 | 133 | 53333 | 58 | 221112 | -84.9219 | 34.1259 | 952000 | R63-0142 | 125 | 100 | 703 | 4BLR | 703_B_4BLR | 30120 |  | R63-0142
13015 |  | Georgia | Bartow | 2813011 | 40819113 | 38938112 | 01500011 | CT6A | SCT1 | Ga Power Company - Plant Bowen | 0.113 | 0.15 | 33 | 14.6 | 850 | 30500 | 182.1 | 221112 | -84.9219 | 34.1236 | 41800 | R63-0083 | 125 | 120 |  |  | 703_G_6 | 30120 |  | R63-0083
13015 |  | Georgia | Bartow | 2813011 | 40819213 | 38938312 | 01500011 | SG03 | S3 | Ga Power Company - Plant Bowen | 0.001 | 0.001 | 1000 | 25 | 278 | 43531 | 89 | 221112 | -84.9232 | 34.1256 | 952000 | R63-0142 | 125 | 100 | 703 | 3BLR | 703_B_3BLR | 30120 |  | R63-0142
13015 |  | Georgia | Bartow | 2813011 | 40819213 | 60036212 | 01500011 | SG03 | ST07 | Ga Power Company - Plant Bowen | 1711.7 | 1026.9 | 675 | 34 | 133 | 53333 | 58 | 221112 | -84.9189 | 34.1261 | 952000 | R63-0142 | 125 | 100 | 703 | 3BLR | 703_B_3BLR | 30120 |  | R63-0142
13051 |  | Georgia | Chatham | 3677911 | 36920813 | 35177912 | 05100006 | CT1 | S1 | Ga Power Company - Plant Kraft | 0.089 | 0.002 | 18 | 12.5 | 900 | 1933 | 15.6 | 221112 | -81.1467 | 32.1483 | 18600 | R63-0083 | 125 | 120 |  |  | 733_G_PWA | 31407 |  | R63-0083
13051 |  | Georgia | Chatham | 3677911 | 36920913 | 35178012 | 05100006 | SG04 | CS1 | Ga Power Company - Plant Kraft | 0.89 | 0.01 | 275 | 22 | 285 | 16658 | 46 | 221112 | -81.1458 | 32.1494 | 126000 |  | 125 | 100 | 733 | 4 | 733_B_4 | 31407
13051 |  | Georgia | Chatham | 3677911 | 36921013 | 35178012 | 05100006 | SG02 | CS1 | Ga Power Company - Plant Kraft | 379.54 | 786.09 | 275 | 22 | 285 | 16658 | 46 | 221112 | -81.1458 | 32.1494 | 54400 | R63-0142 | 125 | 100 | 733 | 2 | 733_B_2 | 31407 |  | R63-0142
13051 |  | Georgia | Chatham | 3677911 | 36921113 | 35178012 | 05100006 | SG01 | CS1 | Ga Power Company - Plant Kraft | 377.51 | 756.4 | 275 | 22 | 285 | 16658 | 46 | 221112 | -81.1458 | 32.1494 | 50000 | R63-0142 | 125 | 100 | 733 | 1 | 733_B_1 | 31407 |  | R63-0142
13051 |  | Georgia | Chatham | 3677911 | 36921213 | 35178012 | 05100006 | SG03 | CS1 | Ga Power Company - Plant Kraft | 603.7 | 1263.5 | 275 | 22 | 285 | 16658 | 46 | 221112 | -81.1458 | 32.1494 | 104000 | R63-0142 | 125 | 100 | 733 | 3 | 733_B_3 | 31407 |  | R63-0142
13067 |  | Georgia | Cobb | 3699211 | 36889813 | 35146212 | 06700003 | SGM1 | ST1M | Ga Power Company - Plant McDonough/Atkin | 1827.6 | 10561 | 836 | 24.5 | 270 | 35333 | 75 | 221112 | -84.4747 | 33.8244 | 299000 | R63-0142 | 125 | 100 | 710 | MB1 | 710_B_MB1 | 30080 |  | R63-0142
13067 |  | Georgia | Cobb | 3699211 | 36890013 | 35146212 | 06700003 | SGM2 | ST1M | Ga Power Company - Plant McDonough/Atkin | 1334.2 | 7745.8 | 836 | 24.5 | 270 | 35333 | 75 | 221112 | -84.4747 | 33.8244 | 299000 | R63-0142 | 125 | 100 | 710 | MB2 | 710_B_MB2 | 30080 |  | R63-0142
13067 |  | Georgia | Cobb | 3699211 | 36890113 | 35146012 | 06700003 | CT7M | ST7M | Ga Power Company - Plant McDonough/Atkin | 0.027 | 0.02 | 33 | 14.6 | 850 | 30500 | 182.1 | 221112 | -84.4767 | 33.8232 | 20900 | R63-0083 | 125 | 120 |  |  | 710_G_3B | 30080 |  | R63-0083
13067 |  | Georgia | Cobb | 3699211 | 36890213 | 35146112 | 06700003 | CT5M | ST5M | Ga Power Company - Plant McDonough/Atkin | 0.295 | 0.168 | 33 | 14.6 | 850 | 30500 | 182.1 | 221112 | -84.4767 | 33.8235 | 20900 | R63-0083 | 125 | 120 |  |  | 710_G_3A | 30080 |  | R63-0083
13077 |  | Georgia | Coweta | 3703111 | 36868013 | 35131312 | 07700001 | SG04 | ST2 | Ga Power Company - Plant Yates | 642.7 | 3807.7 | 830 | 14.6 | 285 | 17090 | 102 | 221112 | -84.9053 | 33.4631 | 156000 | R63-0142 | 125 | 100 | 728 | Y4BR | 728_B_Y4BR | 30263 | 10&205 | R63-0142
13077 |  | Georgia | Coweta | 3703111 | 36868113 | 35131212 | 07700001 | SG01 | ST1A | Ga Power Company - Plant Yates | 402.1 | 132.16 | 256 | 13 | 126 | 6773 | 51 | 221112 | -84.9061 | 33.4642 | 122000 | R63-0142 | 125 | 100 | 728 | Y1BR | 728_B_Y1BR | 30263 | 1&205&10 | R63-0142
13077 |  | Georgia | Coweta | 3703111 | 36868213 | 35131512 | 07700001 | SG07 | ST4 | Ga Power Company - Plant Yates | 1534.9 | 12512 | 805 | 16.4 | 279 | 1773 | 84 | 221112 | -84.8986 | 33.4624 | 404000 | R63-0142 | 125 | 100 | 728 | Y7BR | 728_B_Y7BR | 30263 |  | R63-0142
13077 |  | Georgia | Coweta | 3703111 | 36868313 | 35131112 | 07700001 | SG02 | ST1 | Ga Power Company - Plant Yates | 703.24 | 4565.2 | 830 | 16.4 | 260 | 15298 | 72 | 221112 | -84.9051 | 33.4632 | 122000 | R63-0142 | 125 | 100 | 728 | Y2BR | 728_B_Y2BR | 30263 | 10&25 | R63-0142
13077 |  | Georgia | Coweta | 3703111 | 36868413 | 35131112 | 07700001 | SG03 | ST1 | Ga Power Company - Plant Yates | 707.9 | 4433.2 | 830 | 16.4 | 260 | 15298 | 72 | 221112 | -84.9051 | 33.4632 | 122000 | R63-0142 | 125 | 100 | 728 | Y3BR | 728_B_Y3BR | 30263 | 10&25 | R63-0142
13077 |  | Georgia | Coweta | 3703111 | 36868513 | 35131412 | 07700001 | SG06 | ST3 | Ga Power Company - Plant Yates | 2282.5 | 18878 | 805 | 15.8 | 279 | 17589 | 84 | 221112 | -84.8986 | 33.4622 | 404000 | R63-0142 | 125 | 100 | 728 | Y6BR | 728_B_Y6BR | 30263 |  | R63-0142
13077 |  | Georgia | Coweta | 3703111 | 36868613 | 35131312 | 07700001 | SG05 | ST2 | Ga Power Company - Plant Yates | 489.4 | 3201.3 | 830 | 14.6 | 285 | 17090 | 102 | 221112 | -84.9053 | 33.4631 | 156000 | R63-0142 | 125 | 100 | 728 | Y5BR | 728_B_Y5BR | 30263 |  | R63-0142
13095 |  | Georgia | Dougherty | 3709711 | 36856213 | 35118612 | 09500002 | SG03 | ST3 | Ga Power Company - Plant Mitchell | 181.22 | 463.36 | 500 | 21 | 300 | 12200 | 32 | 221112 | -84.1339 | 31.4444 | 163000 | R63-0142 | 125 | 100 | 727 | 3 | 727_B_3 | 31705-6 |  | R63-0142
13095 |  | Georgia | Dougherty | 3709711 | 36856413 | 35118212 | 09500002 | CT3 | ST4 | Ga Power Company - Plant Mitchell | 0.581 | 0.772 | 25 | 6.3 | 837 | 2500 | 80 | 221112 | -84.1349 | 31.4433 | 20900 | R63-0083 | 125 | 120 |  |  | 727_G_4A | 31705-6 |  | R63-0083
13095 |  | Georgia | Dougherty | 3709711 | 36856713 | 35118012 | 09500002 | CT5 | ST6 | Ga Power Company - Plant Mitchell | 0.659 | 0.921 | 25 | 6.3 | 837 | 2500 | 80 | 221112 | -84.1345 | 31.443 | 20900 | R63-0083 | 125 | 120 |  |  | 727_G_4B | 31705-6 |  | R63-0083
13103 |  | Georgia | Effingham | 3711211 | 36851013 | 35113912 | 10300003 | CT04 | S5 | Ga Power Co Plt McIntosh | 1.189 | 0.008 | 64 | 15 | 984 | 25412 | 143.8 | 221112 | -81.1712 | 32.357 | 101000 | R63-0083 | 125 | 120 |  |  | 6124_G_CT4 | 31326 |  | R63-0083
13103 |  | Georgia | Effingham | 3711211 | 36851113 | 35114012 | 10300003 | SG01 | S1 | Ga Power Co Plt McIntosh | 257.53 | 691.6 | 400 | 11.5 | 307 | 8261 | 79 | 221112 | -81.1683 | 32.3568 | 178000 | R63-0142 | 125 | 120 | 6124 | 1 | 6124_B_1 | 31326 |  | R63-0142
13103 |  | Georgia | Effingham | 3711211 | 36851213 | 35114212 | 10300003 | CT03 | S4 | Ga Power Co Plt McIntosh | 0.265 | 0.002 | 64 | 15 | 984 | 25412 | 143.8 | 221112 | -81.168 | 32.3556 | 101000 | R63-0083 | 125 | 120 |  |  | 6124_G_CT3 | 31326 |  | R63-0083
13103 |  | Georgia | Effingham | 3711211 | 36851313 | 35113812 | 10300003 | CT06 | S7 | Ga Power Co Plt McIntosh | 0.486 | 0.004 | 64 | 15 | 984 | 25412 | 143.8 | 221112 | -81.1704 | 32.357 | 101000 | R63-0083 | 125 | 120 |  |  | 6124_G_CT6 | 31326 |  | R63-0083
13103 |  | Georgia | Effingham | 3711211 | 36851413 | 35113412 | 10300003 | CT08 | S9 | Ga Power Co Plt McIntosh | 0.926 | 0.007 | 64 | 15 | 984 | 25412 | 143.8 | 221112 | -81.1704 | 32.3581 | 101000 | R63-0083 | 125 | 120 |  |  | 6124_G_CT8 | 31326 |  | R63-0083
13103 |  | Georgia | Effingham | 3711211 | 36851513 | 35114112 | 10300003 | CT05 | S6 | Ga Power Co Plt McIntosh | 1.112 | 0.009 | 64 | 15 | 984 | 25412 | 143.8 | 221112 | -81.1715 | 32.3576 | 101000 | R63-0083 | 125 | 120 |  |  | 6124_G_CT5 | 31326 |  | R63-0083
13103 |  | Georgia | Effingham | 3711211 | 36851613 | 35113512 | 10300003 | CT07 | S8 | Ga Power Co Plt McIntosh | 0.346 | 0.002 | 64 | 15 | 984 | 25412 | 143.8 | 221112 | -81.1711 | 32.3578 | 101000 | R63-0083 | 125 | 120 |  |  | 6124_G_CT7 | 31326 |  | R63-0083
13103 |  | Georgia | Effingham | 3711211 | 36851713 | 35113712 | 10300003 | CT01 | S2 | Ga Power Co Plt McIntosh | 2.232 | 0.16 | 64 | 15 | 984 | 25412 | 143.8 | 221112 | -81.1722 | 32.3563 | 101000 | R63-0083 | 125 | 120 |  |  | 6124_G_CT1 | 31326 |  | R63-0083
13103 |  | Georgia | Effingham | 3711211 | 36851813 | 35113612 | 10300003 | CT02 | S3 | Ga Power Co Plt McIntosh | 2.4 | 0.017 | 64 | 15 | 984 | 25412 | 143.8 | 221112 | -81.1714 | 32.356 | 101000 | R63-0083 | 125 | 120 |  |  | 6124_G_CT2 | 31326 |  | R63-0083
13103 |  | Georgia | Effingham | 9736811 | 57649613 | 54085712 | 10300014 | CT10A | STK10A | Ga Power Company - McIntosh Combined Cyc | 47 | 4.86 | 160 | 19 | 287 | 19100 | 75 | 221112 | -81.1816 | 32.3481 | 688000 | R63-0083 | 125 | 140 | 56150 | 10A | 56150_G_10A | 31326 |  | R63-0083
13103 |  | Georgia | Effingham | 9736811 | 57649713 | 54085812 | 10300014 | CT10B | STK10B | Ga Power Company - McIntosh Combined Cyc | 47 | 4.41 | 160 | 19 | 287 | 19100 | 75 | 221112 | -81.1825 | 32.3475 | 688000 | R63-0083 | 125 | 140 | 56150 | 10B | 56150_G_10B | 31326 |  | R63-0083
13103 |  | Georgia | Effingham | 9736811 | 57649813 | 54085912 | 10300014 | CT11A | STK11A | Ga Power Company - McIntosh Combined Cyc | 48 | 4.48 | 160 | 19 | 287 | 19100 | 75 | 221112 | -81.1814 | 32.3475 | 688000 | R63-0083 | 125 | 140 | 56150 | 11A | 56150_G_11A | 31326 |  | R63-0083
13103 |  | Georgia | Effingham | 9736811 | 57649913 | 54086012 | 10300014 | CT11B | STK11B | Ga Power Company - McIntosh Combined Cyc | 52 | 4.32 | 160 | 19 | 287 | 19100 | 75 | 221112 | -81.1808 | 32.3475 | 688000 | R63-0083 | 125 | 140 | 56150 | 11B | 56150_G_11B | 31326 |  | R63-0083
13103 |  | Georgia | Effingham | 9736911 | 57649213 | 50883512 | 10300012 | CTG1 | S1 | Effingham County Power, LLC |  |  | 165 | 19 | 230 | 15310.5 | 54 | 221112 | -81.2819 | 32.2747 | 1940 | R63-0083 | 125 | 140 | 55406 | 1 | 55406_G_1 | 31326 |  | R63-0083
13103 |  | Georgia | Effingham | 9736911 | 57649213 | 94618812 | 10300012 | CTG1 | CTG1 | Effingham County Power, LLC | 56.3 | 2.5 | 165 | 19 | 185 | 13700 | 43.9 | 221112 | -81.2847 | 32.2772 | 1940 |  | 125 | 140 | 55406 | 1 | 55406_G_1 | 31326
13103 |  | Georgia | Effingham | 9736911 | 57649313 | 50884012 | 10300012 | CTG2 | S2 | Effingham County Power, LLC |  |  | 165 | 19 | 230 | 15310.5 | 54 | 221112 | -81.2819 | 32.2747 | 1940 | R63-0083 | 125 | 140 | 55406 | 2 | 55406_G_2 | 31326 |  | R63-0083
13103 |  | Georgia | Effingham | 9736911 | 57649313 | 94618712 | 10300012 | CTG2 | CTG2 | Effingham County Power, LLC | 41.2 | 2.2 | 165 | 19 | 185 | 13700 | 43.9 | 221112 | -81.2844 | 32.2776 | 1940 |  | 125 | 140 | 55406 | 2 | 55406_G_2 | 31326
13115 |  | Georgia | Floyd | 3713211 | 36847813 | 35110512 | 11500003 | SG04 | ST2 | Ga Power Company - Plant Hammond | 38.4 | 519.3 | 750 | 22 | 314 | 31540 | 83 | 221112 | -85.3451 | 34.253 | 578000 | R63-0142 | 125 | 100 | 708 | 4 | 708_B_4 | 30129 |  | R63-0142
13115 |  | Georgia | Floyd | 3713211 | 36847813 | 60082212 | 11500003 | SG04 | ST3 | Ga Power Company - Plant Hammond | 713.8 | 927.9 | 675 | 33 | 133 | 43333 | 51 | 221112 | -85.3447 | 34.2533 | 578000 | R63-0142 | 125 | 100 | 708 | 4 | 708_B_4 | 30129 |  | R63-0142
13115 |  | Georgia | Floyd | 3713211 | 36847913 | 35110612 | 11500003 | SG03 | ST1 | Ga Power Company - Plant Hammond | 12.01 | 60.9 | 750 | 21 | 297 | 19717 | 57 | 221112 | -85.3456 | 34.2533 | 125000 | R63-0142 | 125 | 100 | 708 | 3 | 708_B_3 | 30129 |  | R63-0142
13115 |  | Georgia | Floyd | 3713211 | 36847913 | 60082212 | 11500003 | SG03 | ST3 | Ga Power Company - Plant Hammond | 670.31 | 145.23 | 675 | 33 | 133 | 43333 | 51 | 221112 | -85.3447 | 34.2533 | 125000 | R63-0142 | 125 | 100 | 708 | 3 | 708_B_3 | 30129 |  | R63-0142
13115 |  | Georgia | Floyd | 3713211 | 36848013 | 35110612 | 11500003 | SG01 | ST1 | Ga Power Company - Plant Hammond | 10.94 | 55.45 | 750 | 21 | 297 | 19717 | 57 | 221112 | -85.3456 | 34.2533 | 125000 | R63-0142 | 125 | 100 | 708 | 1 | 708_B_1 | 30129 |  | R63-0142
13115 |  | Georgia | Floyd | 3713211 | 36848013 | 60082212 | 11500003 | SG01 | ST3 | Ga Power Company - Plant Hammond | 613.14 | 132.84 | 675 | 33 | 133 | 43333 | 51 | 221112 | -85.3447 | 34.2533 | 125000 | R63-0142 | 125 | 100 | 708 | 1 | 708_B_1 | 30129 |  | R63-0142
13115 |  | Georgia | Floyd | 3713211 | 36848113 | 35110612 | 11500003 | SG02 | ST1 | Ga Power Company - Plant Hammond | 31.05 | 157.45 | 750 | 21 | 297 | 19717 | 57 | 221112 | -85.3456 | 34.2533 | 125000 | R63-0142 | 125 | 100 | 708 | 2 | 708_B_2 | 30129 |  | R63-0142
13115 |  | Georgia | Floyd | 3713211 | 36848113 | 60082212 | 11500003 | SG02 | ST3 | Ga Power Company - Plant Hammond | 809.45 | 175.37 | 675 | 33 | 133 | 43333 | 51 | 221112 | -85.3447 | 34.2533 | 125000 | R63-0142 | 125 | 100 | 708 | 2 | 708_B_2 | 30129 | 128 | R63-0142
13127 |  | Georgia | Glynn | 3721111 | 36833213 | 60087912 | 12700004 | CT4B | ST4B | Ga Power Company - Plant McManus | 2.824 | 0.106 | 33 | 14 | 850 | 17515 | 113 | 221112 | -81.5454 | 31.2139 | 55400 | R63-0083 | 125 | 120 |  |  | 715_G_4B | 31523-1 |  | R63-0083
13127 |  | Georgia | Glynn | 3721111 | 36833313 | 60088012 | 12700004 | CT4C | ST4C | Ga Power Company - Plant McManus | 1.587 | 0.059 | 33 | 14 | 850 | 17515 | 113 | 221112 | -81.5454 | 31.2141 | 55400 | R63-0083 | 125 | 120 |  |  | 715_G_4C | 31523-1 |  | R63-0083
13127 |  | Georgia | Glynn | 3721111 | 36833413 | 60088112 | 12700004 | CT4D | ST4D | Ga Power Company - Plant McManus | 1.974 | 0.074 | 33 | 14 | 850 | 17515 | 113 | 221112 | -81.5446 | 31.2144 | 55400 | R63-0083 | 125 | 120 |  |  | 715_G_4D | 31523-1 |  | R63-0083
13127 |  | Georgia | Glynn | 3721111 | 36833513 | 60087812 | 12700004 | CT4A | ST4A | Ga Power Company - Plant McManus | 1.701 | 0.064 | 33 | 14 | 850 | 17515 | 113 | 221112 | -81.5453 | 31.2138 | 55400 | R63-0083 | 125 | 120 |  |  | 715_G_4A | 31523-1 |  | R63-0083
13127 |  | Georgia | Glynn | 3721111 | 36833613 | 60087612 | 12700004 | CT3B | ST3B | Ga Power Company - Plant McManus | 1.6 | 0.06 | 39 | 16.7 | 850 | 17600 | 80 | 221112 | -81.5458 | 31.214 | 55400 | R63-0083 | 125 | 120 |  |  | 715_G_3B | 31523-1 |  | R63-0083
13127 |  | Georgia | Glynn | 3721111 | 36833713 | 60088312 | 12700004 | CT4F | ST4F | Ga Power Company - Plant McManus | 2.056 | 0.077 | 33 | 14 | 850 | 17515 | 113 | 221112 | -81.5439 | 31.2148 | 55400 | R63-0083 | 125 | 120 |  |  | 715_G_4F | 31523-1 |  | R63-0083
13127 |  | Georgia | Glynn | 3721111 | 36833813 | 60087512 | 12700004 | CT3A | ST3A | Ga Power Company - Plant McManus | 2.464 | 0.092 | 39 | 16.7 | 850 | 17600 | 80 | 221112 | -81.5459 | 31.2137 | 55400 | R63-0083 | 125 | 120 |  |  | 715_G_3A | 31523-1 |  | R63-0083
13127 |  | Georgia | Glynn | 3721111 | 36833913 | 60087412 | 12700004 | SG01 | ST01 | Ga Power Company - Plant McManus | 3.09 | 28.96 | 185 | 9.1 | 300 | 9540 | 163 | 221112 | -81.5464 | 31.2136 | 50000 | R63-0142 | 125 | 100 | 715 | 1 | 715_B_1 | 31523-1 |  | R63-0142
13127 |  | Georgia | Glynn | 3721111 | 36834013 | 60087412 | 12700004 | SG02 | ST01 | Ga Power Company - Plant McManus | 10.24 | 93.37 | 185 | 9.1 | 300 | 9540 | 163 | 221112 | -81.5464 | 31.2136 | 93800 | R63-0142 | 125 | 100 | 715 | 2 | 715_B_2 | 31523-1 |  | R63-0142
13127 |  | Georgia | Glynn | 3721111 | 36834113 | 60088212 | 12700004 | CT4E | ST4E | Ga Power Company - Plant McManus | 1.939 | 0.073 | 33 | 14 | 850 | 17515 | 113 | 221112 | -81.5441 | 31.2145 | 55400 | R63-0083 | 125 | 120 |  |  | 715_G_4E | 31523-1 |  | R63-0083
13127 |  | Georgia | Glynn | 3721111 | 36834213 | 60087712 | 12700004 | CT3C | ST3C | Ga Power Company - Plant McManus | 2.147 | 0.081 | 39 | 16.7 | 850 | 17600 | 80 | 221112 | -81.5456 | 31.2139 | 55400 | R63-0083 | 125 | 120 |  |  | 715_G_3C | 31523-1 |  | R63-0083
13149 |  | Georgia | Heard | 13645711 | 82358813 | 73384812 | 14900006 | 8A | 8A | Chattahoochee Energy Facility | 38 | 2 | 130 | 16.5 | 205 | 13890 | 65 | 221112 | -85.0384 | 33.407 | 261 |  | 125 | 140 | 7917 | 8A | 7917_G_8A | 30170 | 109&65&139
13149 |  | Georgia | Heard | 13645711 | 82358913 | 73384912 | 14900006 | 8B | 8B | Chattahoochee Energy Facility | 38.2 | 2 | 130 | 16.5 | 205 | 13899 | 65 | 221112 | -85.0387 | 33.4071 | 261 |  | 125 | 140 | 7917 | 8B | 7917_G_8B | 30170 | 109&139
13149 |  | Georgia | Heard | 7415011 | 9226913 | 9112912 | 14900001 | CT7B | ST07 | Ga Power Company - Plant Wansley | 48.8 | 2.4 | 132 | 16.8 | 198 | 19167 | 87 | 221112 | -85.0381 | 33.4065 | 620000 | R63-0083 | 125 | 140 | 6052 | 7B | 55965_G_CT7B | 30116 |  | R63-0083
13149 |  | Georgia | Heard | 7415011 | 9227013 | 9113412 | 14900001 | CT7A | ST06 | Ga Power Company - Plant Wansley | 48 | 2.4 | 132 | 16.8 | 198 | 19167 | 87 | 221112 | -85.0382 | 33.4066 | 620000 | R63-0083 | 125 | 140 | 6052 | 7A | 55965_G_CT7A | 30116 |  | R63-0083
13149 |  | Georgia | Heard | 7415011 | 9227113 | 60096112 | 14900001 | SG01 | SS01 | Ga Power Company - Plant Wansley | 1467.4 | 1448.1 | 675 | 34 | 133 | 53333 | 58 | 221112 | -85.0344 | 33.4122 | 8240 | R63-0142 | 125 | 100 | 6052 | 1 | 6052_B_1 | 30116 |  | R63-0142
13149 |  | Georgia | Heard | 7415011 | 9227113 | 9112812 | 14900001 | SG01 | ST01 | Ga Power Company - Plant Wansley | 13.64 | 241.38 | 1000 | 25 | 315 | 36200 | 67 | 221112 | -85.0347 | 33.4108 | 8240 | R63-0142 | 125 | 100 | 6052 | 1 | 6052_B_1 | 30116 |  | R63-0142
13149 |  | Georgia | Heard | 7415011 | 9227213 | 73384712 | 14900001 | SG02 | SS02 | Ga Power Company - Plant Wansley | 1136.8 | 1394.2 | 675 | 34 | 133 | 53333 | 58 | 221112 | -85.0333 | 33.4139 | 8240 | R63-0142 | 125 | 100 | 6052 | 2 | 6052_B_2 | 30116 |  | R63-0142
13149 |  | Georgia | Heard | 7415011 | 9227313 | 9113112 | 14900001 | CT5A | ST03 | Ga Power Company - Plant Wansley | 0.211 | 0.799 | 32 | 21.5 | 1049 | 30233 | 81 | 221112 | -85.0333 | 33.4167 | 52800 | R63-0083 | 125 | 120 | 6052 | 5A | 6052_G_5A | 30116 |  | R63-0083
13149 |  | Georgia | Heard | 7415011 | 9227413 | 9113012 | 14900001 | CT6B | ST05 | Ga Power Company - Plant Wansley | 57 | 4 | 132 | 16.8 | 198 | 19167 | 87 | 221112 | -85.037 | 33.4059 | 620000 | R63-0083 | 125 | 140 | 6052 | 6B | 55965_G_CT6B | 30116 |  | R63-0083
13149 |  | Georgia | Heard | 7415011 | 9227513 | 9113312 | 14900001 | CT6A | ST04 | Ga Power Company - Plant Wansley | 54.2 | 3.9 | 132 | 16.8 | 198 | 19167 | 87 | 221112 | -85.0372 | 33.4061 | 620000 | R63-0083 | 125 | 140 | 6052 | 6A | 55965_G_CT6A | 30116 |  | R63-0083
13149 |  | Georgia | Heard | 9765611 | 57654213 | 93682312 | 14900007 | CT9A | STK9A | Municipal Electric Authority Of Ga-Wansl | 27.09 | 1.34 | 132 | 19 | 181 | 15200 | 54 | 221112 | -85.0396 | 33.4082 | 171 |  | 125 | 120 | 7946 | CT9A | 7946_G_CT9A | 30217
13149 |  | Georgia | Heard | 9765611 | 57654313 | 93682412 | 14900007 | CT9B | STK9B | Municipal Electric Authority Of Ga-Wansl | 38.48 | 1.36 | 132 | 19 | 181 | 15200 | 54 | 221112 | -85.0399 | 33.4085 | 171 |  | 125 | 120 | 7946 | CT9B | 7946_G_CT9B | 30217
13157 |  | Georgia | Jackson | 8500711 | 964413 | 91652712 | 15700034 | CT08 | CT8S | Dahlberg Combustion Turbine Electric Gen | 3.8 | 0.1008 | 65 | 15.4 | 952 | 31925 | 171 | 221112 | -83.3972 | 34.0412 | 75 |  | 125 | 120 | 7765 | 8 | 7765_G_8 | 30565
13157 |  | Georgia | Jackson | 8500711 | 964513 | 91652612 | 15700034 | CT07 | CT7S | Dahlberg Combustion Turbine Electric Gen | 1.5 | 0.002 | 65 | 15.4 | 952 | 31925 | 171 | 221112 | -83.3972 | 34.0414 | 75 |  | 125 | 120 | 7765 | 7 | 7765_G_7 | 30565
13157 |  | Georgia | Jackson | 8500711 | 964613 | 91652512 | 15700034 | CT06 | CT6S | Dahlberg Combustion Turbine Electric Gen | 3.7 | 0.1008 | 65 | 15.4 | 952 | 31925 | 171 | 221112 | -83.3974 | 34.0418 | 75 |  | 125 | 120 | 7765 | 6 | 7765_G_6 | 30565
13157 |  | Georgia | Jackson | 8500711 | 964713 | 91652012 | 15700034 | CT01 | CT1S | Dahlberg Combustion Turbine Electric Gen | 1.3 | 0.011 | 65 | 15.4 | 952 | 31925 | 171 | 221112 | -83.398 | 34.0433 | 75 |  | 125 | 120 | 7765 | 1 | 7765_G_1 | 30565
13157 |  | Georgia | Jackson | 8500711 | 964813 | 91652812 | 15700034 | CT09 | CT9S | Dahlberg Combustion Turbine Electric Gen | 9.7 | 0.2009 | 65 | 15.4 | 952 | 31925 | 171 | 221112 | -83.3971 | 34.0408 | 75 |  | 125 | 120 | 7765 | 9 | 7765_G_9 | 30565
13157 |  | Georgia | Jackson | 8500711 | 964913 | 91651912 | 15700034 | CT10 | CT10S | Dahlberg Combustion Turbine Electric Gen | 2.5 | 0.1004 | 65 | 15.4 | 952 | 31925 | 171 | 221112 | -83.3974 | 34.0406 | 75 |  | 125 | 120 | 7765 | 10 | 7765_G_10 | 30565
13157 |  | Georgia | Jackson | 8500711 | 965013 | 91652412 | 15700034 | CT05 | CT5S | Dahlberg Combustion Turbine Electric Gen | 1.1 | 0.002 | 65 | 15.4 | 952 | 31925 | 171 | 221112 | -83.3975 | 34.0421 | 75 |  | 125 | 120 | 7765 | 5 | 7765_G_5 | 30565
13157 |  | Georgia | Jackson | 8500711 | 965113 | 91652212 | 15700034 | CT03 | CT3S | Dahlberg Combustion Turbine Electric Gen | 1.3 | 0.002 | 65 | 15.4 | 952 | 31925 | 171 | 221112 | -83.3979 | 34.0427 | 75 |  | 125 | 120 | 7765 | 3 | 7765_G_3 | 30565
13157 |  | Georgia | Jackson | 8500711 | 965213 | 91652112 | 15700034 | CT02 | CT2S | Dahlberg Combustion Turbine Electric Gen | 4 | 0.1004 | 65 | 15.4 | 952 | 31925 | 171 | 221112 | -83.3979 | 34.043 | 75 |  | 125 | 120 | 7765 | 2 | 7765_G_2 | 30565
13157 |  | Georgia | Jackson | 8500711 | 965313 | 91652312 | 15700034 | CT04 | CT4S | Dahlberg Combustion Turbine Electric Gen | 11.8995 | 0.2004 | 65 | 15.4 | 952 | 31925 | 171 | 221112 | -83.3978 | 34.0424 | 75 |  | 125 | 120 | 7765 | 4 | 7765_G_4 | 30565
13207 |  | Georgia | Monroe | 8354711 | 419913 | 426012 | 20700008 | SG04 | ST4 | Ga Power Company - Plant Scherer | 4331.5 | 18373 | 1000 | 27 | 262 | 45324 | 79 | 221112 | -83.8061 | 33.0611 | 891000 | R63-0142 | 125 | 100 | 6257 | 4 | 6257_B_4 | 31046 |  | R63-0142
13207 |  | Georgia | Monroe | 8354711 | 420013 | 425812 | 20700008 | SG01 | ST1 | Ga Power Company - Plant Scherer | 3425.8 | 15229 | 1000 | 27 | 278 | 43589 | 76 | 221112 | -83.8072 | 33.0592 | 891000 | R63-0142 | 125 | 100 | 6257 | 1 | 6257_B_1 | 31046 |  | R63-0142
13207 |  | Georgia | Monroe | 8354711 | 420113 | 425712 | 20700008 | SG02 | ST2 | Ga Power Company - Plant Scherer | 3843.4 | 15203 | 1000 | 27 | 278 | 43589 | 76 | 221112 | -83.8069 | 33.0596 | 891000 | R63-0142 | 125 | 100 | 6257 | 2 | 6257_B_2 | 31046 |  | R63-0142
13207 |  | Georgia | Monroe | 8354711 | 420213 | 425912 | 20700008 | SG03 | ST3 | Ga Power Company - Plant Scherer | 297.32 | 1354.9 | 1000 | 27 | 262 | 45324 | 79 | 221112 | -83.8064 | 33.0572 | 891000 | R63-0142 | 125 | 100 | 6257 | 3 | 6257_B_3 | 31046 |  | R63-0142
13207 |  | Georgia | Monroe | 8354711 | 420213 | 89071312 | 20700008 | SG03 | ST7 | Ga Power Company - Plant Scherer | 3463 | 328.08 | 847 | 34 | 133 | 51667 | 57 | 221112 | -83.8078 | 33.064 | 891000 | R63-0142 | 125 | 100 | 6257 | 3 | 6257_B_3 | 31046 |  | R63-0142
13213 |  | Georgia | Murray | 9751411 | 57647813 | 50733012 | 21300034 | CT1 | CT1 | Murray Energy Facility | 42.9 | 2.1 | 160 | 18 | 211 | 15357 | 60 | 221112 | -84.9177 | 34.7094 | 177 | R63-0040 | 125 | 140 | 55382 | CCCT1 | 55382_G_CCCT1 | 30721 |  | R63-0040
13213 |  | Georgia | Murray | 9751411 | 57647913 | 50733112 | 21300034 | CT2 | CT2 | Murray Energy Facility | 37.4 | 2.1 | 160 | 18 | 211 | 15357 | 60 | 221112 | -84.9182 | 34.7094 | 177 | R63-0040 | 125 | 140 | 55382 | CCCT2 | 55382_G_CCCT2 | 30721 |  | R63-0040
13213 |  | Georgia | Murray | 9751411 | 57648013 | 50733212 | 21300034 | CT3 | CT3 | Murray Energy Facility | 29 | 1.4 | 160 | 18 | 211 | 15357 | 60 | 221112 | -84.9189 | 34.7094 | 177 | R63-0040 | 125 | 140 | 55382 | CCCT3 | 55382_G_CCCT3 | 30721 |  | R63-0040
13213 |  | Georgia | Murray | 9751411 | 57648113 | 50733312 | 21300034 | CT4 | CT4 | Murray Energy Facility | 23.8 | 1.3 | 160 | 18 | 211 | 15357 | 60 | 221112 | -84.9194 | 34.7093 | 177 | R63-0040 | 125 | 140 | 55382 | CCCT4 | 55382_G_CCCT4 | 30721 |  | R63-0040
13237 |  | Georgia | Putnam | 2532311 | 40371213 | 38504712 | 23700008 | SG04 | ST2 | Ga Power Company - Plant Branch | 4013.7 | 19305 | 1000 | 29 | 260 | 50667 | 77 | 221112 | -83.3 | 33.1923 | 544000 | R63-0142 | 125 | 100 | 709 | 4 | 709_B_4 | 31061 |  | R63-0142
13237 |  | Georgia | Putnam | 2532311 | 40371313 | 38504612 | 23700008 | SG02 | ST1 | Ga Power Company - Plant Branch | 2549.2 | 10945 | 1000 | 22.5 | 250 | 32483 | 82 | 221112 | -83.3 | 33.1946 | 359000 | R63-0142 | 125 | 100 | 709 | 2 | 709_B_2 | 31061 |  | R63-0142
13237 |  | Georgia | Putnam | 2532311 | 40371413 | 38504712 | 23700008 | SG03 | ST2 | Ga Power Company - Plant Branch | 3506.5 | 16762 | 1000 | 29 | 260 | 50667 | 77 | 221112 | -83.3 | 33.1923 | 544000 | R63-0142 | 125 | 100 | 709 | 3 | 709_B_3 | 31061 |  | R63-0142
13237 |  | Georgia | Putnam | 2532311 | 40371513 | 38504612 | 23700008 | SG01 | ST1 | Ga Power Company - Plant Branch | 2014 | 8167.8 | 1000 | 22.5 | 250 | 32483 | 82 | 221112 | -83.3 | 33.1946 | 299000 | R63-0142 | 125 | 100 | 709 | 1 | 709_B_1 | 31061 |  | R63-0142
13297 |  | Georgia | Walton | 15508211 | 97087913 | 94099812 | 29700042 | T1 | ST1 | Walton County Power LLC | 31.2 | 0.37 | 70 | 18.5 | 1035 | 37041 | 137.8 | 221112 | -83.695 | 33.8151 | 176 |  | 125 | 120 | 55128 | T1 | 55128_G_101G | 30656
13297 |  | Georgia | Walton | 15508211 | 97088013 | 94099712 | 29700042 | T2 | ST2 | Walton County Power LLC | 41 | 0.39 | 70 | 18.5 | 1035 | 37041 | 137.8 | 221112 | -83.6954 | 33.8149 | 176 |  | 125 | 120 | 55128 | T2 | 55128_G_102G | 30656
13297 |  | Georgia | Walton | 15508211 | 97088113 | 94099612 | 29700042 | T3 | ST3 | Walton County Power LLC | 32.7 |  | 70 | 18.5 | 1035 | 37041 | 137.8 | 221112 | -83.6958 | 33.8148 | 176 |  | 125 | 120 | 55128 | T3 | 55128_G_103G | 30656
13297 |  | Georgia | Walton | 15640311 | 99507813 | 96414112 | 29700041 | CTG1 | CTG1 | Doyle Generating Facility | 16.7 |  | 50 | 20 | 1057 | 62800 | 200 | 221112 | -83.6997 | 33.8383 | 64 |  | 125 | 120 | 55244 | CTG-1 | 55244_G_CTG1 | 30656
13297 |  | Georgia | Walton | 15640311 | 99507913 | 96414012 | 29700041 | CTG2 | CTG2 | Doyle Generating Facility | 80.6 |  | 50 | 20 | 1055 | 62800 | 200 | 221112 | -83.6997 | 33.838 | 72 |  | 125 | 120 | 55244 | CTG-2 | 55244_G_CTG2 | 30656
13297 |  | Georgia | Walton | 15640311 | 99508013 | 96414412 | 29700041 | CTG3 | CTG3 | Doyle Generating Facility | 51.2 |  | 50 | 20 | 1057 | 62800 | 200 | 221112 | -83.6996 | 33.8377 | 72 |  | 125 | 120 | 55244 | CTG-3 | 55244_G_CTG3 | 30656
13297 |  | Georgia | Walton | 15640311 | 99508113 | 96414312 | 29700041 | CTG4 | CTG4 | Doyle Generating Facility | 67 |  | 50 | 20 | 2041 | 64900 | 200 | 221112 | -83.6996 | 33.8375 | 100 |  | 125 | 120 | 55244 | CTG-4 | 55244_G_CTG4 | 30656
13297 |  | Georgia | Walton | 15640311 | 99508213 | 96413912 | 29700041 | CTG5 | CTG5 | Doyle Generating Facility | 14.6 |  | 50 | 20 | 2035 | 64900 | 200 | 221112 | -83.6995 | 33.8371 | 100 |  | 125 | 120 | 55244 | CTG-5 | 55244_G_CTG5 | 30656
17011 |  | Illinois | Bureau | 2363611 | 40498313 | 55895812 | 011085AAA | 0010 | 0001 | Princeton Muncipal Electric Utility | 1.08 | 0.002 | 45 | 1.67 | 800 | 191.7 | 87.5 | 221112 | -89.4647 | 41.3757 | 25.5 |  | 125 | 120 |  |  | 957_G_8 | 61356 |  | R63-0083
17021 |  | Illinois | Christian | 1929211 | 41602913 | 39670612 | 021814AAB | 0008 | 0007 | Kincaid Generation LLC | 6114.97 | 5856.029 | 613 | 29.6 | 288 | 60550 | 88 | 221112 | -89.4966 | 39.5906 | 6110 | R63-0142 | 125 | 100 | 876 | 1 | 876_B_1 | 62540 | 128&139 | R63-0142
17021 |  | Illinois | Christian | 1929211 | 41603313 | 39670612 | 021814AAB | 0009 | 0007 | Kincaid Generation LLC | 5518.3 | 5934.904 | 613 | 29.6 | 288 | 60550 | 88 | 221112 | -89.4966 | 39.5906 | 6410 | R63-0142 | 125 | 100 | 876 | 2 | 876_B_2 | 62540 | 128&139 | R63-0142
17023 |  | Illinois | Clark | 1845411 | 41691713 | 55933612 | 023010AAK | 0009 | 0014 | Marshall Municipal Utilities | 0.25 | 0.0045 | 13 | 1 | 922 | 66.7 | 84.9 | 221112 | -87.6862 | 39.3924 | 17 | R63-0087 | 125 | 160 |  |  | 949_G_10 | 62441 | 203 | R63-0087
17023 |  | Illinois | Clark | 1845411 | 41691713 | 55933712 | 023010AAK | 0009 | 0013 | Marshall Municipal Utilities | 0.25 | 0.0045 | 13 | 1 | 922 | 66.7 | 84.9 | 221112 | -87.6862 | 39.3924 | 17 | R63-0087 | 125 | 160 |  |  | 949_G_10 | 62441 | 203 | R63-0087
17023 |  | Illinois | Clark | 1845411 | 41692013 | 55933412 | 023010AAK | 0005 | 0005 | Marshall Municipal Utilities | 0.125 | 0.0025 | 13 | 1 | 922 | 66.7 | 84.9 | 221112 | -87.6862 | 39.3924 | 17 | R63-0087 | 125 | 160 |  |  | 949_G_6 | 62441 | 203 | R63-0087
17023 |  | Illinois | Clark | 1845411 | 41692013 | 55934412 | 023010AAK | 0005 | 0006 | Marshall Municipal Utilities | 0.125 | 0.0025 | 13 | 1 | 922 | 66.7 | 84.9 | 221112 | -87.6862 | 39.3924 | 17 | R63-0087 | 125 | 160 |  |  | 949_G_6 | 62441 | 203 | R63-0087
17023 |  | Illinois | Clark | 1845411 | 41692113 | 55934512 | 023010AAK | 0010 | 0016 | Marshall Municipal Utilities | 0.15 | 0.003 | 13 | 1 | 922 | 66.7 | 84.9 | 221112 | -87.6862 | 39.3924 | 17 | R63-0087 | 125 | 160 |  |  | 949_G_11 | 62441 | 203 | R63-0087
17023 |  | Illinois | Clark | 1845411 | 41692113 | 55934612 | 023010AAK | 0010 | 0015 | Marshall Municipal Utilities | 0.15 | 0.003 | 13 | 1 | 922 | 66.7 | 84.9 | 221112 | -87.6862 | 39.3924 | 17 | R63-0087 | 125 | 160 |  |  | 949_G_11 | 62441 | 203 | R63-0087
17023 |  | Illinois | Clark | 1845411 | 41692213 | 55934212 | 023010AAK | 0006 | 0008 | Marshall Municipal Utilities | 0.165 | 0.003 | 13 | 1 | 922 | 66.7 | 84.9 | 221112 | -87.6862 | 39.3924 | 17 | R63-0087 | 125 | 160 |  |  | 949_G_7 | 62441 | 203 | R63-0087
17023 |  | Illinois | Clark | 1845411 | 41692213 | 55934312 | 023010AAK | 0006 | 0007 | Marshall Municipal Utilities | 0.165 | 0.003 | 13 | 1 | 922 | 66.7 | 84.9 | 221112 | -87.6862 | 39.3924 | 17 | R63-0087 | 125 | 160 |  |  | 949_G_7 | 62441 | 203 | R63-0087
17023 |  | Illinois | Clark | 1845411 | 41692313 | 55933512 | 023010AAK | 0004 | 0004 | Marshall Municipal Utilities | 0.58 | 0.009 | 42 | 1.83 | 650 | 216.7 | 82.4 | 221112 | -87.6862 | 39.3924 | 27.1 | R63-0087 | 125 | 160 |  |  | 949_G_5 | 62441 |  | R63-0087
17023 |  | Illinois | Clark | 1845411 | 41692413 | 55934012 | 023010AAK | 0007 | 0010 | Marshall Municipal Utilities | 0.115 | 0.002 | 13 | 1 | 922 | 66.7 | 84.9 | 221112 | -87.6862 | 39.3924 | 17 | R63-0087 | 125 | 160 |  |  | 949_G_8 | 62441 | 203 | R63-0087
17023 |  | Illinois | Clark | 1845411 | 41692413 | 55934112 | 023010AAK | 0007 | 0009 | Marshall Municipal Utilities | 0.115 | 0.002 | 13 | 1 | 922 | 66.7 | 84.9 | 221112 | -87.6862 | 39.3924 | 17 | R63-0087 | 125 | 160 |  |  | 949_G_8 | 62441 | 203 | R63-0087
17023 |  | Illinois | Clark | 1845411 | 41692513 | 55933812 | 023010AAK | 0008 | 0012 | Marshall Municipal Utilities | 0.105 | 0.002 | 13 | 1 | 922 | 66.7 | 84.9 | 221112 | -87.6862 | 39.3924 | 17 | R63-0087 | 125 | 160 |  |  | 949_G_9 | 62441 | 203 | R63-0087
17023 |  | Illinois | Clark | 1845411 | 41692513 | 55933912 | 023010AAK | 0008 | 0011 | Marshall Municipal Utilities | 0.105 | 0.002 | 13 | 1 | 922 | 66.7 | 84.9 | 221112 | -87.6862 | 39.3924 | 17 | R63-0087 | 125 | 160 |  |  | 949_G_9 | 62441 | 203 | R63-0087
17023 |  | Illinois | Clark | 1929611 | 41598513 | 39668312 | 023405AAB | 0001 | 0001 | City of Casey | 0.17 | 0.003 | 20 | 1 | 922 | 66.7 | 84.9 | 221112 | -87.993 | 39.2975 | 17.5 | R63-0087 | 125 | 160 |  |  | 56053_G_2 | 62420 | 203 | R63-0087
17023 |  | Illinois | Clark | 1929611 | 41598513 | 87474212 | 023405AAB | 0001 | 0007 | City of Casey | 0.17 | 0.003 | 20 | 1 | 922 | 66.7 | 84.9 | 221112 | -87.993 | 39.2975 | 17.5 | R63-0087 | 125 | 160 |  |  | 56053_G_2 | 62420 | 203 | R63-0087
17025 |  | Illinois | Clay | 1944711 | 41588713 | 39659012 | 025010ABM | 0001 | 0001 | Illinois Municipal Electric Agency | 0.205 | 0.004 | 10 | 0.96 | 806 | 51.7 | 71.4 | 221112 | -88.4626 | 38.6658 | 17.6 | R63-0083 | 125 | 120 |  |  | 56116_G_8 | 62839 |  | R63-0083
17025 |  | Illinois | Clay | 1944711 | 41588713 | 93526012 | 025010ABM | 0001 | 0006 | Illinois Municipal Electric Agency | 0.205 | 0.004 | 10 | 0.96 | 806 | 51.7 | 71.4 | 221112 | -88.4626 | 38.6658 | 17.6 | R63-0083 | 125 | 120 |  |  | 56116_G_8 | 62839 |  | R63-0083
17025 |  | Illinois | Clay | 1944811 | 41588213 | 39658612 | 025010ABO | 0005 | 0005 | City of Flora | 0.085 | 0.0015 | 10 | 1 | 808 | 66.7 | 84.9 | 221112 | -88.4898 | 38.6716 | 17.6 | R63-0040 | 125 | 120 |  |  | 56118_G_5 | 62839 | 203 | R63-0040
17025 |  | Illinois | Clay | 1944811 | 41588213 | 87475012 | 025010ABO | 0005 | 0010 | City of Flora | 0.085 | 0.0015 | 10 | 1 | 808 | 66.7 | 84.9 | 221112 | -88.4898 | 38.6716 | 17.6 | R63-0040 | 125 | 120 |  |  | 56118_G_5 | 62839 | 203 | R63-0040
17025 |  | Illinois | Clay | 1944811 | 41588313 | 39658512 | 025010ABO | 0002 | 0007 | City of Flora | 0.155 | 0.0025 | 10 | 1 | 808 | 66.7 | 84.9 | 221112 | -88.4898 | 38.6716 | 17.6 | R63-0040 | 125 | 120 |  |  | 56117_G_2 | 62839 | 203 | R63-0040
17025 |  | Illinois | Clay | 1944811 | 41588313 | 55938612 | 025010ABO | 0002 | 0002 | City of Flora | 0.155 | 0.0025 | 10 | 1 | 808 | 66.7 | 84.9 | 221112 | -88.4898 | 38.6716 | 17.6 | R63-0040 | 125 | 120 |  |  | 56117_G_2 | 62839 | 203 | R63-0040
17025 |  | Illinois | Clay | 1944811 | 41588413 | 55938712 | 025010ABO | 0003 | 0003 | City of Flora | 0.17 | 0.0025 | 10 | 1 | 808 | 66.7 | 84.9 | 221112 | -88.4898 | 38.6716 | 17.6 | R63-0040 | 125 | 120 |  |  | 56117_G_3 | 62839 | 203 | R63-0040
17025 |  | Illinois | Clay | 1944811 | 41588413 | 87474912 | 025010ABO | 0003 | 0008 | City of Flora | 0.17 | 0.0025 | 10 | 1 | 808 | 66.7 | 84.9 | 221112 | -88.4898 | 38.6716 | 17.6 | R63-0040 | 125 | 120 |  |  | 56117_G_3 | 62839 | 203 | R63-0040
17025 |  | Illinois | Clay | 1944811 | 41588513 | 39658912 | 025010ABO | 0001 | 0001 | City of Flora | 0.12 | 0.002 | 10 | 1 | 808 | 66.7 | 84.9 | 221112 | -88.4898 | 38.6716 | 17.6 | R63-0040 | 125 | 120 |  |  | 56117_G_1 | 62839 | 203 | R63-0040
17025 |  | Illinois | Clay | 1944811 | 41588513 | 87474812 | 025010ABO | 0001 | 0006 | City of Flora | 0.12 | 0.002 | 10 | 1 | 808 | 66.7 | 84.9 | 221112 | -88.4898 | 38.6716 | 17.6 | R63-0040 | 125 | 120 |  |  | 56117_G_1 | 62839 | 203 | R63-0040
17025 |  | Illinois | Clay | 1944811 | 41588613 | 39658812 | 025010ABO | 0004 | 0009 | City of Flora | 0.085 | 0.0015 | 10 | 1 | 808 | 66.7 | 84.9 | 221112 | -88.4898 | 38.6716 | 17.6 | R63-0040 | 125 | 120 |  |  | 56118_G_4 | 62839 | 203 | R63-0040
17025 |  | Illinois | Clay | 1944811 | 41588613 | 55938512 | 025010ABO | 0004 | 0004 | City of Flora | 0.085 | 0.0015 | 10 | 1 | 808 | 66.7 | 84.9 | 221112 | -88.4898 | 38.6716 | 17.6 | R63-0040 | 125 | 120 |  |  | 56118_G_4 | 62839 | 203 | R63-0040
17025 |  | Illinois | Clay | 1945711 | 41586213 | 39656712 | 025803AAD | 0002 | 0004 | AmerenUE | 1.88 | 0.04 | 55 | 15 | 973 | 15533.3 | 87.9 | 221112 | -88.5392 | 38.7003 | 270 | R63-0083 | 125 | 120 | 55417 | CT-01 | 55417_G_CT01 | 62839 | 205 | R63-0083
17027 |  | Illinois | Clinton | 1946811 | 41583313 | 39654012 | 027025AAB | 0002 | 0002 | Breese Municipal Power Plant | 0.35 | 0.005 | 32 | 1.83 | 750 | 87.5 | 33.2 | 221112 | -89.5244 | 38.6071 | 37.4 | R63-0087 | 125 | 160 |  |  | 934_G_2 | 62230 |  | R63-0087
17027 |  | Illinois | Clinton | 1946811 | 41583513 | 55941712 | 027025AAB | 0001 | 0008 | Breese Municipal Power Plant | 0.83 | 0.01 | 38 | 1.83 | 750 | 230 | 87.4 | 221112 | -89.5244 | 38.6071 | 29 | R63-0087 | 125 | 160 |  |  | 934_G_IC3 | 62230 | 203 | R63-0087
17027 |  | Illinois | Clinton | 1946811 | 41583713 | 39653612 | 027025AAB | 0006 | 0005 | Breese Municipal Power Plant | 0.91 | 0.01 | 30 | 1.83 | 750 | 220.8 | 83.9 | 221112 | -89.5244 | 38.6071 | 26.3 | R63-0087 | 125 | 160 |  |  | 934_G_6 | 62230 | 203 | R63-0087
17027 |  | Illinois | Clinton | 2612711 | 40726113 | 55942212 | 027030AAA | 0008 | 0007 | Carlyle Municipal Electric Plant | 0.69 | 0.01 | 30 | 1.83 | 545 | 70.5 | 26.8 | 221112 | -89.3585 | 38.6109 | 23 | R63-0087 | 125 | 160 |  |  | 936_G_8 | 62231 |  | R63-0087
17027 |  | Illinois | Clinton | 2612711 | 40726213 | 55942312 | 027030AAA | 0009 | 0008 | Carlyle Municipal Electric Plant | 1.03 | 0.02 | 36 | 1.92 | 530 | 250 | 86.3 | 221112 | -89.3585 | 38.6109 | 27.5 | R63-0087 | 125 | 160 |  |  | 936_G_9 | 62231 |  | R63-0087
17027 |  | Illinois | Clinton | 2612711 | 40726313 | 55942412 | 027030AAA | 0012 | 0011 | Carlyle Municipal Electric Plant | 1.02 | 0.02 | 30 | 2.2 | 675 | 333.3 | 87.7 | 221112 | -89.3585 | 38.6109 | 35 | R63-0083 | 125 | 120 |  |  | 936_G_1 | 62231 |  | R63-0083
17027 |  | Illinois | Clinton | 2612711 | 40726413 | 38849512 | 027030AAA | 0011 | 0010 | Carlyle Municipal Electric Plant | 0.92 | 0.01 | 20 | 3 | 750 | 178.3 | 25.2 | 221112 | -89.3585 | 38.6109 | 27.4 | R63-0087 | 125 | 160 |  |  | 936_G_7 | 62231 |  | R63-0087
17031 |  | Illinois | Cook | 1731811 | 41553513 | 39627512 | 031600AMI | 0010 | 0007 | Fisk Electric Generating Station | 1094.6 | 4131.9 | 450 | 14 | 290 | 9609 | 62.4 | 221112 | -87.6533 | 41.8508 | 2900 | R63-0142 | 125 | 100 | 886 | 19 | 886_B_19 | 60608-4 | 128&205 | R63-0142
17031 |  | Illinois | Cook | 1731811 | 41553613 | 39627612 | 031600AMI | 0012 | 0014 | Fisk Electric Generating Station | 0.505 | 0.2175 | 48 | 3.7 | 750 | 759.7 | 70.7 | 221112 | -87.655 | 41.8509 | 1920 |  | 125 | 120 | 886 | 311 | 886_G_312 | 60608-4
17031 |  | Illinois | Cook | 1731811 | 41553613 | 54945312 | 031600AMI | 0012 | 0013 | Fisk Electric Generating Station | 0.505 | 0.2175 | 48 | 3.7 | 750 | 759.7 | 70.7 | 221112 | -87.655 | 41.8512 | 1920 |  | 125 | 120 | 886 | 312 | 886_G_312 | 60608-4
17031 |  | Illinois | Cook | 1731811 | 41553613 | 54945612 | 031600AMI | 0012 | 0015 | Fisk Electric Generating Station | 0.505 | 0.2175 | 48 | 3.7 | 750 | 759.7 | 70.7 | 221112 | -87.6553 | 41.8512 | 1920 |  | 125 | 120 | 886 | 321 | 886_G_312 | 60608-4
17031 |  | Illinois | Cook | 1731811 | 41553613 | 54945712 | 031600AMI | 0012 | 0016 | Fisk Electric Generating Station | 0.505 | 0.2175 | 48 | 3.7 | 750 | 759.7 | 70.7 | 221112 | -87.6553 | 41.8509 | 1920 |  | 125 | 120 | 886 | 322 | 886_G_312 | 60608-4
17031 |  | Illinois | Cook | 1731811 | 41554613 | 39627712 | 031600AMI | 0013 | 0017 | Fisk Electric Generating Station | 0.365 | 0.155 | 48 | 3.7 | 750 | 759.7 | 70.7 | 221112 | -87.6549 | 41.8508 | 1920 |  | 125 | 120 | 886 | 331 | 886_G_331 | 60608-4
17031 |  | Illinois | Cook | 1731811 | 41554613 | 54945112 | 031600AMI | 0013 | 0018 | Fisk Electric Generating Station | 0.365 | 0.155 | 48 | 3.7 | 750 | 759.7 | 70.7 | 221112 | -87.6549 | 41.8505 | 1920 |  | 125 | 120 | 886 | 331 | 886_G_331 | 60608-4
17031 |  | Illinois | Cook | 1731811 | 41554613 | 54945212 | 031600AMI | 0013 | 0019 | Fisk Electric Generating Station | 0.365 | 0.155 | 48 | 3.7 | 750 | 759.7 | 70.7 | 221112 | -87.6553 | 41.8508 | 1920 |  | 125 | 120 | 886 | 332 | 886_G_331 | 60608-4
17031 |  | Illinois | Cook | 1731811 | 41554613 | 54945412 | 031600AMI | 0013 | 0020 | Fisk Electric Generating Station | 0.365 | 0.155 | 48 | 3.7 | 750 | 759.7 | 70.7 | 221112 | -87.6553 | 41.8505 | 1920 |  | 125 | 120 | 886 | 342 | 886_G_331 | 60608-4
17031 |  | Illinois | Cook | 2701711 | 41212413 | 39303112 | 031333AAD | 0005 | 0001 | Winnetka Electric Plant | 1.96 | 0.004 | 248 | 10.5 | 280 | 450 | 5.2 | 221112 | -87.7309 | 42.1155 | 174 | R63-0040 | 125 | 100 |  |  | 972_B_5 | 60093 |  | R63-0040
17031 |  | Illinois | Cook | 7315711 | 59534713 | 55008312 | 031801AAE | 0010 | 0010 | Geneva Energy LLC | 24.21 | 15 | 150 | 6 | 145 | 1439.1 | 50.9 | 221112 | -87.5942 | 41.5005 | 240 |  | 125 | 100 | 55174 | 1 | 55174_B_1 | 60411 | 100&141&140
17031 |  | Illinois | Cook | 7995611 | 4070313 | 3969612 | 031600AIN | 0013 | 0010 | Crawford Electric Generating Station | 693.8 | 2910.2 | 388 | 10.25 | 290 | 6250 | 75.7 | 221112 | -87.7236 | 41.8289 | 2340 | R63-0142 | 125 | 100 | 867 | 7 | 867_B_7 | 60623-4 | 128&205 | R63-0142
17031 |  | Illinois | Cook | 7995611 | 4070513 | 3970112 | 031600AIN | 0016 | 0012 | Crawford Electric Generating Station | 1199.4 | 3634.7 | 378 | 11.8 | 280 | 8333.3 | 76.2 | 221112 | -87.723 | 41.8294 | 3560 | R63-0142 | 125 | 100 | 867 | 8 | 867_B_8 | 60623-4 | 128&205 | R63-0142
17031 |  | Illinois | Cook | 946411 | 59371113 | 55960612 | 031012ABI | 0234 | 0306 | Corn Products International Inc | 629.93 | 1086.57 | 250 | 12 | 301 | 5552.6 | 49.1 | 311221 | -87.8224 | 41.7751 | 1670 |  | 159 | 100 | 54556 | B10 | 54556_B_B10 | 60501 | 100
17031 |  | Illinois | Cook | 9723111 | 53530213 | 52023512 | 031438ABC | 0001 | 0001 | Elgin Energy Center | 5.55 | 0.05 | 51 | 24.2 | 951 | 3050 | 6.6 | 221112 | -88.2445 | 41.9999 | 1470 | R63-0083 | 125 | 120 | 55438 | CT01 | 55438_G_CT01 | 60120 | 205 | R63-0083
17031 |  | Illinois | Cook | 9723111 | 88706113 | 54921912 | 031438ABC | 0003 | 0003 | Elgin Energy Center | 5.05 | 0.04 | 51 | 24.2 | 951 | 3050 | 6.6 | 221112 | -88.2445 | 41.9999 | 1470 |  | 125 | 120 | 55438 | CT03 | 55438_G_CT03 | 60120 | 205
17031 |  | Illinois | Cook | 9723111 | 88706213 | 54921812 | 031438ABC | 0002 | 0002 | Elgin Energy Center | 3.56 | 0.03 | 51 | 24.2 | 951 | 3050 | 6.6 | 221112 | -88.2445 | 41.9999 | 1470 |  | 125 | 120 | 55438 | CT02 | 55438_G_CT02 | 60120 | 205
17031 |  | Illinois | Cook | 9723111 | 88706313 | 54921712 | 031438ABC | 0004 | 0004 | Elgin Energy Center | 2.7 | 0.02 | 51 | 24.2 | 951 | 3050 | 6.6 | 221112 | -88.2445 | 41.9999 | 1470 |  | 125 | 120 | 55438 | CT04 | 55438_G_CT04 | 60120 | 205
17033 |  | Illinois | Crawford | 2667311 | 41250713 | 39340212 | 033801AAA | 0005 | 0005 | Ameren Energy Generating Co | 503.35 | 4269.51 | 196 | 12 | 285 | 4986.7 | 44.1 | 221112 | -87.6598 | 39.1335 | 695 | R63-0142 | 125 | 100 | 863 | 05 | 863_B_05 | 62433 | 128 | R63-0142
17033 |  | Illinois | Crawford | 2667311 | 41250813 | 39340112 | 033801AAA | 0006 | 0006 | Ameren Energy Generating Co | 642.17 | 5623.96 | 196 | 12 | 285 | 5030.7 | 44.5 | 221112 | -87.6602 | 39.1338 | 695 | R63-0142 | 125 | 100 | 863 | 06 | 863_B_06 | 62433 | 128 | R63-0142
17033 |  | Illinois | Crawford | 2667311 | 41251013 | 39340312 | 033801AAA | 0007 | 0007 | Ameren Energy Generating Co | 0.14 | 0.009 | 20 | 2.6 | 550 | 250 | 47.1 | 221112 | -87.6603 | 39.1336 | 29 | R63-0087 | 125 | 160 |  |  | 863_G_D1 | 62433 |  | R63-0087
17041 |  | Illinois | Douglas | 2599311 | 40760613 | 38882012 | 041030ABG | 0001 | 0003 | SUEZ DEGS of Tuscola LLC | 368.76 | 3585.216 | 190 | 16.75 | 365 | 6000 | 27.2 | 221112 | -88.3501 | 39.7984 | 286 | R63-0040 | 125 | 100 | 55245 | 1 | 55245_B_1 | 61953 | 128 | R63-0040
17041 |  | Illinois | Douglas | 2599311 | 59645213 | 38882012 | 041030ABG | 0008 | 0003 | SUEZ DEGS of Tuscola LLC | 355.15 | 3452.496 | 190 | 16.75 | 365 | 6000 | 27.2 | 221112 | -88.3501 | 39.7984 | 286 |  | 125 | 100 | 55245 | 4 | 55245_B_4 | 61953 | 128
17041 |  | Illinois | Douglas | 2599311 | 59645313 | 38882012 | 041030ABG | 0007 | 0003 | SUEZ DEGS of Tuscola LLC | 322.31 | 3137.813 | 190 | 16.75 | 365 | 6000 | 27.2 | 221112 | -88.3501 | 39.7984 | 286 |  | 125 | 100 | 55245 | 3 | 55245_B_3 | 61953 | 128
17043 |  | Illinois | Du Page | 3220911 | 39465213 | 37673612 | 043407AAF | 0001 | 0001 | GenOn Wholesale Generation LP | 2.27 | 0.01 | 75 | 18 | 1052 | 22383.3 | 88 | 221112 | -88.2268 | 41.8152 | 1880 | R63-0083 | 125 | 120 | 55279 | AGS01 | 55279_G_AGS01 | 60504 | 205 | R63-0083
17043 |  | Illinois | Du Page | 3220911 | 39465313 | 37674412 | 043407AAF | 0002 | 0002 | GenOn Wholesale Generation LP | 1.37 | 0.008 | 75 | 18 | 1052 | 22383.3 | 88 | 221112 | -88.2268 | 41.8152 | 1880 | R63-0083 | 125 | 120 | 55279 | AGS02 | 55279_G_AGS02 | 60504 | 205 | R63-0083
17043 |  | Illinois | Du Page | 3220911 | 39465413 | 37674212 | 043407AAF | 0010 | 0010 | GenOn Wholesale Generation LP | 1.17 | 0.003 | 60 | 9 | 732 | 5583.3 | 87.8 | 221112 | -88.2268 | 41.8152 | 444 | R63-0083 | 125 | 120 | 55279 | AGS10 | 55279_G_AGS10 | 60504 | 213 | R63-0083
17043 |  | Illinois | Du Page | 3220911 | 39465513 | 37674012 | 043407AAF | 0008 | 0008 | GenOn Wholesale Generation LP | 1.31 | 0.003 | 60 | 9 | 732 | 5583.3 | 87.8 | 221112 | -88.2268 | 41.8152 | 444 | R63-0083 | 125 | 120 | 55279 | AGS08 | 55279_G_AGS08 | 60504 | 213 | R63-0083
17043 |  | Illinois | Du Page | 3220911 | 39465713 | 37674112 | 043407AAF | 0009 | 0009 | GenOn Wholesale Generation LP | 1.29 | 0.002 | 60 | 9 | 732 | 5583.3 | 87.8 | 221112 | -88.2268 | 41.8152 | 444 | R63-0083 | 125 | 120 | 55279 | AGS09 | 55279_G_AGS09 | 60504 | 213 | R63-0083
17043 |  | Illinois | Du Page | 3220911 | 39465813 | 37674312 | 043407AAF | 0007 | 0007 | GenOn Wholesale Generation LP | 1.3 | 0.003 | 60 | 9 | 732 | 5583.3 | 87.8 | 221112 | -88.2268 | 41.8152 | 444 | R63-0083 | 125 | 120 | 55279 | AGS07 | 55279_G_AGS07 | 60504 | 213 | R63-0083
17043 |  | Illinois | Du Page | 3220911 | 39465913 | 37673512 | 043407AAF | 0004 | 0004 | GenOn Wholesale Generation LP | 2.24 | 0.01 | 75 | 18 | 1052 | 22383.3 | 88 | 221112 | -88.2268 | 41.8152 | 1880 | R63-0083 | 125 | 120 | 55279 | AGS04 | 55279_G_AGS04 | 60504 | 205 | R63-0083
17043 |  | Illinois | Du Page | 3220911 | 39466013 | 37673712 | 043407AAF | 0003 | 0003 | GenOn Wholesale Generation LP | 1.8 | 0.009 | 75 | 18 | 1052 | 22383.3 | 88 | 221112 | -88.2268 | 41.8152 | 1880 | R63-0083 | 125 | 120 | 55279 | AGS03 | 55279_G_AGS03 | 60504 | 205 | R63-0083
17043 |  | Illinois | Du Page | 3220911 | 39466113 | 37673912 | 043407AAF | 0006 | 0006 | GenOn Wholesale Generation LP | 1.45 | 0.04 | 60 | 9 | 732 | 5583.3 | 87.8 | 221112 | -88.2268 | 41.8152 | 444 | R63-0083 | 125 | 120 | 55279 | AGS06 | 55279_G_AGS06 | 60504 | 213 | R63-0083
17043 |  | Illinois | Du Page | 3220911 | 39466213 | 37673812 | 043407AAF | 0005 | 0005 | GenOn Wholesale Generation LP | 1.21 | 0.003 | 60 | 9 | 732 | 5583.3 | 87.8 | 221112 | -88.2268 | 41.8152 | 444 | R63-0083 | 125 | 120 | 55279 | AGS05 | 55279_G_AGS05 | 60504 | 213 | R63-0083
17051 |  | Illinois | Fayette | 2670611 | 41043513 | 39148912 | 051808AAK | 0001 | 0001 | Freedom Power Station | 2.05 | 0.01 | 41 | 10 | 801 | 3333.3 | 42.4 | 221112 | -88.8584 | 39.1027 | 436 |  | 125 | 120 | 7842 | CT1 | 7842_G_CT1 | 62458
17057 |  | Illinois | Fulton | 3206511 | 39272713 | 93571212 | 057801AAA | 0001 | 0019 | Ameren Energy Resources Generating Co | 1125.1 | 166.99 | 588 | 21.75 | 135 | 21090 | 56.8 | 221112 | -89.9824 | 40.4662 | 3710 | R63-0142 | 125 | 100 | 6016 | 1 | 6016_B_1 | 61520-8 | 128&215&205 | R63-0142
17063 |  | Illinois | Grundy | 3348811 | 38906113 | 37164412 | 063800AAJ | 0006 | 0014 | Morris Cogeneration LLC | 26.97 | 0.96 | 80 | 8.66 | 246 | 3166.7 | 53.8 | 221112 | -88.3298 | 41.4134 | 457 | R63-0083 | 125 | 120 | 55216 | CTG1 | 55216_G_UNT1 | 60450 | 205 | R63-0083
17063 |  | Illinois | Grundy | 3348811 | 38906313 | 37164512 | 063800AAJ | 0007 | 0016 | Morris Cogeneration LLC | 2.82 | 0.1 | 80 | 8.66 | 246 | 3166.7 | 53.8 | 221112 | -88.3298 | 41.4134 | 260 | R63-0083 | 125 | 120 | 55216 | CTG2 | 55216_G_UNT2 | 60450 |  | R63-0083
17065 |  | Illinois | Hamilton | 3351111 | 38897713 | 37156212 | 065020AAW | 0007 | 0007 | McLeansboro Power Plant | 0 | 0 | 27 | 1.5 | 852 | 155 | 87.7 | 221112 | -88.5414 | 38.0947 | 21.4 | R63-0087 | 125 | 160 |  |  | 948_G_7 | 62859 |  | R63-0087
17077 |  | Illinois | Jackson | 2585811 | 59829913 | 55171412 | 077806AAA | 0008 | 0008 | Ameren Energy Generating Co | 47.28 | 0.2 | 150 | 22.5 | 400 | 20666.7 | 52 | 221112 | -89.5114 | 37.6583 | 2350 |  | 125 | 120 | 862 | CT01 | 862_X_CT01 | 62942 | 139
17077 |  | Illinois | Jackson | 2585811 | 59830013 | 55171512 | 077806AAA | 0009 | 0009 | Ameren Energy Generating Co | 83.42 | 0.3 | 150 | 19.5 | 225 | 17166.7 | 57.5 | 221112 | -89.5114 | 37.6583 | 2380 |  | 125 | 120 | 862 | CT02 | 862_X_CT02 | 62942 | 139
17079 |  | Illinois | Jasper | 2587011 | 40794613 | 55199912 | 079808AAA | 0003 | 0003 | Ameren Energy Generating Co | 1968.56 | 10817.8 | 300 | 18 | 125 | 20760.4 | 81.6 | 221112 | -88.2774 | 38.9366 | 5500 | R63-0142 | 125 | 100 | 6017 | 1 | 6017_B_1 | 62448 | 128 | R63-0142
17079 |  | Illinois | Jasper | 2587011 | 40794913 | 38915812 | 079808AAA | 0013 | 0012 | Ameren Energy Generating Co | 1955.57 | 10053.4 | 530 | 24 | 317 | 34252 | 75.7 | 221112 | -88.2769 | 38.9361 | 33.6 | R63-0142 | 125 | 100 | 6017 | 2 | 6017_B_2 | 62448 | 128 | R63-0142
17089 |  | Illinois | Kane | 1786811 | 42008313 | 40048412 | 089425AAC | 0001 | 0001 | Rocky Road Power LLC | 11.48 | 0.07 | 60 | 21.7 | 928 | 32000 | 86.5 | 221112 | -88.2396 | 42.0937 | 1440 | R63-0040 | 125 | 120 | 55109 | T1 | 55109_G_TG1 | 60118 | 205 | R63-0040
17089 |  | Illinois | Kane | 1786811 | 42008413 | 40048312 | 089425AAC | 0004 | 0004 | Rocky Road Power LLC | 7.26 | 0.08 | 60 | 21.7 | 928 | 32000 | 86.5 | 221112 | -88.2396 | 42.0937 | 1440 | R63-0083 | 125 | 120 | 55109 | T4 | 55109_G_T4 | 60118 | 205 | R63-0083
17089 |  | Illinois | Kane | 1786811 | 42008513 | 40048512 | 089425AAC | 0003 | 0003 | Rocky Road Power LLC | 3.04 | 0.01 | 60 | 11.1 | 806 | 6633.3 | 68.5 | 221112 | -88.2396 | 42.0937 | 367 | R63-0083 | 125 | 120 | 55109 | T3 | 55109_G_TG3 | 60118 | 213 | R63-0083
17089 |  | Illinois | Kane | 1786811 | 42008613 | 40048212 | 089425AAC | 0002 | 0002 | Rocky Road Power LLC | 6.12 | 0.04 | 60 | 21.7 | 928 | 32000 | 86.5 | 221112 | -88.2396 | 42.0937 | 1440 | R63-0083 | 125 | 120 | 55109 | T2 | 55109_G_TG2 | 60118 | 205 | R63-0083
17093 |  | Illinois | Kendall | 9692211 | 53682413 | 52230412 | 093808AAD | 0001 | 0001 | Dynegy Kendall Energy LLC | 47.09 | 1.12 | 199 | 18 | 175 | 16260 | 63.9 | 221112 | -88.2571 | 41.4803 | 2520 | R63-0083 | 125 | 120 | 55131 | GTG-1 | 55131_G_CTG1 | 60447 | 139 | R63-0083
17093 |  | Illinois | Kendall | 9692211 | 59763413 | 84955212 | 093808AAD | 0005 | 0005 | Dynegy Kendall Energy LLC | 50.42 | 1.25 | 199 | 18 | 175 | 16260 | 63.9 | 221112 | -88.2571 | 41.4803 | 2520 |  | 125 | 120 | 55131 | GTG-2 | 55131_G_CTG2 | 60447 | 139
17093 |  | Illinois | Kendall | 9692211 | 59763513 | 84955412 | 093808AAD | 0007 | 0007 | Dynegy Kendall Energy LLC | 57.06 | 1.45 | 199 | 18 | 175 | 15960 | 62.7 | 221112 | -88.2571 | 41.4803 | 2520 |  | 125 | 120 | 55131 | GTG-4 | 55131_G_CTG4 | 60447 | 139
17093 |  | Illinois | Kendall | 9692211 | 59763613 | 84955112 | 093808AAD | 0006 | 0006 | Dynegy Kendall Energy LLC | 47.19 | 1.11 | 199 | 18 | 175 | 16260 | 63.9 | 221112 | -88.2571 | 41.4803 | 2520 |  | 125 | 120 | 55131 | GTG-3 | 55131_G_CTG3 | 60447 | 139
17097 |  | Illinois | Lake | 5390311 | 59808713 | 26472312 | 097200ABB | 0004 | 0001 | Zion Energy Center | 5.32 | 0.09 | 75 | 18 | 1100 | 22383.3 | 88 | 221112 | -87.8959 | 42.4771 | 973 |  | 125 | 120 | 55392 | CT-1 | 55392_X_CT-1 | 60099 | 205&213
17097 |  | Illinois | Lake | 7792311 | 2285513 | 2202312 | 097190AAC | 0035 | 0020 | Waukegan Electric Generating Station | 1.12 | 0.4875 | 45 | 10.7 | 750 | 6382.9 | 71 | 221112 | -87.8166 | 42.3819 | 2210 | R63-0083 | 125 | 120 | 883 | 311 | 883_G_311_322 | 60087-5 |  | R63-0083
17097 |  | Illinois | Lake | 7792311 | 2285513 | 93586812 | 097190AAC | 0035 | 0069 | Waukegan Electric Generating Station | 1.12 | 0.4875 | 45 | 10.7 | 750 | 6382.9 | 71 | 221112 | -87.8166 | 42.3819 | 2210 | R63-0083 | 125 | 120 | 883 | 312 | 883_G_311_322 | 60087-5 |  | R63-0083
17097 |  | Illinois | Lake | 7792311 | 2285513 | 93586912 | 097190AAC | 0035 | 0070 | Waukegan Electric Generating Station | 1.12 | 0.4875 | 45 | 10.7 | 750 | 6382.9 | 71 | 221112 | -87.8166 | 42.3819 | 2210 | R63-0083 | 125 | 120 | 883 | 321 | 883_G_311_322 | 60087-5 |  | R63-0083
17097 |  | Illinois | Lake | 7792311 | 2285513 | 93587012 | 097190AAC | 0035 | 0071 | Waukegan Electric Generating Station | 1.12 | 0.4875 | 45 | 10.7 | 750 | 6382.9 | 71 | 221112 | -87.8166 | 42.3819 | 2210 | R63-0083 | 125 | 120 | 883 | 322 | 883_G_311_322 | 60087-5 |  | R63-0083
17097 |  | Illinois | Lake | 7792311 | 2286113 | 2203112 | 097190AAC | 0036 | 0021 | Waukegan Electric Generating Station | 1072.9 | 3801 | 450 | 14.1 | 300 | 13733.3 | 87.9 | 221112 | -87.8136 | 42.3826 | 874 | R63-0142 | 125 | 100 | 883 | 7 | 883_B_7 | 60087-5 | 128&205 | R63-0142
17097 |  | Illinois | Lake | 7792311 | 2286113 | 55300612 | 097190AAC | 0036 | 0033 | Waukegan Electric Generating Station | 0 | 0 | 264 | 10.3 | 236 | 3905.9 | 46.9 | 221112 | -87.8143 | 42.3831 | 874 | R63-0142 | 125 | 100 | 883 | 7 | 883_B_7 | 60087-5 |  | R63-0142
17097 |  | Illinois | Lake | 7792311 | 2286713 | 2201112 | 097190AAC | 0033 | 0018 | Waukegan Electric Generating Station | 1485.2 | 6127.6 | 450 | 13.5 | 279 | 12583.3 | 87.9 | 221112 | -87.8138 | 42.3822 | 3270 | R63-0142 | 125 | 100 | 883 | 8 | 883_B_8 | 60087-5 | 128&205 | R63-0142
17099 |  | Illinois | La Salle | 4462911 | 28289913 | 27131012 | 099816AAB | 0001 | 0001 | Dynegy Midwest Generation Inc | 0.2575 | 0.00175 | 39 | 11.4 | 1020 | 8981.7 | 88 | 221112 | -89.0725 | 41.2899 | 1040 | R63-0083 | 125 | 120 |  |  | 894_G_1 | 61348 |  | R63-0083
17099 |  | Illinois | La Salle | 4462911 | 28289913 | 27131112 | 099816AAB | 0001 | 0004 | Dynegy Midwest Generation Inc | 0.2575 | 0.00175 | 39 | 11.4 | 1020 | 8981.7 | 88 | 221112 | -89.0725 | 41.2899 | 1040 | R63-0083 | 125 | 120 |  |  | 894_G_1 | 61348 |  | R63-0083
17099 |  | Illinois | La Salle | 4462911 | 28289913 | 55336312 | 099816AAB | 0001 | 0003 | Dynegy Midwest Generation Inc | 0.2575 | 0.00175 | 39 | 11.4 | 1020 | 8981.7 | 88 | 221112 | -89.0725 | 41.2899 | 1040 | R63-0083 | 125 | 120 |  |  | 894_G_1 | 61348 |  | R63-0083
17099 |  | Illinois | La Salle | 4462911 | 28289913 | 55336412 | 099816AAB | 0001 | 0005 | Dynegy Midwest Generation Inc | 0.2575 | 0.00175 | 39 | 11.4 | 1020 | 8981.7 | 88 | 221112 | -89.0725 | 41.2899 | 1040 | R63-0083 | 125 | 120 |  |  | 894_G_1 | 61348 |  | R63-0083
17099 |  | Illinois | La Salle | 5431911 | 27563113 | 55327312 | 099085AAH | 0005 | 0006 | City Of Peru Generating Station | 0 | 0 | 12 | 1 | 899 | 66.7 | 84.9 | 221112 | -89.1241 | 41.3244 | 17.8 | R63-0087 | 125 | 160 |  |  | 955_G_IC2 | 61354 |  | R63-0087
17099 |  | Illinois | La Salle | 5431911 | 27563213 | 26453612 | 099085AAH | 0002 | 0002 | City Of Peru Generating Station | 0 | 0 | 12 | 1 | 899 | 66.7 | 84.9 | 221112 | -89.1241 | 41.3244 | 17.8 | R63-0087 | 125 | 160 |  |  | 955_G_GT1 | 61354 |  | R63-0087
17099 |  | Illinois | La Salle | 5431911 | 27563313 | 26453512 | 099085AAH | 0003 | 0003 | City Of Peru Generating Station | 1.49 | 0.15 | 80 | 9 | 656 | 4695.2 | 73.8 | 221112 | -89.1241 | 41.3244 | 125 | R63-0083 | 125 | 120 |  |  | 955_G_IC1 | 61354 |  | R63-0083
17103 |  | Illinois | Lee | 5483011 | 26772913 | 25690512 | 103817AAH | 0001 | 0001 | Lee Energy Facility | 0.19 | 0.02 | 40 | 5.25 | 693 | 1156 | 53.4 | 221112 | -89.405 | 41.8287 | 985 | R63-0083 | 125 | 120 | 55236 | CT2 | 55236_G_CT2 | 61021 | 205 | R63-0083
17109 |  | Illinois | McDonough | 4702711 | 27765013 | 26645112 | 109015AAH | 0007 | 0006 | Bushnell Municipal Electric Light & Powe | 0.3 | 0.005 | 42 | 1.83 | 650 | 216.7 | 82.4 | 221112 | -90.514 | 40.5487 | 27.1 | R63-0087 | 125 | 160 |  |  | 935_G_1 | 61422-1 |  | R63-0087
17109 |  | Illinois | McDonough | 4702711 | 27765113 | 55401112 | 109015AAH | 0008 | 0007 | Bushnell Municipal Electric Light & Powe | 0.31 | 0.005 | 42 | 1.83 | 650 | 70.5 | 26.8 | 221112 | -90.514 | 40.5487 | 27.1 | R63-0087 | 125 | 160 |  |  | 935_G_7 | 61422-1 |  | R63-0087
17113 |  | Illinois | Mclean | 4749411 | 28100913 | 26966912 | 113090ABH | 0001 | 0001 | Corn Belt Energy Corp | 0.08 | 0.0006 | 11 | 1 | 858 | 66.7 | 84.9 | 221112 | -89.0278 | 40.5173 | 7 | R63-0087 | 125 | 160 |  |  | 7888_G_2 | 61761 |  | R63-0087
17113 |  | Illinois | Mclean | 4907511 | 31538013 | 30150412 | 113020AFM | 0001 | 0001 | Corn Belt Energy Corp | 0.24 | 0.005 | 16 | 0.67 | 686 | 30 | 85.1 | 221112 | -88.9318 | 40.4194 | 30.4 | R63-0087 | 125 | 160 |  |  | 7891_G_2 | 61701 |  | R63-0087
17115 |  | Illinois | Macon | 8139911 | 4636213 | 4481512 | 115015AAE | 0223 | 0077 | Archer Daniels Midland Co | 186.11 | 680.91 | 322 | 13.5 | 320 | 1120 | 7.8 | 311221 | -88.891 | 39.87 | 492 | R63-0040 | 127 | 100 | 10865 | FBC1 | 10865_B_FBC1 | 62526 | 100 | R63-0040
17115 |  | Illinois | Macon | 8139911 | 4636413 | 87533212 | 115015AAE | 0222 | 0466 | Archer Daniels Midland Co | 351.71 | 1818.58 | 322 | 8 | 320 | 280 | 5.6 | 311221 | -88.891 | 39.87 | 207 |  | 127 | 100 | 10865 | FBC9 | 10865_B_FBC9 | 62526 | 100
17115 |  | Illinois | Macon | 8139911 | 4638013 | 4481512 | 115015AAE | 0224 | 0077 | Archer Daniels Midland Co | 188.52 | 772.5 | 322 | 13.5 | 320 | 1120 | 7.8 | 311221 | -88.891 | 39.87 | 492 | R63-0040 | 127 | 100 | 10865 | FBC2 | 10865_B_FBC2 | 62526 | 100 | R63-0040
17115 |  | Illinois | Macon | 8139911 | 4639713 | 87533012 | 115015AAE | 0228 | 0464 | Archer Daniels Midland Co | 185.01 | 749.29 | 322 | 13.5 | 320 | 840 | 5.9 | 311221 | -88.891 | 39.87 | 700 | R63-0040 | 127 | 100 | 10865 | FBC6 | 10865_B_FBC6 | 62526 | 100 | R63-0040
17115 |  | Illinois | Macon | 8139911 | 4639913 | 87533112 | 115015AAE | 0230 | 0465 | Archer Daniels Midland Co | 467.21 | 1778.81 | 322 | 8 | 320 | 280 | 5.6 | 311221 | -88.891 | 39.87 | 1500 | R63-0040 | 127 | 100 | 10865 | FBC8 | 10865_B_FBC8 | 62526 | 100 | R63-0040
17115 |  | Illinois | Macon | 8139911 | 4640013 | 87533012 | 115015AAE | 0227 | 0464 | Archer Daniels Midland Co | 166.7 | 745.7 | 322 | 13.5 | 320 | 840 | 5.9 | 311221 | -88.891 | 39.87 | 492 | R63-0040 | 127 | 100 | 10865 | FBC5 | 10865_B_FBC5 | 62526 | 100 | R63-0040
17115 |  | Illinois | Macon | 8139911 | 4640213 | 4481512 | 115015AAE | 0225 | 0077 | Archer Daniels Midland Co | 173.58 | 699.09 | 322 | 13.5 | 320 | 1120 | 7.8 | 311221 | -88.891 | 39.87 | 492 | R63-0040 | 127 | 100 | 10865 | FBC3 | 10865_B_FBC3 | 62526 | 100 | R63-0040
17115 |  | Illinois | Macon | 8139911 | 4640313 | 4481512 | 115015AAE | 0229 | 0077 | Archer Daniels Midland Co | 205.12 | 724.32 | 322 | 13.5 | 320 | 1120 | 7.8 | 311221 | -88.891 | 39.87 | 750 | R63-0040 | 127 | 100 | 10865 | FBC7 | 10865_B_FBC7 | 62526 | 100 | R63-0040
17115 |  | Illinois | Macon | 8139911 | 4640713 | 87533012 | 115015AAE | 0226 | 0464 | Archer Daniels Midland Co | 144.41 | 630.72 | 322 | 13.5 | 320 | 840 | 5.9 | 311221 | -88.891 | 39.87 | 492 | R63-0040 | 127 | 100 | 10865 | FBC4 | 10865_B_FBC4 | 62526 | 100 | R63-0040
17119 |  | Illinois | Madison | 3955311 | 33702813 | 32158312 | 119055AAD | 0009 | 0002 | Highland Electric Light Plant | 0.55 | 0.009 | 46 | 3 | 612 | 616.7 | 87.2 | 221112 | -89.6849 | 38.7417 | 48.8 | R63-0083 | 125 | 120 |  |  | 946_G_IC5 | 62249 |  | R63-0083
17119 |  | Illinois | Madison | 4793811 | 28602813 | 84971712 | 119813AAC | 0001 | 0009 | Dynegy Midwest Generation Inc | 0.11 | 0.0002 | 68 | 13.4 | 906 | 1338.8 | 9.5 | 221112 | -90.0461 | 38.7314 | 339 | R63-0083 | 125 | 120 |  |  | 895_G_1 | 62040 |  | R63-0083
17119 |  | Illinois | Madison | 7791011 | 2330413 | 2243912 | 119020AAE | 0003 | 0003 | Dynegy Midwest Generation Inc | 451.33 | 1779.9508 | 250 | 17 | 310 | 6338.2 | 27.9 | 221112 | -90.134 | 38.8635 | 307 | R63-0142 | 125 | 100 | 898 | 4 | 898_B_4 | 62024 | 121&128 | R63-0142
17119 |  | Illinois | Madison | 7791011 | 2330613 | 2243312 | 119020AAE | 0001 | 0001 | Dynegy Midwest Generation Inc | 2038.72 | 6776.224 | 350 | 15 | 290 | 11478.3 | 65 | 221112 | -90.1339 | 38.8633 | 147 | R63-0142 | 125 | 100 | 898 | 5 | 898_B_5 | 62024 | 128 | R63-0142
17119 |  | Illinois | Madison | 7940411 | 3049613 | 2917012 | 119090AAA | 0080 | 0068 | ConocoPhillips Co | 40.66 | 27.52 | 132 | 7 | 425 | 1661.6 | 43.2 | 324110 | -90.0623 | 38.837 | 360 |  | 126 | 100 | 880067 | BLR15 | 880067_B_BLR15 | 62084
17119 |  | Illinois | Madison | 7940411 | 3049713 | 2917112 | 119090AAA | 0081 | 0069 | ConocoPhillips Co | 96.52 | 32.34 | 132 | 7 | 425 | 1661.6 | 43.2 | 324110 | -90.0623 | 38.837 | 360 | R63-0040 | 126 | 100 | 880067 | BLR16 | 880067_B_BLR16 | 62084 |  | R63-0040
17119 |  | Illinois | Madison | 7940411 | 3052713 | 2913412 | 119090AAA | 0082 | 0070 | ConocoPhillips Co | 177.7 | 54.79 | 150 | 10 | 317 | 4101 | 52.2 | 324110 | -90.0623 | 38.837 | 700 |  | 126 | 100 | 880067 | BLR17 | 880067_B_BLR17 | 62084
17125 |  | Illinois | Mason | 7337411 | 8279713 | 8170112 | 125804AAB | 0023 | 0019 | Dynegy Midwest Generation Inc | 1148.11 | 7784.04 | 502 | 20 | 313 | 25350 | 80.7 | 221112 | -90.079 | 40.2816 | 1530 | R63-0142 | 125 | 100 | 891 | 9 | 891_B_9 | 62644 | 128 | R63-0142
17127 |  | Illinois | Massac | 5535711 | 26973813 | 25876312 | 127899AAA | 0001 | 0001 | Midwest Electric Power Inc | 5.2 | 0.03 | 56 | 14.8 | 1018 | 15133.3 | 88 | 221112 | -88.8662 | 37.217 | 936 | R63-0083 | 125 | 120 | 7858 | 1 | 7858_G_1 | 62953 | 213 | R63-0083
17127 |  | Illinois | Massac | 5535711 | 26973913 | 25876212 | 127899AAA | 0002 | 0002 | Midwest Electric Power Inc | 5.59 | 0.03 | 56 | 14.8 | 1018 | 15133.3 | 88 | 221112 | -88.8662 | 37.217 | 936 | R63-0083 | 125 | 120 | 7858 | 2 | 7858_G_2 | 62953 | 213 | R63-0083
17127 |  | Illinois | Massac | 5535711 | 26974013 | 25876912 | 127899AAA | 0003 | 0003 | Midwest Electric Power Inc | 0 | 0 | 56 | 14.8 | 1018 | 15133.3 | 88 | 221112 | -88.8662 | 37.217 | 936 | R63-0083 | 125 | 120 | 7858 | 3 | 7858_G_3 | 62953 | 213 | R63-0083
17127 |  | Illinois | Massac | 5535711 | 26974113 | 25876612 | 127899AAA | 0005 | 0005 | Midwest Electric Power Inc | 1.8 | 0.01 | 46 | 11 | 928 | 8333.3 | 87.7 | 221112 | -88.8662 | 37.217 | 622 | R63-0083 | 125 | 120 | 7858 | 5 | 7858_G_5 | 62953 | 213 | R63-0083
17127 |  | Illinois | Massac | 5535711 | 26974313 | 25876812 | 127899AAA | 0004 | 0004 | Midwest Electric Power Inc | 2.1 | 0.01 | 46 | 11 | 928 | 8333.3 | 87.7 | 221112 | -88.8662 | 37.217 | 622 | R63-0083 | 125 | 120 | 7858 | 4 | 7858_G_4 | 62953 | 213 | R63-0083
17127 |  | Illinois | Massac | 7808911 | 2230513 | 2149812 | 127855AAC | 0006 | 0003 | Electric Energy Inc | 836.55 | 4603.17 | 550 | 18 | 310 | 21666.7 | 85.1 | 221112 | -88.8577 | 37.2105 | 1800 | R63-0142 | 125 | 100 | 887 | 6 | 887_B_6 | 62953 | 128 | R63-0142
17127 |  | Illinois | Massac | 7808911 | 2230613 | 2149812 | 127855AAC | 0005 | 0003 | Electric Energy Inc | 822.61 | 4515.97 | 550 | 18 | 310 | 21666.7 | 85.1 | 221112 | -88.8577 | 37.2105 | 1800 | R63-0142 | 125 | 100 | 887 | 5 | 887_B_5 | 62953 | 128 | R63-0142
17127 |  | Illinois | Massac | 7808911 | 2230713 | 2150712 | 127855AAC | 0004 | 0002 | Electric Energy Inc | 804.45 | 4557.14 | 550 | 18 | 310 | 21666.7 | 85.1 | 221112 | -88.8582 | 37.2094 | 1800 | R63-0142 | 125 | 100 | 887 | 4 | 887_B_4 | 62953 | 128 | R63-0142
17127 |  | Illinois | Massac | 7808911 | 2230813 | 2150212 | 127855AAC | 0001 | 0001 | Electric Energy Inc | 869.84 | 4458.96 | 550 | 18 | 310 | 21666.7 | 85.1 | 221112 | -88.8587 | 37.2084 | 1800 | R63-0142 | 125 | 100 | 887 | 1 | 887_B_1 | 62953 | 128 | R63-0142
17127 |  | Illinois | Massac | 7808911 | 2230913 | 2150712 | 127855AAC | 0003 | 0002 | Electric Energy Inc | 761.38 | 4304.81 | 550 | 18 | 310 | 21666.7 | 85.1 | 221112 | -88.8582 | 37.2094 | 1800 | R63-0142 | 125 | 100 | 887 | 3 | 887_B_3 | 62953 | 128 | R63-0142
17127 |  | Illinois | Massac | 7808911 | 2231013 | 2150212 | 127855AAC | 0002 | 0001 | Electric Energy Inc | 714.99 | 3742.57 | 550 | 18 | 310 | 21666.7 | 85.1 | 221112 | -88.8587 | 37.2084 | 1800 | R63-0142 | 125 | 100 | 887 | 2 | 887_B_2 | 62953 | 128 | R63-0142
17133 |  | Illinois | Monroe | 5546111 | 27441413 | 55584312 | 133030AAO | 0006 | 0014 | Waterloo City Light Plant | 0.13 | 0.002 | 26 | 1.33 | 330 | 35.8 | 25.7 | 221112 | -90.1589 | 38.3347 | 2.2 | R63-0087 | 125 | 160 |  |  | 971_G_2 | 62298 |  | R63-0087
17133 |  | Illinois | Monroe | 5546111 | 27441513 | 55584012 | 133030AAO | 0013 | 0008 | Waterloo City Light Plant | 1.54 | 0.02 | 27 | 2.3 | 680 | 350 | 84.2 | 221112 | -90.1589 | 38.3347 | 33 | R63-0087 | 125 | 160 |  |  | 971_G_8 | 62298 |  | R63-0087
17133 |  | Illinois | Monroe | 5546111 | 27441613 | 26345312 | 133030AAO | 0012 | 0007 | Waterloo City Light Plant | 0.75 | 0.01 | 33 | 2 | 750 | 266.7 | 84.9 | 221112 | -90.1589 | 38.3347 | 18.7 | R63-0087 | 125 | 160 |  |  | 971_G_7 | 62298 |  | R63-0087
17133 |  | Illinois | Monroe | 5546111 | 27441713 | 55583712 | 133030AAO | 0010 | 0001 | Waterloo City Light Plant | 1.36 | 0.02 | 29 | 2.33 | 750 | 58 | 13.6 | 221112 | -90.1589 | 38.3347 | 34.1 | R63-0087 | 125 | 160 |  |  | 971_G_5 | 62298 |  | R63-0087
17133 |  | Illinois | Monroe | 5546111 | 27441813 | 55584612 | 133030AAO | 0009 | 0006 | Waterloo City Light Plant | 0.31 | 0.005 | 32 | 1.33 | 400 | 97.8 | 70.4 | 221112 | -90.1589 | 38.3347 | 6.1 | R63-0087 | 125 | 160 |  |  | 971_G_4 | 62298 |  | R63-0087
17133 |  | Illinois | Monroe | 5546111 | 27441913 | 26345212 | 133030AAO | 0007 | 0002 | Waterloo City Light Plant | 0.13 | 0.002 | 28 | 1.33 | 365 | 58 | 41.7 | 221112 | -90.1589 | 38.3347 | 3.2 | R63-0087 | 125 | 160 |  |  | 971_G_3 | 62298 |  | R63-0087
17133 |  | Illinois | Monroe | 5546111 | 27442013 | 55584412 | 133030AAO | 0005 | 0016 | Waterloo City Light Plant | 0.32 | 0.005 | 32 | 1.33 | 470 | 105.7 | 76.1 | 221112 | -90.1589 | 38.3347 | 6.1 | R63-0087 | 125 | 160 |  |  | 971_G_1 | 62298 |  | R63-0087
17133 |  | Illinois | Monroe | 5546111 | 27442213 | 55584512 | 133030AAO | 0011 | 0015 | Waterloo City Light Plant | 1.06 | 0.0085 | 37 | 2.5 | 680 | 431.7 | 87.9 | 221112 | -90.1589 | 38.3347 | 22.6 | R63-0087 | 125 | 160 |  |  | 971_G_6 | 62298 |  | R63-0087
17135 |  | Illinois | Montgomery | 7340311 | 8199413 | 93620512 | 135803AAA | 0003 | 0018 | Ameren Energy Generating Co | 589.91 | 35.59 | 575 | 26 | 133 | 31263.3 | 58.9 | 221112 | -89.4045 | 39.0584 | 434 | R63-0142 | 125 | 100 | 861 | 01 | 861_B_01 | 62017 | 128&128&215&139 | R63-0142
17135 |  | Illinois | Montgomery | 7340311 | 8200213 | 93620612 | 135803AAA | 0001 | 0019 | Ameren Energy Generating Co | 860.12 | 46.89 | 575 | 26 | 133 | 31263.3 | 58.9 | 221112 | -89.4045 | 39.0583 | 5540 | R63-0142 | 125 | 100 | 861 | 02 | 861_B_02 | 62017 | 128&215&139 | R63-0142
17137 |  | Illinois | Morgan | 4639611 | 28190213 | 27034112 | 137805AAA | 0001 | 0001 | Ameren Energy Generating Co | 0 | 0 | 526 | 14 | 390 | 174.5 | 1.1 | 221112 | -90.5674 | 39.8225 | 505 | R63-0142 | 125 | 100 | 864 | 01 | 864_B_01 | 62665 | 128 | R63-0142
17137 |  | Illinois | Morgan | 4639611 | 28190313 | 27034112 | 137805AAA | 0002 | 0001 | Ameren Energy Generating Co | 0 | 0 | 526 | 14 | 390 | 174.5 | 1.1 | 221112 | -90.5674 | 39.8225 | 505 | R63-0040&R63-01 | 125 | 100 | 864 | 04 | 864_B_04 | 62665 | 128 | R63-0040&R63-01
17137 |  | Illinois | Morgan | 4639611 | 28190513 | 27034112 | 137805AAA | 0005 | 0001 | Ameren Energy Generating Co | 0 | 0 | 526 | 14 | 390 | 174.5 | 1.1 | 221112 | -90.5674 | 39.8225 | 505 | R63-0142 | 125 | 100 | 864 | 02 | 864_B_02 | 62665 | 128 | R63-0142
17137 |  | Illinois | Morgan | 4639611 | 28190613 | 27033912 | 137805AAA | 0008 | 0008 | Ameren Energy Generating Co | 0 | 0 | 187 | 8.9 | 312 | 1088.3 | 17.5 | 221112 | -90.5666 | 39.8234 | 2050 | R63-0142 | 125 | 100 | 864 | 06 | 864_B_06 | 62665 |  | R63-0142
17137 |  | Illinois | Morgan | 4639611 | 28190813 | 27033412 | 137805AAA | 0003 | 0003 | Ameren Energy Generating Co | 1109.62 | 2747.04 | 301 | 11.8 | 295 | 9615 | 87.9 | 221112 | -90.567 | 39.8232 | 2780 | R63-0142 | 125 | 100 | 864 | 05 | 864_B_05 | 62665 | 128 | R63-0142
17137 |  | Illinois | Morgan | 4639611 | 28190913 | 27034112 | 137805AAA | 0004 | 0001 | Ameren Energy Generating Co | 0 | 0 | 526 | 14 | 390 | 174.5 | 1.1 | 221112 | -90.5674 | 39.8225 | 505 | R63-0142 | 125 | 100 | 864 | 03 | 864_B_03 | 62665 | 128 | R63-0142
17139 |  | Illinois | Moultrie | 4657211 | 28182213 | 27025612 | 139030AAE | 0009 | 0003 | Sullivan Power Plant | 0.38 | 0.006 | 40 | 2 | 375 | 264.9 | 84.3 | 221112 | -88.6128 | 39.5972 | 16.5 | R63-0087 | 125 | 160 |  |  | 969_G_5 | 61951 |  | R63-0087
17139 |  | Illinois | Moultrie | 4657211 | 28182313 | 27025912 | 139030AAE | 0016 | 0011 | Sullivan Power Plant | 2.64 | 0.04 | 37 | 2 | 620 | 275 | 87.5 | 221112 | -88.6128 | 39.5972 | 26.4 | R63-0087 | 125 | 160 |  |  | 969_G_12 | 61951 |  | R63-0087
17139 |  | Illinois | Moultrie | 4657211 | 28182413 | 27026112 | 139030AAE | 0011 | 0001 | Sullivan Power Plant | 5.14 | 0.08 | 35 | 2.83 | 800 | 550 | 87.4 | 221112 | -88.6128 | 39.5972 | 49.5 | R63-0087 | 125 | 160 |  |  | 969_G_6 | 61951 |  | R63-0087
17139 |  | Illinois | Moultrie | 4657211 | 28182513 | 93621412 | 139030AAE | 0013 | 0017 | Sullivan Power Plant | 1.32 | 0.02 | 37 | 2 | 620 | 197.5 | 62.9 | 221112 | -88.6128 | 39.5972 | 12.2 | R63-0087 | 125 | 160 |  |  | 969_G_10 | 61951 |  | R63-0087
17139 |  | Illinois | Moultrie | 4657211 | 28182613 | 27025712 | 139030AAE | 0014 | 0006 | Sullivan Power Plant | 0.15 | 0.002 | 27 | 1.67 | 385 | 135.6 | 61.9 | 221112 | -88.6128 | 39.5972 | 7.6 | R63-0087 | 125 | 160 |  |  | 969_G_11 | 61951 |  | R63-0087
17139 |  | Illinois | Moultrie | 4657211 | 28182713 | 27026412 | 139030AAE | 0012 | 0009 | Sullivan Power Plant | 2.33 | 0.04 | 37 | 2 | 660 | 266.7 | 84.9 | 221112 | -88.6128 | 39.5972 | 227 | R63-0087 | 125 | 160 |  |  | 969_G_9 | 61951 |  | R63-0087
17139 |  | Illinois | Moultrie | 4657211 | 28182813 | 27026312 | 139030AAE | 0001 | 0005 | Sullivan Power Plant | 0.51 | 0.008 | 28 | 1.33 | 69 | 121.7 | 87.6 | 221112 | -88.6128 | 39.5972 | 12.4 | R63-0087 | 125 | 160 |  |  | 969_G_1 | 61951 |  | R63-0087
17139 |  | Illinois | Moultrie | 4657211 | 28182913 | 27026212 | 139030AAE | 0007 | 0002 | Sullivan Power Plant | 1.75 | 0.03 | 40 | 2 | 375 | 275 | 87.5 | 221112 | -88.6128 | 39.5972 | 22 | R63-0087 | 125 | 160 |  |  | 969_G_4 | 61951 |  | R63-0087
17139 |  | Illinois | Moultrie | 4657211 | 28183013 | 27026012 | 139030AAE | 0005 | 0010 | Sullivan Power Plant | 2.07 | 0.03 | 37 | 2 | 660 | 275 | 87.5 | 221112 | -88.6128 | 39.5972 | 26.4 | R63-0087 | 125 | 160 |  |  | 969_G_3 | 61951 |  | R63-0087
17139 |  | Illinois | Moultrie | 4657211 | 28183113 | 27026512 | 139030AAE | 0003 | 0004 | Sullivan Power Plant | 0.27 | 0.004 | 35 | 2 | 400 | 172.2 | 54.8 | 221112 | -88.6128 | 39.5972 | 12.4 | R63-0087 | 125 | 160 |  |  | 969_G_2 | 61951 |  | R63-0087
17141 |  | Illinois | Ogle | 5039111 | 29821813 | 28579612 | 141050AAV | 0008 | 0007 | Rochelle Municipal Diesel Plant | 1.1 | 0.11 | 34 | 1.29 | 620 | 115 | 88 | 221112 | -89.0709 | 41.9203 | 10.6 | R63-0083 | 125 | 120 |  |  | 960_G_8 | 61068 |  | R63-0083
17141 |  | Illinois | Ogle | 5039111 | 29822013 | 28580112 | 141050AAV | 0006 | 0005 | Rochelle Municipal Diesel Plant | 0.98 | 0.1 | 36 | 1.67 | 470 | 186.7 | 85.2 | 221112 | -89.0709 | 41.9203 | 11.2 | R63-0083 | 125 | 120 |  |  | 960_G_4 | 61068 |  | R63-0083
17141 |  | Illinois | Ogle | 5039111 | 29822213 | 28580012 | 141050AAV | 0011 | 0009 | Rochelle Municipal Diesel Plant | 1.82 | 0.12 | 50 | 2 | 900 | 166.7 | 53 | 221112 | -89.0709 | 41.9203 | 26.5 | R63-0083 | 125 | 160 |  |  | 960_G_9 | 61068 |  | R63-0083
17141 |  | Illinois | Ogle | 5039111 | 29822313 | 28580212 | 141050AAV | 0001 | 0001 | Rochelle Municipal Diesel Plant | 2.75 | 0.02 | 36 | 2.5 | 420 | 108.3 | 22.1 | 221112 | -89.0709 | 41.9203 | 26.5 | R63-0083 | 125 | 160 |  |  | 960_G_3 | 61068 |  | R63-0083
17141 |  | Illinois | Ogle | 5039111 | 29822513 | 28579712 | 141050AAV | 0012 | 0010 | Rochelle Municipal Diesel Plant | 2.73 | 0.03 | 50 | 2 | 900 | 166.7 | 53 | 221112 | -89.0709 | 41.9203 | 37.2 |  | 125 | 160 |  |  | 960_G_10 | 61068
17141 |  | Illinois | Ogle | 5039111 | 29822613 | 28580412 | 141050AAV | 0003 | 0003 | Rochelle Municipal Diesel Plant | 3.66 | 0.02 | 36 | 2.5 | 420 | 108.3 | 22.1 | 221112 | -89.0709 | 41.9203 | 39.8 | R63-0083 | 125 | 160 |  |  | 960_G_7 | 61068 |  | R63-0083
17143 |  | Illinois | Peoria | 5422711 | 26814513 | 25729412 | 143805AAG | 0001 | 0001 | Ameren Energy Resources Generating Co | 928 | 2091.46 | 503 | 21 | 240 | 9262 | 26.7 | 221112 | -89.6622 | 40.5954 | 1520 | R63-0142 | 125 | 100 | 856 | 1 | 856_B_1 | 61607 | 128 | R63-0142
17143 |  | Illinois | Peoria | 5422711 | 26814713 | 25729512 | 143805AAG | 0004 | 0002 | Ameren Energy Resources Generating Co | 612.63 | 5548.41 | 503 | 25 | 223 | 12204.9 | 24.9 | 221112 | -89.662 | 40.5961 | 4590 | R63-0142 | 125 | 100 | 856 | 3 | 856_B_3 | 61607 | 128 | R63-0142
17143 |  | Illinois | Peoria | 5422711 | 26814813 | 25729412 | 143805AAG | 0003 | 0001 | Ameren Energy Resources Generating Co | 2148.16 | 4900.44 | 503 | 21 | 240 | 9262 | 26.7 | 221112 | -89.6622 | 40.5954 | 3320 | R63-0142 | 125 | 100 | 856 | 2 | 856_B_2 | 61607 | 128 | R63-0142
17145 |  | Illinois | Perry | 4533911 | 28450813 | 27275512 | 145842AAA | 0002 | 0002 | Pickneyville Power Plant | 1.08 | 0.02 | 45 | 11 | 974 | 8333.3 | 87.7 | 221112 | -89.3464 | 38.1128 | 552 | R63-0083 | 125 | 120 | 55202 | CT05 | 55202_G_5 | 62274 | 205 | R63-0083
17145 |  | Illinois | Perry | 4533911 | 28450913 | 27275312 | 145842AAA | 0001 | 0001 | Pickneyville Power Plant | 16.75 | 0.11 | 45 | 9 | 738 | 900 | 14.1 | 221112 | -89.3464 | 38.1128 | 444 | R63-0083 | 125 | 120 | 55202 | CT01 | 55202_G_1 | 62274 | 213 | R63-0083
17145 |  | Illinois | Perry | 4533911 | 60256313 | 87543612 | 145842AAA | 0004 | 0005 | Pickneyville Power Plant | 15.35 | 0.1 | 45 | 9 | 738 | 900 | 14.1 | 221112 | -89.3464 | 38.1128 | 444 |  | 125 | 120 | 55202 | CT02 | 55202_X_CT02 | 62274 | 213
17145 |  | Illinois | Perry | 4533911 | 60256413 | 87543912 | 145842AAA | 0008 | 0008 | Pickneyville Power Plant | 0 | 0 | 45 | 11 | 974 | 8333.3 | 87.7 | 221112 | -89.3464 | 38.1128 | 552 |  | 125 | 120 | 55202 | CT07 | 55202_X_CT07 | 62274 | 205
17145 |  | Illinois | Perry | 4533911 | 60256813 | 87544012 | 145842AAA | 0009 | 0009 | Pickneyville Power Plant | 0 | 0 | 45 | 11 | 974 | 8333.3 | 87.7 | 221112 | -89.3464 | 38.1128 | 552 |  | 125 | 120 | 55202 | CT08 | 55202_X_CT08 | 62274 | 205
17145 |  | Illinois | Perry | 4533911 | 60256913 | 87543512 | 145842AAA | 0007 | 0004 | Pickneyville Power Plant | 1.09 | 0.02 | 45 | 11 | 974 | 8333.3 | 87.7 | 221112 | -89.3464 | 38.1128 | 552 |  | 125 | 120 | 55202 | CT06 | 55202_X_CT06 | 62274 | 205
17145 |  | Illinois | Perry | 4533911 | 60257013 | 87543712 | 145842AAA | 0005 | 0006 | Pickneyville Power Plant | 15.38 | 0.1 | 45 | 9 | 738 | 900 | 14.1 | 221112 | -89.3464 | 38.1128 | 444 |  | 125 | 120 | 55202 | CT03 | 55202_X_CT03 | 62274 | 213
17145 |  | Illinois | Perry | 4533911 | 60257113 | 87543812 | 145842AAA | 0006 | 0007 | Pickneyville Power Plant | 14.96 | 0.09 | 45 | 9 | 738 | 900 | 14.1 | 221112 | -89.3464 | 38.1128 | 444 |  | 125 | 120 | 55202 | CT04 | 55202_X_CT04 | 62274 | 213
17149 |  | Illinois | Pike | 7807411 | 2246313 | 2164812 | 149817AAB | 0002 | 0002 | Prairie Power Inc | 309.32 | 1301.97 | 203 | 6 | 120 | 1100 | 38.9 | 221112 | -90.6138 | 39.4488 | 278 | R63-0040 | 125 | 100 |  |  | 6238_B_1A | 62361 | 121&141 | R63-0040
17149 |  | Illinois | Pike | 7807411 | 2246613 | 2165212 | 149817AAB | 0003 | 0003 | Prairie Power Inc | 0.02 | 0.001 | 116 | 1.25 | 290 | 0 | 0 | 221112 | -90.6141 | 39.4486 | 3.5 |  | 125 | 100 |  |  | 6238_G_GT1 | 62361
17155 |  | Illinois | Putnam | 4685311 | 27779013 | 26659012 | 155010AAA | 0001 | 0001 | Dynegy Midwest Generation Inc | 1196.29 | 4600.706 | 277 | 14.5 | 338 | 14500 | 87.8 | 221112 | -89.3152 | 41.3033 | 717 | R63-0142 | 125 | 100 | 892 | 2 | 892_B_2 | 61327 | 128 | R63-0142
17155 |  | Illinois | Putnam | 4685311 | 27779113 | 26659012 | 155010AAA | 0002 | 0001 | Dynegy Midwest Generation Inc | 386.35 | 1489.362 | 277 | 14.5 | 338 | 14500 | 87.8 | 221112 | -89.3152 | 41.3033 | 790 | R63-0142 | 125 | 100 | 892 | 1 | 892_B_1 | 61327 | 128 | R63-0142
17157 |  | Illinois | Randolph | 4707611 | 27742013 | 55663012 | 157045AAJ | 0007 | 0007 | City Of Red Bud | 1.47 | 0.02 | 42 | 1.83 | 650 | 230 | 87.4 | 921110 | -89.9999 | 38.2166 | 13.3 | R63-0087 |  | 160 |  |  | 959_G_7 | 62278 |  | R63-0087
17157 |  | Illinois | Randolph | 4707611 | 27742113 | 26624012 | 157045AAJ | 0003 | 0003 | City Of Red Bud | 0.84 | 0.0002 | 35 | 1.7 | 800 | 198.3 | 87.4 | 921110 | -89.9999 | 38.2166 | 26.5 | R63-0087 |  | 160 |  |  | 959_G_3 | 62278 |  | R63-0087
17157 |  | Illinois | Randolph | 4707611 | 27742213 | 26623812 | 157045AAJ | 0002 | 0002 | City Of Red Bud | 1.7 | 0.03 | 35 | 2.5 | 800 | 431.7 | 87.9 | 921110 | -89.9999 | 38.2166 | 38.5 | R63-0087 |  | 160 |  |  | 959_G_2 | 62278 |  | R63-0087
17157 |  | Illinois | Randolph | 4707611 | 27742313 | 26623912 | 157045AAJ | 0001 | 0001 | City Of Red Bud | 0.23 | 0.004 | 35 | 1.2 | 650 | 98.3 | 86.9 | 921110 | -89.9999 | 38.2166 | 12.5 | R63-0087 |  | 160 |  |  | 959_G_1 | 62278 |  | R63-0087
17157 |  | Illinois | Randolph | 7954611 | 3024213 | 2895412 | 157851AAA | 0001 | 0001 | Dynegy Midwest Generation Inc | 1128.96 | 7332.16 | 605 | 19.5 | 308 | 26266.7 | 87.9 | 221112 | -89.8559 | 38.2051 | 1990 | R63-0142 | 125 | 100 | 889 | 1 | 889_B_1 | 62217 | 128 | R63-0142
17157 |  | Illinois | Randolph | 7954611 | 3024313 | 2895712 | 157851AAA | 0002 | 0002 | Dynegy Midwest Generation Inc | 1299.8 | 9980.93 | 605 | 19.5 | 303 | 26266.7 | 87.9 | 221112 | -89.8559 | 38.2045 | 2000 | R63-0142 | 125 | 100 | 889 | 2 | 889_B_2 | 62217 | 128 | R63-0142
17157 |  | Illinois | Randolph | 7954611 | 3025413 | 2895012 | 157851AAA | 0013 | 0013 | Dynegy Midwest Generation Inc | 2342.75 | 1752.94 | 605 | 19.5 | 190 | 26266.7 | 87.9 | 221112 | -89.8559 | 38.204 | 2140 | R63-0142 | 125 | 100 | 889 | 3 | 889_B_3 | 62217 | 128 | R63-0142
17161 |  | Illinois | Rock Island | 4574611 | 28253113 | 27095012 | 161045AAV | 0001 | 0001 | Moline Combustion Turbines | 0.38 | 0.0005 | 35 | 11 | 1020 | 7508.7 | 79 | 221112 | -90.5327 | 41.5097 | 228 | R63-0083 | 125 | 120 |  |  | 899_G_GT1 | 61265-1 |  | R63-0083&R63-0087
17161 |  | Illinois | Rock Island | 4574611 | 28253213 | 27095212 | 161045AAV | 0002 | 0002 | Moline Combustion Turbines | 1.08 | 0.001 | 35 | 11 | 1020 | 7508.7 | 79 | 221112 | -90.5331 | 41.5097 | 240 | R63-0083 | 125 | 120 |  |  | 899_G_GT3 | 61265-1 |  | R63-0083
17161 |  | Illinois | Rock Island | 4574611 | 28253313 | 27094912 | 161045AAV | 0004 | 0003 | Moline Combustion Turbines | 0.55 | 0.0007 | 35 | 11 | 1020 | 7508.7 | 79 | 221112 | -90.5329 | 41.5097 | 249 | R63-0083 | 125 | 120 |  |  | 899_G_GT2 | 61265-1 |  | R63-0083&R63-0087
17161 |  | Illinois | Rock Island | 4574611 | 28253413 | 27095112 | 161045AAV | 0005 | 0004 | Moline Combustion Turbines | 1 | 0.001 | 35 | 11 | 1020 | 7508.7 | 79 | 221112 | -90.5333 | 41.5097 | 240 | R63-0083 | 125 | 120 |  |  | 899_G_GT4 | 61265-1 |  | R63-0083
17161 |  | Illinois | Rock Island | 4594711 | 28237213 | 27078712 | 161807AAN | 0001 | 0001 | Cordova Energy Co LLC | 0.76 | 0.03 | 175 | 18.5 | 195 | 19150 | 71.2 | 221112 | -90.2786 | 41.7131 | 2050 |  | 125 | 120 | 55188 | 1 | 55188_X_1 | 61242 | 65
17161 |  | Illinois | Rock Island | 4594711 | 28237313 | 27078812 | 161807AAN | 0002 | 0002 | Cordova Energy Co LLC | 0.79 | 0.03 | 175 | 18.5 | 197 | 18641.7 | 69.3 | 221112 | -90.2786 | 41.7131 | 2050 |  | 125 | 120 | 55188 | 2 | 55188_X_2 | 61242 | 65
17161 |  | Illinois | Rock Island | 4594711 | 28237413 | 27078912 | 161807AAN | 0004 | 0003 | Cordova Energy Co LLC | 0.24 | 0.002 | 120 | 3 | 330 | 460.9 | 65.2 | 221112 | -90.2786 | 41.7131 | 47 |  | 125 | 100 |  |  | 55188_G_PTII | 61242
17163 |  | Illinois | St Clair | 4909511 | 31529113 | 30141812 | 163060AAF | 0005 | 0010 | Village of Freeburg | 0 | 0 | 25 | 1 | 500 | 43.3 | 55.2 | 221112 | -89.9147 | 38.4256 | 20.2 | R63-0087 | 125 | 160 |  |  | 943_G_6 | 62243 |  | R63-0087
17163 |  | Illinois | St Clair | 4909511 | 31529213 | 30142112 | 163060AAF | 0001 | 0001 | Village of Freeburg | 0.3 | 0.005 | 24 | 1.8 | 750 | 61.7 | 24.2 | 221112 | -89.9147 | 38.4256 | 17.9 | R63-0087 | 125 | 160 |  |  | 943_G_1 | 62243 | 203 | R63-0087
17163 |  | Illinois | St Clair | 4909511 | 31529313 | 30142012 | 163060AAF | 0002 | 0002 | Village of Freeburg | 0 | 0 | 25 | 1.3 | 550 | 116.7 | 87.9 | 221112 | -89.9147 | 38.4256 | 12.5 | R63-0087 | 125 | 160 |  |  | 943_G_2 | 62243 |  | R63-0087
17163 |  | Illinois | St Clair | 4909511 | 31529413 | 93636712 | 163060AAF | 0007 | 0015 | Village of Freeburg | 0.42 | 0.008 | 33 | 1.33 | 1400 | 121.7 | 87.6 | 221112 | -89.9147 | 38.4256 | 14.1 | R63-0087 | 125 | 160 |  |  | 943_G_8 | 62243 | 203 | R63-0087
17163 |  | Illinois | St Clair | 4909511 | 31529513 | 30141912 | 163060AAF | 0004 | 0009 | Village of Freeburg | 0 | 0 | 30 | 1 | 500 | 31.7 | 40.3 | 221112 | -89.9147 | 38.4256 | 4.9 |  | 125 | 160 |  |  | 943_G_4 | 62243 |  | R63-0087
17163 |  | Illinois | St Clair | 4909511 | 31529513 | 30142212 | 163060AAF | 0004 | 0008 | Village of Freeburg | 0 | 0 | 30 | 1 | 500 | 31.7 | 40.3 | 221112 | -89.9147 | 38.4256 | 4.9 |  | 125 | 160 |  |  | 943_G_4 | 62243 |  | R63-0087
17163 |  | Illinois | St Clair | 4909511 | 31529613 | 30142312 | 163060AAF | 0003 | 0003 | Village of Freeburg | 0 | 0 | 22 | 2.7 | 900 | 108.3 | 18.9 | 221112 | -89.9147 | 38.4256 | 18.6 |  | 125 | 160 |  |  | 943_G_3 | 62243 |  | R63-0087
17167 |  | Illinois | Sangamon | 4483911 | 28068613 | 26936012 | 167120AGQ | 0001 | 0001 | City Water Light & Power | 1.81 | 0.76 | 32 | 9.5 | 970 | 6233.3 | 87.9 | 221112 | -89.6373 | 39.8259 | 316 | R63-0083 | 125 | 120 |  |  | 7425_G_1 | 62702 |  | R63-0083
17167 |  | Illinois | Sangamon | 7377311 | 10532713 | 10436912 | 167120AAO | 0012 | 0010 | City Water Light & Power | 0 | 0 | 300 | 15 | 310 | 4666.7 | 26.4 | 221112 | -89.5995 | 39.7576 | 415 | R63-0142 | 125 | 100 | 964 | 7 | 964_B_7 | 62703 | 128 | R63-0142
17167 |  | Illinois | Sangamon | 7377311 | 10532813 | 10436812 | 167120AAO | 0011 | 0009 | City Water Light & Power | 315.11 | 1108.75 | 500 | 16.5 | 130 | 1083.3 | 5.1 | 221112 | -89.6025 | 39.7549 | 2120 | R63-0142 | 125 | 100 | 963 | 33 | 963_B_33 | 62703 | 128&215&139 | R63-0142
17167 |  | Illinois | Sangamon | 7377311 | 10532913 | 55705512 | 167120AAO | 0003 | 0005 | City Water Light & Power | 244.36 | 738.78 | 450 | 13 | 350 | 11666.7 | 87.9 | 221112 | -89.6012 | 39.7543 | 882 | R63-0142 | 125 | 100 | 963 | 31 | 963_B_31 | 62703 | 128&215&139 | R63-0142
17167 |  | Illinois | Sangamon | 7377311 | 10533013 | 10436912 | 167120AAO | 0013 | 0010 | City Water Light & Power | 0 | 0 | 300 | 15 | 310 | 4666.7 | 26.4 | 221112 | -89.5995 | 39.7576 | 415 | R63-0142 | 125 | 100 | 964 | 8 | 964_B_8 | 62703 | 128 | R63-0142
17167 |  | Illinois | Sangamon | 7377311 | 10533113 | 55705512 | 167120AAO | 0006 | 0005 | City Water Light & Power | 221.21 | 668.77 | 450 | 13 | 350 | 11666.7 | 87.9 | 221112 | -89.6012 | 39.7543 | 882 | R63-0142 | 125 | 100 | 963 | 32 | 963_B_32 | 62703 | 128&215&139 | R63-0142
17167 |  | Illinois | Sangamon | 7377311 | 91371513 | 87553712 | 167120AAO | 0015 | 0017 | City Water Light & Power | 255.78 | 458.79 | 450 | 15 | 135 | 10416.7 | 58.9 | 221112 | -89.6012 | 39.7543 | 2440 | R63-0142 | 125 | 100 | 963 | 4 | 963_B_34 | 62703 | 100&215&146&139 | R63-0142
17171 |  | Illinois | Scott | 5457411 | 27026513 | 25930212 | 171851AAA | 0004 | 0005 | Prairie Power Inc | 0.18 | 0.0003 | 30 | 11.28 | 930 | 203.3 | 2 | 221112 | -90.4362 | 39.5688 | 229 | R63-0083 | 125 | 120 |  |  | 7818_G_4 | 62610 | 213 | R63-0083&R63-0087
17171 |  | Illinois | Scott | 5457411 | 27026613 | 25930112 | 171851AAA | 0003 | 0004 | Prairie Power Inc | 2.71 | 0.004 | 30 | 11.28 | 930 | 203.3 | 2 | 221112 | -90.4362 | 39.5688 | 229 | R63-0083 | 125 | 120 |  |  | 7818_G_3 | 62610 | 213 | R63-0083&R63-0087
17171 |  | Illinois | Scott | 5457411 | 27026713 | 25929912 | 171851AAA | 0001 | 0001 | Prairie Power Inc | 1.95 | 0.005 | 30 | 20.3 | 930 | 300 | 0.9 | 221112 | -90.4362 | 39.5688 | 450 | R63-0083 | 125 | 120 | 7818 | ACT1 | 7818_G_1 | 62610 | 213 | R63-0083
17171 |  | Illinois | Scott | 5457411 | 27026813 | 25930012 | 171851AAA | 0005 | 0006 | Prairie Power Inc | 2.22 | 0.004 | 30 | 11.5 | 930 | 251.7 | 2.4 | 221112 | -90.4362 | 39.5688 | 306 | R63-0087 | 125 | 120 | 7818 | ACT2 | 7818_G_5 | 62610 | 205 | R63-0083&R63-0087
17171 |  | Illinois | Scott | 5457411 | 27026913 | 25930312 | 171851AAA | 0002 | 0003 | Prairie Power Inc | 1.92 | 0.006 | 30 | 20.25 | 930 | 300 | 0.9 | 221112 | -90.4362 | 39.5688 | 450 | R63-0087 | 125 | 120 | 7818 | ACT5 | 7818_G_2 | 62610 | 213 | R63-0083&R63-0087
17173 |  | Illinois | Shelby | 4725911 | 28334513 | 27171812 | 173801AAA | 0001 | 0001 | GeOn Wholesale Generation LP | 1.1 | 0.002 | 60 | 9 | 848 | 5583.3 | 87.8 | 221112 | -88.4774 | 39.2793 | 444 | R63-0083 | 125 | 120 | 55237 | SCE1 | 55237_G_SCE1 | 62447 | 213 | R63-0083
17173 |  | Illinois | Shelby | 4725911 | 28334613 | 27171512 | 173801AAA | 0004 | 0005 | GeOn Wholesale Generation LP | 0.8 | 0.002 | 60 | 9 | 821 | 5583.3 | 87.8 | 221112 | -88.4774 | 39.2793 | 444 | R63-0083 | 125 | 120 | 55237 | SCE4 | 55237_G_SCE4 | 62447 | 213 | R63-0083
17173 |  | Illinois | Shelby | 4725911 | 28334713 | 27171312 | 173801AAA | 0003 | 0004 | GeOn Wholesale Generation LP | 1.1 | 0.002 | 60 | 9 | 821 | 5583.3 | 87.8 | 221112 | -88.4774 | 39.2793 | 444 | R63-0083 | 125 | 120 | 55237 | SCE3 | 55237_G_SCE3 | 62447 | 213 | R63-0083
17173 |  | Illinois | Shelby | 4725911 | 28334913 | 27171412 | 173801AAA | 0002 | 0003 | GeOn Wholesale Generation LP | 1.2 | 0.002 | 60 | 9 | 821 | 5583.3 | 87.8 | 221112 | -88.4774 | 39.2793 | 444 | R63-0083 | 125 | 120 | 55237 | SCE2 | 55237_G_SCE2 | 62447 | 213 | R63-0083
17173 |  | Illinois | Shelby | 4725911 | 28335013 | 27171612 | 173801AAA | 0007 | 0008 | GeOn Wholesale Generation LP | 0.8 | 0.001 | 60 | 9 | 821 | 5583.3 | 87.8 | 221112 | -88.4774 | 39.2793 | 444 | R63-0083 | 125 | 120 | 55237 | SCE7 | 55237_G_SCE7 | 62447 | 213 | R63-0083
17173 |  | Illinois | Shelby | 4725911 | 28335113 | 27171212 | 173801AAA | 0006 | 0007 | GeOn Wholesale Generation LP | 1.2 | 0.002 | 60 | 9 | 821 | 5583.3 | 87.8 | 221112 | -88.4774 | 39.2793 | 444 | R63-0083 | 125 | 120 | 55237 | SCE6 | 55237_G_SCE6 | 62447 | 213 | R63-0083
17173 |  | Illinois | Shelby | 4725911 | 28335213 | 27171912 | 173801AAA | 0005 | 0006 | GeOn Wholesale Generation LP | 0.9 | 0.002 | 60 | 9 | 821 | 5583.3 | 87.8 | 221112 | -88.4774 | 39.2793 | 444 | R63-0083 | 125 | 120 | 55237 | SCE5 | 55237_G_SCE5 | 62447 | 213 | R63-0083
17173 |  | Illinois | Shelby | 4725911 | 28335413 | 27171112 | 173801AAA | 0008 | 0009 | GeOn Wholesale Generation LP | 1.1 | 0.002 | 60 | 9 | 821 | 5583.3 | 87.8 | 221112 | -88.4774 | 39.2793 | 444 | R63-0083 | 125 | 120 | 55237 | SCE8 | 55237_G_SCE8 | 62447 | 213 | R63-0083
17173 |  | Illinois | Shelby | 9698311 | 59933413 | 52205112 | 173807AAG | 0007 | 0004 | Holland Energy LLC | 2.36 | 0.11 | 130 | 19 | 184 | 16134.1 | 56.9 | 221112 | -88.7597 | 39.2244 | 2540 |  | 125 | 120 | 55334 | CTG2 | 55334_G_CTG2 | 62414 | 139
17173 |  | Illinois | Shelby | 9698311 | 59933413 | 55726012 | 173807AAG | 0007 | 0005 | Holland Energy LLC | 22.72 | 0.65 | 130 | 19 | 278 | 19275.5 | 68 | 221112 | -88.7592 | 39.2244 | 2540 |  | 125 | 120 | 55334 | CTG2 | 55334_G_CTG2 | 62414 | 139
17179 |  | Illinois | Tazewell | 4166411 | 33153313 | 31650212 | 179060ADB | 0001 | 0001 | Illinois Corn Processing LLC | 25.3327 | 0.3953 | 90 | 5 | 332 | 1666.7 | 84.9 | 221112 | -89.6704 | 40.5533 | 773 |  | 125 | 100 |  |  | 7384_B_1 | 61554
17179 |  | Illinois | Tazewell | 4166411 | 33153313 | 31650312 | 179060ADB | 0001 | 0002 | Illinois Corn Processing LLC | 12.4773 | 0.1947 | 90 | 5 | 236 | 1666.7 | 84.9 | 221112 | -89.6704 | 40.5533 | 773 |  | 125 | 100 |  |  | 7384_B_1 | 61554
17179 |  | Illinois | Tazewell | 8199411 | 5804813 | 5652712 | 179801AAA | 0031 | 0018 | Midwest Generation LLC | 6470.91 | 11569.7 | 500 | 34 | 308 | 29732.5 | 32.7 | 221112 | -89.6787 | 40.5407 | 4140 | R63-0142 | 125 | 100 | 879 | 61 | 879_B_61 | 61554-9 | 128&24 | R63-0142
17179 |  | Illinois | Tazewell | 8199411 | 5805313 | 5652712 | 179801AAA | 0029 | 0018 | Midwest Generation LLC | 5741.43 | 10265.4 | 500 | 34 | 308 | 29732.5 | 32.7 | 221112 | -89.6787 | 40.5407 | 8230 | R63-0142 | 125 | 100 | 879 | 52 | 879_B_51 | 61554-9 | 128&24 | R63-0142
17183 |  | Illinois | Vermilion | 5553011 | 26964713 | 25868212 | 183090AAE | 0001 | 0001 | Tilton Energy Ctr | 1.2 | 0 | 45 | 10 | 835 | 969.2 | 12.3 | 221112 | -87.6539 | 40.1063 | 102 | R63-0083 | 125 | 120 | 7760 | 1 | 7760_G_1 | 61833 | 213 | R63-0083
17183 |  | Illinois | Vermilion | 5553011 | 60331613 | 55768912 | 183090AAE | 0002 | 0002 | Tilton Energy Ctr | 1.3 | 0 | 45 | 10 | 835 | 969.2 | 12.3 | 221112 | -87.6539 | 40.1063 | 102 |  | 125 | 120 | 7760 | 2 | 7760_G_2 | 61833 | 213
17183 |  | Illinois | Vermilion | 5553011 | 60331713 | 55769112 | 183090AAE | 0003 | 0003 | Tilton Energy Ctr | 1.11 | 0 | 45 | 10 | 835 | 969.2 | 12.3 | 221112 | -87.6539 | 40.1063 | 102 |  | 125 | 120 | 7760 | 3 | 7760_G_3 | 61833 | 213
17183 |  | Illinois | Vermilion | 5553011 | 60331813 | 55769012 | 183090AAE | 0004 | 0004 | Tilton Energy Ctr | 10.28 | 0 | 45 | 10 | 835 | 969.2 | 12.3 | 221112 | -87.6539 | 40.1063 | 102 |  | 125 | 120 | 7760 | 4 | 7760_G_4 | 61833 | 213
17183 |  | Illinois | Vermilion | 8074211 | 4908013 | 4752112 | 183814AAA | 0001 | 0001 | Dynegy Midwest Generation Inc | 167.8 | 362.892 | 277 | 14.7 | 353 | 13746.5 | 81 | 221112 | -87.7484 | 40.1785 | 1120 | R63-0142 | 125 | 100 | 897 | 2 | 897_B_2 | 61858 | 128 | R63-0142
17183 |  | Illinois | Vermilion | 8074211 | 4908113 | 4752112 | 183814AAA | 0002 | 0001 | Dynegy Midwest Generation Inc | 73.56 | 164.471 | 277 | 14.7 | 353 | 13746.5 | 81 | 221112 | -87.7484 | 40.1785 | 785 | R63-0142 | 125 | 100 | 897 | 1 | 897_B_1 | 61858 | 128 | R63-0142
17189 |  | Illinois | Washington | 10857911 | 96564813 | 93646512 | 189808AAB | 0004 | 0004 | Prairie State Generating Station | 114.56 | 297.84 | 700 | 28 | 134 | 37409.1 | 60.8 | 221112 | -89.6665 | 38.2798 | 7450 |  |  | 100 |  |  | 55856_B_PC1 | 62257 | 128&215&205&139
17189 |  | Illinois | Washington | 10857911 | 96564913 | 93646712 | 189808AAB | 0005 | 0006 | Prairie State Generating Station | 0 | 0 | 700 | 28 | 134 | 37409.1 | 60.8 | 221112 | -89.6665 | 38.2798 | 7450 |  |  | 100 |  |  | 55856_B_PC2 | 62257 | 128&215&205&139
17191 |  | Illinois | Wayne | 5573711 | 26943813 | 25848112 | 191010AAI | 0005 | 0005 | Fairfield Municipal Light | 1.99 | 0.03 | 42 | 1.67 | 890 | 191.7 | 87.5 | 221112 | -88.3656 | 38.3807 | 22.3 | R63-0087 | 125 | 160 |  |  | 940_G_IC6 | 62837 |  | R63-0087
17197 |  | Illinois | Will | 4106911 | 34121313 | 32586412 | 197030AAO | 0002 | 0002 | Crete Energy Park | 0.75 | 0.02 | 56 | 19 | 960 | 24500 | 86.4 | 221112 | -87.6187 | 41.4315 | 930 | R63-0083 | 125 | 120 | 55253 | GT3 | 55253_G_GT4 | 60417 | 205 | R63-0083
17197 |  | Illinois | Will | 4590011 | 28414513 | 55839112 | 197811AAH | 0006 | 0008 | Lincoln Generating Facility | 0.52 | 0.01 | 71 | 19.1 | 992 | 15050 | 52.5 | 221112 | -87.9441 | 41.3935 | 1000 | R63-0083 | 125 | 120 | 55222 | CTG-6 | 55222_G_CTG6 | 60442 | 205 | R63-0083
17197 |  | Illinois | Will | 4590011 | 28414613 | 27245512 | 197811AAH | 0001 | 0001 | Lincoln Generating Facility | 0.62 | 0.02 | 71 | 19.1 | 992 | 15050 | 52.5 | 221112 | -87.9441 | 41.3935 | 1000 | R63-0083 | 125 | 120 | 55222 | CTG-1 | 55222_G_CTG1 | 60442 | 205 | R63-0083
17197 |  | Illinois | Will | 4590011 | 28414713 | 55838512 | 197811AAH | 0002 | 0004 | Lincoln Generating Facility | 0.57 | 0.02 | 71 | 19.1 | 992 | 15050 | 52.5 | 221112 | -87.9441 | 41.3935 | 1000 | R63-0083 | 125 | 120 | 55222 | CTG-2 | 55222_G_CTG2 | 60442 | 205 | R63-0083
17197 |  | Illinois | Will | 4590011 | 28414813 | 55838812 | 197811AAH | 0003 | 0005 | Lincoln Generating Facility | 0.59 | 0.02 | 71 | 19.1 | 992 | 15050 | 52.5 | 221112 | -87.9441 | 41.3935 | 1000 | R63-0083 | 125 | 120 | 55222 | CTG-3 | 55222_G_CTG3 | 60442 | 205 | R63-0083
17197 |  | Illinois | Will | 4590011 | 28414913 | 55838912 | 197811AAH | 0004 | 0006 | Lincoln Generating Facility | 0.63 | 0.02 | 71 | 19.1 | 992 | 15050 | 52.5 | 221112 | -87.9441 | 41.3935 | 1000 | R63-0083 | 125 | 120 | 55222 | CTG-4 | 55222_G_CTG4 | 60442 | 205 | R63-0083
17197 |  | Illinois | Will | 4590011 | 28415313 | 55838712 | 197811AAH | 0007 | 0009 | Lincoln Generating Facility | 0.4 | 0.01 | 71 | 19.1 | 992 | 15050 | 52.5 | 221112 | -87.9441 | 41.3935 | 1000 | R63-0083 | 125 | 120 | 55222 | CTG-7 | 55222_G_CTG7 | 60442 | 205 | R63-0083
17197 |  | Illinois | Will | 4590011 | 28415413 | 55839012 | 197811AAH | 0005 | 0007 | Lincoln Generating Facility | 0.5 | 0.01 | 71 | 19.1 | 992 | 15050 | 52.5 | 221112 | -87.9441 | 41.3935 | 1000 | R63-0083 | 125 | 120 | 55222 | CTG-5 | 55222_G_CTG5 | 60442 | 205 | R63-0083
17197 |  | Illinois | Will | 4590011 | 28415513 | 55838612 | 197811AAH | 0008 | 0010 | Lincoln Generating Facility | 0.51 | 0.01 | 71 | 19.1 | 992 | 15050 | 52.5 | 221112 | -87.9441 | 41.3935 | 1000 | R63-0083 | 125 | 120 | 55222 | CTG-8 | 55222_G_CTG8 | 60442 | 205 | R63-0083
17197 |  | Illinois | Will | 4688511 | 28348613 | 27184312 | 197899AAB | 0001 | 0001 | University Park Energy LLC | 2.78 | 0.02 | 46 | 9.5 | 950 | 5566.7 | 78.5 | 221112 | -87.7519 | 41.4412 | 272 | R63-0083 | 125 | 120 | 55250 | UP1 | 55250_G_UPG1 | 60466 | 203&213 | R63-0083
17197 |  | Illinois | Will | 4688511 | 60403513 | 55843312 | 197899AAB | 0002 | 0002 | University Park Energy LLC | 2.6 | 0.02 | 46 | 9.5 | 950 | 5566.7 | 78.5 | 221112 | -87.7519 | 41.4412 | 272 |  | 125 | 120 | 55250 | UP2 | 55250_G_UPG2 | 60466 | 203&213
17197 |  | Illinois | Will | 4688511 | 60403613 | 55842712 | 197899AAB | 0012 | 0012 | University Park Energy LLC | 2.42 | 0.02 | 46 | 9.5 | 950 | 5566.7 | 78.5 | 221112 | -87.7519 | 41.4412 | 272 |  | 125 | 120 | 55250 | UP12 | 55250_G_UPG12 | 60466 | 203&213
17197 |  | Illinois | Will | 4688511 | 60403713 | 55842812 | 197899AAB | 0011 | 0011 | University Park Energy LLC | 2.43 | 0.02 | 46 | 9.5 | 950 | 5566.7 | 78.5 | 221112 | -87.7519 | 41.4412 | 272 |  | 125 | 120 | 55250 | UP11 | 55250_G_UPG11 | 60466 | 203&213
17197 |  | Illinois | Will | 4688511 | 60403813 | 55842612 | 197899AAB | 0010 | 0010 | University Park Energy LLC | 2.28 | 0.02 | 46 | 9.5 | 950 | 5566.7 | 78.5 | 221112 | -87.7519 | 41.4412 | 272 |  | 125 | 120 | 55250 | UP10 | 55250_G_UPG10 | 60466 | 203&213
17197 |  | Illinois | Will | 4688511 | 60403913 | 55843212 | 197899AAB | 0003 | 0003 | University Park Energy LLC | 2.57 | 0.03 | 46 | 9.5 | 950 | 5566.7 | 78.5 | 221112 | -87.7519 | 41.4412 | 272 |  | 125 | 120 | 55250 | UP3 | 55250_G_UPG3 | 60466 | 203&213
17197 |  | Illinois | Will | 4688511 | 60404013 | 55842312 | 197899AAB | 0004 | 0004 | University Park Energy LLC | 2.6 | 0.02 | 46 | 9.5 | 950 | 5566.7 | 78.5 | 221112 | -87.7519 | 41.4412 | 272 |  | 125 | 120 | 55250 | UP4 | 55250_G_UPG4 | 60466 | 203&213
17197 |  | Illinois | Will | 4688511 | 60404113 | 55843112 | 197899AAB | 0005 | 0005 | University Park Energy LLC | 2.47 | 0.02 | 46 | 9.5 | 950 | 5566.7 | 78.5 | 221112 | -87.7519 | 41.4412 | 272 |  | 125 | 120 | 55250 | UP5 | 55250_G_UPG5 | 60466 | 203&213
17197 |  | Illinois | Will | 4688511 | 60404213 | 55842412 | 197899AAB | 0006 | 0006 | University Park Energy LLC | 2.38 | 0.02 | 46 | 9.5 | 950 | 5566.7 | 78.5 | 221112 | -87.7519 | 41.4412 | 272 |  | 125 | 120 | 55250 | UP6 | 55250_G_UPG6 | 60466 | 203&213
17197 |  | Illinois | Will | 4688511 | 60404313 | 55843012 | 197899AAB | 0007 | 0007 | University Park Energy LLC | 2.58 | 0.02 | 46 | 9.5 | 950 | 5566.7 | 78.5 | 221112 | -87.7519 | 41.4412 | 272 |  | 125 | 120 | 55250 | UP7 | 55250_G_UPG7 | 60466 | 203&213
17197 |  | Illinois | Will | 4688511 | 60404413 | 55842512 | 197899AAB | 0008 | 0008 | University Park Energy LLC | 2.42 | 0.02 | 46 | 9.5 | 950 | 5566.7 | 78.5 | 221112 | -87.7519 | 41.4412 | 272 |  | 125 | 120 | 55250 | UP8 | 55250_G_UPG8 | 60466 | 203&213
17197 |  | Illinois | Will | 4688511 | 60404513 | 55842912 | 197899AAB | 0009 | 0009 | University Park Energy LLC | 2.63 | 0.02 | 46 | 9.5 | 950 | 5566.7 | 78.5 | 221112 | -87.7519 | 41.4412 | 272 |  | 125 | 120 | 55250 | UP9 | 55250_G_UPG9 | 60466 | 203&213
17197 |  | Illinois | Will | 7973011 | 2980313 | 2848812 | 197809AAO | 0033 | 0017 | Midwest Generation LLC | 1816.3 | 7543.3 | 550 | 17 | 350 | 19966.7 | 88 | 221112 | -88.124 | 41.4952 | 3190 | R63-0142 | 125 | 100 | 384 | 81 | 384_B_81 | 60436 | 128&205 | R63-0142
17197 |  | Illinois | Will | 7973011 | 2981413 | 2849312 | 197809AAO | 0031 | 0016 | Midwest Generation LLC | 1688.9 | 5419.5 | 550 | 17 | 350 | 19966.7 | 88 | 221112 | -88.1246 | 41.4948 | 6030 | R63-0142 | 125 | 100 | 384 | 72 | 384_B_71 | 60436 | 128&205 | R63-0142
17197 |  | Illinois | Will | 7973011 | 2982713 | 2850212 | 197809AAO | 0009 | 0006 | Midwest Generation LLC | 2806.6 | 4069.9 | 451 | 13.5 | 288 | 12583.3 | 87.9 | 221112 | -88.1154 | 41.4933 | 3540 | R63-0142 | 125 | 100 | 874 | 5 | 874_B_5 | 60436 | 128&24 | R63-0142
17197 |  | Illinois | Will | 8018111 | 3977413 | 3863112 | 197810AAK | 0012 | 0007 | Will County Electric Generating Station | 0 | 0 | 348 | 14.9 | 288 | 6982.4 | 40 | 221112 | -88.0622 | 41.6336 | 1710 | R63-0142 | 125 | 100 | 884 | 2 | 884_B_2 | 60446 | 128&24 | R63-0142
17197 |  | Illinois | Will | 8018111 | 3978013 | 3864712 | 197810AAK | 0014 | 0009 | Will County Electric Generating Station | 990.3 | 3343.8 | 468 | 21.6 | 247 | 12819.9 | 35 | 221112 | -88.0619 | 41.6332 | 2710 | R63-0142 | 125 | 100 | 884 | 3 | 884_B_3 | 60446 | 128&205 | R63-0142
17197 |  | Illinois | Will | 8018111 | 3978313 | 3864612 | 197810AAK | 0016 | 0011 | Will County Electric Generating Station | 1236.4 | 4956.7 | 500 | 16.5 | 325 | 18205.9 | 85.1 | 221112 | -88.0618 | 41.6327 | 5020 | R63-0142 | 125 | 100 | 884 | 4 | 884_B_4 | 60446 | 128&205 | R63-0142
17197 |  | Illinois | Will | 8018111 | 3978913 | 3862012 | 197810AAK | 0010 | 0013 | Will County Electric Generating Station | 0 | 0 | 348 | 14.9 | 317 | 9788.1 | 56.1 | 221112 | -88.0622 | 41.6339 | 1730 | R63-0142 | 125 | 100 | 884 | 1 | 884_B_1 | 60446 | 128&24 | R63-0142
17197 |  | Illinois | Will | 9701111 | 53540313 | 52230212 | 197899AAC | 0001 | 0001 | PPL University Park LLC | 1.19 | 0 | 110 | 10 | 847 | 6150 | 78.3 | 221112 | -87.7515 | 41.4427 | 38 | R63-0083 | 125 | 120 | 55640 | CT01 | 55640_G_1 | 60466 | 139 | R63-0083
17197 |  | Illinois | Will | 9701111 | 53540413 | 52052512 | 197899AAC | 0002 | 0002 | PPL University Park LLC | 1.19 | 0 | 110 | 10 | 847 | 6150 | 78.3 | 221112 | -87.7515 | 41.4427 | 38 | R63-0083 | 125 | 120 | 55640 | CT02 | 55640_G_2 | 60466 | 139 | R63-0083
17197 |  | Illinois | Will | 9701111 | 53540513 | 52130412 | 197899AAC | 0003 | 0003 | PPL University Park LLC | 1.22 | 0 | 110 | 10 | 847 | 6150 | 78.3 | 221112 | -87.7515 | 41.4427 | 38 | R63-0083 | 125 | 120 | 55640 | CT03 | 55640_G_3 | 60466 | 139 | R63-0083
17197 |  | Illinois | Will | 9701111 | 53540613 | 52184912 | 197899AAC | 0004 | 0004 | PPL University Park LLC | 1.44 | 0 | 110 | 10 | 847 | 6150 | 78.3 | 221112 | -87.7515 | 41.4427 | 38 | R63-0083 | 125 | 120 | 55640 | CT04 | 55640_G_4 | 60466 | 139 | R63-0083
17197 |  | Illinois | Will | 9701111 | 53540713 | 52235312 | 197899AAC | 0005 | 0005 | PPL University Park LLC | 1 | 0 | 110 | 10 | 847 | 6150 | 78.3 | 221112 | -87.7515 | 41.4427 | 38 | R63-0083 | 125 | 120 | 55640 | CT05 | 55640_G_5 | 60466 | 139 | R63-0083
17197 |  | Illinois | Will | 9701111 | 53540813 | 52262312 | 197899AAC | 0006 | 0006 | PPL University Park LLC | 1.01 | 0 | 110 | 10 | 847 | 6150 | 78.3 | 221112 | -87.7515 | 41.4427 | 38 | R63-0083 | 125 | 120 | 55640 | CT06 | 55640_G_6 | 60466 | 139 | R63-0083
17197 |  | Illinois | Will | 9701111 | 53540913 | 52286512 | 197899AAC | 0007 | 0007 | PPL University Park LLC | 1.18 | 0 | 110 | 10 | 847 | 6150 | 78.3 | 221112 | -87.7515 | 41.4427 | 38 | R63-0083 | 125 | 120 | 55640 | CT07 | 55640_G_7 | 60466 | 139 | R63-0083
17197 |  | Illinois | Will | 9701111 | 53541013 | 51902112 | 197899AAC | 0008 | 0008 | PPL University Park LLC | 0.91 | 0 | 110 | 10 | 847 | 6150 | 78.3 | 221112 | -87.7515 | 41.4427 | 38 | R63-0083 | 125 | 120 | 55640 | CT08 | 55640_G_8 | 60466 | 139 | R63-0083
17197 |  | Illinois | Will | 9701111 | 53541113 | 51904112 | 197899AAC | 0009 | 0009 | PPL University Park LLC | 1.27 | 0 | 110 | 10 | 847 | 6150 | 78.3 | 221112 | -87.7515 | 41.4427 | 38 | R63-0083 | 125 | 120 | 55640 | CT09 | 55640_G_9 | 60466 | 139 | R63-0083
17197 |  | Illinois | Will | 9701111 | 53541213 | 51905412 | 197899AAC | 0010 | 0010 | PPL University Park LLC | 1.27 | 0 | 110 | 10 | 847 | 6150 | 78.3 | 221112 | -87.7515 | 41.4427 | 38 | R63-0083 | 125 | 120 | 55640 | CT10 | 55640_G_10 | 60466 | 139 | R63-0083
17197 |  | Illinois | Will | 9701111 | 53541313 | 51906512 | 197899AAC | 0011 | 0011 | PPL University Park LLC | 1.39 | 0 | 110 | 10 | 847 | 6150 | 78.3 | 221112 | -87.7515 | 41.4427 | 38 | R63-0083 | 125 | 120 | 55640 | CT11 | 55640_G_11 | 60466 | 139 | R63-0083
17197 |  | Illinois | Will | 9701111 | 53541413 | 51907112 | 197899AAC | 0012 | 0012 | PPL University Park LLC | 1.29 | 0 | 110 | 10 | 847 | 6150 | 78.3 | 221112 | -87.7515 | 41.4427 | 38 | R63-0083 | 125 | 120 | 55640 | CT12 | 55640_G_12 | 60466 | 139 | R63-0083
17199 |  | Illinois | Williamson | 8164511 | 5925213 | 5775312 | 199856AAC | 0004 | 0003 | Southern Illinois Power Coop | 1218.86 | 6524.22 | 400 | 15 | 125 | 8793 | 49.8 | 221112 | -88.9534 | 37.6189 | 1680 | R63-0142 | 125 | 100 | 976 | 4 | 976_B_4 | 62959 | 128&128&41 | R63-0142
17199 |  | Illinois | Williamson | 8164511 | 60406513 | 55845112 | 199856AAC | 0014 | 0013 | Southern Illinois Power Coop | 454.8 | 1979.34 | 194 | 10.8 | 246 | 3671.7 | 40.1 | 221112 | -88.9523 | 37.6193 | 1400 | R63-0142 | 125 | 100 | 976 | 123 | 976_B_123 | 62959 | 100 | R63-0142
18017 |  | Indiana | Cass | 7744711 | 1874413 | 1775312 | 00006 | 001 | 1 | LOGANSPORT MUNICIPAL LIGHT & POWER | 133.14 | 227.699 |  |  | 329 | 1748.7 | 0 | 221112 | -86.3722 | 40.7589 |  |  | 125 | 999 |  |  | 1032_B_5 | 46947
18017 |  | Indiana | Cass | 7744711 | 1874613 | 1775112 | 00006 | 002 | 2 | LOGANSPORT MUNICIPAL LIGHT & POWER | 219.674 | 436.852 |  |  | 337 | 1672.4 | 0 | 221112 | -86.3709 | 40.7589 |  |  | 125 | 999 |  |  | 1032_B_6 | 46947
18029 |  | Indiana | Dearborn | 10715711 | 58635713 | 54305412 | 00033 | 001 | 1 | PSEG LAWRENCEBURG ENERGY COMPANY, INC. | 41.75 | 2.2647 | 195 | 18 | 177 | 17570.9 | 69 | 327213 | -84.8643 | 39.0962 |  |  | 125 | 120 | 55502 | 1 | 55502_G_1100 | 47025 |  | R63-0083
18029 |  | Indiana | Dearborn | 10715711 | 58635813 | 54294212 | 00033 | 002 | 2 | PSEG LAWRENCEBURG ENERGY COMPANY, INC. | 41.35 | 2.2599 | 195 | 18 | 177 | 17570.9 | 69 | 327213 | -84.8642 | 39.0947 |  |  | 125 | 120 | 55502 | 2 | 55502_G_1200 | 47025 |  | R63-0083
18029 |  | Indiana | Dearborn | 10715711 | 58635913 | 54300712 | 00033 | 003 | 3 | PSEG LAWRENCEBURG ENERGY COMPANY, INC. | 40.3 | 2.1147 | 195 | 18 | 177 | 17570.9 | 69 | 327213 | -84.8642 | 39.0947 |  |  | 125 | 120 | 55502 | 3 | 55502_G_2100 | 47025 |  | R63-0083
18029 |  | Indiana | Dearborn | 10715711 | 58636013 | 54280712 | 00033 | 004 | 4 | PSEG LAWRENCEBURG ENERGY COMPANY, INC. | 45.2 | 2.1711 | 195 | 18 | 177 | 17570.9 | 69 | 327213 | -84.8642 | 39.0947 |  |  | 125 | 120 | 55502 | 4 | 55502_G_2200 | 47025 |  | R63-0083
18029 |  | Indiana | Dearborn | 7972611 | 2990013 | 2858412 | 00002 | 004 | 2 | AMERICAN ELECTRIC POWER-TANNERS CREEK | 3377.83 | 20502.9381 | 403 | 23.5 | 300 | 29609.8 | 49 | 221112 | -84.859 | 39.0813 | 4990 | R63-0142 | 125 | 999 | 988 | U4 | 988_B_U4 | 47025 |  | R63-0142
18029 |  | Indiana | Dearborn | 7972611 | 2990113 | 2858312 | 00002 | 003 | 1 | AMERICAN ELECTRIC POWER-TANNERS CREEK | 674.42 | 2314.7247 | 403 | 23.5 | 297 | 23216.7 | 54 | 221112 | -84.8602 | 39.0804 | 1840 | R63-0142 | 125 | 999 | 988 | U3 | 988_B_U3 | 47025 |  | R63-0142
18029 |  | Indiana | Dearborn | 7972611 | 2990213 | 2858312 | 00002 | 001 | 1 | AMERICAN ELECTRIC POWER-TANNERS CREEK | 381.22 | 1308.0336 | 403 | 23.5 | 297 | 23216.7 | 54 | 221112 | -84.8602 | 39.0804 | 1390 | R63-0142 | 125 | 999 | 988 | U1 | 988_B_U1 | 47025 |  | R63-0142
18029 |  | Indiana | Dearborn | 7972611 | 2990313 | 2858312 | 00002 | 002 | 1 | AMERICAN ELECTRIC POWER-TANNERS CREEK | 933.92 | 3205.7956 | 403 | 23.5 | 297 | 23216.7 | 54 | 221112 | -84.8602 | 39.0804 | 1390 | R63-0142 | 125 | 999 | 988 | U2 | 988_B_U2 | 47025 |  | R63-0142
18037 |  | Indiana | Dubois | 7224911 | 65418613 | 7474912 | 00002 | 001 | 1 | JASPER MUNICIPAL ELECTRIC UTILITY | 1.265 | 6.555 |  |  | 420 | 1800 | 0 | 221122 | -86.9141 | 38.3998 | 14 |  | 125 | 999 |  |  | 6225_B_1 | 47546
18043 |  | Indiana | Floyd | 7742411 | 1881613 | 1781112 | 00004 | 004 | 2 | DUKE ENERGY INDIANA - GALLAGHER | 278.8 | 585.8 | 550 | 12.25 | 285 | 19500 | 165.5 | 221112 | -85.8376 | 38.2625 | 1460 | R63-0142 | 125 | 999 | 1008 | 4 | 1008_B_4 | 47150 |  | R63-0142
18043 |  | Indiana | Floyd | 7742411 | 1881713 | 1781012 | 00004 | 001 | 1 | DUKE ENERGY INDIANA - GALLAGHER | 330.5 | 850.3 | 550 | 12.25 | 285 | 19500 | 165.5 | 221112 | -85.8376 | 38.2634 | 1460 | R63-0142 | 125 | 999 | 1008 | 1 | 1008_B_1 | 47150 |  | R63-0142
18043 |  | Indiana | Floyd | 7742411 | 1881813 | 1781112 | 00004 | 003 | 2 | DUKE ENERGY INDIANA - GALLAGHER | 363.6 | 845.8 | 550 | 12.25 | 285 | 19500 | 165.5 | 221112 | -85.8376 | 38.2625 | 1460 | R63-0142 | 125 | 999 | 1008 | 3 | 1008_B_3 | 47150 |  | R63-0142
18043 |  | Indiana | Floyd | 7742411 | 1881913 | 1781012 | 00004 | 002 | 1 | DUKE ENERGY INDIANA - GALLAGHER | 371.5 | 727.8 | 550 | 12.25 | 285 | 19500 | 165.5 | 221112 | -85.8376 | 38.2634 | 1460 | R63-0142 | 125 | 999 | 1008 | 2 | 1008_B_2 | 47150 |  | R63-0142
18051 |  | Indiana | Gibson | 7363111 | 10573413 | 10485312 | 00013 | 002 | 1 | DUKE ENERGY INDIANA - GIBSON | 3860.8 | 2273.3 | 500 | 32 | 288 | 76066.7 | 95 | 221112 | -87.7658 | 38.3703 | 6800 | R63-0142 | 125 | 999 | 6113 | 2 | 6113_B_2 | 47670 |  | R63-0142
18051 |  | Indiana | Gibson | 7363111 | 10573513 | 10485312 | 00013 | 001 | 1 | DUKE ENERGY INDIANA - GIBSON | 2609.5 | 2313.5 | 500 | 32 | 288 | 76066.7 | 95 | 221112 | -87.7658 | 38.3703 | 6500 | R63-0142 | 125 | 999 | 6113 | 1 | 6113_B_1 | 47670 |  | R63-0142
18051 |  | Indiana | Gibson | 7363111 | 10573613 | 10485612 | 00013 | 005 | 3 | DUKE ENERGY INDIANA - GIBSON | 2921 | 9275.4 | 500 | 23.5 | 145 | 30450 | 70 | 221112 | -87.7681 | 38.3721 | 6700 | R63-0142 | 125 | 999 | 6113 | 5 | 6113_B_5 | 47670 |  | R63-0142
18051 |  | Indiana | Gibson | 7363111 | 10574013 | 10485812 | 00013 | 003 | 2 | DUKE ENERGY INDIANA - GIBSON | 3096.5 | 2112 | 500 | 32 | 288 | 76066.7 | 95 | 221112 | -87.7681 | 38.3712 | 7300 | R63-0142 | 125 | 999 | 6113 | 3 | 6113_B_3 | 47670 |  | R63-0142
18051 |  | Indiana | Gibson | 7363111 | 10574213 | 10485412 | 00013 | 004 | 4 | DUKE ENERGY INDIANA - GIBSON | 2536.6 | 3012.4 | 500 | 23.5 | 145 | 30450 | 70 | 221112 | -87.7681 | 38.3721 | 7100 | R63-0142 | 125 | 999 | 6113 | 4 | 6113_B_4 | 47670 |  | R63-0142
18055 |  | Indiana | Greene | 4560611 | 28032213 | 26903012 | 00034 | 002 | 2 | WORTHINGTON GENERATING STATION | 1.6 | 0.01503 | 45 | 9 | 400 | 9350 | 147 | 221122 | -87.0128 | 39.0717 | 460 |  | 125 | 999 |  |  | 55148_G_2 | 47465
18055 |  | Indiana | Greene | 4560611 | 28032313 | 26902812 | 00034 | 003 | 3 | WORTHINGTON GENERATING STATION | 1.9 | 0.01662 | 45 | 9 | 400 | 9350 | 147 | 221122 | -87.0128 | 39.0717 | 460 |  | 125 | 999 |  |  | 55148_G_3 | 47465
18055 |  | Indiana | Greene | 4560611 | 28032413 | 87282212 | 00034 | 004 | 4 | WORTHINGTON GENERATING STATION | 1.6 | 0.01485 | 45 | 9 | 400 | 9350 | 147 | 221122 | -87.0128 | 39.0717 | 460 |  | 125 | 999 |  |  | 55148_G_4 | 47465
18055 |  | Indiana | Greene | 4560611 | 28032513 | 26902912 | 00034 | 001 | 1 | WORTHINGTON GENERATING STATION | 2.2 | 0.02193 | 45 | 9 | 400 | 9350 | 147 | 221122 | -87.0128 | 39.0717 | 460 |  | 125 | 999 |  |  | 55148_G_1 | 47465
18057 |  | Indiana | Hamilton | 4561111 | 91185813 | 87277812 | 00004 | 008 | 5 | DUKE ENERGY INDIANA - NOBLESVILLE | 9.2 | 0.1 | 175 | 13 | 241 | 5396 | 40.7 | 221112 | -85.9707 | 40.0959 |  |  | 125 | 999 | 1007 | CT3 | 1007_G_CT3 | 46060
18057 |  | Indiana | Hamilton | 4561111 | 91185913 | 87277912 | 00004 | 009 | 6 | DUKE ENERGY INDIANA - NOBLESVILLE | 8 | 0.1 | 175 | 13 | 241 | 5396 | 40.7 | 221112 | -85.9707 | 40.0959 |  |  | 125 | 999 | 1007 | CT4 | 1007_G_CT4 | 46060
18057 |  | Indiana | Hamilton | 4561111 | 91186013 | 87278012 | 00004 | 010 | 7 | DUKE ENERGY INDIANA - NOBLESVILLE | 7.5 | 0.1 | 175 | 13 | 241 | 5396 | 40.7 | 221112 | -85.9707 | 40.0959 |  |  | 125 | 999 | 1007 | CT5 | 1007_G_CT5 | 46060
18065 |  | Indiana | Henry | 4664211 | 27969413 | 26843812 | 00032 | 003 | 2 | DUKE ENERGY INDIANA - HENRY COUNTY | 8.6 | 0.059782 | 90 | 9 | 840 | 8800 | 138.3 | 221112 | -85.5039 | 39.9527 | 450 |  | 125 | 999 |  |  | 7763_G_3 | 47362
18065 |  | Indiana | Henry | 4664211 | 27969513 | 26843912 | 00032 | 001 | 1 | DUKE ENERGY INDIANA - HENRY COUNTY | 9.8 | 0.066293 | 90 | 9 | 400 | 8800 | 138.3 | 221112 | -85.5039 | 39.9527 | 450 |  | 125 | 999 |  |  | 7763_G_1 | 47362
18065 |  | Indiana | Henry | 4664211 | 27969613 | 26843812 | 00032 | 002 | 2 | DUKE ENERGY INDIANA - HENRY COUNTY | 9 | 0.063746 | 90 | 9 | 840 | 8800 | 138.3 | 221112 | -85.5039 | 39.9527 | 450 |  | 125 | 999 |  |  | 7763_G_2 | 47362
18073 |  | Indiana | Jasper | 7957011 | 3008913 | 2881112 | 00008 | 002 | 2 | NIPSCO - R.M. SCHAHFER | 2369.9021 | 8414.2009 | 500 | 21 | 290 | 35578.3 | 0 | 221112 | -87.0239 | 41.2175 | 5700 | R63-0142 | 125 | 999 | 6085 | 15 | 6085_B_15 | 46392 |  | R63-0142
18073 |  | Indiana | Jasper | 7957011 | 3009313 | 2880912 | 00008 | 001 | 1 | NIPSCO - R.M. SCHAHFER | 1278.599 | 9211.6994 | 500 | 21 | 307 | 31313.2 | 90.4 | 221112 | -87.0238 | 41.2173 | 5200 | R63-0142 | 125 | 999 | 6085 | 14 | 6085_B_14 | 46392 |  | R63-0142
18073 |  | Indiana | Jasper | 7957011 | 3009713 | 2881012 | 00008 | 003 | 3 | NIPSCO - R.M. SCHAHFER | 23.2 | 0.048434 | 50 | 23.9 | 400 | 4205 | 9.4 | 221112 | -87.0239 | 41.2175 | 1450 |  | 125 | 999 | 6085 | 16A | 6085_G_16A | 46392
18073 |  | Indiana | Jasper | 7957011 | 3009813 | 2880812 | 00008 | 004 | 4 | NIPSCO - R.M. SCHAHFER | 16.5 | 0.037332 | 50 | 23.9 | 400 | 4205 | 9.4 | 221112 | -87.0239 | 41.2175 | 1450 |  | 125 | 999 | 6085 | 16B | 6085_G_16B | 46392
18073 |  | Indiana | Jasper | 7957011 | 3009913 | 2881212 | 00008 | 006 | 6 | NIPSCO - R.M. SCHAHFER | 1908.3043 | 898.2022 | 500 | 18 | 160 | 19691.7 | 77.4 | 221112 | -87.0262 | 41.2164 | 4950 | R63-0142 | 125 | 999 | 6085 | 18 | 6085_B_18 | 46392 |  | R63-0142
18073 |  | Indiana | Jasper | 7957011 | 3010013 | 2881312 | 00008 | 005 | 5 | NIPSCO - R.M. SCHAHFER | 1770.1033 | 827.9997 | 500 | 18 | 160 | 19691.7 | 77.4 | 221112 | -87.0239 | 41.2175 | 4950 | R63-0142 | 125 | 999 | 6085 | 17 | 6085_B_17 | 46392 |  | R63-0142
18077 |  | Indiana | Jefferson | 7744211 | 1875813 | 1776812 | 00001 | 001 | 1 | IKEC - CLIFTY CREEK STATION | 1376.38 | 12476.2 |  |  | 350 | 44716.7 | 0 | 221112 | -85.4192 | 38.7379 | 2800 | R63-0142 | 125 | 999 | 983 | 1 | 983_B_1 | 47250 |  | R63-0142
18077 |  | Indiana | Jefferson | 7744211 | 1875913 | 1776812 | 00001 | 002 | 1 | IKEC - CLIFTY CREEK STATION | 1328.64 | 12043.4 |  |  | 350 | 44716.7 | 0 | 221112 | -85.4192 | 38.7379 | 2800 | R63-0142 | 125 | 999 | 983 | 2 | 983_B_2 | 47250 |  | R63-0142
18077 |  | Indiana | Jefferson | 7744211 | 1876113 | 1776712 | 00001 | 004 | 2 | IKEC - CLIFTY CREEK STATION | 1262.26 | 13868.8 |  |  | 350 | 44716.7 | 0 | 221112 | -85.4203 | 38.7397 | 2800 | R63-0142 | 125 | 999 | 983 | 4 | 983_B_4 | 47250 |  | R63-0142
18077 |  | Indiana | Jefferson | 7744211 | 1876213 | 1776812 | 00001 | 003 | 1 | IKEC - CLIFTY CREEK STATION | 1309.68 | 11871.5 |  |  | 350 | 44716.7 | 0 | 221112 | -85.4192 | 38.7379 | 2800 | R63-0142 | 125 | 999 | 983 | 3 | 983_B_3 | 47250 |  | R63-0142
18077 |  | Indiana | Jefferson | 7744211 | 1876313 | 1776712 | 00001 | 005 | 2 | IKEC - CLIFTY CREEK STATION | 981.92 | 10788.6 |  |  | 350 | 44716.7 | 0 | 221112 | -85.4203 | 38.7397 | 2800 | R63-0142 | 125 | 999 | 983 | 5 | 983_B_5 | 47250 |  | R63-0142
18077 |  | Indiana | Jefferson | 7744211 | 1876413 | 1776712 | 00001 | 006 | 2 | IKEC - CLIFTY CREEK STATION | 4679.32 | 13037.4 |  |  | 350 | 44716.7 | 0 | 221112 | -85.4203 | 38.7397 | 2800 | R63-0142 | 125 | 999 | 983 | 6 | 983_B_6 | 47250 |  | R63-0142
18083 |  | Indiana | Knox | 4478911 | 28309613 | 27149512 | 00003 | 004 | 4 | DUKE ENERGY INDIANA - EDWARDSPORT | 0 | 0 | 183 | 8.4 | 322 | 3278.9 | 59 | 221112 | -87.2476 | 38.806 | 700 | R63-0142 | 125 | 999 | 1004 | 8-1 | 1004_B_8-1 | 47528 |  | R63-0142
18083 |  | Indiana | Knox | 4478911 | 28309713 | 27149212 | 00003 | 002 | 2 | DUKE ENERGY INDIANA - EDWARDSPORT | 0 | 0 | 183 | 8.4 | 322 | 3278.9 | 59 | 221112 | -87.2476 | 38.806 | 700 | R63-0142 | 125 | 999 | 1004 | 7-1 | 1004_B_7-1 | 47528 |  | R63-0142
18083 |  | Indiana | Knox | 4478911 | 28309813 | 27149312 | 00003 | 003 | 3 | DUKE ENERGY INDIANA - EDWARDSPORT | 0 | 0 | 183 | 8.4 | 322 | 3278.9 | 59 | 221112 | -87.2476 | 38.806 | 700 | R63-0142 | 125 | 999 | 1004 | 7-2 | 1004_B_7-2 | 47528 |  | R63-0142
18089 |  | Indiana | Lake | 3985111 | 32590713 | 31155712 | 00210 | 002 | 3 | STATE LINE ENERGY LLC | 5294.6 | 4014.4 | 456 | 14.5 | 319 | 20559.9 | 124.5 | 221112 | -87.5216 | 41.707 | 3500 | R63-0142 | 125 | 999 | 981 | 4 | 981_B_4 | 46320 |  | R63-0142
18089 |  | Indiana | Lake | 3985111 | 32591513 | 31155612 | 00210 | 021 | 2 | STATE LINE ENERGY LLC | 1707.8 | 4029.5 | 406 | 17 | 325 | 13198 | 65.6 | 221112 | -87.5216 | 41.707 | 2050 | R63-0142 | 125 | 999 | 981 | 3 | 981_B_3 | 46320 |  | R63-0142
18089 |  | Indiana | Lake | 3988511 | 32560413 | 31123312 | 00449 | 001 | 1 | WHITING CLEAN ENERGY, INC. | 59.1 | 3.9 |  |  | 190 | 16303.8 | 0 | 221112 | -87.4775 | 41.6739 | 2990 |  | 125 | 999 | 55259 | CT1 | 55259_G_CT1 | 46394
18089 |  | Indiana | Lake | 3988511 | 32560513 | 31123212 | 00449 | 002 | 2 | WHITING CLEAN ENERGY, INC. | 48.6 | 3.4 |  |  | 190 | 16320.5 | 0 | 221112 | -87.4775 | 41.6739 | 2990 |  | 125 | 999 | 55259 | CT2 | 55259_G_CT2 | 46394
18089 |  | Indiana | Lake | 7363911 | 10560013 | 10471112 | 00117 | 001 | 1 | NIPSCO - D. H. MITCHELL STATION | 0 | 0 | 236 | 11.3 | 325 | 17570 | 175.2 | 221112 | -87.407 | 41.639 |  |  | 125 | 999 |  |  | 996_B_4 | 46401
18089 |  | Indiana | Lake | 7363911 | 10560113 | 10471012 | 00117 | 004 | 2 | NIPSCO - D. H. MITCHELL STATION | 0 | 0 | 236 | 8.3 | 325 | 16266.7 | 300.6 | 221112 | -87.407 | 41.639 |  |  | 125 | 100 |  |  | 996_B_11 | 46401
18089 |  | Indiana | Lake | 7363911 | 10560213 | 10471112 | 00117 | 002 | 1 | NIPSCO - D. H. MITCHELL STATION | 0 | 0 | 236 | 11.3 | 325 | 17570 | 175.2 | 221112 | -87.407 | 41.639 |  |  | 125 | 100 |  |  | 996_B_5 | 46401
18089 |  | Indiana | Lake | 7363911 | 10560913 | 10471012 | 00117 | 003 | 2 | NIPSCO - D. H. MITCHELL STATION | 0 | 0 | 236 | 8.3 | 325 | 16266.7 | 300.6 | 221112 | -87.407 | 41.639 |  |  | 125 | 100 |  |  | 996_B_6 | 46401
18091 |  | Indiana | La Porte | 8011511 | 4010013 | 3893912 | 00021 | 007 | 4 | NIPSCO - MICHIGAN CITY | 1431.8002 | 13353.4695 | 505 | 21 | 332 | 32443.3 | 93.7 | 221112 | -86.9086 | 41.7208 | 5200 | R63-0142 | 125 | 999 | 997 | 12 | 997_B_12 | 46360 |  | R63-0142
18093 |  | Indiana | Lawrence | 10714911 | 58598713 | 54305912 | 00028 | 001 | 1 | LAWRENCE GENERATING STATION | 2.9 | 0.02091 | 45 | 9 | 400 | 9350 | 147 | 221112 | -86.4506 | 38.8008 | 460 |  | 125 | 999 | 7948 | 1 | 7948_G_1 | 47446 |  | R63-0083
18093 |  | Indiana | Lawrence | 10714911 | 58598813 | 54294612 | 00028 | 002 | 2 | LAWRENCE GENERATING STATION | 3 | 0.0228 | 45 | 9 | 400 | 9350 | 147 | 221112 | -86.4506 | 38.8008 | 460 |  | 125 | 999 | 7948 | 2 | 7948_G_2 | 47446 |  | R63-0083
18093 |  | Indiana | Lawrence | 10714911 | 58598913 | 54301112 | 00028 | 003 | 3 | LAWRENCE GENERATING STATION | 3 | 0.0207 | 45 | 9 | 400 | 9350 | 147 | 221112 | -86.4506 | 38.8008 | 460 |  | 125 | 999 | 7948 | 3 | 7948_G_3 | 47446 |  | R63-0083
18093 |  | Indiana | Lawrence | 10714911 | 58599013 | 54281112 | 00028 | 004 | 4 | LAWRENCE GENERATING STATION | 3.6 | 0.02643 | 45 | 9 | 400 | 9350 | 147 | 221112 | -86.4506 | 38.8008 | 460 |  | 125 | 999 | 7948 | 4 | 7948_G_4 | 47446 |  | R63-0083
18093 |  | Indiana | Lawrence | 10714911 | 58599113 | 54284912 | 00028 | 005 | 5 | LAWRENCE GENERATING STATION | 3.7 | 0.02511 | 45 | 9 | 400 | 9350 | 147 | 221112 | -86.4506 | 38.8008 | 460 |  | 125 | 999 | 7948 | 5 | 7948_G_5 | 47446 |  | R63-0083
18093 |  | Indiana | Lawrence | 10714911 | 58599213 | 54288212 | 00028 | 006 | 6 | LAWRENCE GENERATING STATION | 2.2 | 0.0153 | 45 | 9 | 400 | 9350 | 147 | 221112 | -86.4506 | 38.8008 | 460 |  | 125 | 999 | 7948 | 6 | 7948_G_6 | 47446 |  | R63-0083
18095 |  | Indiana | Madison | 7956711 | 3011413 | 2882612 | 00051 | 001 | 2 | ANDERSON STATION | 0.43512 | 0.0036533 |  |  | 990 | 11074.5 | 0 | 221112 | -85.7246 | 40.0472 | 560 |  | 125 | 999 |  |  | 7336_G_ACT1 | 46011
18095 |  | Indiana | Madison | 7956711 | 3011413 | 2882712 | 00051 | 001 | 1 | ANDERSON STATION | 0.38316 | 0.0036533 |  |  | 990 | 11074.5 | 0 | 221112 | -85.7247 | 40.0472 | 560 |  | 125 | 999 |  |  | 7336_G_ACT1 | 46011
18095 |  | Indiana | Madison | 7956711 | 3011413 | 87282812 | 00051 | 001 | 7 | ANDERSON STATION | 0.32208 | 0.0079411 |  |  | 1025 | 8470.6 | 0 | 221112 | -85.7302 | 40.0535 | 560 |  | 125 | 999 |  |  | 7336_G_ACT1 | 46011
18095 |  | Indiana | Madison | 7956711 | 3011513 | 2882912 | 00051 | 002 | 4 | ANDERSON STATION | 0.0070144 | 8.848e-05 |  |  | 0 | 0 | 0 | 221112 | -85.7246 | 40.0472 | 560 |  | 125 | 999 |  |  | 7336_G_ACT2 | 46011
18095 |  | Indiana | Madison | 7956711 | 3011513 | 2883012 | 00051 | 002 | 3 | ANDERSON STATION | 0.0078912 | 9.954e-05 |  |  | 0 | 0 | 0 | 221112 | -85.7246 | 40.0472 | 560 |  | 125 | 999 |  |  | 7336_G_ACT2 | 46011
18097 |  | Indiana | Marion | 4885311 | 100805413 | 30984812 | 00034 | 12 | 3 | C.C. PERRY K STEAM PLANT | 12.74 | 0.0273 | 272 | 15.2 | 400 | 3166.7 | 0 | 22133 | -86.1665 | 39.7629 | 382 |  | 125 | 100 | 992 | 12 | 992_B_12 | 46225
18097 |  | Indiana | Marion | 4885311 | 100805413 | 30985212 | 00034 | 12 | 4 | C.C. PERRY K STEAM PLANT | 869.253 | 2093.71 | 272 | 15.23 | 375 | 2833.3 | 0 | 22133 | -86.1665 | 39.7629 | 382 |  | 125 | 100 | 992 | 12 | 992_B_12 | 46225
18097 |  | Indiana | Marion | 4885311 | 100805713 | 30985012 | 00034 | 15 | 1 | C.C. PERRY K STEAM PLANT | 221.32 | 1029.42 | 272 | 14.5 | 400 | 2500 | 15.1 | 22133 | -86.1665 | 39.7629 | 324 |  | 125 | 100 | 992 | 15 | 992_B_15 | 46225
18097 |  | Indiana | Marion | 4885311 | 100805813 | 30985012 | 00034 | 16 | 1 | C.C. PERRY K STEAM PLANT | 254.408 | 1225.44 | 272 | 14.5 | 400 | 2500 | 15.1 | 22133 | -86.1665 | 39.7629 | 324 |  | 125 | 100 | 992 | 16 | 992_B_16 | 46225
18097 |  | Indiana | Marion | 7255211 | 91188413 | 87281012 | 00033 | Unit 3 | 3-1 | IPL HARDING STREET STATION | 0 | 0 | 209 | 7 | 377 | 2653 | 68.9 | 221112 | -86.1975 | 39.7119 | 527 | R63-0142 | 125 | 999 | 990 | 9 | 990_B_9 | 46217 |  | R63-0142
18097 |  | Indiana | Marion | 7255211 | 91188513 | 87281112 | 00033 | Unit 4 | 4-1 | IPL HARDING STREET STATION | 0 | 0 | 209 | 7 | 377 | 2653 | 68.9 | 221112 | -86.1975 | 39.7119 | 527 | R63-0142 | 125 | 999 | 990 | 10 | 990_B_10 | 46217 |  | R63-0142
18097 |  | Indiana | Marion | 7255211 | 91188613 | 87281212 | 00033 | Unit 5 | 5-1 | IPL HARDING STREET STATION | 739 | 8633.5 | 261 | 6.5 | 334 | 7166.7 | 216 | 221112 | -86.1975 | 39.7119 | 1020 | R63-0142 | 125 | 999 | 990 | 50 | 990_B_50 | 46217 |  | R63-0142
18097 |  | Indiana | Marion | 7255211 | 91188713 | 87281312 | 00033 | Unit 6 | 6-1 | IPL HARDING STREET STATION | 700 | 7940.5 | 261 | 6.5 | 350 | 6916.7 | 208.4 | 221112 | -86.1975 | 39.7119 | 1020 | R63-0142 | 125 | 999 | 990 | 60 | 990_B_60 | 46217 |  | R63-0142
18097 |  | Indiana | Marion | 7255211 | 91188813 | 87281412 | 00033 | Unit 7 | 7-1 | IPL HARDING STREET STATION | 1177.4 | 2419.7 | 565 | 20 | 287 | 24166.7 | 76.9 | 221112 | -86.1975 | 39.7119 | 4120 | R63-0142 | 125 | 999 | 990 | 70 | 990_B_70 | 46217 |  | R63-0142
18107 |  | Indiana | Montgomery | 8224711 | 4243413 | 4146112 | 00003 | 002 | 2 | CRAWFORDSVILLE ELECTRIC LIGHT & POWER | 1.3262 | 8.8877 |  |  | 380 | 1116.7 | 0 | 221122 | -86.9062 | 40.0488 |  |  | 125 | 100 |  |  | 1024_B_5 | 47933
18107 |  | Indiana | Montgomery | 8224711 | 4243513 | 4145812 | 00003 | 001 | 1 | CRAWFORDSVILLE ELECTRIC LIGHT & POWER | 0.93225 | 7.6648 |  |  | 390 | 1266.7 | 0 | 221122 | -86.9062 | 40.0488 |  |  | 125 | 100 |  |  | 1024_B_6 | 47933
18107 |  | Indiana | Montgomery | 8224711 | 4243713 | 4146112 | 00003 | 003 | 2 | CRAWFORDSVILLE ELECTRIC LIGHT & POWER | 0.025 | 0.00015 |  |  | 380 | 1116.7 | 0 | 221122 | -86.9062 | 40.0488 |  |  | 125 | 100 |  |  | 1024_B_5x | 47933
18109 |  | Indiana | Morgan | 8225111 | 4234313 | 4137512 | 00004 | 002 | 1 | IPL EAGLE VALLEY STATION | 1.5 | 0.3 | 250 | 15 | 363 | 5194.5 | 40 | 221112 | -86.4186 | 39.4861 | 524 | R63-0142 | 125 | 999 | 991 | 2 | 991_B_2 | 46151 |  | R63-0142
18109 |  | Indiana | Morgan | 8225111 | 4234513 | 4137512 | 00004 | 001 | 1 | IPL EAGLE VALLEY STATION | 1.1 | 0.3 | 250 | 15 | 363 | 5194.5 | 40 | 221112 | -86.4186 | 39.4861 | 524 | R63-0142 | 125 | 999 | 991 | 1 | 991_B_1 | 46151 |  | R63-0142
18109 |  | Indiana | Morgan | 8225111 | 4234613 | 4138012 | 00004 | 005 | 3 | IPL EAGLE VALLEY STATION | 279.9131 | 1962.4211 | 282 | 15 | 357 | 11750 | 43 | 221112 | -86.4186 | 39.4852 | 741 | R63-0142 | 125 | 999 | 991 | 5 | 991_B_5 | 46151 |  | R63-0142
18109 |  | Indiana | Morgan | 8225111 | 4234713 | 4137712 | 00004 | 003 | 2 | IPL EAGLE VALLEY STATION | 268.9784 | 1325.278 | 282 | 15 | 340 | 7666.7 | 46 | 221112 | -86.4186 | 39.4852 | 524 | R63-0142 | 125 | 999 | 991 | 3 | 991_B_3 | 46151 |  | R63-0142
18109 |  | Indiana | Morgan | 8225111 | 4235013 | 4138012 | 00004 | 006 | 3 | IPL EAGLE VALLEY STATION | 677.3159 | 4758.0309 | 282 | 15 | 357 | 11750 | 43 | 221112 | -86.4186 | 39.4852 | 1020 | R63-0142 | 125 | 999 | 991 | 6 | 991_B_6 | 46151 |  | R63-0142
18109 |  | Indiana | Morgan | 8225111 | 4235113 | 4137712 | 00004 | 004 | 2 | IPL EAGLE VALLEY STATION | 572.0056 | 2828.9515 | 282 | 15 | 340 | 7666.7 | 46 | 221112 | -86.4186 | 39.4852 | 741 | R63-0142 | 125 | 999 | 991 | 4 | 991_B_4 | 46151 |  | R63-0142
18125 |  | Indiana | Pike | 4672011 | 28364513 | 27198512 | 00001 | 002 | 2 | HOOSIER ENERGY - RATTS GENERATING STATIO | 621 | 5550.3 | 300 | 11 | 282 | 6850 | 32 | 221112 | -87.2661 | 38.5212 | 1500 | R63-0142 | 125 | 999 | 1043 | 2SG1 | 1043_B_2SG1 | 47567 |  | R63-0142
18125 |  | Indiana | Pike | 4672011 | 28364613 | 27198412 | 00001 | 001 | 1 | HOOSIER ENERGY - RATTS GENERATING STATIO | 450.3 | 3946 | 300 | 11 | 282 | 7166.7 | 80 | 221112 | -87.2661 | 38.5212 | 1500 | R63-0142 | 125 | 999 | 1043 | 1SG1 | 1043_B_1SG1 | 47567 |  | R63-0142
18125 |  | Indiana | Pike | 7362411 | 10578713 | 87276412 | 00002 | 004 | 4-1 | IPL PETERSBURG GENERATING STATION | 3739.8 | 13681.2 | 625 | 22 | 157 | 32833.3 | 86.4 | 221112 | -87.2529 | 38.5278 | 5550 | R63-0142 | 125 | 999 | 994 | 4 | 994_B_4 | 47567 |  | R63-0142
18125 |  | Indiana | Pike | 7362411 | 10578813 | 87276112 | 00002 | 002 | 2-1(b) | IPL PETERSBURG GENERATING STATION | 17.4 | 354 | 604 | 20 | 305 | 19266.7 | 61.3 | 221112 | -87.2529 | 38.5278 | 4140 | R63-0142 | 125 | 999 | 994 | 2 | 994_B_2 | 47567 |  | R63-0142
18125 |  | Indiana | Pike | 7362411 | 10578813 | 87276212 | 00002 | 002 | 2-1(S) | IPL PETERSBURG GENERATING STATION | 2115.9 | 2232.2 | 621 | 20.6 | 124 | 26083.3 | 78.3 | 221112 | -87.2529 | 38.5278 | 4140 | R63-0142 | 125 | 999 | 994 | 2 | 994_B_2 | 47567 |  | R63-0142
18125 |  | Indiana | Pike | 7362411 | 10579113 | 87276312 | 00002 | 003 | 3-1 | IPL PETERSBURG GENERATING STATION | 2276.9 | 7569.1 | 623 | 22 | 156 | 32166.7 | 84.6 | 221112 | -87.2529 | 38.5278 | 5540 | R63-0142 | 125 | 999 | 994 | 3 | 994_B_3 | 47567 |  | R63-0142
18125 |  | Indiana | Pike | 7362411 | 10579213 | 87275912 | 00002 | 001 | 1-1(b) | IPL PETERSBURG GENERATING STATION | 57.5 | 1103.6 | 552 | 29.4 | 290 | 10933.3 | 16.1 | 221112 | -87.2529 | 38.5278 | 2200 | R63-0142 | 125 | 999 | 994 | 1 | 994_B_1 | 47567 |  | R63-0142
18125 |  | Indiana | Pike | 7362411 | 10579213 | 87276012 | 00002 | 001 | 1-1(S) | IPL PETERSBURG GENERATING STATION | 1458.9 | 291.5 | 621 | 15.3 | 123 | 14000 | 76.1 | 221112 | -87.2529 | 38.5278 | 2200 | R63-0142 | 125 | 999 | 994 | 1 | 994_B_1 | 47567 |  | R63-0142
18127 |  | Indiana | Porter | 7376611 | 10538213 | 10442412 | 00002 | 005 | 3 | NIPSCO - BAILLY STATION | 13.4147 | 145.1301 | 400 | 15.25 | 330 | 26647.9 | 0 | 221112 | -87.1321 | 41.6433 |  |  | 125 | 999 |  |  | 995_B_7 | 46304
18127 |  | Indiana | Porter | 7376611 | 10538313 | 10442412 | 00002 | 004 | 3 | NIPSCO - BAILLY STATION | 6.6853 | 72.3701 | 400 | 15.25 | 330 | 26647.9 | 0 | 221112 | -87.1321 | 41.6433 |  |  | 125 | 999 |  |  | 995_B_7 | 46304
18127 |  | Indiana | Porter | 7376611 | 10538413 | 10442212 | 00002 | 003 | 2 | NIPSCO - BAILLY STATION | 2.7 | 0.0075162 | 40 | 14 | 400 | 9494.9 | 0 | 221112 | -87.1225 | 41.6433 | 435 |  | 125 | 999 | 995 | 10 | 995_G_10 | 46304
18127 |  | Indiana | Porter | 7376611 | 10538513 | 10441812 | 00002 | 002 | 1 | NIPSCO - BAILLY STATION | 1301.6151 | 1563.311 | 480 | 20.5 | 130 | 28842.7 | 0 | 221112 | -87.1225 | 41.6451 | 5010 | R63-0142 | 125 | 999 | 995 | 8 | 995_B_8 | 46304 |  | R63-0142
18127 |  | Indiana | Porter | 7376611 | 10538613 | 10441812 | 00002 | 001 | 1 | NIPSCO - BAILLY STATION | 649.9874 | 779.5824 | 480 | 20.5 | 130 | 28842.7 | 0 | 221112 | -87.1225 | 41.6451 | 5010 | R63-0142 | 125 | 999 | 995 | 7 | 995_B_7 | 46304 |  | R63-0142
18127 |  | Indiana | Porter | 7376611 | 10538713 | 10442012 | 00002 | 008 | 0 | NIPSCO - BAILLY STATION |  |  |  |  | 0 | 0 | 0 | 221112 | -87.1225 | 41.6433 |  |  | 125 | 999 |  |  | 995_B_7 | 46304
18127 |  | Indiana | Porter | 7376611 | 10538813 | 10442312 | 00002 | 006 | 4 | NIPSCO - BAILLY STATION | 0.04818 | 0.00759 | 20 | 0.5 | 0 | 0 | 0 | 221112 | -87.1321 | 41.6433 |  |  | 125 | 999 |  |  | 995_B_7 | 46304
18127 |  | Indiana | Porter | 7376611 | 10538913 | 10442012 | 00002 | 014 | 0 | NIPSCO - BAILLY STATION |  |  |  |  | 0 | 0 | 0 | 221112 | -87.1225 | 41.6433 |  |  | 125 | 999 |  |  | 995_B_7 | 46304
18127 |  | Indiana | Porter | 7376611 | 10539013 | 10441912 | 00002 | 013 | 7 | NIPSCO - BAILLY STATION | 0.014016 | 0.0012704 | 15 | 0.5 | 0 | 0 | 0 | 221112 | -87.1321 | 41.6433 |  |  | 125 | 999 |  |  | 995_B_7 | 46304
18127 |  | Indiana | Porter | 7376611 | 10539113 | 10442512 | 00002 | 012 | 6 | NIPSCO - BAILLY STATION | 0.062634 | 0.0056771 | 1 | 0.001 | 0 | 0 | 0 | 221112 | -87.1321 | 41.6433 |  |  | 125 | 999 |  |  | 995_B_7 | 46304
18127 |  | Indiana | Porter | 7376611 | 10539213 | 10442112 | 00002 | 010 | 5 | NIPSCO - BAILLY STATION | 0 | 0 | 300 | 6 | 0 | 0 | 0 | 221112 | -87.1321 | 41.6433 |  |  | 125 | 999 |  |  | 995_B_7 | 46304
18127 |  | Indiana | Porter | 7376611 | 10539313 | 10442012 | 00002 | 007 | 0 | NIPSCO - BAILLY STATION |  |  |  |  | 0 | 0 | 0 | 221112 | -87.1225 | 41.6433 |  |  | 125 | 999 |  |  | 995_B_7 | 46304
18127 |  | Indiana | Porter | 7376611 | 10539413 | 10442012 | 00002 | 009 | 0 | NIPSCO - BAILLY STATION |  |  |  |  | 0 | 0 | 0 | 221112 | -87.1225 | 41.6433 |  |  | 125 | 999 |  |  | 995_B_7 | 46304
18127 |  | Indiana | Porter | 7376611 | 91184313 | 10442112 | 00002 | 011 | 5 | NIPSCO - BAILLY STATION | 0 | 0 | 300 | 6 | 0 | 0 | 0 | 221112 | -87.1321 | 41.6433 |  |  | 125 | 999 |  |  | 995_B_7 | 46304
18129 |  | Indiana | Posey | 8166111 | 5887513 | 5734212 | 00010 | 004 | 4 | SIGECO - A. B. BROWN | 3.066 | 0.483 | 25 | 1 | 0 | 0 | 0 | 221112 | -87.7154 | 37.9047 | 1410 |  | 125 | 999 | 6137 | 4 | 6137_G_4 | 47620
18129 |  | Indiana | Posey | 8166111 | 5887813 | 5734512 | 00010 | 001 | 1 | SIGECO - A. B. BROWN | 795.9 | 2964.4031 | 497 | 14 | 130 | 13893.3 | 90.3 | 221112 | -87.7154 | 37.9047 | 3630 | R63-0142 | 125 | 999 | 6137 | 1 | 6137_B_1 | 47620 |  | R63-0142
18129 |  | Indiana | Posey | 8166111 | 5887913 | 5734312 | 00010 | 002 | 2 | SIGECO - A. B. BROWN | 794.76 | 2328.6023 | 497 | 14 | 120 | 15000 | 97.4 | 221112 | -87.7097 | 37.9038 | 4470 | R63-0142 | 125 | 999 | 6137 | 2 | 6137_B_2 | 47620 |  | R63-0142
18129 |  | Indiana | Posey | 8166111 | 5888013 | 5733912 | 00010 | 003 | 3 | SIGECO - A. B. BROWN | 15.742 | 0.10003 | 32 | 7.1 | 0 | 0 | 0 | 221112 | -87.715 | 37.9053 | 1110 |  | 125 | 999 | 6137 | 3 | 6137_G_3 | 47620
18141 |  | Indiana | St Joseph | 5552411 | 27140813 | 26037012 | 00033 | 010 | 9 | NEW ENERGY CORP. | 460.28 | 1159.07 |  |  | 330 | 2512.3 | 0 | 339999 | -86.2951 | 41.6556 | 414 |  | 127 | 999 | 880087 | U-4000 | 880087_G_U-4000 | 46680
18147 |  | Indiana | Spencer | 8017211 | 3994813 | 3881812 | 00020 | 001 | 1 | INDIANA MICHIGAN POWER-ROCKPORT | 8160.018 | 13614.0312 | 1038 | 42.5 | 314 | 156290 | 110.2 | 221112 | -87.0364 | 37.9258 | 12400 | R63-0142 | 125 | 999 | 6166 | MB1 | 6166_B_MB1 | 47635 |  | R63-0142
18147 |  | Indiana | Spencer | 8017211 | 3995513 | 3881812 | 00020 | 002 | 1 | INDIANA MICHIGAN POWER-ROCKPORT | 13672.268 | 22705.2312 | 1038 | 42.5 | 314 | 156290 | 110.2 | 221112 | -87.0364 | 37.9258 | 12400 | R63-0142 | 125 | 999 | 6166 | MB2 | 6166_B_MB2 | 47635 |  | R63-0142
18153 |  | Indiana | Sullivan | 8396211 | 1479613 | 87279112 | 00005 | 002 | 2 | HOOSIER ENERGY - MEROM GENERATING STATIO | 1671.5 | 4687.5 | 704 | 19 | 130 | 29264.2 | 103 | 221121 | -87.5108 | 39.0694 | 7000 | R63-0142 | 125 | 999 | 6213 | 2SG1 | 6213_B_2SG1 | 47882 |  | R63-0142
18153 |  | Indiana | Sullivan | 8396211 | 1479713 | 1370912 | 00005 | 001 | 1 | HOOSIER ENERGY - MEROM GENERATING STATIO | 1655.5 | 4125.8 | 704 | 19 | 130 | 29264.2 | 103 | 221121 | -87.5109 | 39.0692 | 5800 | R63-0142 | 125 | 999 | 6213 | 1SG1 | 6213_B_1SG1 | 47882 |  | R63-0142
18157 |  | Indiana | Tippecanoe | 4912511 | 30461613 | 29213812 | 00012 | 001 | 1 | PURDUE UNIVERSITY -WADE UTILITY PLANT | 235.4 | 1167.0036 | 200 | 6 | 350 | 1895 | 67 | 61131 | -86.9116 | 40.4173 | 281 |  | 148 | 999 | 50240 | 1 | 50240_B_1 | 47907
18157 |  | Indiana | Tippecanoe | 4912511 | 30461713 | 29213212 | 00012 | 002 | 2 | PURDUE UNIVERSITY -WADE UTILITY PLANT | 293.7 | 1456.0006 |  |  | 0 | 0 | 0 | 61131 | -86.9116 | 40.4173 | 274 |  | 148 | 999 | 50240 | 2 | 50240_B_2 | 47907
18157 |  | Indiana | Tippecanoe | 4912511 | 30461813 | 29213412 | 00012 | 003 | 3 | PURDUE UNIVERSITY -WADE UTILITY PLANT | 17.2 | 5.7841 | 200 | 6.58 | 334 | 1329.1 | 34.5 | 61131 | -86.9116 | 40.4173 | 286 |  | 148 | 999 | 50240 | 3 | 50240_G_3 | 47907
18157 |  | Indiana | Tippecanoe | 4912511 | 30462313 | 29213512 | 00012 | 005 | 5 | PURDUE UNIVERSITY -WADE UTILITY PLANT | 84.6 | 297.2006 | 202 | 6 | 340 | 1833.3 | 64.8 | 61131 | -86.9116 | 40.4173 | 279 |  | 148 | 999 | 50240 | 5 | 50240_G_5 | 47907
18163 |  | Indiana | Vanderburgh | 4917811 | 28994913 | 27763412 | 00001 | 001 | 1 | SIGECO - OHIO RIVER | 7.0249 | 0.08 |  |  | 865 | 1666.7 | 0 | 221112 | -87.6045 | 37.9693 | 770 |  | 125 | 999 |  |  | 1011_G_1 | 47712
18163 |  | Indiana | Vanderburgh | 4917811 | 28995013 | 27763312 | 00001 | 002 | 2 | SIGECO - OHIO RIVER | 15.2444 | 0.2254 |  |  | 865 | 1666.7 | 0 | 221112 | -87.6045 | 37.9693 | 1500 |  | 125 | 999 | 1011 | 2 | 1011_G_2 | 47712
18165 |  | Indiana | Vermillion | 4133511 | 33175413 | 31670112 | 00022 | 001 | 1 | DUKE ENERGY VERMILLION, LLC | 1.7 | 0.039135 | 900 | 14.75 | 400 | 27480.2 | 160.8 | 221112 | -87.443 | 39.928 | 1270 |  | 125 | 999 | 55111 | 1 | 55111_G_CT1 | 47928
18165 |  | Indiana | Vermillion | 4133511 | 33175613 | 31670812 | 00022 | 007 | 7 | DUKE ENERGY VERMILLION, LLC | 1.3 | 0.029727 | 900 | 14.75 | 400 | 27480.2 | 160.8 | 221112 | -87.443 | 39.928 | 1270 |  | 125 | 999 | 55111 | 7 | 55111_G_CT7 | 47928
18165 |  | Indiana | Vermillion | 4133511 | 33175713 | 31670412 | 00022 | 002 | 2 | DUKE ENERGY VERMILLION, LLC | 1.1 | 0.025909 | 900 | 14.75 | 400 | 27480.2 | 160.8 | 221112 | -87.443 | 39.928 | 1270 |  | 125 | 999 | 55111 | 2 | 55111_G_CT2 | 47928
18165 |  | Indiana | Vermillion | 4133511 | 33175813 | 31670212 | 00022 | 004 | 4 | DUKE ENERGY VERMILLION, LLC | 2.1 | 0.04059 | 900 | 14.75 | 400 | 27480.2 | 160.8 | 221112 | -87.443 | 39.928 | 1270 |  | 125 | 999 | 55111 | 4 | 55111_G_CT4 | 47928
18165 |  | Indiana | Vermillion | 4133511 | 33175913 | 31670912 | 00022 | 008 | 8 | DUKE ENERGY VERMILLION, LLC | 2.2 | 0.037994 | 900 | 14.75 | 400 | 27480.2 | 160.8 | 221112 | -87.443 | 39.928 | 1270 |  | 125 | 999 | 55111 | 8 | 55111_G_CT8 | 47928
18165 |  | Indiana | Vermillion | 4133511 | 33176013 | 31670712 | 00022 | 006 | 6 | DUKE ENERGY VERMILLION, LLC | 1.9 | 0.035845 | 900 | 14.75 | 400 | 27480.2 | 160.8 | 221112 | -87.443 | 39.928 | 1270 |  | 125 | 999 | 55111 | 6 | 55111_G_CT6 | 47928
18165 |  | Indiana | Vermillion | 4133511 | 33176113 | 31670512 | 00022 | 003 | 3 | DUKE ENERGY VERMILLION, LLC | 1.6 | 0.035478 | 900 | 14.75 | 400 | 27480.2 | 160.8 | 221112 | -87.443 | 39.928 | 1270 |  | 125 | 999 | 55111 | 3 | 55111_G_CT3 | 47928
18165 |  | Indiana | Vermillion | 4133511 | 33176213 | 31670612 | 00022 | 005 | 5 | DUKE ENERGY VERMILLION, LLC | 1.8 | 0.018128 | 900 | 14.75 | 400 | 27480.2 | 160.8 | 221112 | -87.443 | 39.928 | 1270 |  | 125 | 999 | 55111 | 5 | 55111_G_CT5 | 47928
18165 |  | Indiana | Vermillion | 7248511 | 7458513 | 7393212 | 00001 | 001 | 1 | DUKE ENERGY INDIANA - CAYUGA | 3248.8 | 1266.9 | 500 | 19.5 | 290 | 26966.7 | 90 | 221112 | -87.4271 | 39.9237 | 5300 | R63-0142 | 125 | 999 | 1001 | 1 | 1001_B_1 | 47928 |  | R63-0142
18165 |  | Indiana | Vermillion | 7248511 | 7458613 | 7393012 | 00001 | 002 | 2 | DUKE ENERGY INDIANA - CAYUGA | 1673.2 | 1738.7 | 500 | 19.5 | 290 | 26966.7 | 90 | 221112 | -87.4271 | 39.9237 | 5300 | R63-0142 | 125 | 999 | 1001 | 2 | 1001_B_2 | 47928 |  | R63-0142
18165 |  | Indiana | Vermillion | 7248511 | 91183713 | 87275312 | 00001 | 004 | 4 | DUKE ENERGY INDIANA - CAYUGA | 1.812 | 0.1191 | 21 | 3 | 400 | 396.7 | 0 | 221112 | -87.4272 | 39.9239 | 1300 |  | 125 | 999 | 1001 | 4 | 1001_G_4 | 47928
18167 |  | Indiana | Vigo | 12766611 | 65429313 | 60033312 | 00147 | 1A | 1 | WABASH RIVER COMBINED CYCLE PLANT | 360 | 433.9 | 225 | 18 | 400 | 16013.3 | 90 | 221112 | -87.4248 | 39.5308 | 2000 | R63-0142 | 125 | 120 | 1010 | 1 | 1010_G_1A | 47885 |  | R63-0142
18167 |  | Indiana | Vigo | 4147311 | 33172413 | 31668512 | 00021 | 005 | 7 | DUKE ENERGY INDIANA - WABASH RIVER | 382 | 2994.1 | 450 | 25 | 280 | 55198.3 | 112 | 221112 | -87.4235 | 39.5273 | 1150 | R63-0142 | 125 | 999 | 1010 | 5 | 1010_B_5 | 47885 |  | R63-0142
18167 |  | Indiana | Vigo | 4147311 | 33172613 | 31668512 | 00021 | 004 | 7 | DUKE ENERGY INDIANA - WABASH RIVER | 1006.6 | 8303.2 | 450 | 25 | 280 | 55198.3 | 112 | 221112 | -87.4235 | 39.5273 | 1000 | R63-0142 | 125 | 999 | 1010 | 4 | 1010_B_4 | 47885 |  | R63-0142
18167 |  | Indiana | Vigo | 4147311 | 33172913 | 31668512 | 00021 | 002 | 7 | DUKE ENERGY INDIANA - WABASH RIVER | 645.3 | 5059.5 | 450 | 25 | 280 | 55198.3 | 112 | 221112 | -87.4235 | 39.5273 | 1000 | R63-0142 | 125 | 999 | 1010 | 2 | 1010_B_2 | 47885 |  | R63-0142
18167 |  | Indiana | Vigo | 4147311 | 33173213 | 31668512 | 00021 | 006 | 7 | DUKE ENERGY INDIANA - WABASH RIVER | 3976.3 | 33233.6 | 450 | 25 | 280 | 55198.3 | 112 | 221112 | -87.4235 | 39.5273 | 3700 | R63-0142 | 125 | 999 | 1010 | 6 | 1010_B_6 | 47885 |  | R63-0142
18167 |  | Indiana | Vigo | 4147311 | 33173313 | 31668512 | 00021 | 003 | 7 | DUKE ENERGY INDIANA - WABASH RIVER | 723.7 | 5752.5 | 450 | 25 | 280 | 55198.3 | 112 | 221112 | -87.4235 | 39.5273 | 1000 | R63-0142 | 125 | 999 | 1010 | 3 | 1010_B_3 | 47885 |  | R63-0142
18173 |  | Indiana | Warrick | 8183011 | 5839813 | 5687712 | 00001 | 004 | 4 | SIGECO - F.B.CULLEY GENERATING STATION | 1903.28 | 3030.0064 |  |  | 128 | 19293.4 | 0 | 221112 | -87.3253 | 37.9091 | 3780 | R63-0142 | 125 | 999 | 1012 | 3 | 1012_B_3 | 47741 |  | R63-0142
18173 |  | Indiana | Warrick | 8183011 | 5839913 | 5687712 | 00001 | 003 | 4 | SIGECO - F.B.CULLEY GENERATING STATION | 466.3 | 585.7009 |  |  | 128 | 19293.4 | 0 | 221112 | -87.3253 | 37.9091 | 3780 | R63-0142 | 125 | 999 |  |  | 1012_B_2 | 47741 |  | R63-0142
18173 |  | Indiana | Warrick | 8183011 | 5840013 | 5687612 | 00001 | 002 | 2 | SIGECO - F.B.CULLEY GENERATING STATION | 12.8953 | 158.6 |  |  | 335 | 7916.7 | 0 | 221112 | -87.3264 | 37.9091 | 2740 | R63-0142 | 125 | 999 |  |  | 1012_B_2x | 47741 |  | R63-0142
18173 |  | Indiana | Warrick | 8183111 | 100794413 | 101262512 | 00002 | 104 | 104 | ALCOA APGI - WARRICK POWER PLANT |  |  | 4 | 0.6 | 74 | 3.5 | 85.2 | 221112 | -87.3329 | 37.9147 |  |  | 125 | 999 |  |  | 6705_B_1 | 47630
18173 |  | Indiana | Warrick | 8183111 | 100794513 | 88587212 | 00002 | 105a | 15 | ALCOA APGI - WARRICK POWER PLANT |  |  |  |  | 60 | 0 | 0 | 221112 | -87.3329 | 37.9147 |  |  | 125 | 999 |  |  | 6705_B_1 | 47630
18173 |  | Indiana | Warrick | 8183111 | 100794613 | 101262612 | 00002 | 105b | 105 | ALCOA APGI - WARRICK POWER PLANT |  |  | 4 | 0.6 | 81 | 2.7 | 85.2 | 221112 | -87.3329 | 37.9147 |  |  | 125 | 999 |  |  | 6705_B_1 | 47630
18173 |  | Indiana | Warrick | 8183111 | 100794713 | 101262712 | 00002 | 106 | 106 | ALCOA APGI - WARRICK POWER PLANT |  |  | 14 | 0.6 | 140 | 199.4 | 216.8 | 221112 | -87.3329 | 37.9147 |  |  | 125 | 999 |  |  | 6705_B_1 | 47630
18173 |  | Indiana | Warrick | 8183111 | 5838313 | 5686912 | 00002 | 060 | 6 | ALCOA APGI - WARRICK POWER PLANT | 0.906 | 0.05955 |  |  | 0 | 0 | 0 | 221112 | -87.3333 | 37.9145 |  |  | 125 | 999 |  |  | 6705_B_1 | 47630
18173 |  | Indiana | Warrick | 8183111 | 5838813 | 5687212 | 00002 | 020 | 2 | ALCOA APGI - WARRICK POWER PLANT | 0.25 | 0.0015 | 400 | 15.3 | 100 | 750 | 70.6 | 221112 | -87.3322 | 37.9145 |  |  | 125 | 999 |  |  | 6705_B_1 | 47630
18173 |  | Indiana | Warrick | 8183111 | 5838913 | 5687312 | 00002 | 090 | 9 | ALCOA APGI - WARRICK POWER PLANT |  |  |  |  | 126 | 8649.8 | 60.4 | 221112 | -87.3333 | 37.9145 |  |  | 125 | 999 |  |  | 6705_B_1 | 47630
18173 |  | Indiana | Warrick | 8183111 | 5839113 | 5686812 | 00002 | 100 | 10 | ALCOA APGI - WARRICK POWER PLANT |  |  | 500 | 19 | 127 | 17728.8 | 55.7 | 221112 | -87.3333 | 37.9145 |  |  | 125 | 999 |  |  | 6705_B_1 | 47630
18173 |  | Indiana | Warrick | 8183111 | 5839213 | 5687112 | 00002 | 011 | 11 | ALCOA APGI - WARRICK POWER PLANT |  |  |  |  | 70 | 25591 | 0 | 221112 | -87.3333 | 37.9145 |  |  | 125 | 999 |  |  | 6705_B_1 | 47630
18173 |  | Indiana | Warrick | 8183111 | 91184413 | 87277512 | 00002 | 007 | 7 | ALCOA APGI - WARRICK POWER PLANT | 3603.51 | 962.17 | 380 | 13.5 | 127 | 9866.6 | 45.9 | 221112 | -87.3329 | 37.9147 | 2200 |  | 125 | 100 | 6705 | 1 | 6705_B_1 | 47630
18173 |  | Indiana | Warrick | 8183111 | 91184513 | 87277612 | 00002 | 008 | 8 | ALCOA APGI - WARRICK POWER PLANT | 3159.81 | 1030.14 | 380 | 13.5 | 127 | 8503.8 | 59.4 | 221112 | -87.3329 | 37.9147 | 2870 |  | 125 | 100 | 6705 | 2 | 6705_B_2 | 47630
18173 |  | Indiana | Warrick | 8183111 | 91184613 | 5687312 | 00002 | 009 | 9 | ALCOA APGI - WARRICK POWER PLANT | 2866.62 | 598.07 |  |  | 126 | 8649.8 | 60.4 | 221112 | -87.3333 | 37.9145 | 2870 |  | 125 | 100 | 6705 | 3 | 6705_B_3 | 47630
18173 |  | Indiana | Warrick | 8183111 | 91184713 | 5686812 | 00002 | 010 | 10 | ALCOA APGI - WARRICK POWER PLANT | 1564.27 | 2014.74 | 500 | 19 | 127 | 17728.8 | 55.7 | 221112 | -87.3333 | 37.9145 | 4460 | R63-0142 | 125 | 100 | 6705 | 4 | 6705_B_4 | 47630 |  | R63-0142
18173 |  | Indiana | Warrick | 8183111 | 91184813 | 5687112 | 00002 | 011 - | 11 | ALCOA APGI - WARRICK POWER PLANT |  |  |  |  | 70 | 25591 | 0 | 221112 | -87.3333 | 37.9145 |  |  | 125 | 999 |  |  | 6705_B_1 | 47630
18173 |  | Indiana | Warrick | 8183111 | 91184913 | 87277012 | 00002 | 012 - | 12 | ALCOA APGI - WARRICK POWER PLANT |  |  | 111 | 1.33 | 67 | 109.9 | 85.2 | 221112 | -87.3329 | 37.9147 |  |  | 125 | 999 |  |  | 6705_B_1 | 47630
18173 |  | Indiana | Warrick | 8183111 | 91185013 | 87277112 | 00002 | 014 | 14 | ALCOA APGI - WARRICK POWER PLANT |  |  | 111 | 1.33 | 78 | 104.8 | 85.2 | 221112 | -87.3329 | 37.9147 |  |  | 125 | 999 |  |  | 6705_B_1 | 47630
18173 |  | Indiana | Warrick | 8183111 | 91185113 | 87276712 | 00002 | 015 | 015 | ALCOA APGI - WARRICK POWER PLANT |  |  | 103 | 2 | 100 | 166.7 | 53.1 | 221112 | -87.3329 | 37.9147 |  |  | 125 | 999 |  |  | 6705_B_1 | 47630
18173 |  | Indiana | Warrick | 8183111 | 91185213 | 87277212 | 00002 | 040 | 4 | ALCOA APGI - WARRICK POWER PLANT | 0.302 | 0.01985 |  |  | 0 | 0 | 0 | 221112 | -87.3329 | 37.9147 |  |  | 125 | 999 |  |  | 6705_B_1 | 47630
18173 |  | Indiana | Warrick | 8183111 | 91185313 | 87277312 | 00002 | 050 | 5 | ALCOA APGI - WARRICK POWER PLANT | 0 | 0 |  |  | 0 | 0 | 0 | 221112 | -87.3329 | 37.9147 |  |  | 125 | 999 |  |  | 6705_B_1 | 47630
18173 |  | Indiana | Warrick | 8183111 | 91185413 | 87277412 | 00002 | 065 | 65 | ALCOA APGI - WARRICK POWER PLANT | 0.302 | 0.01985 |  |  | 0 | 0 | 0 | 221112 | -87.3329 | 37.9147 |  |  | 125 | 999 |  |  | 6705_B_1 | 47630
18173 |  | Indiana | Warrick | 8183111 | 91185513 | 87276812 | 00002 | 070 | 070 | ALCOA APGI - WARRICK POWER PLANT | 4.78 | 0.37715 |  |  | 0 | 0 | 0 | 221112 | -87.3329 | 37.9147 |  |  | 125 | 999 |  |  | 6705_B_1 | 47630
18173 |  | Indiana | Warrick | 8183111 | 91185613 | 87276912 | 00002 | 095 | 095 | ALCOA APGI - WARRICK POWER PLANT |  |  |  |  | 0 | 0 | 0 | 221112 | -87.3329 | 37.9147 |  |  | 125 | 999 |  |  | 6705_B_1 | 47630
18173 |  | Indiana | Warrick | 8183111 | 91195413 | 87314812 | 00002 | 013 | 13 | ALCOA APGI - WARRICK POWER PLANT |  |  | 111 | 1.33 | 77 | 90.3 | 85.2 | 221112 | -87.3329 | 37.9147 |  |  | 125 | 999 |  |  | 6705_B_1 | 47630
18173 |  | Indiana | Warrick | 8183111 | 91623713 | 87290512 | 00002 | 016 | 0 | ALCOA APGI - WARRICK POWER PLANT |  |  |  |  | 0 | 0 | 0 | 221112 | -87.3329 | 37.9147 |  |  | 125 | 999 |  |  | 6705_B_1 | 47630
18173 |  | Indiana | Warrick | 8183111 | 91623913 | 5687212 | 00002 | 2 | 2 | ALCOA APGI - WARRICK POWER PLANT |  |  | 400 | 15.3 | 100 | 750 | 70.6 | 221112 | -87.3322 | 37.9145 |  |  | 125 | 999 |  |  | 6705_B_1 | 47630
18173 |  | Indiana | Warrick | 8183111 | 91624013 | 88587312 | 00002 | 103 | 103 | ALCOA APGI - WARRICK POWER PLANT |  |  | 136.2 | 2.5 | 66 | 107.3 | 0 | 221112 | -87.3329 | 37.9147 |  |  | 125 | 999 |  |  | 6705_B_1 | 47630
18177 |  | Indiana | Wayne | 5506011 | 27516313 | 87279812 | 00009 | 001 | CS001 | RICHMOND POWER & LIGHT | 134.768 | 1876.4181 | 325 | 11.75 | 330 | 6937.6 | 22 | 221112 | -84.8953 | 39.8028 | 399 | R63-0142 | 125 | 999 | 1040 | 1 | 1040_B_1 | 47374 |  | R63-0142
18177 |  | Indiana | Wayne | 5506011 | 27516713 | 87279812 | 00009 | 002 | CS001 | RICHMOND POWER & LIGHT | 241.248 | 3364.1589 | 325 | 11.75 | 330 | 6937.6 | 22 | 221112 | -84.8953 | 39.8028 | 729 | R63-0142 | 125 | 999 | 1040 | 2 | 1040_B_2 | 47374 |  | R63-0142
18179 |  | Indiana | Wells | 5507411 | 27512613 | 26409512 | 00026 | 003 | 3 | MONTPELIER ELECTRIC GENERATING STATION | 2.4 | 0.0138 |  |  | 957 | 7782.2 | 0 | 221122 | -85.3079 | 40.6207 | 304 |  | 125 | 999 | 55229 | G2CT1 | 55229_G_GT3 | 46781
18179 |  | Indiana | Wells | 5507411 | 27512713 | 26409312 | 00026 | 002 | 2 | MONTPELIER ELECTRIC GENERATING STATION | 2.8 | 0.0165 |  |  | 957 | 7782.2 | 0 | 221122 | -85.3079 | 40.6207 | 305 |  | 125 | 999 | 55229 | G1CT2 | 55229_G_GT2 | 46781
18179 |  | Indiana | Wells | 5507411 | 27512813 | 26409212 | 00026 | 004 | 4 | MONTPELIER ELECTRIC GENERATING STATION | 2 | 0.0117 |  |  | 957 | 7782.2 | 0 | 221122 | -85.3079 | 40.6207 | 305 |  | 125 | 999 | 55229 | G2CT2 | 55229_G_GT4 | 46781
18179 |  | Indiana | Wells | 5507411 | 27512913 | 26409412 | 00026 | 001 | 1 | MONTPELIER ELECTRIC GENERATING STATION | 2.4 | 0.0138 |  |  | 957 | 7782.2 | 0 | 221122 | -85.3079 | 40.6207 | 304 |  | 125 | 999 | 55229 | G1CT1 | 55229_G_GT1 | 46781
18179 |  | Indiana | Wells | 5507411 | 27513013 | 26409812 | 00026 | 006 | 6 | MONTPELIER ELECTRIC GENERATING STATION | 1.9 | 0.0138 |  |  | 957 | 7782.2 | 0 | 221122 | -85.3079 | 40.6207 | 304 |  | 125 | 999 | 55229 | G3CT2 | 55229_X_G3CT2 | 46781
18179 |  | Indiana | Wells | 5507411 | 27513113 | 26409712 | 00026 | 007 | 7 | MONTPELIER ELECTRIC GENERATING STATION | 2.4 | 0.0132 |  |  | 957 | 7782.2 | 0 | 221122 | -85.3079 | 40.6207 | 304 |  | 125 | 999 | 55229 | G4CT1 | 55229_X_G4CT1 | 46781
18179 |  | Indiana | Wells | 5507411 | 27513213 | 26409612 | 00026 | 008 | 8 | MONTPELIER ELECTRIC GENERATING STATION | 2.3 | 0.0129 |  |  | 957 | 7782.2 | 0 | 221122 | -85.3079 | 40.6207 | 307 |  | 125 | 999 | 55229 | G4CT2 | 55229_X_G4CT2 | 46781
18179 |  | Indiana | Wells | 5507411 | 27513313 | 26409912 | 00026 | 005 | 5 | MONTPELIER ELECTRIC GENERATING STATION | 2.4 | 0.0147 |  |  | 957 | 7782.2 | 0 | 221122 | -85.3079 | 40.6207 | 304 |  | 125 | 999 | 55229 | G3CT1 | 55229_X_G3CT1 | 46781
19005 |  | Iowa | Allamakee | 5509311 | 27501613 | 26399612 | 03-03-001 | 000000569 | 000000368 | IPL - LANSING GENERATING STATION | 0 | 0 | 158 | 5.667 | 345 | 3174.4 |  | 221112 | -91.1667 | 43.3378 | 436 | R63-0142 | 125 | 999 | 1047 | 3 | 1047_B_3 | 52151 | 128 | R63-0142
19005 |  | Iowa | Allamakee | 5509311 | 27501713 | 26399112 | 03-03-001 | 000000570 | 000000369 | IPL - LANSING GENERATING STATION | 930 | 5280 | 470 | 15.333 | 343 | 20341.2 |  | 221112 | -91.1667 | 43.3378 | 3060 | R63-0142 | 125 | 999 | 1047 | 4 | 1047_B_4 | 52151 | 100&207&205&139 | R63-0142
19013 |  | Iowa | Black Hawk | 12806211 | 67676513 | 62280012 | 07-02-005- | 000002128 | 000245925 | CEDAR FALLS MUNICIPAL ELECTRIC UTILITY | 1.84 | 19.73 | [5 empty] | 221112 | -92.4386 | 42.5279 |  |  | 125 | 100 |  |  | 1131_B_6 | 50613
19013 |  | Iowa | Black Hawk | 12806211 | 67677213 | 62280012 | 07-02-005- | 000183253 | 000245925 | CEDAR FALLS MUNICIPAL ELECTRIC UTILITY | 2.29 | 0 | [5 empty] | 221112 | -92.4386 | 42.5279 |  |  | 125 | 100 |  |  | 1131_B_6x | 50613
19013 |  | Iowa | Black Hawk | 12806211 | 67677813 | 62280012 | 07-02-005- | 000320222 | 000245925 | CEDAR FALLS MUNICIPAL ELECTRIC UTILITY | 85.25 | 104.4 | [5 empty] | 221112 | -92.4386 | 42.5279 | 500 | R63-0142 | 125 | 100 | 1131 | 7 | 1131_B_7 | 50613 |  | R63-0142
19013 |  | Iowa | Black Hawk | 12806211 | 67677913 | 62280012 | 07-02-005- | 000320223 | 000245925 | CEDAR FALLS MUNICIPAL ELECTRIC UTILITY | 2.75 | 0 | [5 empty] | 221112 | -92.4386 | 42.5279 |  |  | 125 | 100 |  |  | 1131_B_7x | 50613
19013 |  | Iowa | Black Hawk | 5524311 | 27492313 | 26393812 | 07-01-038 | 000003593 | 000002449 | MIDAMERICAN ENERGY CO - ELECTRIFARM TURB | 27.1 | 0.2 | 32 | 14.596 | 1072 | 23980.8 |  | 221112 | -92.4194 | 42.4414 | 903 | R63-0083 | 125 | 999 | 6063 | 2 | 6063_G_2 | 50704 |  | R63-0083
19013 |  | Iowa | Black Hawk | 5524311 | 27492413 | 26393412 | 07-01-038 | 000003594 | 000002450 | MIDAMERICAN ENERGY CO - ELECTRIFARM TURB | 32.4 | 0.3 | 32 | 14.596 | 1072 | 24689 |  | 221112 | -92.4194 | 42.4414 | 925 | R63-0083 | 125 | 999 | 6063 | 3 | 6063_G_3 | 50704 |  | R63-0083
19033 |  | Iowa | Cerro Gordo | 10702411 | 58602113 | 54514612 | 17-02-016 | 000113080 | 000154578 | IPL - EMERY GENERATING STATION | 18.4 | 0.6 | 200 | 20 | 157 | 22273.3 |  | 221112 | -93.2933 | 43.094 | 2690 | R63-0083 | 125 | 999 | 8031 | 12 | 8031_G_12 | 50428 |  | R63-0083
19033 |  | Iowa | Cerro Gordo | 10702411 | 58602213 | 54516312 | 17-02-016 | 000113079 | 000154577 | IPL - EMERY GENERATING STATION | 16.1 | 0.5 | 200 | 20 | 157 | 22273.3 |  | 221112 | -93.2933 | 43.094 | 2690 | R63-0083 | 125 | 999 | 8031 | 11 | 8031_G_11 | 50428 |  | R63-0083
19041 |  | Iowa | Clay | 5509511 | 27280613 | 26174212 | 21-01-003 | 000000136 | 000000103 | CORN BELT POWER - WISDOM GENERATING STAT | 67.69 | 195.5 | 148 | 8.333 | 360 | 2983.3 |  | 221112 | -95.2568 | 43.16 | 480 | R63-0142 | 125 | 999 | 1217 | 1 | 1217_B_1 | 51301 |  | R63-0142
19041 |  | Iowa | Clay | 5509511 | 67735713 | 62322212 | 21-01-003 | 100000059 | 100000038 | CORN BELT POWER - WISDOM GENERATING STAT | 2.4 | 0.1 | [5 empty] | 221112 | -95.2574 | 43.1604 | 1100 |  | 125 | 999 | 1217 | 2 | 1217_G_2 | 51301
19045 |  | Iowa | Clinton | 5509811 | 27197513 | 26093412 | 23-01-014 | 000000532 | 000000355 | IPL - M.L. KAPP GENERATING STATION | 714 | 3610 | 245 | 13 | 350 | 15092 |  | 221112 | -90.2341 | 41.8077 | 2400 | R63-0142 | 125 | 999 | 1048 | 2 | 1048_B_2 | 52732 | 128&205&204 | R63-0142
19057 |  | Iowa | Des Moines | 5511811 | 27182013 | 26079912 | 29-01-013 | 000132513 | 000104953 | IPL - BURLINGTON GENERATING STATION | 1060 | 4300 | 306 | 11.75 | 400 | 12443 |  | 221112 | -91.1237 | 40.7547 | 2700 | R63-0142 | 125 | 999 | 1104 | 1 | 1104_B_1 | 52601-9 | 112&205&128 | R63-0142
19061 |  | Iowa | Dubuque | 5335511 | 26892513 | 25801112 | 31-01-017 | 000002211 | 000001413 | IPL - DUBUQUE GENERATING STATION | 65.4 | 41.9 | 158 | 9 | 350 | 2712.7 |  | 221112 | -90.6583 | 42.503 | 218 |  | 125 | 999 | 1046 | 6 | 1046_B_6 | 52001 | 100&99&75
19061 |  | Iowa | Dubuque | 5335511 | 26892613 | 25800312 | 31-01-017 | 000002209 | 000001412 | IPL - DUBUQUE GENERATING STATION | 351 | 468 | 158 | 9 | 350 | 2712.7 |  | 221112 | -90.6583 | 42.503 | 528 | R63-0142 | 125 | 999 | 1046 | 1 | 1046_B_1 | 52001 | 128 | R63-0142
19061 |  | Iowa | Dubuque | 5335511 | 26892713 | 25801112 | 31-01-017 | 000002210 | 000001413 | IPL - DUBUQUE GENERATING STATION | 192 | 157 | 158 | 9 | 350 | 2712.7 |  | 221112 | -90.6583 | 42.503 | 258 | R63-0142 | 125 | 999 | 1046 | 5 | 1046_B_5 | 52001 | 128 | R63-0142
19103 |  | Iowa | Johnson | 12807411 | 67871413 | 62418312 | 52-01-005- | 000001046 | 000227575 | UNIVERSITY OF IOWA MAIN POWER PLANT | 5.27 | 0.04 | 80 | 4 | 339 | 1236.6 |  | 611310 | -91.54 | 41.6574 |  |  | 148 | 999 |  |  | 54775_G_DG7a | 52242-1
19103 |  | Iowa | Johnson | 12807411 | 67871513 | 62415812 | 52-01-005- | 000001047 | 000000664 | UNIVERSITY OF IOWA MAIN POWER PLANT | 6.42 | 0.05 | 80 | 4 | 389 | 1269.5 |  | 611310 | -91.54 | 41.6574 |  |  | 148 | 999 |  |  | 54775_G_DG7b | 52242-1
19103 |  | Iowa | Johnson | 12807411 | 67871613 | 62415912 | 52-01-005- | 000001050 | 000000666 | UNIVERSITY OF IOWA MAIN POWER PLANT | 242.74 | 1121.56 | 198 | 6.667 | 340 | 1635.2 |  | 611310 | -91.54 | 41.6574 |  |  | 148 | 999 |  |  | 54775_G_DG7c | 52242-1
19103 |  | Iowa | Johnson | 12807411 | 67871713 | 62417512 | 52-01-005- | 000001053 | 000144881 | UNIVERSITY OF IOWA MAIN POWER PLANT | 92.6579 | 196.5879 | 198 | 5 | 250 | 1235.8 |  | 611310 | -91.54 | 41.6574 |  |  | 148 | 999 |  |  | 54775_G_DG7d | 52242-1
19113 |  | Iowa | Linn | 3940211 | 37605213 | 35876412 | 57-01-042 | 000109024 | 000082053 | IPL - PRAIRIE CREEK GENERATING STATION | 28.5 | 0.19 | 106.5 | 6.5 | 470 | 1327.3 |  | 221112 | -91.6378 | 41.9459 |  |  | 125 | 100 |  |  | 1073_B_1a | 52404
19113 |  | Iowa | Linn | 3940211 | 37605713 | 35876812 | 57-01-042 | 000108999 | 000082032 | IPL - PRAIRIE CREEK GENERATING STATION | 0.66 | 0 | 327 | 16 | 470 | 5342 |  | 221112 | -91.6378 | 41.9459 |  | R63-0040 | 125 | 100 |  |  | 1073_B_1 | 52404 | 100&99&75 | R63-0040
19113 |  | Iowa | Linn | 3940211 | 37605813 | 35876812 | 57-01-042 | 000109000 | 000082032 | IPL - PRAIRIE CREEK GENERATING STATION | 197.19 | 487 | 327 | 16 | 470 | 5342 |  | 221112 | -91.6378 | 41.9459 |  | R63-0040 | 125 | 100 |  |  | 1073_B_2 | 52404 | 100&99&75&100&99&75&15&127 | R63-0040
19113 |  | Iowa | Linn | 3940211 | 37605913 | 35876112 | 57-01-042 | 000109001 | 000082033 | IPL - PRAIRIE CREEK GENERATING STATION | 365 | 734 | 201 | 12.438 | 450 | 3331.3 |  | 221112 | -91.6378 | 41.9459 | 600 | R63-0142 | 125 | 100 | 1073 | 3 | 1073_B_3 | 52404 | 128&204 | R63-0142
19113 |  | Iowa | Linn | 3940211 | 37606013 | 35875812 | 57-01-042 | 000109002 | 000082034 | IPL - PRAIRIE CREEK GENERATING STATION | 1300 | 2090 | 201 | 13 | 329 | 9522.6 |  | 221112 | -91.6378 | 41.9459 | 1480 | R63-0142 | 125 | 100 | 1073 | 4 | 1073_B_4 | 52404 | 128 | R63-0142
19113 |  | Iowa | Linn | 3940211 | 68137813 | 35876812 | 57-01-042 | 000334292 | 000082032 | IPL - PRAIRIE CREEK GENERATING STATION | 188 | 610 | 327 | 16 | 470 | 5342 |  | 221112 | -91.6378 | 41.9459 |  | R63-0144 | 125 | 999 |  |  | 1073_B_2a | 52404 |  | R63-0144
19115 |  | Iowa | Louisa | 3942411 | 37581213 | 35857712 | 58-07-001 | 000002762 | 000001782 | MIDAMERICAN ENERGY CO - LOUISA STATION | 3721.5 | 7306.2 | 610 | 30 | 180 | 59773.6 |  | 221112 | -91.0936 | 41.3169 | 8620 | R63-0142 | 125 | 999 | 6664 | 101 | 6664_B_101 | 52761 | 100&215&205&204&128 | R63-0142
19125 |  | Iowa | Marion | 3764911 | 37010313 | 35265212 | 63-02-005 | 000000107 | 000000088 | PELLA MUNICIPAL POWER PLANT | 4.2 | 0.02 |  |  | 445 | 1037.4 |  | 221112 | -92.9129 | 41.3981 | 202 |  | 125 | 999 | 1175 | 8 | 1175_B_8 | 50219
19125 |  | Iowa | Marion | 3764911 | 37010413 | 35265712 | 63-02-005 | 000000106 | 000000087 | PELLA MUNICIPAL POWER PLANT | 137.69 | 171.58 | 176 | 6.75 | 395 | 2762.6 |  | 221112 | -92.9129 | 41.3981 | 218 | R63-0040 | 125 | 999 | 1175 | 7 | 1175_B_7 | 50219 | 121&128 | R63-0040
19125 |  | Iowa | Marion | 3764911 | 37010513 | 35265712 | 63-02-005 | 000000105 | 000000087 | PELLA MUNICIPAL POWER PLANT | 69.7 | 86.85 | 176 | 6.75 | 395 | 2762.6 |  | 221112 | -92.9129 | 41.3981 | 185 | R63-0040 | 125 | 999 | 1175 | 6 | 1175_B_6 | 50219 | 121&128 | R63-0040
19127 |  | Iowa | Marshall | 3779111 | 37005713 | 35261612 | 64-01-012 | 000009578 | 000006865 | IPL - SUTHERLAND GENERATING STATION | 773.4 | 4085 | 249 | 10 | 325 | 8771.1 |  | 221112 | -92.8627 | 42.0469 | 1320 | R63-0040&R63-01 | 125 | 999 | 1077 | 3 | 1077_B_3 | 50158 | 121&204&140&128 | R63-0040&R63-01&R63-0142
19127 |  | Iowa | Marshall | 3779111 | 37005813 | 35260312 | 64-01-012 | 000009577 | 000006864 | IPL - SUTHERLAND GENERATING STATION | 0 | 0 | 249 | 9.5 | 350 | 4701.6 |  | 221112 | -92.8627 | 42.0469 | 561 | R63-0040&R63-01 | 125 | 999 | 1077 | 2 | 1077_B_2 | 50158 | 128&205 | R63-0040&R63-01&R63-0142
19127 |  | Iowa | Marshall | 3779111 | 37005913 | 35264212 | 64-01-012 | 000009576 | 000006863 | IPL - SUTHERLAND GENERATING STATION | 230.3 | 532.4 | 249 | 9.5 | 350 | 4701.6 |  | 221112 | -92.8627 | 42.0469 | 705 | R63-0040&R63-01 | 125 | 999 | 1077 | 1 | 1077_B_1 | 50158 | 128&205 | R63-0040&R63-01&R63-0142
19139 |  | Iowa | Muscatine | 3780911 | 67945313 | 62473912 | 70-08-003 | 100000001 | 100000001 | CENTRAL IOWA POWER COOP - FAIR STATION | 136.31 | 543.58 | 78 | 5.33 | 324 | 1805 |  | 221112 | -90.8237 | 41.4573 | 270 | R63-0142 | 125 | 100 |  |  | 1218_B_1 | 52761 |  | R63-0142
19139 |  | Iowa | Muscatine | 3780911 | 67945513 | 62474012 | 70-08-003 | 100000004 | 100000002 | CENTRAL IOWA POWER COOP - FAIR STATION | 344.7 | 4069.3 | 111 | 6.5 | 348 | 3019.4 |  | 221112 | -90.8237 | 41.4573 | 554 | R63-0142 | 125 | 100 | 1218 | 2 | 1218_B_2 | 52761 |  | R63-0142
19139 |  | Iowa | Muscatine | 7892811 | 2592613 | 2497312 | 70-01-011 | 000120570 | 000094849 | MUSCATINE POWER & WATER | 523.57 | 50 | 300 | 10.5 | 180 | 8666.7 |  | 221112 | -91.0577 | 41.3893 | 1560 | R63-0142 | 125 | 100 | 1167 | 9 | 1167_B_9 | 52761 | 128&204&129 | R63-0142
19139 |  | Iowa | Muscatine | 7892811 | 2592713 | 2497712 | 70-01-011 | 000120564 | 000007244 | MUSCATINE POWER & WATER | 183.75 | 265.2 | 220 | 8.858 | 350 | 1655.7 |  | 221112 | -91.056 | 41.3933 | 310 | R63-0142 | 125 | 100 |  |  | 1167_B_7 | 52761 | 121&128 | R63-0142
19139 |  | Iowa | Muscatine | 7892811 | 2594313 | 2495912 | 70-01-011 | 000120565 | 000007245 | MUSCATINE POWER & WATER | 2399.25 | 2059.21 | 225 | 8.533 | 350 | 5833.3 |  | 221112 | -91.056 | 41.3933 | 1080 | R63-0142 | 125 | 100 | 1167 | 8 | 1167_B_8 | 52761 | 128&204 | R63-0142
19153 |  | Iowa | Polk | 3164611 | 38776413 | 37057912 | 77-09-002 | 000002944 | 000001921 | MIDAMERICAN ENERGY CO - SYCAMORE TURBINE | 69.8 | 1.4 |  |  | 910 | 25372.3 |  | 221112 | -93.6766 | 41.6716 |  | R63-0083 | 125 | 120 | 8029 | 1 | 8029_G_1 | 50131 |  | R63-0083
19153 |  | Iowa | Polk | 3164611 | 38776513 | 37057812 | 77-09-002 | 000002945 | 000001922 | MIDAMERICAN ENERGY CO - SYCAMORE TURBINE | 63.5 | 1.4 |  |  | 910 | 25372.3 |  | 221112 | -93.6766 | 41.6716 |  | R63-0083 | 125 | 120 | 8029 | 2 | 8029_G_2 | 50131 |  | R63-0083
19153 |  | Iowa | Polk | 3164811 | 38775213 | 37057112 | 77-13-002 | 000000003 | 000000001 | MIDAMERICAN ENERGY CO - PLEASANT HILL/GD | 4.6 | 0 | 35.5 | 13.434 | 1071 | 11933.3 |  | 221112 | -93.5244 | 41.5572 | 507 |  | 125 | 999 | 7145 | 1 | 7145_G_1 | 50327
19153 |  | Iowa | Polk | 3164811 | 38775413 | 37057312 | 77-13-002 | 000000004 | 000000002 | MIDAMERICAN ENERGY CO - PLEASANT HILL/GD | 5.1 | 0 | 35.5 | 13.434 | 1071 | 11933.3 |  | 221112 | -93.5244 | 41.5572 | 507 |  | 125 | 999 | 7145 | 2 | 7145_G_2 | 50327
19153 |  | Iowa | Polk | 3164811 | 38775713 | 37057412 | 77-13-002 | 000000006 | 000000004 | MIDAMERICAN ENERGY CO - PLEASANT HILL/GD | 7.1 | 0 | 52 | 13.83 | 1052 | 8340.2 |  | 221112 | -93.5244 | 41.5572 | 1390 |  | 125 | 999 | 7145 | 3 | 7145_G_3 | 50327
19153 |  | Iowa | Polk | 3164811 | 67980413 | 62492012 | 77-13-002 | 100000859 | 100000407 | MIDAMERICAN ENERGY CO - PLEASANT HILL/GD | 3.5 | 0.3 | 200 | 18.5 | 202 | 19597.7 |  | 221112 | -93.5241 | 41.5537 | 1760 |  | 125 | 999 | 7985 | 1 | 7985_G_GT1 | 50327
19153 |  | Iowa | Polk | 3164811 | 67980513 | 62492112 | 77-13-002 | 100000860 | 100000410 | MIDAMERICAN ENERGY CO - PLEASANT HILL/GD | 2.9 | 0.3 | 200 | 18.5 | 202 | 19597.7 |  | 221112 | -93.5241 | 41.5537 | 1650 |  | 125 | 999 | 7985 | 2 | 7985_G_GT2 | 50327
19155 |  | Iowa | Pottawattamie | 2992611 | 38070513 | 36330012 | 78-01-026 | 000100316 | 000076685 | WALTER SCOTT JR ENERGY CTR | 586 | 1121.3 | 250 | 12 | 320 | 4571.2 |  | 221112 | -95.8406 | 41.1792 | 850 | R63-0142 | 125 | 999 | 1082 | 1 | 1082_B_1 | 51501 | 128&205 | R63-0142
19155 |  | Iowa | Pottawattamie | 2992611 | 38070613 | 36331412 | 78-01-026 | 000100319 | 000076686 | WALTER SCOTT JR ENERGY CTR | 461 | 2033.5 | 250 | 12 | 290 | 4698.1 |  | 221112 | -95.8406 | 41.1792 | 1100 | R63-0142 | 125 | 999 | 1082 | 2 | 1082_B_2 | 51501 | 128&205&204 | R63-0142
19155 |  | Iowa | Pottawattamie | 2992611 | 38070713 | 36329912 | 78-01-026 | 000100321 | 000076687 | WALTER SCOTT JR ENERGY CTR | 5311.2 | 9642.3 | 550 | 25 | 180 | 46666.7 |  | 221112 | -95.8406 | 41.1792 | 8500 | R63-0142 | 125 | 999 | 1082 | 3 | 1082_B_3 | 51501 | 127&215&205&204 | R63-0142
19155 |  | Iowa | Pottawattamie | 2992611 | 67981913 | 62493012 | 78-01-026 | 000147071 | 000117267 | WALTER SCOTT JR ENERGY CTR | 1635.1 | 2245.7 | 551 | 24.667 | 165 | 46228.4 |  | 221112 | -95.839 | 41.1804 | 7680 | R63-0142 | 125 | 999 | 1082 | 4 | 1082_B_4 | 51501 |  | R63-0142
19163 |  | Iowa | Scott | 2995011 | 38034913 | 36299612 | 82-02-006 | 000003549 | 000002407 | MIDAMERICAN ENERGY CO - RIVERSIDE STATIO | 341.27 | 346.24 | 346.3 | 13.4 | 297 | 10950.3 |  | 221112 | -90.4478 | 41.5401 |  |  | 125 | 999 |  |  | 1081_B_7a | 52722 | 128
19163 |  | Iowa | Scott | 2995011 | 38035013 | 36299612 | 82-02-006 | 000003548 | 000002407 | MIDAMERICAN ENERGY CO - RIVERSIDE STATIO | 308.68 | 313.77 | 346.3 | 13.4 | 297 | 10950.3 |  | 221112 | -90.4478 | 41.5401 |  |  | 125 | 999 |  |  | 1081_B_7b | 52722 | 128
19163 |  | Iowa | Scott | 2995011 | 38035113 | 36299612 | 82-02-006 | 000003547 | 000002407 | MIDAMERICAN ENERGY CO - RIVERSIDE STATIO | 861 | 3033.5 | 346.3 | 13.4 | 297 | 10950.3 |  | 221112 | -90.4478 | 41.5401 | 1200 | R63-0040&R63-01 | 125 | 999 | 1081 | 9 | 1081_B_9 | 52722 | 128&204 | R63-0040&R63-01&R63-0142
19163 |  | Iowa | Scott | 2995011 | 68007213 | 62514512 | 82-02-006 | 000216131 | 000173182 | MIDAMERICAN ENERGY CO - RIVERSIDE STATIO | 0 | 0 | 36 | 2 | 245 | 106.4 |  | 221112 | -90.4478 | 41.5404 |  |  | 125 | 999 |  |  | 1081_B_7c | 52722
19163 |  | Iowa | Scott | 2995011 | 68007313 | 62514612 | 82-02-006 | 000216132 | 000173183 | MIDAMERICAN ENERGY CO - RIVERSIDE STATIO | 0 | 0 | 36 | 2 | 245 | 106.4 |  | 221112 | -90.4478 | 41.5404 |  |  | 125 | 999 |  |  | 1081_B_7d | 52722
19169 |  | Iowa | Story | 12806611 | 68177713 | 62635512 | 85-01-006- | 000001531 | 000001004 | CITY OF AMES STEAM ELECTRIC PLANT | 433.6 | 465.6 | 210 | 11 | 350 | 4885.5 |  | 221112 | -93.6078 | 42.0254 | 975 | R63-0142 | 125 | 999 | 1122 | 8 | 1122_B_8 | 50010 |  | R63-0142
19169 |  | Iowa | Story | 12806611 | 68177813 | 62635612 | 85-01-006- | 000001532 | 000001005 | CITY OF AMES STEAM ELECTRIC PLANT | 313.5 | 357.6 | 200 | 8 | 390 | 2888.3 |  | 221112 | -93.6078 | 42.0254 | 525 | R63-0142 | 125 | 999 | 1122 | 7 | 1122_B_7 | 50010 |  | R63-0142
19179 |  | Iowa | Wapello | 3732211 | 37541113 | 35816112 | 90-07-001 | 000132793 | 000105177 | IPL - OTTUMWA GENERATING STATION | 3040 | 12200 | 600 | 25 | 300 | 58003.8 |  | 221112 | -92.5616 | 41.0987 | 9000 | R63-0142 | 125 | 999 | 6254 | 1 | 6254_B_1 | 52501 | 100&215&207&205&128 | R63-0142
19193 |  | Iowa | Woodbury | 2943411 | 38611513 | 36905612 | 97-04-010 | 000003867 | 000002601 | MIDAMERICAN ENERGY CO - GEORGE NEAL NORT | 2295.6 | 2188.9 | 225 | 9.417 | 320 | 8984.7 |  | 221112 | -96.3792 | 42.3252 | 2100 | R63-0142 | 125 | 999 | 1091 | 1 | 1091_B_1 | 51054 | 128&204 | R63-0142
19193 |  | Iowa | Woodbury | 2943411 | 38611613 | 36904412 | 97-04-010 | 000003868 | 000002602 | MIDAMERICAN ENERGY CO - GEORGE NEAL NORT | 1823.4 | 4274.9 | 300 | 15.25 | 290 | 19000 |  | 221112 | -96.3792 | 42.3252 | 3220 | R63-0142 | 125 | 999 | 1091 | 2 | 1091_B_2 | 51054 | 128&205&204 | R63-0142
19193 |  | Iowa | Woodbury | 2943411 | 38611713 | 36904312 | 97-04-010 | 000003869 | 000002603 | MIDAMERICAN ENERGY CO - GEORGE NEAL NORT | 3505.1 | 7981.3 | 400 | 20 | 180 | 29157.9 |  | 221112 | -96.3792 | 42.3252 | 6050 | R63-0142 | 125 | 999 | 1091 | 3 | 1091_B_3 | 51054 | 100&58&215&207&205&140&128 | R63-0142
19193 |  | Iowa | Woodbury | 2943511 | 38608513 | 36900912 | 97-04-011 | 000131886 | 000102757 | MIDAMERICAN ENERGY CO - GEORGE NEAL SOUT | 4571.6 | 15053.2 | 469 | 25.75 | 180 | 43634.7 |  | 221112 | -96.358 | 42.3035 | 7400 | R63-0142 | 125 | 999 | 7343 | 4 | 7343_B_4 | 51052 | 100&58&215&207&205&140&128 | R63-0142
20009 |  | Kansas | Barton | 3773211 | 37523813 | 35798112 | 0002 | 001 | 1 | MID-KANSAS ELECTRIC COMPANY LLC -GREAT B | 37.5 | 0.1 | 146 | 6.5 | 290 | 3050 | 93 | 221112 | -98.8694 | 38.4053 | 1050 |  | 125 | 999 | 1235 | 3 | 1235_B_3 | 67530-0
20009 |  | Kansas | Barton | 3773211 | 37523813 | 58451512 | 0002 | 001 | 2 | MID-KANSAS ELECTRIC COMPANY LLC -GREAT B | 37.5 | 0.1 | 146 | 6.5 | 290 | 3050 | 93 | 221112 | -98.8694 | 38.4053 | 1050 |  | 125 | 999 | 1235 | 3 | 1235_B_3 | 67530-0
20015 |  | Kansas | Butler | 3670411 | 37387913 | 58459212 | 0009 | 006 | 6 | AUGUSTA MUNICIPAL POWER PLANT (#1) | 0 | 0 | 45 | 1.5 | 840 | 360 | 204 | 221112 | -96.9719 | 37.6786 | 2 |  | 125 | 999 |  |  | 1261_G_6 | 67010
20015 |  | Kansas | Butler | 3670411 | 37388013 | 35660712 | 0009 | 007 | 7 | AUGUSTA MUNICIPAL POWER PLANT (#1) | 0 | 0 | 55 | 2 | 750 | 220 | 140 | 221112 | -96.9719 | 37.6786 | 2 |  | 125 | 999 |  |  | 1261_G_7 | 67010
20015 |  | Kansas | Butler | 3670411 | 37388113 | 35660512 | 0009 | 005 | 5 | AUGUSTA MUNICIPAL POWER PLANT (#1) | 0.007585 | 8.79e-06 | 45 | 1.5 | 840 | 360 | 204 | 221112 | -96.9719 | 37.6786 | 2 |  | 125 | 999 |  |  | 1261_G_5 | 67010
20015 |  | Kansas | Butler | 3670411 | 37388213 | 35660412 | 0009 | 003 | 3 | AUGUSTA MUNICIPAL POWER PLANT (#1) | 0 | 0 | 45 | 1.33 | 800 | 161.3 | 116 | 221112 | -96.9719 | 37.6786 | 1 |  | 125 | 999 |  |  | 1261_G_3 | 67010
20015 |  | Kansas | Butler | 3670411 | 37388313 | 35660612 | 0009 | 001 | 1 | AUGUSTA MUNICIPAL POWER PLANT (#1) | 0 | 0 | 35 | 1.16 | 840 | 176.2 | 167 | 221112 | -96.9719 | 37.6786 | 1 |  | 125 | 999 |  |  | 1261_G_1 | 67010
20015 |  | Kansas | Butler | 3670511 | 37387613 | 35660312 | 0010 | 001 | 1 | AUGUSTA MUNICIPAL POWER PLANT (#2) | 0.28359 | 0.000329 | 32 | 2.66 | 860 | 703.3 | 127 | 221112 | -96.9661 | 37.6864 | 4 |  | 125 | 999 |  |  | 6791_G_1 | 67010
20015 |  | Kansas | Butler | 3670511 | 37387713 | 35660212 | 0010 | 002 | 2 | AUGUSTA MUNICIPAL POWER PLANT (#2) | 0.28918 | 0.000335 | 32 | 2.66 | 860 | 703.3 | 127 | 221112 | -96.9661 | 37.6864 | 4 |  | 125 | 999 |  |  | 6791_G_2 | 67010
20015 |  | Kansas | Butler | 3670511 | 37387813 | 35660112 | 0010 | 003 | 3 | AUGUSTA MUNICIPAL POWER PLANT (#2) | 1.6035 | 0.001859 | 60 | 2.66 | 910 | 977.2 | 176 | 221112 | -96.9661 | 37.6864 | 6 |  | 125 | 999 |  |  | 6791_G_3 | 67010
20021 |  | Kansas | Cherokee | 3878111 | 37460313 | 35731312 | 0002 | 001 | 1 | EMPIRE DISTRICT ELECTRIC COMPANY (THE) | 232 | 855 | 175 | 13.7 | 385 | 6250.3 | 42 | 221112 | -94.6986 | 37.0717 | 422 | R63-0142 | 125 | 999 | 1239 | 39 | 1239_B_39 | 66770 | 128 | R63-0142
20021 |  | Kansas | Cherokee | 3878111 | 37460413 | 35731612 | 0002 | 003 | 3 | EMPIRE DISTRICT ELECTRIC COMPANY (THE) | 0.63207 | 0.000112 | 35 | 7.5 | 600 | 6250 | 80 | 221112 | -94.6986 | 37.0717 | 16 | R63-0083 | 125 | 999 |  |  | 1239_G_10 | 66770 |  | R63-0083
20021 |  | Kansas | Cherokee | 3878111 | 37460613 | 35731112 | 0002 | 004 | 4 | EMPIRE DISTRICT ELECTRIC COMPANY (THE) | 0.38182 | 0.000167 | 35 | 8.3 | 600 | 7683.1 | 142 | 221112 | -94.6986 | 37.0717 | 16 | R63-0083 | 125 | 999 |  |  | 1239_G_11 | 66770 |  | R63-0083
20021 |  | Kansas | Cherokee | 3878111 | 37460713 | 35731412 | 0002 | 005 | 5 | EMPIRE DISTRICT ELECTRIC COMPANY (THE) | 0.148 | 6.02e-05 | 30 | 9.6 | 751 | 7785 | 149 | 221112 | -94.6986 | 37.0717 | 12 | R63-0083 | 125 | 999 |  |  | 1239_G_9 | 66770 |  | R63-0083
20021 |  | Kansas | Cherokee | 3878111 | 37460813 | 35731312 | 0002 | 002 | 1 | EMPIRE DISTRICT ELECTRIC COMPANY (THE) | 396 | 928 | 175 | 13.7 | 385 | 6250.3 | 42 | 221112 | -94.6986 | 37.0717 | 654 | R63-0142 | 125 | 999 | 1239 | 40 | 1239_B_40 | 66770 | 128 | R63-0142
20021 |  | Kansas | Cherokee | 3878111 | 63964213 | 58666512 | 0002 | 008 | 008_D | EMPIRE DISTRICT ELECTRIC COMPANY (THE) | 38.55 | 0.6 | [5 empty] | 221112 | -94.6986 | 37.0717 | 2020 |  | 125 | 999 | 1239 | 12 | 1239_G_12 | 66770
20027 |  | Kansas | Clay | 4499711 | 28276813 | 58677212 | 0007 | 002 | 002_D | CLAY CENTER PUBLIC UTILITIES | 0.5709 | 0.009623 | [5 empty] | 221112 | -97.1275 | 39.3772 | 2 |  | 125 | 999 |  |  | 1270_G_IC2 | 67432
20027 |  | Kansas | Clay | 4499711 | 28276913 | 58677312 | 0007 | 003 | 003_D | CLAY CENTER PUBLIC UTILITIES | 12.864 | 0.014538 | [5 empty] | 221112 | -97.1275 | 39.3772 | 5 |  | 125 | 999 |  |  | 1270_G_IC3 | 67432
20027 |  | Kansas | Clay | 4499711 | 28277013 | 58677512 | 0007 | 005 | 005_D | CLAY CENTER PUBLIC UTILITIES | 18.5058 | 0.023646 | [5 empty] | 221112 | -97.1275 | 39.3772 | 4 |  | 125 | 999 |  |  | 1270_G_IC5 | 67432
20027 |  | Kansas | Clay | 4499711 | 28277113 | 58677112 | 0007 | 001 | 001_D | CLAY CENTER PUBLIC UTILITIES | 0.00385 | 6.48e-05 | [5 empty] | 221112 | -97.1275 | 39.3772 | 1 |  | 125 | 999 |  |  | 1270_G_IC1 | 67432
20027 |  | Kansas | Clay | 4499711 | 28277313 | 58677412 | 0007 | 004 | 004_D | CLAY CENTER PUBLIC UTILITIES | 15.2573 | 0.019519 | [5 empty] | 221112 | -97.1275 | 39.3772 | 4 |  | 125 | 999 |  |  | 1270_G_IC4 | 67432
20035 |  | Kansas | Cowley | 4476411 | 27688313 | 26578712 | 0012 | 001 | 1 | WINFIELD MUNICIPAL POWER PLANT #2 | 19.502 | 0.04179 | 160 | 5 | 545 | 3828.8 | 195 | 221112 | -96.9625 | 37.2389 | 333 |  | 125 | 999 |  |  | 7013_B_4 | 67156
20041 |  | Kansas | Dickinson | 4468511 | 27877513 | 26762312 | 0017 | 001 | 1 | WESTAR ENERGY, INC. | 22.8235 | 0.24264 | 40 | 19.55 | 900 | 36000 | 120 | 221112 | -97.2019 | 38.8833 | 72 | R63-0083 | 125 | 999 |  |  | 1251_G_GT1 | 67410 |  | R63-0083
20045 |  | Kansas | Douglas | 4827111 | 28459513 | 27285512 | 0014 | 004 | 4 | WESTAR ENERGY, INC. | 3050.74 | 1436.88 | 355 | 18 | 166 | 18576.2 | 73 | 221112 | -95.2695 | 39.0081 | 4320 | R63-0142 | 125 | 999 | 1250 | 5 | 1250_B_5 | 66044 | 1 | R63-0142
20045 |  | Kansas | Douglas | 4827111 | 28459613 | 27284212 | 0014 | 003 | 3 | WESTAR ENERGY, INC. | 690.109 | 84.072 | 170 | 7.7 | 170 | 3492.5 | 75 | 221112 | -95.2695 | 39.0081 | 1410 | R63-0142 | 125 | 999 | 1250 | 4 | 1250_B_4 | 66044 | 1 | R63-0142
20045 |  | Kansas | Douglas | 4827111 | 28459613 | 27284312 | 0014 | 003 | 2 | WESTAR ENERGY, INC. | 690.109 | 84.072 | 170 | 7.7 | 170 | 3492.5 | 75 | 221112 | -95.2695 | 39.0081 | 1410 | R63-0142 | 125 | 999 | 1250 | 4 | 1250_B_4 | 66044 | 1 | R63-0142
20045 |  | Kansas | Douglas | 4827111 | 28459713 | 27285712 | 0014 | 002 | 1 | WESTAR ENERGY, INC. | 631.298 | 1187.74 | 139 | 9.6 | 360 | 4125.8 | 57 | 221112 | -95.2695 | 39.0081 | 814 | R63-0142 | 125 | 999 | 1250 | 3 | 1250_B_3 | 66044 | 10 | R63-0142
20055 |  | Kansas | Finney | 3167611 | 38766713 | 37047812 | 0023 | 001 | 1 | SUNFLOWER ELECTRIC POWER CORPORATION | 4511.6 | 1679.5 | 474 | 16.33 | 185 | 24780 | 118 | 221112 | -100.9726 | 37.9307 | 4320 | R63-0142 | 125 | 999 | 108 | SGU1 | 108_B_SGU1 | 67851 | 119 | R63-0142
20055 |  | Kansas | Finney | 3167611 | 38766713 | 37047912 | 0023 | 001 | 2 | SUNFLOWER ELECTRIC POWER CORPORATION | 3.4865 | 0.020919 | 67 | 2.21 | 425 | 216.5 | 57 | 221112 | -100.9726 | 37.9307 | 4320 | R63-0142 | 125 | 999 | 108 | SGU1 | 108_B_SGU1 | 67851 |  | R63-0142
20055 |  | Kansas | Finney | 3167811 | 38764713 | 37046212 | 0026 | 007 | 7 | SUNFLOWER ELECTRIC POWER CORPORATION | 0.249 | 0.001494 | 60 | 1.33 | 410 | 37.6 | 27 | 221112 | -100.8942 | 37.9692 | 11 | R63-0040 | 125 | 999 |  |  | 1336_B_GC3 | 67846 |  | R63-0040
20055 |  | Kansas | Finney | 3167811 | 38764813 | 37045912 | 0026 | 003 | 3 | SUNFLOWER ELECTRIC POWER CORPORATION | 0.17894 | 0.000336 | 32 | 10.33 | 985 | 653.3 | 29 | 221112 | -100.8942 | 37.9692 | 14 | R63-0083 | 125 | 999 |  |  | 1336_G_S3 | 67846 |  | R63-0083
20055 |  | Kansas | Finney | 3167811 | 38765013 | 37046412 | 0026 | 002 | 2 | SUNFLOWER ELECTRIC POWER CORPORATION | 115 | 0.3 | 124 | 10 | 253 | 4439 | 57 | 221112 | -100.8942 | 37.9692 | 1260 |  | 125 | 999 | 1336 | S-2 | 1336_B_S-2 | 67846
20055 |  | Kansas | Finney | 3167811 | 38765113 | 37046012 | 0026 | 005 | 5 | SUNFLOWER ELECTRIC POWER CORPORATION | 11.9402 | 0.022388 | 42 | 17.17 | 1046 | 7425.9 | 32 | 221112 | -100.8942 | 37.9692 | 53 | R63-0083 | 125 | 999 |  |  | 1336_G_S5 | 67846 |  | R63-0083
20055 |  | Kansas | Finney | 3167811 | 38765213 | 37046112 | 0026 | 004 | 4 | SUNFLOWER ELECTRIC POWER CORPORATION | 5.3747 | 0.010078 | 42 | 17.17 | 1035 | 7379.6 | 32 | 221112 | -100.8942 | 37.9692 | 51 | R63-0083 | 125 | 999 |  |  | 1336_G_S4 | 67846 |  | R63-0083
20057 |  | Kansas | Ford | 3822711 | 37817813 | 36069512 | 0001 | 001 | 1 | MID-KANSAS ELECTRIC COMPANY LLC -FORT DO | 311.9 | 1.4 | 149 | 10.72 | 302 | 8213.4 | 91 | 221112 | -99.95 | 37.7328 | 1650 |  | 125 | 999 | 1233 | 4 | 1233_B_4 | 67801
20059 |  | Kansas | Franklin | 3734911 | 37537913 | 35812812 | 0006 | 002 | 3 | OTTAWA MUNICIPAL POWER PLANT | 1.4684 | 0.001414 | 50 | 1.3 | 750 | 368.7 | 140 | 221112 | -95.2817 | 38.6153 | 3 |  | 125 | 999 |  |  | 1316_G_IC4 | 66067
20059 |  | Kansas | Franklin | 3734911 | 37537913 | 35813012 | 0006 | 002 | 4 | OTTAWA MUNICIPAL POWER PLANT | 0.029317 | 2.82e-05 | 50 | 1.3 | 750 | 368.7 | 140 | 221112 | -95.2817 | 38.6153 | 3 |  | 125 | 999 |  |  | 1316_G_IC4 | 66067
20059 |  | Kansas | Franklin | 3734911 | 37538113 | 35813412 | 0006 | 003 | 5 | OTTAWA MUNICIPAL POWER PLANT | 14.9192 | 0.014367 | 30 | 2 | 750 | 439.8 | 140 | 221112 | -95.2817 | 38.6153 | 6000 |  | 125 | 999 |  |  | 1316_G_IC6 | 66067
20059 |  | Kansas | Franklin | 3734911 | 37538213 | 35813312 | 0006 | 004 | 6 | OTTAWA MUNICIPAL POWER PLANT | 14.8602 | 0.01431 | 30 | 2 | 750 | 439.8 | 140 | 221112 | -95.2817 | 38.6153 | 6000 |  | 125 | 999 |  |  | 1316_G_IC7 | 66067
20059 |  | Kansas | Franklin | 3734911 | 37538313 | 35812912 | 0006 | 001 | 2 | OTTAWA MUNICIPAL POWER PLANT | 0.018433 | 1.78e-05 | 50 | 1.3 | 750 | 368.7 | 140 | 221112 | -95.2817 | 38.6153 | 3 |  | 125 | 999 |  |  | 1316_G_IC3 | 66067
20059 |  | Kansas | Franklin | 3734911 | 37538313 | 35813112 | 0006 | 001 | 1 | OTTAWA MUNICIPAL POWER PLANT | 0.92301 | 0.000889 | 50 | 1.3 | 750 | 368.7 | 140 | 221112 | -95.2817 | 38.6153 | 3 |  | 125 | 999 |  |  | 1316_G_IC3 | 66067
20077 |  | Kansas | Harper | 2975211 | 38086713 | 36346112 | 0002 | 003 | 3 | ANTHONY MUNICIPAL POWER PLANT | 15.4426 | 0.017159 | 35 | 2.17 | 890 | 29.6 | 8 | 221112 | -98.0453 | 37.1242 | 5580 |  | 125 | 999 |  |  | 1258_G_IC3 | 67003
20077 |  | Kansas | Harper | 2975211 | 38086813 | 36345912 | 0002 | 002 | 2 | ANTHONY MUNICIPAL POWER PLANT | 4.6737 | 0.005193 | 35 | 1.33 | 903 | 11.1 | 8 | 221112 | -98.0453 | 37.1242 | 4210 |  | 125 | 999 |  |  | 1258_G_IC2 | 67003
20077 |  | Kansas | Harper | 2975211 | 38086913 | 36346012 | 0002 | 001 | 1 | ANTHONY MUNICIPAL POWER PLANT | 14.1764 | 0.015752 | 35 | 2.46 | 850 | 38 | 8 | 221112 | -98.0453 | 37.1242 | 5710 |  | 125 | 999 |  |  | 1258_G_IC1 | 67003
20095 |  | Kansas | Kingman | 4878111 | 30474313 | 29225912 | 0004 | 005 | 4 | KINGMAN MUNICIPAL POWER PLANT | 25.5126 | 0.006255 | 36 | 2 | 875 | 525 | 167 | 221112 | -98.1178 | 37.6439 | 4890 |  | 125 | 999 |  |  | 1296_G_6 | 67068
20095 |  | Kansas | Kingman | 4878111 | 30474513 | 29225512 | 0004 | 003 | 3 | KINGMAN MUNICIPAL POWER PLANT | 7.1787 | 0.00176 | 34 | 2.5 | 740 | 516.7 | 105 | 221112 | -98.1178 | 37.6439 | 3170 |  | 125 | 999 |  |  | 1296_G_4 | 67068
20095 |  | Kansas | Kingman | 4878111 | 30474613 | 29225612 | 0004 | 006 | 5 | KINGMAN MUNICIPAL POWER PLANT | 0.1024 | 2.51e-05 | 33 | 2.5 | 740 | 516.7 | 105 | 221112 | -98.1178 | 37.6439 | 3370 |  | 125 | 999 |  |  | 1296_G_7 | 67068
20095 |  | Kansas | Kingman | 4878111 | 30474713 | 29225712 | 0004 | 007 | 6 | KINGMAN MUNICIPAL POWER PLANT | 18.6198 | 0.004565 | 55 | 2 | 850 | 361.7 | 115 | 221112 | -98.1178 | 37.6439 | 3500 |  | 125 | 999 |  |  | 1296_G_8 | 67068
20095 |  | Kansas | Kingman | 4878111 | 30474813 | 29226012 | 0004 | 002 | 2 | KINGMAN MUNICIPAL POWER PLANT | 0.43927 | 0.000108 | 30 | 2 | 760 | 367.7 | 117 | 221112 | -98.1178 | 37.6439 | 2 |  | 125 | 999 |  |  | 1296_G_2 | 67068
20107 |  | Kansas | Linn | 5367811 | 27609613 | 26501412 | 0005 | 002 | 2 | KANSAS CITY POWER & LIGHT CO. | 6554.97 | 14248.6 | 700 | 24 | 281 | 45578.3 | 101 | 221112 | -94.6456 | 38.3492 | 7700 | R63-0142 | 125 | 999 | 1241 | 2 | 1241_B_2 | 66040 | 10&99 | R63-0142
20107 |  | Kansas | Linn | 5367811 | 27609713 | 26500012 | 0005 | 001 | 1 | KANSAS CITY POWER & LIGHT CO. | 1795.48 | 3622.99 | 700 | 23 | 127 | 38508.5 | 93 | 221112 | -94.6456 | 38.3492 | 8850 | R63-0142 | 125 | 999 | 1241 | 1 | 1241_B_1 | 66040 | 1&141 | R63-0142
20111 |  | Kansas | Lyon | 12635811 | 63891613 | 58449612 | 0046 | 001 | 1 | WESTAR ENERGY, INC. | 24.612 | 0.169 | 75 | 5 | 335 | 2070.7 | 106 | 221112 | -96.0642 | 38.4467 |  |  | 125 | 120 | 56502 | EEC1 | 56502_G_1 | 66801
20111 |  | Kansas | Lyon | 12635811 | 63891713 | 58449712 | 0046 | 002 | 2 | WESTAR ENERGY, INC. | 30.005 | 0.208 | 75 | 5 | 335 | 2070.7 | 105 | 221112 | -96.0642 | 38.4467 |  |  | 125 | 120 | 56502 | EEC2 | 56502_G_2 | 66801
20111 |  | Kansas | Lyon | 12635811 | 63891813 | 58449812 | 0046 | 003 | 3 | WESTAR ENERGY, INC. | 25.117 | 0.174 | 75 | 5 | 335 | 2070.7 | 106 | 221112 | -96.0642 | 38.4467 |  |  | 125 | 120 | 56502 | EEC3 | 56502_G_3 | 66801
20111 |  | Kansas | Lyon | 12635811 | 63891913 | 58449912 | 0046 | 004 | 4 | WESTAR ENERGY, INC. | 32.139 | 0.222 | 149 | 8 | 313 | 2800 | 56 | 221112 | -96.0642 | 38.4467 |  |  | 125 | 120 | 56502 | EEC4 | 56502_G_4 | 66801
20111 |  | Kansas | Lyon | 12635811 | 63892013 | 58450012 | 0046 | 005 | 5 | WESTAR ENERGY, INC. | 14.654 | 0.248 | 149 | 8 | 313 | 2800 | 56 | 221112 | -96.0642 | 38.4467 |  |  | 125 | 120 | 56502 | EEC5 | 56502_G_5 | 66801
20111 |  | Kansas | Lyon | 12635811 | 63892113 | 58450112 | 0046 | 006 | 6 | WESTAR ENERGY, INC. | 12.207 | 0.243 | 32 | 14.97 | 975 | 17952 | 102 | 221112 | -96.0642 | 38.4467 |  |  | 125 | 120 | 56502 | EEC6 | 56502_G_6 | 66801
20111 |  | Kansas | Lyon | 12635811 | 63892213 | 58450212 | 0046 | 007 | 7 | WESTAR ENERGY, INC. | 9.759 | 0.187 | 32 | 14.97 | 975 | 17952 | 102 | 221112 | -96.0642 | 38.4467 |  |  | 125 | 120 | 56502 | EEC7 | 56502_G_7 | 66801
20113 |  | Kansas | McPherson | 5380211 | 27086313 | 25987012 | 0014 | 002 | 2 | MCPHERSON BOARD OF PUBLIC UTILITIES | 1.5915 | 0.002007 | 35 | 16 | 987 | 89075 | 443 | 221112 | -97.6833 | 38.3619 | 51 | R63-0083 | 125 | 999 |  |  | 1305_G_GT2 | 67460 |  | R63-0083
20113 |  | Kansas | McPherson | 5380211 | 27086413 | 25987112 | 0014 | 001 | 1 | MCPHERSON BOARD OF PUBLIC UTILITIES | 3.1418 | 0.003438 | 35 | 16 | 980 | 89075 | 443 | 221112 | -97.6833 | 38.3619 | 50 | R63-0083 | 125 | 999 |  |  | 1305_G_GT1 | 67460 |  | R63-0083
20113 |  | Kansas | McPherson | 5380211 | 27086613 | 25987312 | 0014 | 003 | 3 | MCPHERSON BOARD OF PUBLIC UTILITIES | 2.6626 | 0.002897 | 35 | 16 | 994 | 89075 | 443 | 221112 | -97.6833 | 38.3619 | 650 | R63-0083 | 125 | 999 |  |  | 1305_G_GT3 | 67460 |  | R63-0083
20113 |  | Kansas | McPherson | 5380511 | 27084513 | 25983512 | 0046 | 001 | 1 | MCPHERSON BOARD OF PUBLIC UTILITIES | 3.8098 | 0.08445 | 60 | 13.5 | 984 | 29591.7 | 207 | 221112 | -97.6103 | 38.3914 | 650 | R63-0083 | 125 | 999 |  |  | 7515_G_NA1 | 67460 |  | R63-0083
20123 |  | Kansas | Mitchell | 4527711 | 27615113 | 26506912 | 0012 | 001 | 1 | BELOIT MUNICIPAL POWER PLANT | 0.3645 | 5.12e-05 | 33 | 2 | 601 | 79.8 | 51 | 221112 | -98.1128 | 39.4578 | 1 |  | 125 | 999 |  |  | 1264_G_1 | 67420
20123 |  | Kansas | Mitchell | 4527711 | 27615213 | 26507112 | 0012 | 007 | 7 | BELOIT MUNICIPAL POWER PLANT | 47.0678 | 0.006612 | 34 | 2.49 | 800 | 197.1 | 41 | 221112 | -98.1128 | 39.4578 | 8310 |  | 125 | 999 |  |  | 1264_G_7 | 67420
20123 |  | Kansas | Mitchell | 4527711 | 27615313 | 26507212 | 0012 | 006 | 6 | BELOIT MUNICIPAL POWER PLANT | 2.3976 | 0.000337 | 38 | 2.33 | 950 | 230.6 | 144 | 221112 | -98.1128 | 39.4578 | 4 |  | 125 | 999 |  |  | 1264_G_6 | 67420
20123 |  | Kansas | Mitchell | 4527711 | 27615413 | 26507012 | 0012 | 005 | 5 | BELOIT MUNICIPAL POWER PLANT | 0.04455 | 6.26e-06 | 25 | 1.12 | 500 | 40.6 | 75 | 221112 | -98.1128 | 39.4578 | 1 |  | 125 | 999 |  |  | 1264_G_5 | 67420
20123 |  | Kansas | Mitchell | 4527711 | 27615513 | 26507312 | 0012 | 004 | 4 | BELOIT MUNICIPAL POWER PLANT | 5.8792 | 0.000826 | 37 | 2.49 | 950 | 196.7 | 107 | 221112 | -98.1128 | 39.4578 | 3 |  | 125 | 999 |  |  | 1264_G_4 | 67420
20123 |  | Kansas | Mitchell | 4527711 | 27615613 | 26506712 | 0012 | 003 | 3 | BELOIT MUNICIPAL POWER PLANT | 22.0306 | 0.003095 | 30 | 1.67 | 750 | 120.4 | 55 | 221112 | -98.1128 | 39.4578 | 2 |  | 125 | 999 |  |  | 1264_G_3 | 67420
20123 |  | Kansas | Mitchell | 4527711 | 27615713 | 26506812 | 0012 | 002 | 2 | BELOIT MUNICIPAL POWER PLANT | 0.2943 | 4.13e-05 | 33 | 2 | 601 | 79.8 | 51 | 221112 | -98.1128 | 39.4578 | 1 |  | 125 | 999 |  |  | 1264_G_2 | 67420
20125 |  | Kansas | Montgomery | 2964211 | 38402113 | 36674712 | 0002 | 003 | 1 | COFFEYVILLE MUNICIPAL LIGHT & POWER | 1.1784 | 0.00777 | 175 | 8.37 | 350 | 1926.6 | 35 | 221112 | -95.6131 | 37.0369 | 510 |  | 125 | 999 |  |  | 1271_B_4 | 67337
20133 |  | Kansas | Neosho | 5414611 | 27354213 | 26249312 | 0028 | 004 | 4 | CITY OF CHANUTE ELEC. DEPT., PLANT #3 | 0.20061 | 9.5e-05 | 43 | 2.6 | 900 | 1033.3 | 210 | 221112 | -95.4703 | 37.6372 | 6 | R63-0087 | 125 | 999 |  |  | 7018_G_12 | 66720 |  | R63-0087
20133 |  | Kansas | Neosho | 5414611 | 27354313 | 26249512 | 0028 | 002 | 2 | CITY OF CHANUTE ELEC. DEPT., PLANT #3 | 15.3364 | 0.002968 | 43 | 2.6 | 880 | 1100 | 224 | 221112 | -95.4703 | 37.6372 | 9630 |  | 125 | 999 |  |  | 7018_G_10 | 66720
20133 |  | Kansas | Neosho | 5414611 | 27354413 | 26249212 | 0028 | 003 | 3 | CITY OF CHANUTE ELEC. DEPT., PLANT #3 | 13.6667 | 0.002645 | 43 | 2.6 | 880 | 1100 | 224 | 221112 | -95.4703 | 37.6372 | 9630 |  | 125 | 999 |  |  | 7018_G_11 | 66720
20133 |  | Kansas | Neosho | 5414611 | 27354513 | 26249412 | 0028 | 001 | 1 | CITY OF CHANUTE ELEC. DEPT., PLANT #3 | 12.2092 | 0.002363 | 43 | 2.6 | 880 | 1100 | 224 | 221112 | -95.4703 | 37.6372 | 9630 |  | 125 | 999 |  |  | 7018_G_9 | 66720
20133 |  | Kansas | Neosho | 5414611 | 27354613 | 26249612 | 0028 | 005 | 5 | CITY OF CHANUTE ELEC. DEPT., PLANT #3 | 2.3554 | 0.001115 | 43 | 2.6 | 900 | 1033.3 | 210 | 221112 | -95.4703 | 37.6372 | 6 | R63-0087 | 125 | 999 |  |  | 7018_G_13 | 66720 |  | R63-0087
20133 |  | Kansas | Neosho | 5414711 | 27353913 | 26248912 | 0030 | 002 | 1 | CITY OF CHANUTE ELEC. DEPT., PLANT #2 | 2.8431 | 0.00055 | 26 | 1 | 1070 | 149.8 | 197 | 221112 | -95.4578 | 37.695 | 2 |  | 125 | 999 |  |  | 1268_G_7 | 66720
20133 |  | Kansas | Neosho | 5414711 | 27354013 | 26249012 | 0030 | 001 | 3 | CITY OF CHANUTE ELEC. DEPT., PLANT #2 | 7.996 | 0.053145 | 49 | 12.49 | 950 | 35855.8 | 203 | 221112 | -95.4578 | 37.695 | 539 |  | 125 | 999 |  |  | 1268_G_14 | 66720
20133 |  | Kansas | Neosho | 5414711 | 27354113 | 26249112 | 0030 | 003 | 2 | CITY OF CHANUTE ELEC. DEPT., PLANT #2 | 1.7274 | 0.000334 | 26 | 1 | 1070 | 149.8 | 197 | 221112 | -95.4578 | 37.695 | 2 |  | 125 | 999 |  |  | 1268_G_8 | 66720
20149 |  | Kansas | Pottawatomie | 5406811 | 27604913 | 26493712 | 0001 | 003 | 2 | WESTAR ENERGY, INC. | 3724.44 | 379.954 | 600 | 26 | 300 | 46666.7 | 88 | 221112 | -96.1083 | 39.2847 | 8500 | R63-0142 | 125 | 999 | 6068 | 2 | 6068_B_2 | 66536 | 10 | R63-0142
20149 |  | Kansas | Pottawatomie | 5406811 | 27605113 | 26493912 | 0001 | 001 | 1 | WESTAR ENERGY, INC. | 4472.85 | 557.825 | 600 | 26 | 300 | 46666.7 | 88 | 221112 | -96.1083 | 39.2847 | 8500 | R63-0142 | 125 | 999 | 6068 | 1 | 6068_B_1 | 66536 | 10 | R63-0142
20149 |  | Kansas | Pottawatomie | 5406811 | 27605213 | 26494712 | 0001 | 004 | 3 | WESTAR ENERGY, INC. | 4489.02 | 659.302 | 600 | 26 | 300 | 46666.7 | 88 | 221112 | -96.1083 | 39.2847 | 8500 | R63-0142 | 125 | 999 | 6068 | 3 | 6068_B_3 | 66536 | 10 | R63-0142
20151 |  | Kansas | Pratt | 5372811 | 27388213 | 26281212 | 0005 | 001 | 1 | PRATT MUNICIPAL POWER PLANT | 0.7128 | 0.004277 | 65 | 4.5 | 620 | 510.5 | 32.1 | 221112 | -98.7419 | 37.6367 |  | R63-0040 | 125 | 100 |  |  | 1317_B_4 | 67124 |  | R63-0040
20151 |  | Kansas | Pratt | 5372811 | 27388413 | 26281112 | 0005 | 003 | 3 | PRATT MUNICIPAL POWER PLANT | 1.9349 | 0.065305 | 55 | 5.5 | 310 | 943.2 | 39.7 | 221112 | -98.7419 | 37.6367 |  | R63-0040 | 125 | 160 |  |  | 1317__G_IC1 | 67124 |  | R63-0040
20151 |  | Kansas | Pratt | 5372811 | 98342813 | 95636712 | 0005 | 004 | 004_D | PRATT MUNICIPAL POWER PLANT | 24.6518 | 0.01115 | [5 empty] | 221112 | -98.7424 | 37.6359 |  |  | 125 | 999 |  |  | 1317__G_IC2 | 67124
20151 |  | Kansas | Pratt | 5372811 | 98342913 | 95636612 | 0005 | 005 | 005_D | PRATT MUNICIPAL POWER PLANT | 5.1109 | 0.002571 | [5 empty] | 221112 | -98.7424 | 37.6359 |  |  | 125 | 999 |  |  | 1317__G_IC3 | 67124
20155 |  | Kansas | Reno | 5500911 | 26990613 | 25893312 | 0033 | 007 | 8 | WESTAR ENERGY, INC. | 0.81926 | 0.008705 | 32 | 14.97 | 975 | 17952 | 102 | 221112 | -97.8767 | 38.0864 | 56 | R63-0083 | 125 | 999 |  |  | 1248_G_GT3 | 67502 |  | R63-0083
20155 |  | Kansas | Reno | 5500911 | 26990713 | 25893712 | 0033 | 005 | 6 | WESTAR ENERGY, INC. | 0.83774 | 0.018567 | 32 | 14.97 | 975 | 17952 | 102 | 221112 | -97.8767 | 38.0864 | 51 | R63-0083 | 125 | 999 |  |  | 1248_G_GT1 | 67502 |  | R63-0083
20155 |  | Kansas | Reno | 5500911 | 26990813 | 25893512 | 0033 | 004 | 4 | WESTAR ENERGY, INC. | 43.737 | 0.112 | 149 | 8 | 313 | 2800 | 56 | 221112 | -97.8767 | 38.0864 | 2160 |  | 125 | 999 | 1248 | 4 | 1248_B_4 | 67502
20155 |  | Kansas | Reno | 5500911 | 26990813 | 25893612 | 0033 | 004 | 5 | WESTAR ENERGY, INC. | 43.737 | 0.112 | 149 | 8 | 313 | 2800 | 56 | 221112 | -97.8767 | 38.0864 | 2160 |  | 125 | 999 | 1248 | 4 | 1248_B_4 | 67502
20155 |  | Kansas | Reno | 5500911 | 26991213 | 25893212 | 0033 | 006 | 7 | WESTAR ENERGY, INC. | 1.1226 | 0.020212 | 32 | 14.97 | 975 | 17952 | 102 | 221112 | -97.8767 | 38.0864 | 55 | R63-0083 | 125 | 999 |  |  | 1248_G_GT2 | 67502 |  | R63-0083
20167 |  | Kansas | Russell | 3105611 | 38157913 | 58550312 | 0005 | 002 | 002_D | RUSSELL MUNICIPAL POWER PLANT | 0.2632 | 0.000132 | [5 empty] | 221112 | -98.8578 | 38.8933 | 3 | R63-0087 | 125 | 999 |  |  | 1319_G_7 | 67665 |  | R63-0087
20167 |  | Kansas | Russell | 3105611 | 38158013 | 58550212 | 0005 | 001 | 001_D | RUSSELL MUNICIPAL POWER PLANT | 9.1205 | 0.000303 | [5 empty] | 221112 | -98.8578 | 38.8933 | 3 |  | 125 | 999 |  |  | 1319_G_11 | 67665
20173 |  | Kansas | Sedgwick | 5603211 | 27425213 | 26331112 | 0012 | 004 | 4 | WESTAR ENERGY, INC. | 4.311 | 0.09 | 60 | 14.76 | 1028 | 23087.5 | 135 | 221112 | -97.5214 | 37.7906 | 975 | R63-0083 | 125 | 999 |  |  | 1240_G_E2CT | 67030 |  | R63-0083
20173 |  | Kansas | Sedgwick | 5603211 | 27425313 | 58553912 | 0012 | 003 | 003_D | WESTAR ENERGY, INC. | 1.3983 | 0.008373 | [5 empty] | 221112 | -97.5214 | 37.7906 | 839 | R63-0040 | 125 | 999 |  |  | 1240_G_E1CT | 67030 |  | R63-0040
20173 |  | Kansas | Sedgwick | 5603211 | 27425413 | 26330812 | 0012 | 002 | 3 | WESTAR ENERGY, INC. | 389.514 | 0.792 | 197 | 13 | 290 | 9490.3 | 69 | 221112 | -97.5214 | 37.7906 | 4220 |  | 125 | 999 | 1240 | 2 | 1240_B_2 | 67030
20173 |  | Kansas | Sedgwick | 5603211 | 27425413 | 26331212 | 0012 | 002 | 2 | WESTAR ENERGY, INC. | 389.514 | 0.792 | 197 | 13 | 290 | 9490.3 | 69 | 221112 | -97.5214 | 37.7906 | 4220 |  | 125 | 999 | 1240 | 2 | 1240_B_2 | 67030
20173 |  | Kansas | Sedgwick | 5603211 | 27425613 | 26331012 | 0012 | 005 | 5 | WESTAR ENERGY, INC. | 4.221 | 0.111 | 60 | 14.76 | 1028 | 23087.5 | 135 | 221112 | -97.5214 | 37.7906 | 1860 | R63-0083 | 125 | 999 |  |  | 1240_G_E3CT | 67030 |  | R63-0083
20173 |  | Kansas | Sedgwick | 5603211 | 27425713 | 26330712 | 0012 | 001 | 1 | WESTAR ENERGY, INC. | 200.386 | 0.525 | 197 | 13 | 300 | 7465.4 | 61 | 221112 | -97.5214 | 37.7906 | 1700 |  | 125 | 999 | 1240 | 1 | 1240_B_1 | 67030
20173 |  | Kansas | Sedgwick | 5603311 | 27424913 | 26330412 | 0014 | 004 | 4 | WESTAR ENERGY, INC. | 124.723 | 0.205 | 144 | 9.5 | 277 | 2951.8 | 42 | 221112 | -97.4136 | 37.595 | 1300 |  | 125 | 999 | 1242 | 4 | 1242_B_4 | 67215
20173 |  | Kansas | Sedgwick | 5603311 | 27424913 | 26330512 | 0014 | 004 | 5 | WESTAR ENERGY, INC. | 124.723 | 0.205 | 144 | 9.5 | 277 | 2951.8 | 42 | 221112 | -97.4136 | 37.595 | 1300 |  | 125 | 999 | 1242 | 4 | 1242_B_4 | 67215
20173 |  | Kansas | Sedgwick | 5603311 | 27425013 | 26330112 | 0014 | 003 | 3 | WESTAR ENERGY, INC. | 89.686 | 0.218 | 144 | 9.5 | 277 | 2951.8 | 42 | 221112 | -97.4136 | 37.595 | 1300 |  | 125 | 999 | 1242 | 3 | 1242_B_3 | 67215
20173 |  | Kansas | Sedgwick | 5603311 | 27425013 | 26330312 | 0014 | 003 | 2 | WESTAR ENERGY, INC. | 89.686 | 0.218 | 144 | 9.5 | 277 | 2951.8 | 42 | 221112 | -97.4136 | 37.595 | 1300 |  | 125 | 999 | 1242 | 3 | 1242_B_3 | 67215
20173 |  | Kansas | Sedgwick | 5603311 | 27425113 | 26330212 | 0014 | 002 | 1 | WESTAR ENERGY, INC. | 73.319 | 0.166 | 150 | 17 | 352 | 11349 | 50 | 221112 | -97.4136 | 37.595 | 920 |  | 125 | 999 | 1242 | 2 | 1242_B_2 | 67215
20175 |  | Kansas | Seward | 3772011 | 37527413 | 35801912 | 0001 | 001 | 1 | MID-KANSAS ELECTRIC COMPANY LLC - CIMARR | 89.1 | 0.2 | 93 | 8 | 955 | 2741.7 | 55 | 221112 | -100.7625 | 37.1589 | 764 |  | 125 | 999 | 1230 | 1 | 1230_B_1 | 67901
20175 |  | Kansas | Seward | 3772011 | 37527513 | 35801612 | 0001 | 002 | 2 | MID-KANSAS ELECTRIC COMPANY LLC - CIMARR | 1.9987 | 0.021236 | 53 | 8.87 | 750 | 10604.2 | 200 | 221112 | -100.7625 | 37.1589 | 14 | R63-0083 | 125 | 999 |  |  | 1230_G_2 | 67901 |  | R63-0083
20177 |  | Kansas | Shawnee | 3823011 | 37489213 | 35760312 | 0030 | 008 | 2 | WESTAR ENERGY, INC. | 1413.81 | 2281.91 | 211 | 11.5 | 278 | 8689.1 | 84 | 221112 | -95.5667 | 39.0514 | 1910 | R63-0142 | 125 | 999 | 1252 | 10 | 1252_B_10 | 66542 | 10 | R63-0142
20177 |  | Kansas | Shawnee | 3823011 | 37489313 | 35760812 | 0030 | 001 | 3 | WESTAR ENERGY, INC. | 0.16646 | 0.001769 | 24 | 8 | 950 | 13248 | 624 | 221112 | -95.5667 | 39.0514 | 18 | R63-0083 | 125 | 999 |  |  | 1252_G_1 | 66542 |  | R63-0083
20177 |  | Kansas | Shawnee | 3823011 | 37489413 | 35760912 | 0030 | 007 | 1 | WESTAR ENERGY, INC. | 419.218 | 1580.31 | 211 | 11.5 | 271 | 4801 | 46 | 221112 | -95.5667 | 39.0514 | 1100 | R63-0142 | 125 | 999 | 1252 | 9 | 1252_B_9 | 66542 | 10 | R63-0142
20177 |  | Kansas | Shawnee | 3823011 | 37489513 | 35761412 | 0030 | 002 | 4 | WESTAR ENERGY, INC. | 0.20726 | 0.002202 | 24 | 8 | 950 | 13248 | 624 | 221112 | -95.5667 | 39.0514 | 20 | R63-0083 | 125 | 999 |  |  | 1252_G_2 | 66542 |  | R63-0083
20191 |  | Kansas | Sumner | 5444311 | 26795713 | 25711212 | 0019 | 001 | 1 | WELLINGTON MUNICIPAL POWER PLANT | 0.65751 | 0.002818 | 69 | 6 | 250 | 1118.3 | 40 | 221112 | -97.4056 | 37.2611 | 20 | R63-0040 | 125 | 999 |  |  | 1330_B_4 | 67152 |  | R63-0040
20209 |  | Kansas | Wyandotte | 4627911 | 27807513 | 58512612 | 0048 | 003 | 003_D | BOARD OF PUBLIC UTILITIES - QUINDARO | 0.45236 | 0.04644 | [5 empty] | 221112 | -94.6414 | 39.1481 | 13 | R63-0083 | 125 | 999 |  |  | 1295_G_GT1 | 66104 |  | R63-0083
20209 |  | Kansas | Wyandotte | 4627911 | 27807613 | 26695912 | 0048 | 002 | 2 | BOARD OF PUBLIC UTILITIES - QUINDARO | 989.2 | 2059.3 | 350 | 13.3 | 326 | 11531.1 | 83 | 221112 | -94.6414 | 39.1481 | 1390 | R63-0142 | 125 | 999 | 1295 | 2 | 1295_B_2 | 66104 | 10 | R63-0142
20209 |  | Kansas | Wyandotte | 4627911 | 27807813 | 26695612 | 0048 | 001 | 1 | BOARD OF PUBLIC UTILITIES - QUINDARO | 2177.3 | 1741.6 | 350 | 12.4 | 330 | 4709.8 | 39 | 221112 | -94.6414 | 39.1481 | 783 | R63-0142 | 125 | 999 | 1295 | 1 | 1295_B_1 | 66104 | 10 | R63-0142
20209 |  | Kansas | Wyandotte | 4633811 | 28397413 | 27228612 | 0008 | 001 | 1 | BOARD OF PUBLIC UTILITIES - NEARMAN | 4085.2 | 5988.3 | 400 | 23.3 | 305 | 18760.9 | 44 | 221112 | -94.6972 | 39.1693 | 2430 | R63-0142 | 125 | 999 | 6064 | N1 | 6064_B_N1 | 66104 | 10 | R63-0040&R63-01&R63-0142
20209 |  | Kansas | Wyandotte | 4633811 | 28397413 | 58504212 | 0008 | 001 | 001_D | BOARD OF PUBLIC UTILITIES - NEARMAN | 0.32711 | 0.61556 | [5 empty] | 221112 | -94.6972 | 39.1693 | 2430 | R63-0142 | 125 | 999 | 6064 | N1 | 6064_B_N1 | 66104 |  | R63-0142
20209 |  | Kansas | Wyandotte | 4633811 | 63911713 | 58504112 | 0008 | 004 | 2 | BOARD OF PUBLIC UTILITIES - NEARMAN | 171.1 | 0.4 | 56 | 15 | 1000 | 22619.5 | 128 | 221112 | -94.6972 | 39.1693 |  |  | 125 | 999 |  |  | 6064_G_CT4a | 66104
20209 |  | Kansas | Wyandotte | 4633811 | 63911913 | 58504612 | 0008 | 006 | 006_D | BOARD OF PUBLIC UTILITIES - NEARMAN | 2.3707 | 0.15582 | [5 empty] | 221112 | -94.6972 | 39.1693 | 2800 |  | 125 | 999 |  |  | 6064_G_CT4b | 66104
21015 |  | Kentucky | Boone | 6040811 | 23832113 | 83347712 | 2101500029 | 002 | 002 | Duke Energy KY East Bend | 2667.0319 | 1999.6591 | 650 | 23.5 | 149 | 48333.3 | 111.4 | 221112 | -84.8511 | 38.9031 | 6310 | R63-0142 | 125 | 100 | 6018 | 2 | 6018_B_2 | 41091 | 141&67&24 | R63-0142
21041 |  | Kentucky | Carroll | 5198511 | 25720413 | 82878512 | 2104100010 | 003 | 003 | KY Utilities Co - Ghent Station | 1235.88 | 3327.32 | 581 | 37 | 125 | 35383.3 | 23 | 221121 | -85.035 | 38.7497 | 5500 | R63-0142 | 125 | 100 | 1356 | 3 | 1356_B_3 | 41045 | 128&24&141 | R63-0142
21041 |  | Kentucky | Carroll | 5198511 | 25720613 | 82878412 | 2104100010 | 002 | 002 | KY Utilities Co - Ghent Station | 4172.13 | 4641.04 | 581 | 30 | 300 | 33700 | 47.7 | 221121 | -85.035 | 38.7497 | 5500 | R63-0142 | 125 | 100 | 1356 | 2 | 1356_B_2 | 41045 | 128&29&141 | R63-0142
21041 |  | Kentucky | Carroll | 5198511 | 25720713 | 82878312 | 2104100010 | 001 | 001 | KY Utilities Co - Ghent Station | 1327.66 | 1720.34 | 662 | 37 | 125 | 24733.3 | 23 | 221121 | -85.035 | 38.7497 | 5500 | R63-0142 | 125 | 100 | 1356 | 1 | 1356_B_1 | 41045 | 128&24&141 | R63-0142
21041 |  | Kentucky | Carroll | 5198511 | 25720813 | 82878612 | 2104100010 | 004 | 004 | KY Utilities Co - Ghent Station | 1095.58 | 1293.3 | 662 | 30 | 300 | 35383.3 | 50.1 | 221121 | -85.035 | 38.7497 | 5500 | R63-0142 | 125 | 100 | 1356 | 4 | 1356_B_4 | 41045 | 128&24&141 | R63-0142
21049 |  | Kentucky | Clark | 5163011 | 86750413 | 82876012 | 2104900027 | EU 5 | EU 5 | East KY Power - J K Smith Station | 9.992 | 0.53 | 150 | 18 | 955 | 44566.7 | 175.1 | 221112 | -84.1025 | 37.8824 |  |  | 125 | 999 | 54 | SCT5 | 54_X_SCT5 | 40391
21049 |  | Kentucky | Clark | 5163011 | 86750613 | 82875612 | 2104900027 | EU 1 | EU 1 | East KY Power - J K Smith Station | 2.681 | 0.020998 | 71 | 18 | 968 | 40000 | 157.2 | 221112 | -84.1025 | 37.8824 |  |  | 125 | 999 | 54 | SCT1 | 54_X_SCT1 | 40391
21049 |  | Kentucky | Clark | 5163011 | 86750713 | 82875912 | 2104900027 | EU 4 | EU 4 | East KY Power - J K Smith Station | 13.38 | 0.432 | 150 | 18 | 955 | 44566.7 | 175.1 | 221112 | -84.1025 | 37.8824 |  |  | 125 | 999 | 54 | SCT4 | 54_X_SCT4 | 40391
21049 |  | Kentucky | Clark | 5163011 | 86750813 | 82875712 | 2104900027 | EU 2 | EU 2 | East KY Power - J K Smith Station | 3.805 | 0.031 | 71 | 18 | 968 | 40000 | 157.2 | 221112 | -84.1025 | 37.8824 |  |  | 125 | 999 | 54 | SCT2 | 54_X_SCT2 | 40391
21049 |  | Kentucky | Clark | 5163011 | 86750913 | 82875812 | 2104900027 | EU 3 | EU 3 | East KY Power - J K Smith Station | 11.969 | 0.094 | 71 | 18 | 968 | 40000 | 157.2 | 221112 | -84.1025 | 37.8824 |  |  | 125 | 999 | 54 | SCT3 | 54_X_SCT3 | 40391
21049 |  | Kentucky | Clark | 5163011 | 86751013 | 82876212 | 2104900027 | EU 7 | EU 7 | East KY Power - J K Smith Station | 14.233 | 0.655 | 150 | 18 | 955 | 44566.7 | 175.1 | 221112 | -84.1025 | 37.8824 |  |  | 125 | 999 | 54 | SCT7 | 54_X_SCT7 | 40391
21049 |  | Kentucky | Clark | 5163011 | 86751113 | 82876112 | 2104900027 | EU 6 | EU 6 | East KY Power - J K Smith Station | 9.53 | 0.514 | 150 | 18 | 955 | 44566.7 | 175.1 | 221112 | -84.1025 | 37.8824 |  |  | 125 | 999 | 54 | SCT6 | 54_X_SCT6 | 40391
21049 |  | Kentucky | Clark | 5523111 | 26663313 | 82876512 | 2104900003 | 001 | 001 | East KY Power Coop - Dale Station | 128.54 | 440.3227 | 148 | 12.1 | 320 | 1366.7 | 13 | 221112 | -84.2624 | 37.8806 | 256 | R63-0142 | 125 | 100 | 1385 | 1 | 1385_B_1 | 40391 | 128&205 | R63-0142
21049 |  | Kentucky | Clark | 5523111 | 26663413 | 82876712 | 2104900003 | 003 | 003 | East KY Power Coop - Dale Station | 691.854 | 2621.8843 | 148 | 12.1 | 340 | 4333 | 36 | 221112 | -84.2624 | 37.8806 | 796 | R63-0142 | 125 | 100 | 1385 | 3 | 1385_B_3 | 40391 | 128&205 | R63-0142
21049 |  | Kentucky | Clark | 5523111 | 26663713 | 82876812 | 2104900003 | 004 | 004 | East KY Power Coop - Dale Station | 724.331 | 2745.0087 | 148 | 12.1 | 309 | 3916.3 | 33 | 221112 | -84.2624 | 37.8806 | 756 | R63-0142 | 125 | 100 | 1385 | 4 | 1385_B_4 | 40391 | 128&205 | R63-0142
21049 |  | Kentucky | Clark | 5523111 | 26663813 | 82876612 | 2104900003 | 002 | 002 | East KY Power Coop - Dale Station | 123.359 | 422.5763 | 148 | 12.1 | 320 | 1366.7 | 13 | 221112 | -84.2624 | 37.8806 | 256 | R63-0142 | 125 | 100 | 1385 | 2 | 1385_B_2 | 40391 | 128&205 | R63-0142
21059 |  | Kentucky | Daviess | 5891711 | 86751413 | 82877212 | 2105900027 | EU002 | EU002 | Owensboro Municipal Utilities - Elmer Sm | 2620.436 | 5349.12 | 420 | 24 | 120 | 26354.2 | 13.5 | 221112 | -87.0607 | 37.7951 | 6380 | R63-0142 | 125 | 100 | 1374 | 2 | 1374_B_2 | 42302 | 141&24 | R63-0142
21059 |  | Kentucky | Daviess | 5891711 | 86751513 | 82877112 | 2105900027 | EU001 | EU001 | Owensboro Municipal Utilities - Elmer Sm | 1435.496 | 3141.6104 | 420 | 24 | 120 | 26354.2 | 13.5 | 221112 | -87.0607 | 37.7951 | 5350 | R63-0142 | 125 | 200 | 1374 | 1 | 1374_B_1 | 42302 | 139&141 | R63-0142
21091 |  | Kentucky | Hancock | 5343711 | 26449013 | 82880812 | 2109100003 | 002 | 002 | Big Rivers Electric Corp - Coleman Stati | 2204.38 | 1562.31 | 350 | 14 | 345 | 9595.9 | 62.3 | 221112 | -86.7917 | 37.9628 | 1560 | R63-0142 | 125 | 100 | 1381 | C2 | 1381_B_C2 | 42348 | 128&24&141 | R63-0142
21091 |  | Kentucky | Hancock | 5343711 | 26449213 | 82880912 | 2109100003 | 003 | 003 | Big Rivers Electric Corp - Coleman Stati | 2287.08 | 1885.39 | 350 | 14 | 287 | 9595.9 | 62.3 | 221112 | -86.7917 | 37.9628 | 1590 | R63-0142 | 125 | 100 | 1381 | C3 | 1381_B_C3 | 42348 | 128&24&141 | R63-0142
21091 |  | Kentucky | Hancock | 5343711 | 26449313 | 82880712 | 2109100003 | 001 | 001 | Big Rivers Electric Corp - Coleman Stati | 2222.39 | 1512.57 | 350 | 14 | 300 | 9045.4 | 58.8 | 221112 | -86.7917 | 37.9628 | 1560 | R63-0142 | 125 | 100 | 1381 | C1 | 1381_B_C1 | 42348 | 128&24&141 | R63-0142
21111 |  | Kentucky | Jefferson | 5702411 | 20510213 | 19768212 | 0126 | 116 | 99 | Louisville Gas & Electric Co., Cane Run | 2086 | 1621 | 239 | 15.5 | 121 | 7164.6 |  | 221122 | -85.889 | 38.1831 | 1860 | R63-0142 | 125 | 100 | 1363 | 5 | 1363_B_5 | 40216-1 | 128&24&141 | R63-0142
21111 |  | Kentucky | Jefferson | 5702411 | 20510313 | 19768112 | 0126 | 115 | 98 | Louisville Gas & Electric Co., Cane Run | 1733.6 | 1564.7 | 239 | 15.5 | 125 | 7567.6 |  | 221122 | -85.889 | 38.1831 | 1640 | R63-0142 | 125 | 100 | 1363 | 4 | 1363_B_4 | 40216-1 | 128&24&141 | R63-0142
21111 |  | Kentucky | Jefferson | 5702411 | 20510413 | 19768412 | 0126 | 114 | 101 | Louisville Gas & Electric Co., Cane Run | 0.33 | 0.002 |  |  | 303 | 15176.1 | 65.3 | 221122 | -85.8894 | 38.1828 | 14 |  | 125 | 290 |  |  | 1363_G_11 | 40216-1
21111 |  | Kentucky | Jefferson | 5702411 | 20510613 | 19768512 | 0126 | 117 | 100 | Louisville Gas & Electric Co., Cane Run | 1775 | 4638 | 500 | 19 | 126 | 9746.2 |  | 221122 | -85.889 | 38.1831 | 2450 | R63-0142 | 125 | 100 | 1363 | 6 | 1363_B_6 | 40216-1 | 128&24&141 | R63-0142
21111 |  | Kentucky | Jefferson | 6606011 | 18326113 | 17766712 | 1248 | 219 | 183 | Louisville Gas & Electric Co., Zorn Stat | 0.1355 | 0.0003 | 39 | 11.83 | 1000 | 9192 |  | 221122 | -85.7023 | 38.2801 | 14 | R63-0083 | 125 | 290 |  |  | 1368_G_1 | 40207 |  | R63-0083
21111 |  | Kentucky | Jefferson | 7353711 | 9603513 | 91981712 | 0127 | 121 | 517 | Louisville Gas & Electric Co., Mill Cree | 2903.7 | 5211.5 | 600 | 15.5 | 121 | 11857.4 |  | 221122 | -85.91 | 38.0531 | 3080 | R63-0142 | 125 | 100 | 1364 | 1 | 1364_B_1 | 40272-1 | 128&215&205 | R63-0142
21111 |  | Kentucky | Jefferson | 7353711 | 9603513 | 91981812 | 0127 | 121 | 520 | Louisville Gas & Electric Co., Mill Cree |  |  | 107 | 1 | 68 | 2000 |  | 221122 | -85.91 | 38.0531 | 3080 | R63-0142 | 125 | 100 | 1364 | 1 | 1364_B_1 | 40272-1 | 210 | R63-0142
21111 |  | Kentucky | Jefferson | 7353711 | 9603613 | 91981912 | 0127 | 122 | 521 | Louisville Gas & Electric Co., Mill Cree | 3275.5 | 6802 | 600 | 15.5 | 128 | 12613.4 |  | 221122 | -85.91 | 38.0531 | 3080 | R63-0142 | 125 | 100 | 1364 | 2 | 1364_B_2 | 40272-1 | 128&215&205 | R63-0142
21111 |  | Kentucky | Jefferson | 7353711 | 9603613 | 91982012 | 0127 | 122 | 523 | Louisville Gas & Electric Co., Mill Cree |  |  | 107 | 1 | 68 | 200 |  | 221122 | -85.91 | 38.0531 | 3080 | R63-0142 | 125 | 100 | 1364 | 2 | 1364_B_2 | 40272-1 | 210 | R63-0142
21111 |  | Kentucky | Jefferson | 7353711 | 9603813 | 91982112 | 0127 | 123 | 529 | Louisville Gas & Electric Co., Mill Cree | 669.9 | 7175.2 | 600 | 18.1 | 129 | 16863.2 |  | 221122 | -85.91 | 38.0531 | 4200 | R63-0142 | 125 | 100 | 1364 | 3 | 1364_B_3 | 40272-1 | 128&215&139 | R63-0142
21111 |  | Kentucky | Jefferson | 7353711 | 9603813 | 91982212 | 0127 | 123 | 538 | Louisville Gas & Electric Co., Mill Cree |  |  | 104 | 1.17 | 68 | 200 |  | 221122 | -85.91 | 38.0531 | 4200 | R63-0142 | 125 | 100 | 1364 | 3 | 1364_B_3 | 40272-1 | 210 | R63-0142
21111 |  | Kentucky | Jefferson | 7353711 | 9603913 | 91982312 | 0127 | 124 | 541 | Louisville Gas & Electric Co., Mill Cree | 1645.1 | 10756 | 600 | 19.5 | 121 | 21999.9 |  | 221122 | -85.91 | 38.0531 | 5020 | R63-0142 | 125 | 100 | 1364 | 4 | 1364_B_4 | 40272-1 | 128&215&139 | R63-0142
21111 |  | Kentucky | Jefferson | 7353711 | 9603913 | 91982412 | 0127 | 124 | 563 | Louisville Gas & Electric Co., Mill Cree |  |  | 104 | 1.33 | 68 | 200 |  | 221122 | -85.91 | 38.0531 | 5020 | R63-0142 | 125 | 100 | 1364 | 4 | 1364_B_4 | 40272-1 | 210 | R63-0142
21127 |  | Kentucky | Lawrence | 6019011 | 82996613 | 74113612 | 2112700003 | 02 | 02 | Kentucky Power Co-Big Sandy Plant | 4187.4518 | 31132.4543 | 823 | 28.2 | 316 | 62882.5 | 98 | 221112 | -82.6178 | 38.1714 | 7910 | R63-0142 | 125 | 100 | 1353 | BSU2 | 1353_B_BSU2 | 41230 | 128 | R63-0142
21127 |  | Kentucky | Lawrence | 6019011 | 82996713 | 74113512 | 2112700003 | 01 | 01 | Kentucky Power Co-Big Sandy Plant | 2443.9159 | 12015.7068 | 823 | 28.2 | 316 | 62882.5 | 98 | 221112 | -82.6178 | 38.1714 | 2510 | R63-0142 | 125 | 100 | 1353 | BSU1 | 1353_B_BSU1 | 41230 | 128 | R63-0142
21145 |  | Kentucky | McCracken | 6037011 | 24137613 | 82884912 | 2114500006 | 010 | 010 | Tennessee Valley Authority (TVA) - Shawn | 0 | 0 | 797 | 27.9 | 277 | 7975.7 | 13 | 221112 | -88.7773 | 37.1519 | 1620 | R63-0142 | 125 | 100 | 1379 | 10 | 1379_B_10 | 42086 | 127&41 | R63-0142
21145 |  | Kentucky | McCracken | 6037011 | 24137713 | 82884812 | 2114500006 | 009 | 009 | Tennessee Valley Authority (TVA) - Shawn | 1537.01 | 2927 | 797 | 27.9 | 307 | 50532.6 | 82.7 | 221112 | -88.7773 | 37.1519 | 1620 | R63-0142 | 125 | 100 | 1379 | 9 | 1379_B_9 | 42086 | 127 | R63-0142
21145 |  | Kentucky | McCracken | 6037011 | 24138113 | 82884012 | 2114500006 | 001 | 001 | Tennessee Valley Authority (TVA) - Shawn | 1889 | 3117 | 797 | 27.9 | 307 | 50532.6 | 82.7 | 221112 | -88.7773 | 37.1519 | 1620 | R63-0142 | 125 | 100 | 1379 | 1 | 1379_B_1 | 42086 | 127 | R63-0142
21145 |  | Kentucky | McCracken | 6037011 | 24138213 | 82884112 | 2114500006 | 002 | 002 | Tennessee Valley Authority (TVA) - Shawn | 1878 | 3104 | 797 | 27.9 | 307 | 50532.6 | 82.7 | 221112 | -88.7773 | 37.1519 | 1620 | R63-0142 | 125 | 100 | 1379 | 2 | 1379_B_2 | 42086 | 127 | R63-0142
21145 |  | Kentucky | McCracken | 6037011 | 24138313 | 82884312 | 2114500006 | 004 | 004 | Tennessee Valley Authority (TVA) - Shawn | 1818.99 | 3002 | 797 | 27.9 | 307 | 50532.6 | 82.7 | 221112 | -88.7773 | 37.1519 | 1620 | R63-0142 | 125 | 100 | 1379 | 4 | 1379_B_4 | 42086 | 127 | R63-0142
21145 |  | Kentucky | McCracken | 6037011 | 24138513 | 82884712 | 2114500006 | 008 | 008 | Tennessee Valley Authority (TVA) - Shawn | 1687 | 3211 | 797 | 27.9 | 307 | 50532.6 | 82.7 | 221112 | -88.7773 | 37.1519 | 1620 | R63-0142 | 125 | 100 | 1379 | 8 | 1379_B_8 | 42086 | 127 | R63-0142
21145 |  | Kentucky | McCracken | 6037011 | 24138613 | 82884612 | 2114500006 | 007 | 007 | Tennessee Valley Authority (TVA) - Shawn | 1703 | 3239 | 797 | 27.9 | 307 | 50532.6 | 82.7 | 221112 | -88.7773 | 37.1519 | 1620 | R63-0142 | 125 | 100 | 1379 | 7 | 1379_B_7 | 42086 | 127 | R63-0142
21145 |  | Kentucky | McCracken | 6037011 | 24138713 | 82884512 | 2114500006 | 006 | 006 | Tennessee Valley Authority (TVA) - Shawn | 1629.99 | 3122 | 797 | 27.9 | 307 | 50532.6 | 82.7 | 221112 | -88.7773 | 37.1519 | 1620 | R63-0142 | 125 | 100 | 1379 | 6 | 1379_B_6 | 42086 | 127 | R63-0142
21145 |  | Kentucky | McCracken | 6037011 | 24138913 | 82884412 | 2114500006 | 005 | 005 | Tennessee Valley Authority (TVA) - Shawn | 1875.99 | 3094 | 797 | 27.9 | 307 | 50532.6 | 82.7 | 221112 | -88.7773 | 37.1519 | 1620 | R63-0142 | 125 | 100 | 1379 | 5 | 1379_B_5 | 42086 | 127 | R63-0142
21145 |  | Kentucky | McCracken | 6037011 | 24139013 | 82884212 | 2114500006 | 003 | 003 | Tennessee Valley Authority (TVA) - Shawn | 1791.01 | 2965 | 797 | 27.9 | 307 | 50532.6 | 82.7 | 221112 | -88.7773 | 37.1519 | 1620 | R63-0142 | 125 | 100 | 1379 | 3 | 1379_B_3 | 42086 | 127 | R63-0142
21157 |  | Kentucky | Marshall | 7366911 | 73357813 | 67899012 | 2115700009 | D4 | D4 | Air Products & Chemicals | 8.1903 | 0.019629 |  |  | 70 |  |  | 32512 | -88.3531 | 37.0439 |  |  | 173 | 999 | 55308 | B | 55308_B_B | 42029
21157 |  | Kentucky | Marshall | 7366911 | 73358513 | 67898812 | 2115700009 | D3 | D3 | Air Products & Chemicals | 7.4488 | 0.017823 |  |  | 70 |  |  | 32512 | -88.3531 | 37.0439 |  |  | 173 | 999 | 55308 | A | 55308_B_A | 42029
21161 |  | Kentucky | Mason | 7335511 | 86757113 | 82881912 | 2116100009 | EU08 | EU08 | East KY Power Coop - Spurlock Station | 608.21 | 1215.72 | 650 | 15 | 140 | 10555 | 52.5 | 221112 | -83.8176 | 38.7 | 3110 | R63-0142 | 125 | 100 | 6041 | 3 | 6041_B_3 | 41056 | 127&41&140 | R63-0142
21161 |  | Kentucky | Mason | 7335511 | 86758513 | 82881812 | 2116100009 | EU02 | EU02 | East KY Power Coop - Spurlock Station | 1555.1 | 2396.16 | 805 | 15 | 304 | 18933.3 | 107.1 | 221112 | -83.8176 | 38.7 | 6310 | R63-0142 | 125 | 100 | 6041 | 2 | 6041_B_2 | 41056 | 141&146 | R63-0142
21161 |  | Kentucky | Mason | 7335511 | 86758613 | 82881712 | 2116100009 | EU01 | EU01 | East KY Power Coop - Spurlock Station | 828.8 | 1454.74 | 805 | 15 | 304 | 18933.3 | 107.1 | 221112 | -83.8176 | 38.7 | 3640 | R63-0142 | 125 | 100 | 6041 | 1 | 6041_B_1 | 41056 | 141&146 | R63-0142
21161 |  | Kentucky | Mason | 7335511 | 86759113 | 82882012 | 2116100009 | EU17 | EU17 | East KY Power Coop - Spurlock Station | 612.589 | 981.765 | 720 | 16 | 140 | 10555 | 52.5 | 221112 | -83.8176 | 38.7 | 2800 | R63-0142 | 125 | 100 | 6041 | 4 | 6041_B_4 | 41056 | 127&68&140 | R63-0142
21167 |  | Kentucky | Mercer | 5933111 | 24595913 | 82885712 | 2116700001 | 001 | 001 | KY Utilities Co - Brown Station | 739.82 | 71.0553 | 561 | 26.7 | 129 | 43738.4 | 78.1 | 221112 | -84.7139 | 37.7889 | 1260 | R63-0142 | 125 | 100 | 1355 | 1 | 1355_B_1 | 40330 | 128&42&24&141 | R63-0142
21167 |  | Kentucky | Mercer | 5933111 | 24596013 | 82885812 | 2116700001 | 002 | 002 | KY Utilities Co - Brown Station | 1212.91 | 611.9 | 561 | 26.7 | 129 | 43738.4 | 78.1 | 221112 | -84.7139 | 37.7889 | 1730 | R63-0142 | 125 | 100 | 1355 | 2 | 1355_B_2 | 40330 | 128&42&24&141 | R63-0142
21167 |  | Kentucky | Mercer | 5933111 | 24596113 | 82885912 | 2116700001 | 003 | 003 | KY Utilities Co - Brown Station | 2812.98 | 339.9 | 561 | 26.7 | 129 | 43738.4 | 78.1 | 221112 | -84.7139 | 37.7889 | 4130 | R63-0142 | 125 | 100 | 1355 | 3 | 1355_B_3 | 40330 | 128&42&139 | R63-0142
21177 |  | Kentucky | Muhlenberg | 5196411 | 26159413 | 82887212 | 2117700001 | 004 | 004 | KY Utilities Co - Green River Station | 913.01 | 9060.51 | 247 | 10 | 300 | 7316.7 | 93.2 | 221112 | -87.1214 | 37.3636 | 1260 | R63-0142 | 125 | 100 | 1357 | 5 | 1357_B_5 | 42330 | 128&205 | R63-0142
21177 |  | Kentucky | Muhlenberg | 5196411 | 26159613 | 82887112 | 2117700001 | 003 | 003 | KY Utilities Co - Green River Station | 880.295 | 8189.3 | 197 | 11.2 | 300 | 6016.3 | 62 | 221112 | -87.1214 | 37.3636 | 976 | R63-0142 | 125 | 100 | 1357 | 4 | 1357_B_4 | 42330 | 128&205 | R63-0142
21177 |  | Kentucky | Muhlenberg | 5196711 | 86762413 | 82887612 | 2117700006 | EU03 | EU03 | Tennessee Valley Authority - Paradise Fo | 4525.0403 | 3954.5841 | 600 | 37 | 132 | 54233.3 | 50.4 | 221112 | -86.9781 | 37.2592 | 14800 | R63-0142 | 125 | 100 | 1378 | 3 | 1378_B_3 | 42337 | 128&67&139 | R63-0142
21177 |  | Kentucky | Muhlenberg | 5196711 | 86764413 | 82887512 | 2117700006 | EU02 | EU02 | Tennessee Valley Authority - Paradise Fo | 3144.6313 | 19761.314 | 600 | 26 | 125 | 38533.3 | 72.6 | 221112 | -86.9781 | 37.2592 | 8070 | R63-0142 | 125 | 100 | 1378 | 2 | 1378_B_2 | 42337 | 129&141&139 | R63-0142
21177 |  | Kentucky | Muhlenberg | 5196711 | 86764513 | 82887412 | 2117700006 | EU01 | EU01 | Tennessee Valley Authority - Paradise Fo | 2478.6646 | 14005.4946 | 600 | 26 | 125 | 38533.3 | 72.6 | 221112 | -86.9781 | 37.2592 | 9290 | R63-0142 | 125 | 100 | 1378 | 1 | 1378_B_1 | 42337 | 129&141&139 | R63-0142
21183 |  | Kentucky | Ohio | 5561611 | 86766113 | 82891812 | 2118300069 | EU 01 | EU 01 | Big Rivers Electric Corp - Wilson Statio | 1116.85 | 9719.71 | 600 | 34 | 127 | 22638.4 | 24.9 | 221112 | -87.0803 | 37.4497 | 6100 | R63-0142 | 125 | 100 | 6823 | W1 | 6823_B_W1 | 42348 | 128&24&141 | R63-0142
21199 |  | Kentucky | Pulaski | 5787711 | 94726913 | 91514812 | 2119900005 | 02 | 02 | East KY Power Coop - Cooper Station | 2422.67 | 12072.6 | 260 | 17.8 | 320 | 13316.7 | 53.5 | 221112 | -84.5913 | 36.9987 | 2420 | R63-0142 | 125 | 100 | 1384 | 2 | 1384_B_2 | 42501 | 128&24 | R63-0142
21199 |  | Kentucky | Pulaski | 5787711 | 94727113 | 91514712 | 2119900005 | 01 | 01 | East KY Power Coop - Cooper Station | 1252.92 | 6243.52 | 260 | 17.8 | 320 | 6883.3 | 27.7 | 221112 | -84.5913 | 36.9987 | 1380 | R63-0142 | 125 | 100 | 1384 | 1 | 1384_B_1 | 42501 | 128&24 | R63-0142
21223 |  | Kentucky | Trimble | 5742811 | 22615913 | 82895212 | 2122300002 | 028 | 028 | Louisville Gas & Electric Co - Trimble C | 9.2549 | 0.22989 | 90 | 18 | 1049 | 43466.7 | 171 | 221112 | -85.4117 | 38.5847 | 2050 | R63-0083 | 125 | 999 | 6071 | 8 | 6071_G_8 | 40006 | 140 | R63-0083
21223 |  | Kentucky | Trimble | 5742811 | 22616013 | 82895112 | 2122300002 | 027 | 027 | Louisville Gas & Electric Co - Trimble C | 12.8424 | 0.29887 | 90 | 18 | 1049 | 43466.7 | 171 | 221112 | -85.4117 | 38.5847 | 2050 | R63-0083 | 125 | 999 | 6071 | 7 | 6071_G_7 | 40006 | 140 | R63-0083
21223 |  | Kentucky | Trimble | 5742811 | 22616113 | 82895012 | 2122300002 | 026 | 026 | Louisville Gas & Electric Co - Trimble C | 11.5612 | 0.20913 | 90 | 18 | 1049 | 43466.7 | 171 | 221112 | -85.4117 | 38.5847 | 2050 | R63-0083 | 125 | 999 | 6071 | 6 | 6071_G_6 | 40006 | 140 | R63-0083
21223 |  | Kentucky | Trimble | 5742811 | 22616213 | 82894912 | 2122300002 | 025 | 025 | Louisville Gas & Electric Co - Trimble C | 10.6417 | 0.30389 | 90 | 18 | 1049 | 43466.7 | 171 | 221112 | -85.4117 | 38.5847 | 2050 | R63-0083 | 125 | 999 | 6071 | 5 | 6071_G_5 | 40006 | 140 | R63-0083
21223 |  | Kentucky | Trimble | 5742811 | 22616813 | 82893912 | 2122300002 | 001 | 001 | Louisville Gas & Electric Co - Trimble C | 1043.27 | 2110.97 | 760 | 18 | 149 | 37916.7 | 149.1 | 221112 | -85.4117 | 38.5847 | 5330 | R63-0142 | 125 | 100 | 6071 | 1 | 6071_B_1 | 40006 | 128&24&141 | R63-0142
21223 |  | Kentucky | Trimble | 5742811 | 22616913 | 82895412 | 2122300002 | 030 | 030 | Louisville Gas & Electric Co - Trimble C | 8.6709 | 0.19497 | 90 | 18 | 1049 | 43466.7 | 171 | 221112 | -85.4117 | 38.5847 | 1850 | R63-0083 | 125 | 999 | 6071 | 10 | 6071_G_10 | 40006 | 140 | R63-0083
21223 |  | Kentucky | Trimble | 5742811 | 22617113 | 82895312 | 2122300002 | 029 | 029 | Louisville Gas & Electric Co - Trimble C | 13.3321 | 0.31749 | 90 | 18 | 1049 | 43466.7 | 171 | 221112 | -85.4117 | 38.5847 | 1850 | R63-0083 | 125 | 999 | 6071 | 9 | 6071_G_9 | 40006 | 140 | R63-0083
21223 |  | Kentucky | Trimble | 5742811 | 86766713 | 82894112 | 2122300002 | 031 | 031 | Louisville Gas & Electric Co - Trimble C | 973.552 | 999.315 | 760 | 18 | 133 | 26125.9 | 102.7 | 221112 | -85.4117 | 38.5847 | 6940 |  | 125 | 100 | 6071 | 2 | 6071_B_2 | 40006 | 127&146&141&139
21233 |  | Kentucky | Webster | 6067211 | 83024613 | 74191112 | 2123300001 | EU06 | EU06 | Big Rivers Electric Corp - Reid HMP&L St | 43.4 | 3.7 | 110 | 16 | 1060 | 6311.3 | 31.4 | 221121 | -87.51 | 37.6486 | 804 |  | 125 | 999 | 1383 | RT | 1383_G_RT | 42452
21233 |  | Kentucky | Webster | 6067211 | 83024713 | 74190812 | 2123300001 | EU03 | EU03 | Big Rivers Electric Corp - Reid HMP&L St | 459.505 | 3832.09 | 350 | 15 | 138 | 8696.6 | 49.2 | 221121 | -87.51 | 37.6486 | 1980 | R63-0142 | 125 | 100 | 1382 | H2 | 1382_B_H2 | 42452 | 128&24&141 | R63-0142
21233 |  | Kentucky | Webster | 6067211 | 83024913 | 74190712 | 2123300001 | EU02 | EU02 | Big Rivers Electric Corp - Reid HMP&L St | 414.417 | 2717.66 | 350 | 15 | 134 | 8696.6 | 49.2 | 221121 | -87.51 | 37.6486 | 1980 | R63-0142 | 125 | 100 | 1382 | H1 | 1382_B_H1 | 42452 | 128&24&141 | R63-0142
21233 |  | Kentucky | Webster | 6067211 | 83025013 | 74190612 | 2123300001 | EU01 | EU01 | Big Rivers Electric Corp - Reid HMP&L St | 307.9 | 3220.5 | 250 | 12 | 320 | 3339.5 | 29.5 | 221121 | -87.51 | 37.6486 | 837 | R63-0142 | 125 | 100 | 1383 | R1 | 1383_B_R1 | 42452 | 128&128&24 | R63-0142
21233 |  | Kentucky | Webster | 6098611 | 86744213 | 82871012 | 2123300052 | EU01G1 | EU01G1 | Big Rivers Electric Corp - Green Station | 2014.39 | 1458.34 | 350 | 15 | 129 | 12755 | 72.2 | 221112 | -87.5006 | 37.6467 | 2820 | R63-0142 | 125 | 100 | 6639 | G1 | 6639_B_G1 | 42455 | 128&24&141 | R63-0142
21233 |  | Kentucky | Webster | 6098611 | 86744513 | 82871112 | 2123300052 | EU02G2 | EU02G2 | Big Rivers Electric Corp - Green Station | 2061.19 | 1423.36 | 350 | 15 | 129 | 15074.1 | 85.3 | 221112 | -87.5006 | 37.6467 | 2660 | R63-0142 | 125 | 100 | 6639 | G2 | 6639_B_G2 | 42455 | 128&24&141 | R63-0142
21239 |  | Kentucky | Woodford | 6101411 | 83025613 | 74191712 | 2123900001 | EU05 | EU05 | KY Utilities Co - Tyrone Station | 63.5996 | 201.7 | 180 | 11.25 | 325 | 5600 | 56.3 | 221112 | -84.8483 | 38.048 | 1070 | R63-0142 | 125 | 100 | 1361 | 5 | 1361_B_5 | 40383 | 128&205 | R63-0142
22001 |  | Louisiana | Acadia | 6082711 | 80438613 | 71560012 | 83623 | SR0002 | RP0002 | Cleco Power LLC - Acadia Power Station | 37.4 | 2.1 | 175 | 18 | 200 | 16000 | 63 | 221112 | -92.4127 | 30.4301 | 2000 |  | 125 | 120 | 55173 | CT2 | 55173_G_CT2 | 70535 | 205&65
22001 |  | Louisiana | Acadia | 6082711 | 80438813 | 71560312 | 83623 | SR0001 | RP0001 | Cleco Power LLC - Acadia Power Station | 52.7 | 1.8 | 175 | 18 | 200 | 16000 | 63 | 221112 | -92.4127 | 30.4301 | 2000 |  | 125 | 120 | 55173 | CT1 | 55173_G_CT1 | 70535 | 205&65
22001 |  | Louisiana | Acadia | 6082711 | 80439113 | 71560212 | 83623 | SR0004 | RP0004 | Cleco Power LLC - Acadia Power Station | 31.8 | 1.9 | 175 | 18 | 200 | 16000 | 63 | 221112 | -92.4127 | 30.4301 | 2000 |  | 125 | 120 | 55173 | CT4 | 55173_G_CT4 | 70535 | 205&65
22001 |  | Louisiana | Acadia | 6082711 | 80439313 | 71560412 | 83623 | SR0003 | RP0003 | Cleco Power LLC - Acadia Power Station | 53.6 | 1.6 | 175 | 18 | 200 | 16000 | 63 | 221112 | -92.4127 | 30.4301 | 2000 |  | 125 | 120 | 55173 | CT3 | 55173_G_CT3 | 70535 | 205&65
22017 |  | Louisiana | Caddo | 6116111 | 80711413 | 71827212 | 1060 | 01 | RP0001 | SWEPCO - Arsenal Hill/J Lamar Stall Powe | 40.7 | 0.3 | 155 | 8.3 | 297 | 5300 | 49 | 221112 | -93.7613 | 32.5169 | 1270 |  | 125 | 100 | 1416 | 5A | 1416_B_5A | 71101
22017 |  | Louisiana | Caddo | 6116111 | 95093713 | 91890612 | 1060 | CTG-6A | RP0003 | SWEPCO - Arsenal Hill/J Lamar Stall Powe | 73.7 | 3.6 | 180 | 23 | 200 | 17017.8 | 41 | 221112 | -93.7602 | 32.5199 | 2110 |  | 125 | 120 | 1416 | CTG-6A | 1416_B_CTG6Aa | 71101 | 65
22017 |  | Louisiana | Caddo | 6116111 | 95093813 | 91890712 | 1060 | DFP | RP0005 | SWEPCO - Arsenal Hill/J Lamar Stall Powe | 0.000146 | 1e-05 | 40 | 0.5 | 770 | 24 | 124 | 221112 | -93.7619 | 32.5206 | 310 |  | 125 | 160 |  |  | 1416_B_CTG6Ab | 71101
22017 |  | Louisiana | Caddo | 6116111 | 95093913 | 91890812 | 1060 | CTG-6B | RP0004 | SWEPCO - Arsenal Hill/J Lamar Stall Powe | 50.1 | 2.7 | 180 | 23 | 200 | 17017.8 | 41 | 221112 | -93.7601 | 32.5195 | 2110 |  | 125 | 120 | 1416 | CTG-6B | 1416_B_CTG6B | 71101 | 65
22017 |  | Louisiana | Caddo | 7928011 | 81338913 | 72438812 | 584 | 03 | RP0003 | Southwestern Electric Power Co (SWEPCO) | 26.1 | 0.2 | 140 | 12.4 | 310 | 5915.2 | 48.9 | 221112 | -93.9613 | 32.7024 | 1170 |  | 125 | 100 | 1417 | 3 | 1417_B_3 | 71060
22017 |  | Louisiana | Caddo | 7928011 | 81339113 | 72438712 | 584 | 04 | RP0004 | Southwestern Electric Power Co (SWEPCO) | 24.2 | 0.1 | 140 | 12.4 | 310 | 5915.2 | 48.9 | 221112 | -93.9604 | 32.7048 | 1150 |  | 125 | 100 | 1417 | 4 | 1417_B_4 | 71060
22019 |  | Louisiana | Calcasieu | 6397411 | 87200613 | 83353812 | 81859 | SR0002 | RP0002 | Entergy Gulf States LA LLC - Calcasieu P | 89.8 | 1.09 | 70 | 25.2 | 1110 | 670 | 128.5 | 221112 | -93.3468 | 30.152 | 1900 |  | 125 | 120 | 55165 | GTG2 | 55165_G_GTG2 | 70665
22019 |  | Louisiana | Calcasieu | 6397411 | 87200713 | 83353912 | 81859 | SR0001 | RP0001 | Entergy Gulf States LA LLC - Calcasieu P | 66.9 | 0.85 | 70 | 25.2 | 1048 | 670 | 87.8 | 221112 | -93.3468 | 30.152 | 1900 |  | 125 | 120 | 55165 | GTG1 | 55165_G_GTG1 | 70665
22019 |  | Louisiana | Calcasieu | 7354911 | 82306013 | 73348212 | 1255 | SR032 | RP032 | PPG Industries Inc - Lake Charles Comple | 383.4 | 2.871 | 100 | 17.8 | 200 | 22819.8 | 92.2 | 325180 | -93.2827 | 30.2214 | 1230 |  | 164 | 100 | 55117 | RS-5 | 55117_G_RS-5 | 70669 | 141
22019 |  | Louisiana | Calcasieu | 7354911 | 82320413 | 73339012 | 1255 | SR033 | RP033 | PPG Industries Inc - Lake Charles Comple | 346.9 | 2.755 | 100 | 17.8 | 200 | 17306.6 | 69.9 | 325180 | -93.2827 | 30.221 | 2340 |  | 164 | 100 | 55117 | RS-6 | 55117_G_RS-6 | 70669
22019 |  | Louisiana | Calcasieu | 7380711 | 82066513 | 73112112 | 9142 | EQT003 | RP0002 | Entergy Gulf States LA LLC - Nelson Indu | 644.7 | 3293 | 425 | 9 | 180 | 5875 | 92.4 | 221112 | -93.29 | 30.2831 | 1120 |  | 125 | 100 | 50030 | 2A | 1393_B_2A | 70669
22019 |  | Louisiana | Calcasieu | 7380711 | 82066713 | 73112212 | 9142 | EQT001 | RP0001 | Entergy Gulf States LA LLC - Nelson Indu | 569.4 | 2996 | 425 | 9 | 270 | 5875 | 92.4 | 221112 | -93.2911 | 30.2841 | 1120 |  | 125 | 100 | 50030 | 1A | 1393_B_1A | 70669
22019 |  | Louisiana | Calcasieu | 8361211 | 82324713 | 73352212 | 19588 | EQT010 | RP0002 | Entergy Gulf States LA LLC - Nelson Elec | 140.7 | 0.54 | 196 | 10 | 301 | 3925 | 50 | 22111 | -93.2886 | 30.2852 | 1570 |  | 125 | 100 |  |  | 1393_B_3 | 70669
22019 |  | Louisiana | Calcasieu | 8361211 | 82325013 | 73352912 | 19588 | EQT011 | RP0003 | Entergy Gulf States LA LLC - Nelson Elec | 832 | 3.98 | 400 | 19 | 300 | 3925 | 90 | 22111 | -93.2903 | 30.2854 | 5400 |  | 125 | 100 | 1393 | 4 | 1393_B_4 | 70669
22019 |  | Louisiana | Calcasieu | 8361211 | 82325113 | 73352812 | 19588 | EQT009 | RP0001 | Entergy Gulf States LA LLC - Nelson Elec | 140.7 | 0.54 | 196 | 10 | 301 | 3925 | 50 | 22111 | -93.2884 | 30.2852 | 1570 |  | 125 | 100 |  |  | 1393_B_3a | 70669
22019 |  | Louisiana | Calcasieu | 8361211 | 82325613 | 73352512 | 19588 | EQT012 | RP0015 | Entergy Gulf States LA LLC - Nelson Elec | 3776 | 14190 | 500 | 23 | 277 | 658.3 | 99 | 22111 | -93.2928 | 30.2865 | 6220 | R63-0142 | 125 | 100 | 1393 | 6 | 1393_B_6 | 70669 | 128 | R63-0142
22031 |  | Louisiana | De Soto | 7354411 | 80274313 | 71393212 | 585 | UNIT 1 | BOILR1 | CLECO Power LLC - Dolet Hills Power Stat | 4812 | 20750 | 500 | 25 | 163 | 40722 | 83 | 221112 | -93.5689 | 32.0328 | 6900 | R63-0142 | 125 | 100 | 51 | 1 | 51_B_1 | 71052 |  | R63-0142
22033 |  | Louisiana | East Baton Rouge | 5160611 | 80696713 | 71813112 | 1186 | SR1003 | RP1003 | Entergy Gulf States LA LLC - Louisiana S | 113.7 | 1.84 | 151 | 11 | 280 | 4031.7 | 42.4 | 221112 | -91.1871 | 30.4901 | 836 |  | 125 | 100 | 1391 | 3A | 1391_G_3A | 70805
22033 |  | Louisiana | East Baton Rouge | 5160611 | 80696813 | 71813312 | 1186 | SR1001 | RP1001 | Entergy Gulf States LA LLC - Louisiana S | 101 | 1.78 | 151 | 11 | 280 | 4031.7 | 42.4 | 221112 | -91.1871 | 30.4901 | 836 |  | 125 | 100 | 1391 | 1A | 1391_G_1A | 70805
22033 |  | Louisiana | East Baton Rouge | 5160611 | 80696913 | 71813212 | 1186 | SR1005 | RP1005 | Entergy Gulf States LA LLC - Louisiana S | 1131 | 12.93 | 175 | 16 | 310 | 16666.6 | 84.7 | 221112 | -91.1871 | 30.4901 | 1660 |  | 125 | 120 | 1391 | 4A | 1391_G_4A | 70805
22033 |  | Louisiana | East Baton Rouge | 5160611 | 80697013 | 71812912 | 1186 | SR1002 | RP1002 | Entergy Gulf States LA LLC - Louisiana S | 125.7 | 1.86 | 151 | 11 | 280 | 4031.7 | 42.4 | 221112 | -91.1871 | 30.4901 | 836 |  | 125 | 100 | 1391 | 2A | 1391_G_2A | 70805
22033 |  | Louisiana | East Baton Rouge | 5160611 | 80697113 | 71813012 | 1186 | SR1006 | RP1006 | Entergy Gulf States LA LLC - Louisiana S | 292.6 | 13.43 | 175 | 16 | 200 | 15763.2 | 78.4 | 221112 | -91.1871 | 30.4901 | 2250 |  | 125 | 120 | 1391 | 5A | 1391_G_5A | 70805
22039 |  | Louisiana | Evangeline | 7355011 | 80272813 | 71392212 | 1906 | UNIT6 | CT6 | CLECO - Coughlin Power Station | 12.6 | 0.2 | 150 | 18 | 200 | 424.1 | 100 | 221112 | -92.2606 | 30.8427 | 1800 |  | 125 | 120 | 1396 | 6-1 | 1396_G_6-1 | 71367
22039 |  | Louisiana | Evangeline | 7355011 | 80272913 | 71392312 | 1906 | UNIT71 | CT7-1 | CLECO - Coughlin Power Station | 7.7 | 0.2 | 150 | 18 | 200 | 424.1 | 100 | 221112 | -92.2606 | 30.8427 | 1800 |  | 125 | 120 | 1396 | 7-1 | 1396_G_7-1 | 71367
22039 |  | Louisiana | Evangeline | 7355011 | 80273013 | 71392412 | 1906 | UNIT72 | CT7-2 | CLECO - Coughlin Power Station | 10.7 | 0.2 | 150 | 18 | 200 | 424.1 | 100 | 221112 | -92.2606 | 30.8427 | 1800 |  | 125 | 120 | 1396 | 7-2 | 1396_G_7-2 | 71367
22047 |  | Louisiana | Iberville | 5504511 | 81114613 | 72216212 | 2625 | EQT003 | RP0003 | Entergy Gulf States LA LLC - Willow Glen | 12.28 | 0.05 | 196 | 12 | 300 | 5458 | 52 | 221112 | -91.1166 | 30.2739 | 2190 |  | 125 | 100 |  |  | 1394_B_2a | 70776
22047 |  | Louisiana | Iberville | 5504511 | 81114713 | 72216112 | 2625 | EQT001 | RP0001 | Entergy Gulf States LA LLC - Willow Glen | 109.1 | 0.44 | 196 | 10.5 | 300 | 4083 | 52 | 221112 | -91.1168 | 30.2734 | 1670 |  | 125 | 100 |  |  | 1394_B_1a | 70776
22047 |  | Louisiana | Iberville | 5504511 | 81114913 | 72215712 | 2625 | EQT002 | RP0002 | Entergy Gulf States LA LLC - Willow Glen | 109.1 | 0.44 | 196 | 10.5 | 300 | 68.1 | 5.2 | 221112 | -91.1173 | 30.2736 | 1670 |  | 125 | 100 |  |  | 1394_B_1b | 70776
22047 |  | Louisiana | Iberville | 5504511 | 81115013 | 72215812 | 2625 | EQT004 | RP0004 | Entergy Gulf States LA LLC - Willow Glen | 12.28 | 0.05 | 196 | 12 | 300 | 5458 | 52 | 221112 | -91.1166 | 30.2739 | 2190 |  | 125 | 100 |  |  | 1394_B_2b | 70776
22047 |  | Louisiana | Iberville | 5504511 | 81115113 | 72215412 | 2625 | EQT006 | RP0006 | Entergy Gulf States LA LLC - Willow Glen | 1376 | 3.16 | 210 | 18 | 260 | 25460 | 90 | 221112 | -91.1159 | 30.2746 | 5400 |  | 125 | 100 | 1394 | 4 | 1394_B_4 | 70776
22047 |  | Louisiana | Iberville | 5519911 | 80913213 | 72033112 | 51854 | SR0002 | RP0002 | Carville Energy LLC - Carville Energy Ce | 122.8 | 2.42 | 200 | 19.2 | 216 | 17787.5 | 61.4 | 221118 | -91.0652 | 30.2309 | 1910 |  | 125 | 120 | 55404 | COG02 | 55404_G_COG02 | 70776 | 205
22047 |  | Louisiana | Iberville | 5519911 | 80913313 | 72033312 | 51854 | SR0001 | RP0001 | Carville Energy LLC - Carville Energy Ce | 160.9 | 3.24 | 200 | 19.2 | 216 | 17787.5 | 61.4 | 221118 | -91.0652 | 30.2312 | 2490 |  | 125 | 120 | 55404 | COG01 | 55404_G_COG01 | 70776 | 205
22047 |  | Louisiana | Iberville | 8467311 | 80135613 | 71258612 | 1409 | SRYYYH | RPYYYH | The Dow Chemical Co - Louisiana Operatio | 99.6 | 2.5 | 150 | 20 | 208 | 1086.8 | 54.3 | 325180 | -91.2344 | 30.3211 | 1930 |  | 129 | 120 | 55419 | 500 | 55419_G_500 | 70765
22047 |  | Louisiana | Iberville | 8467311 | 80135713 | 71258412 | 1409 | SRYYYK | RPYYYK | The Dow Chemical Co - Louisiana Operatio | 83.6 | 2.7 | 150 | 20 | 208 | 1086.8 | 54.3 | 325180 | -91.2338 | 30.3218 | 1930 |  | 129 | 120 | 55419 | 800 | 55419_G_800 | 70765
22047 |  | Louisiana | Iberville | 8467311 | 80135813 | 71258012 | 1409 | SRYYYJ | RPYYYJ | The Dow Chemical Co - Louisiana Operatio | 98.6 | 2.2 | 150 | 20 | 208 | 1086.8 | 54.3 | 325180 | -91.2341 | 30.3214 | 1930 |  | 129 | 120 | 55419 | 700 | 55419_G_700 | 70765
22047 |  | Louisiana | Iberville | 8467311 | 80135913 | 71258212 | 1409 | SRYYYI | RPYYYI | The Dow Chemical Co - Louisiana Operatio | 100.6 | 5.9 | 150 | 20 | 208 | 1086.8 | 54.3 | 325180 | -91.2346 | 30.3208 | 1930 |  | 129 | 120 | 55419 | 600 | 55419_B_600 | 70765
22051 |  | Louisiana | Jefferson | 5521211 | 80538913 | 71658312 | 2841 | EQT003 | RP0002 | Entergy Louisiana LLC - Ninemile Point P | 0.45 | 0.005 | 150 | 7.5 | 395 | 2523.5 | 57.1 | 221112 | -90.1477 | 29.9483 | 867 |  | 125 | 100 |  |  | 1403_B_1 | 70094
22051 |  | Louisiana | Jefferson | 5521211 | 80539013 | 71657812 | 2841 | EQT015 | RP0008 | Entergy Louisiana LLC - Ninemile Point P | 1405 | 3.46 | 186 | 25 | 246 | 552.8 | 67.5 | 221112 | -90.1477 | 29.9483 | 7150 |  | 125 | 100 | 1403 | 5 | 1403_B_5 | 70094
22051 |  | Louisiana | Jefferson | 5521211 | 80539113 | 71658012 | 2841 | EQT013 | RP0007 | Entergy Louisiana LLC - Ninemile Point P | 1405 | 3.46 | 186 | 25 | 246 | 572.4 | 69.9 | 221112 | -90.1477 | 29.9483 | 7150 |  | 125 | 100 | 1403 | 4 | 1403_B_4 | 70094
22051 |  | Louisiana | Jefferson | 5521211 | 80539313 | 71657712 | 2841 | EQT011 | RP0006 | Entergy Louisiana LLC - Ninemile Point P | 69.1 | 0.26 | 170 | 9.5 | 274 | 3503.4 | 49.5 | 221112 | -90.1477 | 29.9483 | 1400 |  | 125 | 100 |  |  | 1403_B_3 | 70094
22051 |  | Louisiana | Jefferson | 5521211 | 80539413 | 71657912 | 2841 | EQT009 | RP0005 | Entergy Louisiana LLC - Ninemile Point P | 69.1 | 0.26 | 170 | 9.5 | 274 | 3503.4 | 49.5 | 221112 | -90.1477 | 29.9483 | 1400 |  | 125 | 100 |  |  | 1403_B_3a | 70094
22051 |  | Louisiana | Jefferson | 5521211 | 80539513 | 71658212 | 2841 | EQT001 | RP0001 | Entergy Louisiana LLC - Ninemile Point P | 0.45 | 0.005 | 150 | 7.5 | 395 | 2523.5 | 57.1 | 221112 | -90.1477 | 29.9483 | 867 |  | 125 | 100 |  |  | 1403_B_1a | 70094
22055 |  | Louisiana | Lafayette | 13611411 | 81421213 | 72518812 | 121572 | SR0002 | RP0002 | Lafayette Consolidated Government - Harg | 27.7 | 0.193 | 61 | 12.3 | 771 | 9981.8 | 84 | 221112 | -91.9923 | 30.1695 | 510 |  | 125 | 120 | 56283 | U-2 | 56283_G_U-2 | 70508
22055 |  | Louisiana | Lafayette | 13611411 | 81421613 | 72518912 | 121572 | SR0001 | RP0001 | Lafayette Consolidated Government - Harg | 34.45 | 0.2895 | 61 | 12.3 | 771 | 9981.8 | 84 | 221112 | -91.9923 | 30.1693 | 510 |  | 125 | 120 | 56283 | U-1 | 56283_G_U-1 | 70508
22055 |  | Louisiana | Lafayette | 6128911 | 80088013 | 71212312 | 31135 | SR0001 | RP0001 | Louis Doc Bonin Electric Generating Stat | 0 | 0 | 80 | 8 | 290 | 2933.3 | 58.4 | 221112 | -92.0461 | 30.2372 | 597 |  | 125 | 100 | 1443 | 1 | 1443_B_1 | 70506
22055 |  | Louisiana | Lafayette | 6128911 | 80089113 | 71212012 | 31135 | SR0002 | RP0002 | Louis Doc Bonin Electric Generating Stat | 211.5 | 0.998 | 105 | 10 | 296 | 4816.7 | 61.3 | 221112 | -92.0461 | 30.2372 | 953 |  | 125 | 100 | 1443 | 2 | 1443_B_2 | 70506
22055 |  | Louisiana | Lafayette | 6128911 | 80089213 | 71212412 | 31135 | SR0003 | RP0003 | Louis Doc Bonin Electric Generating Stat | 347.8 | 1.297 | 154 | 12 | 291 | 9416.7 | 83.3 | 221112 | -92.0461 | 30.2372 | 1950 |  | 125 | 100 | 1443 | 3 | 1443_B_3 | 70506
22055 |  | Louisiana | Lafayette | 9587011 | 80803813 | 71919512 | 119640 | SR0002 | RP0002 | Lafayette Utilities System - T J Labbe' | 16.86 | 0.0986 | 60 | 12.3 | 771 | 9981.8 | 84 | 221112 | -92.0437 | 30.2571 | 510 |  | 125 | 120 | 56108 | U-2 | 56108_G_U-2 | 70507
22055 |  | Louisiana | Lafayette | 9587011 | 80803913 | 71919712 | 119640 | SR0001 | RP0001 | Lafayette Utilities System - T J Labbe' | 70.3 | 0.493 | 60 | 12.3 | 771 | 9981.8 | 84 | 221112 | -92.0437 | 30.2569 | 510 |  | 125 | 120 | 56108 | U-1 | 56108_G_U-1 | 70507
22071 |  | Louisiana | Orleans | 7448111 | 80595513 | 71713712 | 32494 | EQT005 | RP0003 | Entergy New Orleans Inc - Michoud Plant | 226.9 | 0.68 | 186 | 10 | 237 | 5093 | 64.5 | 221112 | -89.9375 | 30.0081 | 3160 |  | 125 | 100 |  |  | 1409_B_2a | 70129
22071 |  | Louisiana | Orleans | 7448111 | 80595613 | 71713912 | 32494 | EQT006 | RP0004 | Entergy New Orleans Inc - Michoud Plant | 226.9 | 0.68 | 186 | 10 | 237 | 5093 | 64.5 | 221112 | -89.9375 | 30.0081 | 3400000 |  | 125 | 100 |  |  | 1409_B_2 | 70129
22071 |  | Louisiana | Orleans | 7448111 | 80595713 | 71714112 | 32494 | EQT003 | RP0001 | Entergy New Orleans Inc - Michoud Plant | 0.06 |  | 164 | 9 | 299 | 2795 | 43.9 | 221112 | -89.9378 | 30.0078 | 1390 |  | 125 | 100 |  |  | 1409_B_1a | 70129
22071 |  | Louisiana | Orleans | 7448111 | 80595813 | 71713812 | 32494 | EQT007 | RP0005 | Entergy New Orleans Inc - Michoud Plant | 1339 | 4.78 | 172 | 23.5 | 270 | 0.4 | 57.8 | 221112 | -89.9367 | 30.0081 | 7200 | R63-0142 | 125 | 100 | 1409 | 3 | 1409_B_3 | 70129 |  | R63-0142
22071 |  | Louisiana | Orleans | 7448111 | 80595913 | 71714012 | 32494 | EQT004 | RP0002 | Entergy New Orleans Inc - Michoud Plant | 0.06 |  | 164 | 9 | 299 | 2795 | 43.9 | 221112 | -89.9378 | 30.0078 | 5090000 |  | 125 | 100 |  |  | 1409_B_1 | 70129
22073 |  | Louisiana | Ouachita | 7205111 | 87201313 | 83354912 | 83613 | SR0003 | RP0003 | Entergy Arkansas Inc/Entergy Gulf States | 27.34 | 0.93 | 150 | 18 | 190 | 17812.8 | 70 | 221112 | -92.0686 | 32.7063 | 2000 |  | 125 | 120 | 55467 | CTGEN2 | 55467_G_CTGEN2 | 71280
22073 |  | Louisiana | Ouachita | 7205111 | 87201413 | 83354112 | 83613 | SR0004 | RP0004 | Entergy Arkansas Inc/Entergy Gulf States | 31.91 | 1 | 150 | 18 | 190 | 17812.8 | 70 | 221112 | -92.0686 | 32.7063 | 2000 |  | 125 | 120 | 55467 | CTGEN3 | 55467_G_CTGEN3 | 71280
22073 |  | Louisiana | Ouachita | 7205111 | 87201513 | 83354612 | 83613 | SR0002 | RP0002 | Entergy Arkansas Inc/Entergy Gulf States | 27.42 | 0.83 | 150 | 18 | 190 | 17812.8 | 70 | 221112 | -92.0673 | 32.7059 | 2000 |  | 125 | 120 | 55467 | CTGEN1 | 55467_G_CTGEN1 | 71280
22073 |  | Louisiana | Ouachita | 7205211 | 80409213 | 71531512 | 85793 | EQT003 | RP0003 | Entergy Louisiana LLC - Perryville Gener | 0.49 | 0.01 | 110 | 16.8 | 1144 | 653.1 | 177 | 221122 | -92.0196 | 32.6914 | 2000 |  | 125 | 120 | 55620 | 2-1 | 55620_G_2-1 | 71280
22073 |  | Louisiana | Ouachita | 7205211 | 80409313 | 71531212 | 85793 | EQT002 | RP0002 | Entergy Louisiana LLC - Perryville Gener | 44.62 | 2.23 | 175 | 16.8 | 185 | 16033.3 | 72.7 | 221122 | -92.0186 | 32.6905 | 2310 |  | 125 | 120 | 55620 | 1-2 | 55620_G_1-2 | 71280
22073 |  | Louisiana | Ouachita | 7205211 | 80409513 | 71531412 | 85793 | EQT001 | RP0001 | Entergy Louisiana LLC - Perryville Gener | 68.03 | 2.22 | 175 | 16.8 | 185 | 16033.3 | 72.7 | 221122 | -92.0186 | 32.6905 | 2310 |  | 125 | 120 | 55620 | 1-1 | 55620_G_1-1 | 71280
22073 |  | Louisiana | Ouachita | 7432611 | 82248613 | 73278812 | 19483 | EQT005 | RP0004 | Entergy Louisiana LLC - Sterlington Gene | 27.44 | 0.04 | 35 | 14.1 | 990 | 160.5 | 138.9 | 221112 | -92.0792 | 32.7044 | 923 |  | 125 | 120 | 1404 | 7C | 1404_G_7C | 71280
22073 |  | Louisiana | Ouachita | 7432611 | 82248713 | 73278512 | 19483 | EQT003 | RP0003 | Entergy Louisiana LLC - Sterlington Gene | 25.04 | 0.04 | 35 | 14.1 | 990 | 160.5 | 138.9 | 221112 | -92.0792 | 32.7044 | 923 |  | 125 | 120 | 1404 | 7AB | 1404_X_7AB | 71280
22077 |  | Louisiana | Pointe Coupee | 5931611 | 81661413 | 72751912 | 11917 | SCTG1 | RCTG1 | Louisiana Generating LLC - Big Cajun 1 P | 11.22 | 0.1091 | 165 | 17.3 | 1050 | 31263.2 | 133 | 221112 | -91.3538 | 30.6719 | 1410 |  | 125 | 120 | 1464 | CTG1 | 1464_G_CTG1 | 70749
22077 |  | Louisiana | Pointe Coupee | 5931611 | 81661513 | 72751612 | 11917 | SCTG2 | RCTG2 | Louisiana Generating LLC - Big Cajun 1 P | 17.57 | 0.1948 | 165 | 17.3 | 1050 | 31263.2 | 133 | 221112 | -91.3538 | 30.6719 | 1410 |  | 125 | 120 | 1464 | CTG2 | 1464_G_CTG2 | 70749
22077 |  | Louisiana | Pointe Coupee | 8020711 | 81503213 | 72602112 | 38867 | S2B2 | R2B2 | Louisiana Generating LLC - Big Cajun II | 4940.7963 | 14120.9618 | 600 | 26.5 | 305 | 33090 | 60 | 221112 | -91.3695 | 30.723 | 6420 | R63-0142 | 125 | 100 | 6055 | 2B2 | 6055_B_2B2 | 70760 | 128 | R63-0142
22077 |  | Louisiana | Pointe Coupee | 8020711 | 81503613 | 72601112 | 38867 | S2B1 | R2B1 | Louisiana Generating LLC - Big Cajun II | 3907.315 | 11371.551 | 600 | 26.5 | 305 | 33090 | 60 | 221112 | -91.3687 | 30.7291 | 6420 | R63-0142 | 125 | 100 | 6055 | 2B1 | 6055_B_2B1 | 70760 | 128 | R63-0142
22077 |  | Louisiana | Pointe Coupee | 8020711 | 81503813 | 72601812 | 38867 | S2B3 | R2B3 | Louisiana Generating LLC - Big Cajun II | 3313.7006 | 13110.9357 | 600 | 26.5 | 305 | 33090 | 60 | 221112 | -91.3707 | 30.7283 | 6420 | R63-0142 | 125 | 100 | 6055 | 2B3 | 6055_B_2B3 | 70760 | 128 | R63-0142
22079 |  | Louisiana | Rapides | 5740811 | 81373413 | 72472512 | 8494 | BLR003 | RBL3R | Alexandria City of - DG Hunter Generatin | 5.5 | 0.003 | 93.3 | 7.7 | 295 | 3761.7 | 81.4 | 221112 | -92.4622 | 31.3211 | 188 |  | 125 | 100 | 6558 | 3 | 6558_B_3 | 71301
22079 |  | Louisiana | Rapides | 5740811 | 81373513 | 72472212 | 8494 | BLR004 | RBL4R | Alexandria City of - DG Hunter Generatin | 166.1 | 0.1 | 63.3 | 8 | 295 | 5808.3 | 115.6 | 221112 | -92.4622 | 31.3209 | 1040 |  | 125 | 100 | 6558 | 4 | 6558_B_4 | 71301
22079 |  | Louisiana | Rapides | 7446811 | 81273813 | 72373812 | 2922 | UNIT1 | BOILR1 | CLECO - Brame Energy Center | 984.5 | 2.6 | 195 | 16.9 | 287 | 21613.8 | 86 | 221112 | -92.7174 | 31.3951 | 5000 |  | 125 | 100 | 6190 | 1 | 6190_B_1 | 71447
22079 |  | Louisiana | Rapides | 7446811 | 81274013 | 72374412 | 2922 | UNIT2 | BOILR2 | CLECO - Brame Energy Center | 2572 | 9329 | 250 | 18 | 307 | 36000 | 119 | 221112 | -92.7176 | 31.3961 | 6530 | R63-0142 | 125 | 100 | 6190 | 2 | 6190_B_2 | 71447 |  | R63-0142
22079 |  | Louisiana | Rapides | 7446811 | 89630213 | 85579512 | 2922 | BLR1 | BLR1 | CLECO - Brame Energy Center | 300 | 1704 | 450 | 24.6 | 170 | 13813.7 | 29.1 | 221112 | -92.7186 | 31.3972 | 3010 | R63-0142 | 125 | 100 | 6190 | 3-1 | 6190_B_3A | 71447 |  | R63-0142
22079 |  | Louisiana | Rapides | 7446811 | 89630713 | 85579412 | 2922 | BLR2 | BLR2 | CLECO - Brame Energy Center | 467.1 | 1713 | 450 | 24.6 | 170 | 13813.7 | 29.1 | 221112 | -92.7186 | 31.3956 | 3010 | R63-0142 | 125 | 100 | 6190 | 3-2 | 6190_B_3B | 71447 |  | R63-0142
22089 |  | Louisiana | St Charles | 5609011 | 82246713 | 73277412 | 1137 | SEQT03 | REQT03 | Occidental Chemical Corp - Taft Plant | 180.7 | 0.8 | 130 | 17.4 | 200 | 13283.8 | 55.8 | 325180 | -90.4594 | 29.9891 | 2030 |  |  | 120 | 55089 | CT1 | 55089_G_CT1 | 70057
22089 |  | Louisiana | St Charles | 5609011 | 82246813 | 73277812 | 1137 | SEQT04 | REQT04 | Occidental Chemical Corp - Taft Plant | 192.5 | 0.7 | 130 | 17.4 | 200 | 13283.8 | 55.8 | 325180 | -90.4595 | 29.9887 | 2030 |  |  | 120 | 55089 | CT2 | 55089_G_CT2 | 70057
22089 |  | Louisiana | St Charles | 5609011 | 82247113 | 73276512 | 1137 | SEQT05 | REQT05 | Occidental Chemical Corp - Taft Plant | 200 | 0.8 | 130 | 17.4 | 200 | 13283.8 | 55.8 | 325180 | -90.4597 | 29.9883 | 2030 |  |  | 120 | 55089 | CT3 | 55089_G_CT3 | 70057
22089 |  | Louisiana | St Charles | 5609111 | 80583313 | 71702412 | 687 | SR0005 | RP0005 | Entergy Louisiana LLC - Little Gypsy Gen | 2086 | 3.21 | 172 | 23 | 282 | 408.7 | 59 | 221112 | -90.4621 | 30.0051 | 5580 |  | 125 | 100 | 1402 | 3 | 1402_B_3 | 70068
22089 |  | Louisiana | St Charles | 5609111 | 80583413 | 71702712 | 687 | SR0002 | RP0002 | Entergy Louisiana LLC - Little Gypsy Gen | 188.8 | 0.55 | 162 | 10.5 | 250 | 5430 | 62.7 | 221112 | -90.4619 | 30.0048 | 1150 |  | 125 | 100 |  |  | 1402_B_1 | 70068
22089 |  | Louisiana | St Charles | 5609111 | 80583513 | 71702912 | 687 | SR0004 | RP0004 | Entergy Louisiana LLC - Little Gypsy Gen | 182.6 | 1.02 | 182 | 13 | 261 | 10208.3 | 76.9 | 221112 | -90.4619 | 30.005 | 2280 |  | 125 | 100 |  |  | 1402_B_2 | 70068
22089 |  | Louisiana | St Charles | 5609111 | 80583613 | 71702612 | 687 | SR0001 | RP0001 | Entergy Louisiana LLC - Little Gypsy Gen | 188.8 | 0.55 | 162 | 10.5 | 250 | 5430 | 62.7 | 221112 | -90.4608 | 30.0044 | 1150 |  | 125 | 100 |  |  | 1402_B_1a | 70068
22089 |  | Louisiana | St Charles | 5609111 | 80583913 | 71702812 | 687 | SR0003 | RP0003 | Entergy Louisiana LLC - Little Gypsy Gen | 182.6 | 1.02 | 182 | 13 | 261 | 10208.3 | 76.9 | 221112 | -90.4616 | 30.0049 | 2280 |  | 125 | 100 |  |  | 1402_B_2a | 70068
22089 |  | Louisiana | St Charles | 5609311 | 80642913 | 71759312 | 83898 | EQT004 | RP0001 | Entergy Louisiana LLC - Waterford 1 2 & | 0 | 0 | 189 | 12 | 266 | 9613 | 85 | 221113 | -90.4768 | 30.0003 | 4440 |  | 125 | 100 |  |  | 8056_B_1a | 70066 | 99
22089 |  | Louisiana | St Charles | 5609311 | 80643013 | 71758912 | 83898 | EQT006 | RP0002 | Entergy Louisiana LLC - Waterford 1 2 & | 0 | 0 | 189 | 12 | 266 | 9613 | 85 | 221113 | -90.4768 | 30.0003 | 4440 |  | 125 | 100 |  |  | 8056_B_1 | 70066 | 99
22089 |  | Louisiana | St Charles | 5609311 | 80643113 | 71759512 | 83898 | EQT008 | RP0003 | Entergy Louisiana LLC - Waterford 1 2 & | 0 | 0 | 189 | 12 | 266 | 9613 | 85 | 221113 | -90.4768 | 30.0003 | 4440 |  | 125 | 100 |  |  | 8056_B_2a | 70066 | 99
22089 |  | Louisiana | St Charles | 5609311 | 80643213 | 71759212 | 83898 | EQT012 | RP0005 | Entergy Louisiana LLC - Waterford 1 2 & | 0.7 | 0.004 | 23 | 3.3 | 465 | 443.6 | 51 | 221113 | -90.4768 | 30.0003 | 77 |  | 125 | 100 |  |  | 8056_B_1h | 70066
22089 |  | Louisiana | St Charles | 5609311 | 80643313 | 71759012 | 83898 | EQT010 | RP0004 | Entergy Louisiana LLC - Waterford 1 2 & | 0 | 0 | 189 | 12 | 266 | 9613 | 85 | 221113 | -90.4768 | 30.0003 | 4440 |  | 125 | 100 |  |  | 8056_B_2 | 70066 | 99
22089 |  | Louisiana | St Charles | 5609311 | 89569413 | 71759512 | 83898 | TMP993 | RP0003 | Entergy Louisiana LLC - Waterford 1 2 & | 122.1 | 1.61 | 189 | 12 | 266 | 9613 | 85 | 221113 | -90.4768 | 30.0003 | 3920 |  | 125 | 100 |  |  | 8056_B_1b | 70066 | 99
22089 |  | Louisiana | St Charles | 5609311 | 89569513 | 71758912 | 83898 | TMP995 | RP0002 | Entergy Louisiana LLC - Waterford 1 2 & | 166.5 | 68.26 | 189 | 12 | 266 | 9613 | 85 | 221113 | -90.4768 | 30.0003 | 3920 |  | 125 | 100 |  |  | 8056_B_1c | 70066 | 99
22089 |  | Louisiana | St Charles | 5609311 | 89569713 | 91760512 | 83898 | TMP991 | RP0009 | Entergy Louisiana LLC - Waterford 1 2 & | 1.49 | 0.78 | 43 | 10 | 981 | 319 | 600 | 221113 | -90.4768 | 30.0003 | 507 |  | 125 | 120 |  |  | 8056_B_1d | 70066
22089 |  | Louisiana | St Charles | 5609311 | 89569813 | 71759312 | 83898 | TMP996 | RP0001 | Entergy Louisiana LLC - Waterford 1 2 & | 166.5 | 68.26 | 189 | 12 | 266 | 9613 | 85 | 221113 | -90.4768 | 30.0003 | 3920 |  | 125 | 100 |  |  | 8056_B_1e | 70066 | 99
22089 |  | Louisiana | St Charles | 5609311 | 89570013 | 71759012 | 83898 | TMP992 | RP0004 | Entergy Louisiana LLC - Waterford 1 2 & | 122.1 | 1.61 | 189 | 12 | 266 | 9613 | 85 | 221113 | -90.4768 | 30.0003 | 3920 |  | 125 | 100 |  |  | 8056_B_1f | 70066 | 99
22089 |  | Louisiana | St Charles | 5609311 | 94955713 | 91760512 | 83898 | TMP990 | RP0009 | Entergy Louisiana LLC - Waterford 1 2 & | 0.14 | 0.29 | 43 | 10 | 981 | 319 | 600 | 221113 | -90.4768 | 30.0003 |  |  | 125 | 120 |  |  | 8056_B_1g | 70066
22101 |  | Louisiana | St Mary | 5060411 | 80432713 | 71554012 | 26326 | SR0004 | RP0004 | Joseph J Cefalu Sr Municipal Steam Plant | 14.2 | 0 | 38 | 2.5 | 400 | 2.1 | 10 | 221112 | -91.1893 | 29.6917 | 396 |  | 125 | 100 | 1449 | 4 | 1449_B_4 | 70380
22101 |  | Louisiana | St Mary | 7204011 | 80795513 | 71912112 | 2432 | UNIT2 | BLR2 | CLECO Power LLC - Teche Power Station | 0 | 0 | 105.2 | 6.5 | 257 | 2728.4 | 82 | 221112 | -91.5417 | 29.8233 | 650 |  | 125 | 100 | 1400 | 2 | 1400_B_2 | 70514
22101 |  | Louisiana | St Mary | 7204011 | 80796313 | 71911912 | 2432 | UNIT3 | BLR3 | CLECO Power LLC - Teche Power Station | 1023 | 2.6 | 164 | 17.5 | 260 | 16389.6 | 68.2 | 221112 | -91.5417 | 29.8233 | 4070 |  | 125 | 100 | 1400 | 3 | 1400_B_3 | 70514
22109 |  | Louisiana | Terrebonne | 5192511 | 80254613 | 71374812 | 8838 | SR0002 | RP0002 | Terrebonne Parish Consolidated Governmen | 13.9 | 0.04 | 62 | 7 | 350 | 2387.9 | 62 | 221112 | -90.7218 | 29.5806 | 328 |  | 125 | 100 | 1439 | 15 | 1439_B_15 | 70361
22109 |  | Louisiana | Terrebonne | 5192511 | 80254713 | 71375112 | 8838 | SR0003 | RP0003 | Terrebonne Parish Consolidated Governmen | 19.36 | 0.04 | 70 | 8 | 450 | 3494.2 | 69.5 | 221112 | -90.7216 | 29.5808 | 461 |  | 125 | 100 | 1439 | 16 | 1439_B_16 | 70361
23001 |  | Maine | Androscoggin | 5223011 | 24980513 | 23967212 | 2300100087 | 001 | 1 | REENERGY LIVERMORE FALLS LLC | 119.1935 | 5.9602 | 220 | 8 | 350 | 3307.4 | 65.8 | 221118 | -70.156 | 44.4364 | 586 |  | 125 | 100 |  |  | 10354_B_1 | 04254-4 | 128&99&75&140
23003 |  | Maine | Aroostook | 5660411 | 19633713 | 18968612 | 2300300001 | 007 | 7 | ALGONQUIN NORTHERN MAINE GEN CO - CARIBO | 0.042744 | 0.00068738 | 23 | 1.1 | 550 | 171.6 | 187 | 221112 | -68.0027 | 46.8481 | 13.3 |  | 125 | 160 |  |  | 1513_G_CD5 | 04736-1
23003 |  | Maine | Aroostook | 5660411 | 19633813 | 18968712 | 2300300001 | 006 | 6 | ALGONQUIN NORTHERN MAINE GEN CO - CARIBO | 0.036168 | 0.00058163 | 37 | 1.2 | 550 | 137 | 112 | 221112 | -68.0027 | 46.8481 | 10.9 |  | 125 | 160 |  |  | 1513_G_CD4 | 04736-1
23003 |  | Maine | Aroostook | 5660411 | 19633913 | 18968212 | 2300300001 | 004 | 4 | ALGONQUIN NORTHERN MAINE GEN CO - CARIBO | 0.099736 | 0.0016039 | 41 | 2.5 | 550 | 481.7 | 98.1 | 221112 | -68.0027 | 46.8481 | 26.6 |  | 125 | 160 |  |  | 1513_G_CD2 | 04736-1
23003 |  | Maine | Aroostook | 5660411 | 19634313 | 18968312 | 2300300001 | 005 | 5 | ALGONQUIN NORTHERN MAINE GEN CO - CARIBO | 0.10193 | 0.0016391 | 41 | 2.5 | 550 | 481.7 | 98.1 | 221112 | -68.0027 | 46.8481 | 26.6 |  | 125 | 160 |  |  | 1513_G_CD3 | 04736-1
23003 |  | Maine | Aroostook | 5661711 | 19627713 | 18962912 | 2300300051 | 001 | 1 | BORALEX FORT FAIRFIELD LP | 263.3623 | 5.1125 | 217 | 8 | 297 | 2693.1 | 53.6 | 221118 | -67.8503 | 46.7725 | 523 |  | 125 | 100 |  |  | 7513_B_BOIL1b | 04742 | 121&128
23003 |  | Maine | Aroostook | 5661711 | 19627913 | 18963312 | 2300300051 | 002 | 2 | BORALEX FORT FAIRFIELD LP | 0.02633 | 0.031967 | 120 | 1.5 | 420 | 18.3 | 10.4 | 221118 | -67.8503 | 46.7725 | 4.3 |  | 125 | 100 |  |  | 7513_B_BOIL1a | 04742
23005 |  | Maine | Cumberland | 5823511 | 22917613 | 21970112 | 2300500135 | 002 | 1 | FPL ENERGY WYMAN LLC | 14.93 | 58.2 | 320 | 7.7 | 350 | 7695.2 | 163.1 | 221112 | -70.1558 | 43.7506 | 630 | R63-0142 | 125 | 100 | 1507 | 1 | 1507_B_1 | 04096-5 | 205&75 | R63-0142
23005 |  | Maine | Cumberland | 5823511 | 22917713 | 21970112 | 2300500135 | 003 | 1 | FPL ENERGY WYMAN LLC | 10.49 | 34.6 | 320 | 7.7 | 350 | 7695.2 | 163.1 | 221112 | -70.1558 | 43.7506 | 630 | R63-0142 | 125 | 100 | 1507 | 2 | 1507_B_2 | 04096-5 | 205&75 | R63-0142
23005 |  | Maine | Cumberland | 5823511 | 22917813 | 21970212 | 2300500135 | 004 | 2 | FPL ENERGY WYMAN LLC | 12.73 | 75.6 | 320 | 7.7 | 350 | 7435.8 | 48 | 221112 | -70.1558 | 43.7506 | 1190 | R63-0142 | 125 | 100 | 1507 | 3 | 1507_B_3 | 04096-5 | 75 | R63-0142
23005 |  | Maine | Cumberland | 5823511 | 22917913 | 21970312 | 2300500135 | 005 | 3 | FPL ENERGY WYMAN LLC | 47.68 | 283.9 | 425 | 24.6 | 308 | 35384.9 | 74.4 | 221112 | -70.1558 | 43.7506 | 6290 | R63-0142 | 125 | 100 | 1507 | 4 | 1507_B_4 | 04096-5 | 128&26 | R63-0142
23005 |  | Maine | Cumberland | 5824011 | 22915613 | 21968512 | 2300500194 | 002 | 2 | FPL ENERGY CAPE LLC | 0.014454 | 0.46157 | 28.2 | 1.5 | 850 |  | 83.4 | 221112 | -70.2537 | 43.6426 | 328 |  | 125 | 120 |  |  | 1484_G_GT5 | 04106
23005 |  | Maine | Cumberland | 5824011 | 22915713 | 21968412 | 2300500194 | 001 | 1 | FPL ENERGY CAPE LLC | 0.019489 | 0.62236 | 28.2 | 0.6 | 850 |  | 83.4 | 221112 | -70.2537 | 43.6426 | 328 |  | 125 | 120 |  |  | 1484_G_GT4 | 04106
23005 |  | Maine | Cumberland | 8028611 | 94539313 | 3598712 | 2300500193 | 004 | 1 | WESTBROOK ENERGY CENTER | 42.15 | 2.44 | 165 | 18 | 170 | 16300 | 64.1 | 221112 | -70.3777 | 43.6554 | 2010 |  | 125 | 120 | 55294 | 1 | 55294_G_GTG1 | 04092 | 139&205
23005 |  | Maine | Cumberland | 8028611 | 94539413 | 3598812 | 2300500193 | 005 | 2 | WESTBROOK ENERGY CENTER | 55.46 | 3.01 | 165 | 18 | 170 | 16300 | 64.1 | 221112 | -70.3777 | 43.6554 | 2010 |  | 125 | 120 | 55294 | 2 | 55294_G_GTG2 | 04092 | 139&205
23007 |  | Maine | Franklin | 5677011 | 94542613 | 21769312 | 2300700033 | 011 | 1 | VERSO PAPER COGENERATION FACILITY | 17 | 1.23 | 212 | 12.7 | 313 | 9006.9 | 70.6 | 322121 | -70.2424 | 44.5064 | 675 |  | 125 | 120 | 55031 | CT01 | 55031_G_CT01 | 04239 | 109&213&205&139
23007 |  | Maine | Franklin | 5677011 | 94542713 | 21769512 | 2300700033 | 013 | 2 | VERSO PAPER COGENERATION FACILITY | 15.28 | 1.09 | 212 | 12.7 | 318 | 8884.6 | 69.6 | 322121 | -70.2424 | 44.5064 | 675 |  | 125 | 120 | 55031 | CT02 | 55031_G_CT02 | 04239 | 109&213&205&139
23007 |  | Maine | Franklin | 5677011 | 94542813 | 21769412 | 2300700033 | 015 | 3 | VERSO PAPER COGENERATION FACILITY | 16.08 | 0.83 | 212 | 12.7 | 315 | 9000 | 70 | 322121 | -70.2424 | 44.5064 | 675 |  | 125 | 120 | 55031 | CT03 | 55031_G_CT03 | 04239 | 109&213&205&139
23009 |  | Maine | Hancock | 5690511 | 22707513 | 21767312 | 2300900031 | 001 | 1 | BANGOR HYDRO-ELECTRIC CO - BAR HARBOR | 0.54656 | 0.00027067 | 28 | 2.3 | 660 | 345 | 77.9 | 221122 | -68.4933 | 44.3681 | 21 |  |  | 160 |  |  | 1466_G_1 | 04609
23009 |  | Maine | Hancock | 5690511 | 22707713 | 21767112 | 2300900031 | 003 | 3 | BANGOR HYDRO-ELECTRIC CO - BAR HARBOR | 1.3803 | 0.00065629 | 28 | 2.3 | 660 | 345 | 77.9 | 221122 | -68.4933 | 44.3681 | 21 |  |  | 160 |  |  | 1466_G_3 | 04609
23009 |  | Maine | Hancock | 5690511 | 22707813 | 21767212 | 2300900031 | 002 | 2 | BANGOR HYDRO-ELECTRIC CO - BAR HARBOR | 1.1076 | 0.00051447 | 28 | 2.3 | 660 | 345 | 77.9 | 221122 | -68.4933 | 44.3681 | 21 |  |  | 160 |  |  | 1466_G_2 | 04609
23009 |  | Maine | Hancock | 8387311 | 391213 | 392512 | 2300900004 | 006 | 4 | VERSO BUCKSPORT, LLC | 191 | 3.5 | 250 | 19 | 410 | 23915.7 | 84.4 | 322110 | -68.8111 | 44.5745 | 1960 |  | 133 | 120 | 50243 | GEN4 | 50243_G_GEN4 | 04416 | 205&212
23017 |  | Maine | Oxford | 5759211 | 22605313 | 21686912 | 2301700056 | 001 | 1 | RUMFORD POWER | 24.6 | 0.94 | 150 | 19 | 187 | 14438.4 | 50.9 | 221112 | -70.5199 | 44.5322 | 1980 |  | 125 | 120 | 55100 | 1 | 55100_G_UNT1 | 04276-3 | 139&205
23017 |  | Maine | Oxford | 8026411 | 3773013 | 3649612 | 2301700045 | 008 | 1 | RUMFORD PAPER COMPANY - RUMFORD | 492.3272 | 308.1383 | 411 | 11.5 | 325 | 7600 | 107 | 322121 | -70.5435 | 44.5498 | 630 | R63-0142 | 133 | 100 |  |  | 10495_B_6 | 04276-2 | 121&99&75&128 | R63-0040&R63-01&R63-0142
23017 |  | Maine | Oxford | 8026411 | 3773213 | 3649612 | 2301700045 | 009 | 1 | RUMFORD PAPER COMPANY - RUMFORD | 449.7142 | 282.8519 | 411 | 11.5 | 325 | 7600 | 107 | 322121 | -70.5435 | 44.5498 | 630 | R63-0142 | 133 | 100 |  |  | 10495_B_7 | 04276-2 | 128&99&75 | R63-0040&R63-01&R63-0142
23019 |  | Maine | Penobscot | 5251611 | 25346413 | 24301912 | 2301900124 | 001 | 1 | BANGOR HYDRO-ELECTRIC CO - MEDWAY | 2.0699 | 0.00086019 | 28 | 2.3 | 622 | 345 | 77.9 | 221122 | -68.5439 | 45.6072 | 21 |  |  | 160 |  |  | 1474_G_IC1 | 04460
23019 |  | Maine | Penobscot | 5251611 | 25346513 | 24302212 | 2301900124 | 002 | 2 | BANGOR HYDRO-ELECTRIC CO - MEDWAY | 2.398 | 0.00099654 | 28 | 2.3 | 622 | 345 | 77.9 | 221122 | -68.5439 | 45.6072 | 21 |  |  | 160 |  |  | 1474_G_IC2 | 04460
23019 |  | Maine | Penobscot | 5251611 | 25346613 | 24302112 | 2301900124 | 003 | 3 | BANGOR HYDRO-ELECTRIC CO - MEDWAY | 1.2278 | 0.00051023 | 28 | 2.3 | 622 | 345 | 77.9 | 221122 | -68.5439 | 45.6072 | 21 |  |  | 160 |  |  | 1474_G_IC3 | 04460
23019 |  | Maine | Penobscot | 5251611 | 25346713 | 24302012 | 2301900124 | 004 | 4 | BANGOR HYDRO-ELECTRIC CO - MEDWAY | 2.1874 | 0.00090902 | 28 | 2.3 | 622 | 345 | 77.9 | 221122 | -68.5439 | 45.6072 | 21 |  |  | 160 |  |  | 1474_G_IC4 | 04460
23019 |  | Maine | Penobscot | 7719211 | 2941413 | 2812812 | 2301900115 | 001 | 1 | MAINE INDEPENDENCE STATION | 44.28 | 1.8779 | 155 | 18 | 190 | 0 | 0.1 | 221112 | -68.7096 | 44.823 | 1940 |  | 125 | 120 | 55068 | 1 | 55068_G_GEN1 | 04401-6 | 139&205
23019 |  | Maine | Penobscot | 7719211 | 2941513 | 2812612 | 2301900115 | 002 | 2 | MAINE INDEPENDENCE STATION | 40.11 | 1.8306 | 155 | 18 | 190 | 0 | 0.1 | 221112 | -68.7096 | 44.823 | 1940 |  | 125 | 120 | 55068 | 2 | 55068_G_GEN2 | 04401-6 | 139&205
23019 |  | Maine | Penobscot | 7719211 | 2941613 | 2812712 | 2301900115 | 003 | 5 | MAINE INDEPENDENCE STATION | 0.68075 | 0.0040845 | 24 | 2 | 50 |  | 0.1 | 221112 | -68.7096 | 44.823 | 21 |  | 125 | 100 |  |  | 55068_G_GEN3 | 04401-6 | 205
23029 |  | Maine | Washington | 5973911 | 24219613 | 23233712 | 2302900010 | 003 | 3 | BANGOR HYDRO-ELECTRIC CO - EASTPORT | 2.4716 | 0.0011481 | 43 | 2.3 | 660 | 345 | 77.9 | 221122 | -67.0033 | 44.9139 | 21 |  |  | 160 |  |  | 1468_G_3 | 04631
23031 |  | Maine | York | 5987911 | 24210213 | 23225712 | 2303100078 | 002 | 1 | MAINE ENERGY RECOVERY CO | 262.8654 | 22.977 | 244 | 6.5 | 299 | 2416.7 | 24.5 | 562213 | -70.4533 | 43.494 | 150 | R60-0063 | 103 | 270 |  |  | 10338_B_ABLR | 04005 | 100&75&42 | R60-0063
23031 |  | Maine | York | 5987911 | 24210313 | 23225712 | 2303100078 | 001 | 1 | MAINE ENERGY RECOVERY CO | 262.8654 | 22.977 | 244 | 6.5 | 299 | 2416.7 | 24.5 | 562213 | -70.4533 | 43.494 | 150 | R60-0063 | 103 | 270 |  |  | 10338_B_BBLR | 04005 | 100&75&42 | R60-0063
24001 |  | Maryland | Allegany | 7717711 | 87867213 | 83992812 | 001-0203 | 001-0203-3 | 001-0203-3 | AES Warrior Run | 675.138 | 1342.2528 | 268 | 12.3 | 257 |  | 78 | 221112 | -78.7456 | 39.5944 | 2070 | R63-0142 | 125 | 100 | 10678 | 001 | 10678_B_001 | 21502 |  | R63-0142
24003 |  | Maryland | Anne Arundel | 6084311 | 87886213 | 84021012 | 003-0468 | 003-0468-3 | 003-0468-3 | Constellation - Fort Smallwood Complex | 594.054 | 6013.39 | 346 | 13.5 | 315 |  | 107 | 221112 | -76.5276 | 39.1776 | 2740 | R63-0142 | 125 | 100 | 1554 | 3 | 1554_B_3 | 21226 |  | R63-0142
24003 |  | Maryland | Anne Arundel | 6084311 | 87886313 | 106670612 | 003-0468 | 003-0468-3 | 003-0468-3 | Constellation - Fort Smallwood Complex | 1177.335 | 661.77 | 400 | 31.5 | 126 |  | 56 | 221112 | -76.5334 | 39.1797 | 5760 | R63-0142 | 125 | 100 | 602 | 1 | 602_B_1 | 21226 |  | R63-0142
24003 |  | Maryland | Anne Arundel | 6084311 | 87886313 | 84021112 | 003-0468 | 003-0468-3 | 003-0468-3 | Constellation - Fort Smallwood Complex | 1177.335 | 661.77 | 700 | 22 | 350 |  | 124 | 221112 | -76.5389 | 39.1803 | 5760 | R63-0142 | 125 | 100 | 602 | 1 | 602_B_1 | 21226 |  | R63-0142
24003 |  | Maryland | Anne Arundel | 6084311 | 87886413 | 106670712 | 003-0468 | 003-0468-3 | 003-0468-3 | Constellation - Fort Smallwood Complex | 1233.6 | 752.8 | 400 | 31.5 | 126 |  | 56 | 221112 | -76.5334 | 39.1797 | 5760 | R63-0142 | 125 | 100 | 602 | 2 | 602_B_2 | 21226 |  | R63-0142
24003 |  | Maryland | Anne Arundel | 6084311 | 87886413 | 84021212 | 003-0468 | 003-0468-3 | 003-0468-3 | Constellation - Fort Smallwood Complex | 1233.6 | 752.8 | 700 | 22 | 350 |  | 124 | 221112 | -76.5389 | 39.1803 | 5760 | R63-0142 | 125 | 100 | 602 | 2 | 602_B_2 | 21226 |  | R63-0142
24003 |  | Maryland | Anne Arundel | 6084311 | 87886513 | 84021312 | 003-0468 | 003-0468-3 | 003-0468-3 | Constellation - Fort Smallwood Complex | 989.654 | 2993.58 | 287 | 10.2 | 330 |  | 100 | 221112 | -76.5274 | 39.1782 | 1340 | R63-0142 | 125 | 100 | 1554 | 2 | 1554_B_2 | 21226 |  | R63-0142
24003 |  | Maryland | Anne Arundel | 6084311 | 87886713 | 84021512 | 003-0468 | 003-0468-4 | 003-0468-4 | Constellation - Fort Smallwood Complex | 49.599 | 105.7 | 342 | 17.5 | 640 |  | 116 | 221112 | -76.5271 | 39.1774 | 4200 | R63-0142 | 125 | 100 | 1554 | 4 | 1554_B_4 | 21226 |  | R63-0142
24003 |  | Maryland | Anne Arundel | 6084311 | 87887013 | 84021812 | 003-0468 | 003-0468-5 | 003-0468-5 | Constellation - Fort Smallwood Complex | 37.6035 | 0.099 | 287 | 10.2 | 330 |  | 100 | 221112 | -76.5275 | 39.1784 | 1340 | R63-0142 | 125 | 100 | 1554 | 1 | 1554_B_1 | 21226 |  | R63-0142
24005 |  | Maryland | Baltimore | 5154911 | 87894913 | 84031712 | 005-0078 | 005-0078-4 | 005-0078-4 | Constellation - Riverside | 5.2 | 0.685 | 43 | 15.2 | 906 |  | 56 | 221122 | -76.5139 | 39.2375 | 378 |  | 125 | 100 | 1559 | 4 | 1559_B_4 | 21222
24005 |  | Maryland | Baltimore | 5155011 | 87895213 | 84032012 | 005-0079 | 005-0079-3 | 005-0079-3 | Constellation - Crane | 1195.28 | 2596.93 | 353 | 10.9 | 320 |  | 100 | 221112 | -76.3652 | 39.3236 | 1860 | R63-0142 | 125 | 100 | 1552 | 1 | 1552_B_1 | 21220 |  | R63-0142
24005 |  | Maryland | Baltimore | 5155011 | 87895313 | 84032112 | 005-0079 | 005-0079-3 | 005-0079-3 | Constellation - Crane | 1302.42 | 3085.13 | 353 | 10.9 | 330 |  | 100 | 221112 | -76.3652 | 39.3236 | 1820 | R63-0142 | 125 | 100 | 1552 | 2 | 1552_B_2 | 21220 |  | R63-0142
24017 |  | Maryland | Charles | 6011511 | 87935113 | 84090212 | 017-0014 | 017-0014-3 | 017-0014-3 | GenOn Energy, Inc.-Morgantown | 634.9728 | 3252 | 700 | 19.3 | 270 |  | 100 | 221112 | -76.9767 | 38.3592 | 5320 | R63-0142 | 125 | 100 | 1573 | 1 | 1573_B_1 | 20664 |  | R63-0142
24017 |  | Maryland | Charles | 6011511 | 87935213 | 84090312 | 017-0014 | 017-0014-3 | 017-0014-3 | GenOn Energy, Inc.-Morgantown | 560.4799 | 1925.806 | 700 | 19.3 | 270 |  | 100 | 221112 | -76.9767 | 38.3592 | 5320 | R63-0142 | 125 | 100 | 1573 | 2 | 1573_B_2 | 20664 |  | R63-0142
24017 |  | Maryland | Charles | 6011511 | 87935813 | 84090912 | 017-0014 | 017-0014-4 | 017-0014-4 | GenOn Energy, Inc.-Morgantown | 15.9975 | 3.2025 | 48 | 22.3 | 850 |  | 80 | 221112 | -76.9767 | 38.3592 | 654 |  | 125 | 100 | 1573 | GT3 | 1573_G_GT3 | 20664
24017 |  | Maryland | Charles | 6011511 | 87935913 | 84091012 | 017-0014 | 017-0014-4 | 017-0014-4 | GenOn Energy, Inc.-Morgantown | 19.104 | 4 | 48 | 22.3 | 850 |  | 80 | 221112 | -76.9767 | 38.3592 | 654 |  | 125 | 100 | 1573 | GT4 | 1573_G_GT4 | 20664
24017 |  | Maryland | Charles | 6011511 | 87936013 | 84091112 | 017-0014 | 017-0014-4 | 017-0014-4 | GenOn Energy, Inc.-Morgantown | 13.062 | 2.702 | 48 | 22.3 | 850 |  | 80 | 221112 | -76.9767 | 38.3592 | 654 |  | 125 | 100 | 1573 | GT5 | 1573_G_GT5 | 20664
24017 |  | Maryland | Charles | 6011511 | 87936113 | 84091212 | 017-0014 | 017-0014-4 | 017-0014-4 | GenOn Energy, Inc.-Morgantown | 12.2025 | 2.7975 | 48 | 22.3 | 850 |  | 80 | 221112 | -76.9767 | 38.3592 | 654 |  | 125 | 100 | 1573 | GT6 | 1573_G_GT6 | 20664
24019 |  | Maryland | Dorchester | 7945511 | 87937513 | 84093412 | 019-0013 | 019-0013-4 | 019-0013-4 | NRG Indian River Operations, Inc. | 35.5995 | 165.9 | 160 | 12.5 | 625 |  | 92 | 221122 | -75.8208 | 38.4878 | 2320 | R63-0142 | 125 | 100 | 1564 | 8 | 1564_B_8 | 21869 |  | R63-0142
24025 |  | Maryland | Harford | 6131311 | 87957313 | 84120512 | 025-0024 | 025-0024-4 | 025-0024-4 | Constellation Power - Perryman Power Pla | 32.4 | 1.6576 | 51 | 22.3 | 860 |  | 57 | 221112 | -76.2208 | 39.4422 | 704 |  | 125 | 100 | 1556 | CT1 | 1556_G_CT1 | 21001
24025 |  | Maryland | Harford | 6131311 | 87957413 | 84120612 | 025-0024 | 025-0024-4 | 025-0024-4 | Constellation Power - Perryman Power Pla | 29.8 | 1.122 | 51 | 22.3 | 860 |  | 57 | 221112 | -76.2208 | 39.4422 | 704 |  | 125 | 100 | 1556 | CT2 | 1556_G_CT2 | 21001
24025 |  | Maryland | Harford | 6131311 | 87957513 | 84120712 | 025-0024 | 025-0024-4 | 025-0024-4 | Constellation Power - Perryman Power Pla | 20.6 | 1.325 | 51 | 22.3 | 860 |  | 57 | 221112 | -76.2208 | 39.4422 | 704 |  | 125 | 100 | 1556 | CT3 | 1556_G_CT3 | 21001
24025 |  | Maryland | Harford | 6131311 | 87957613 | 84120812 | 025-0024 | 025-0024-4 | 025-0024-4 | Constellation Power - Perryman Power Pla | 19 | 0.502 | 51 | 22.3 | 860 |  | 57 | 221112 | -76.2208 | 39.4422 | 704 |  | 125 | 100 | 1556 | CT4 | 1556_G_CT4 | 21001
24025 |  | Maryland | Harford | 6131311 | 87957713 | 84120912 | 025-0024 | 025-0024-5 | 025-0024-5 | Constellation Power - Perryman Power Pla | 29.3999 | 5.4002 | 80 | 21 | 800 |  | 35 | 221112 | -76.2208 | 39.4422 | 1900 |  | 125 | 100 | 1556 | **51 | 1556_G_**51 | 21001
24031 |  | Maryland | Montgomery | 5998011 | 87978113 | 84149912 | 031-0019 | 031-0019-3 | 031-0019-3 | GenOn Energy, Inc.-Dickerson | 532.97 | 318.064 | 703 | 25 | 181 |  | 61 | 221112 | -77.4648 | 39.2073 | 1650 | R63-0142 | 125 | 100 | 1572 | 1 | 1572_B_1 | 20842 |  | R63-0142
24031 |  | Maryland | Montgomery | 5998011 | 87978213 | 84150012 | 031-0019 | 031-0019-3 | 031-0019-3 | GenOn Energy, Inc.-Dickerson | 682.362 | 406.33 | 703 | 25 | 181 |  | 61 | 221112 | -77.4648 | 39.2073 | 1650 | R63-0142 | 125 | 100 | 1572 | 2 | 1572_B_2 | 20842 |  | R63-0142
24031 |  | Maryland | Montgomery | 5998011 | 87978313 | 84150112 | 031-0019 | 031-0019-3 | 031-0019-3 | GenOn Energy, Inc.-Dickerson | 671.062 | 399.712 | 703 | 25 | 181 |  | 61 | 221112 | -77.4648 | 39.2073 | 1650 | R63-0142 | 125 | 100 | 1572 | 3 | 1572_B_3 | 20842 |  | R63-0142
24031 |  | Maryland | Montgomery | 5998011 | 87978613 | 84150412 | 031-0019 | 031-0019-9 | 031-0019-9 | GenOn Energy, Inc.-Dickerson | 5.3965 | 4.4828 | 128 | 20 | 1150 |  | 96 | 221112 | -77.4648 | 39.2073 | 239 |  | 125 | 120 | 1572 | GT2 | 1572_G_GT2 | 20842
24031 |  | Maryland | Montgomery | 5998011 | 87978613 | 84150512 | 031-0019 | 031-0019-9 | 031-0019-9 | GenOn Energy, Inc.-Dickerson | 5.3965 | 4.4828 | [5 empty] | 221112 | -77.4648 | 39.2073 | 239 |  | 125 | 120 | 1572 | GT2 | 1572_G_GT2 | 20842
24031 |  | Maryland | Montgomery | 5998011 | 87978713 | 84150612 | 031-0019 | 031-0019-9 | 031-0019-9 | GenOn Energy, Inc.-Dickerson | 4.0527 | 4.5258 | [5 empty] | 221112 | -77.4648 | 39.2073 | 239 |  | 125 | 120 | 1572 | GT3 | 1572_G_GT3 | 20842
24031 |  | Maryland | Montgomery | 5998011 | 87978713 | 84150712 | 031-0019 | 031-0019-9 | 031-0019-9 | GenOn Energy, Inc.-Dickerson | 4.0527 | 4.5258 | 128 | 20 | 1150 |  | 96 | 221112 | -77.4648 | 39.2073 | 239 |  | 125 | 120 | 1572 | GT3 | 1572_G_GT3 | 20842
24033 |  | Maryland | Prince Georges | 6011911 | 88001813 | 84179512 | 033-0014 | 033-0014-3 | 033-0014-3 | GenOn Energy, Inc.-Chalk Point | 514.514 | 2410.0291 | 709 | 31.5 | 289 |  | 56 | 221112 | -76.6861 | 38.5444 | 3120 | R63-0142 | 125 | 100 | 1571 | 1 | 1571_B_1 | 20608 |  | R63-0142
24033 |  | Maryland | Prince Georges | 6011911 | 88001913 | 84179612 | 033-0014 | 033-0014-3 | 033-0014-3 | GenOn Energy, Inc.-Chalk Point | 3521.865 | 3258.3794 | 709 | 31.5 | 289 |  | 56 | 221112 | -76.6861 | 38.5444 | 3120 | R63-0142 | 125 | 100 | 1571 | 2 | 1571_B_2 | 20608 |  | R63-0142
24033 |  | Maryland | Prince Georges | 6011911 | 88002113 | 84179812 | 033-0014 | 033-0014-4 | 033-0014-4 | GenOn Energy, Inc.-Chalk Point | 3.08 | 0.693 | 30 | 10.3 | 900 |  | 90 | 221112 | -76.6861 | 38.5444 | 250 |  | 125 | 100 | 1571 | **GT3 | 1571_X_**GT3 | 20608
24033 |  | Maryland | Prince Georges | 6011911 | 88002213 | 84179912 | 033-0014 | 033-0014-4 | 033-0014-4 | GenOn Energy, Inc.-Chalk Point | 297.312 | 41.344 | 712 | 25 | 253 |  | 63 | 221112 | -76.6861 | 38.5444 | 6970 | R63-0142 | 125 | 100 | 1571 | 3 | 1571_B_3 | 20608 |  | R63-0142
24033 |  | Maryland | Prince Georges | 6011911 | 88002313 | 84180012 | 033-0014 | 033-0014-4 | 033-0014-4 | GenOn Energy, Inc.-Chalk Point | 332.91 | 37.56 | 700 | 16.7 | 700 |  | 30 | 221112 | -76.6861 | 38.5444 | 6640 | R63-0142 | 125 | 100 | 1571 | 4 | 1571_B_4 | 20608 |  | R63-0142
24033 |  | Maryland | Prince Georges | 6011911 | 88002413 | 84180112 | 033-0014 | 033-0014-4 | 033-0014-4 | GenOn Energy, Inc.-Chalk Point | 5.0015 | 3.101 | 40 | 15 | 900 |  | 57 | 221112 | -76.6861 | 38.5444 | 420 |  | 125 | 100 | 1571 | **GT4 | 1571_X_**GT4 | 20608
24033 |  | Maryland | Prince Georges | 6011911 | 88002613 | 84180312 | 033-0014 | 033-0014-4 | 033-0014-4 | GenOn Energy, Inc.-Chalk Point | 7.8255 | 7.2615 | 220 | 7 | 600 |  | 31 | 221112 | -76.6861 | 38.5444 | 169 |  | 125 | 100 | 1571 | **GT5 | 1571_X_**GT5 | 20608
24033 |  | Maryland | Prince Georges | 6011911 | 88002713 | 84180412 | 033-0014 | 033-0014-4 | 033-0014-4 | GenOn Energy, Inc.-Chalk Point | 9.024 | 7.4025 | 220 | 7 | 600 |  | 31 | 221112 | -76.6861 | 38.5444 | 169 |  | 125 | 100 | 1571 | **GT6 | 1571_X_**GT6 | 20608
24033 |  | Maryland | Prince Georges | 6413611 | 88021313 | 84206212 | 033-2200 | 033-2200-5 | 033-2200-5 | Panda Brandywine | 38.25 | 1.008 | 165 | 15 | 219 |  | 63 | 221112 | -76.8736 | 38.6667 | 994 |  | 125 | 100 | 54832 | 1 | 54832_G_1 | 20613
24033 |  | Maryland | Prince Georges | 6413611 | 88021413 | 84206312 | 033-2200 | 033-2200-5 | 033-2200-5 | Panda Brandywine | 33.5758 | 0.9576 | 165 | 15 | 219 |  | 63 | 221112 | -76.8736 | 38.6667 | 994 |  | 125 | 100 | 54832 | 2 | 54832_G_2 | 20613
24043 |  | Maryland | Washington | 6463211 | 88029513 | 84218512 | 043-0005 | 043-0005-3 | 043-0005-3 | R. Paul Smith Power Station | 36 | 114.7 | 187 | 7.5 | 350 |  | 74 | 221112 | -77.8271 | 39.5953 | 428 | R63-0142 | 125 | 100 | 1570 | 9 | 1570_B_9 | 21795 |  | R63-0142
24043 |  | Maryland | Washington | 6463211 | 88029613 | 84218612 | 043-0005 | 043-0005-3 | 043-0005-3 | R. Paul Smith Power Station | 129.301 | 532.901 | 200 | 12.6 | 305 |  | 47 | 221112 | -77.8271 | 39.5953 | 1030 | R63-0142 | 125 | 100 | 1570 | 11 | 1570_B_11 | 21795 |  | R63-0142
25001 |  | Massachusetts | Barnstable | 7718511 | 87718513 | 83873012 | 1200054 | 1 | 1 | GENON CANAL LLC | 20.3 | 99 | 498 | 18 | 312 |  | 73 | 221112 | -70.5091 | 41.7698 | 5080 | R63-0142 | 125 | 100 | 1599 | 1 | 1599_B_1 | 02563-0 | 128 | R63-0142
25001 |  | Massachusetts | Barnstable | 7718511 | 87718813 | 83873112 | 1200054 | 4 | 2 | GENON CANAL LLC | 13.4 | 28.8 | 498 | 18 | 365 |  | 93 | 221112 | -70.5091 | 41.7698 | 5970 | R63-0142 | 125 | 100 | 1599 | 2 | 1599_B_2 | 02563-0 | 128 | R63-0142
25005 |  | Massachusetts | Bristol | 5058411 | 87339613 | 83612912 | 1200061 | 2 | 2 | DOMINION ENERGY-BRAYTON POINT LLC | 827 | 3534.93 | 352.8 | 14.5 | 230 |  | 67.1 | 221112 | -71.1924 | 41.71 | 2250 | R63-0142 | 125 | 100 | 1619 | 2 | 1619_B_2 | 02726-0 | 128 | R63-0142
25005 |  | Massachusetts | Bristol | 5058411 | 87339713 | 83613312 | 1200061 | 4 | 4 | DOMINION ENERGY-BRAYTON POINT LLC | 39.88 | 46.12 | 500.5 | 18.5 | 318 |  | 71.3 | 221112 | -71.1924 | 41.71 | 4800 | R63-0142 | 125 | 100 | 1619 | 4 | 1619_B_4 | 02726-0 | 128 | R63-0142
25005 |  | Massachusetts | Bristol | 5058411 | 87340713 | 83612812 | 1200061 | 1 | 1 | DOMINION ENERGY-BRAYTON POINT LLC | 635.2 | 4298.37 | 352.8 | 14.5 | 230 |  | 67.1 | 221112 | -71.1924 | 41.71 | 2250 | R63-0142 | 125 | 100 | 1619 | 1 | 1619_B_1 | 02726-0 | 119 | R63-0142
25005 |  | Massachusetts | Bristol | 5058411 | 87340813 | 83612612 | 1200061 | 3 | 3 | DOMINION ENERGY-BRAYTON POINT LLC | 1134.5 | 10768.82 | 352.8 | 19.5 | 270 |  | 81.8 | 221112 | -71.1924 | 41.71 | 5660 | R63-0142 | 125 | 100 | 1619 | 3 | 1619_B_3 | 02726-0 | 128 | R63-0142
25005 |  | Massachusetts | Bristol | 5058811 | 87718113 | 83872812 | 1200067 | 3 | 2 | TAUNTON MUNICIPAL LIGHT PLANT | 30.25 | 4.32 | 187 | 10 | 400 |  | 60 | 221112 | -71.106 | 41.8652 | 1030 |  | 125 | 100 | 1682 | 9 | 1682_X_9 | 02780-0
25005 |  | Massachusetts | Bristol | 5058811 | 87718213 | 83872512 | 1200067 | 5 | 3 | TAUNTON MUNICIPAL LIGHT PLANT | 6.6 | 21.8037 | 187 | 6.8 | 300 |  | 47 | 221112 | -71.106 | 41.8652 | 398 | R63-0142 | 125 | 100 | 1682 | 8 | 1682_B_8 | 02780-0 |  | R63-0142
25009 |  | Massachusetts | Essex | 5090811 | 87668713 | 83840812 | 1190194 | 4 | 4 | SALEM HARBOR STATION | 21 | 69 | 500 | 18.6 | 300 |  | 95.5 | 221112 | -70.877 | 42.5255 | 4800 | R63-0142 | 125 | 100 | 1626 | 4 | 1626_B_4 | 01970-5 | 128 | R63-0142
25009 |  | Massachusetts | Essex | 5090811 | 87668813 | 83840612 | 1190194 | 1 | 1 | SALEM HARBOR STATION | 204 | 894 | 436 | 9 | 279 |  | 83 | 221112 | -70.877 | 42.5255 | 954 | R63-0142 | 125 | 100 | 1626 | 1 | 1626_B_1 | 01970-5 | 140 | R63-0142
25009 |  | Massachusetts | Essex | 5090811 | 87668913 | 83841112 | 1190194 | 2 | 2 | SALEM HARBOR STATION | 69 | 305 | 436 | 9 | 284 |  | 83.5 | 221112 | -70.877 | 42.5255 | 966 | R63-0142 | 125 | 100 | 1626 | 2 | 1626_B_2 | 01970-5 | 140 | R63-0142
25009 |  | Massachusetts | Essex | 5090811 | 87669713 | 83840912 | 1190194 | 3 | 3 | SALEM HARBOR STATION | 277 | 2344 | 436 | 12.6 | 246 |  | 67.5 | 221112 | -70.877 | 42.5255 | 1700 | R63-0142 | 125 | 100 | 1626 | 3 | 1626_B_3 | 01970-5 | 128 | R63-0142
25009 |  | Massachusetts | Essex | 6521911 | 18016113 | 17500412 | 1190766 | 10 | 10 | IPSWICH MUNICIPAL LIGHT | 0.4973 | 0.0002 | 60 | 1.9 | 600 |  | 80 | 221112 | -70.8703 | 42.6981 | 13.4 |  | 125 | 160 |  |  | 1670_G_10 | 01938-0
25009 |  | Massachusetts | Essex | 6521911 | 18016213 | 17500812 | 1190766 | 11 | 11 | IPSWICH MUNICIPAL LIGHT | 0.3256 | 0.0005 | 30 | 11 | 600 |  | 80 | 221112 | -70.8703 | 42.6981 | 13.4 |  | 125 | 160 |  |  | 1670_G_11 | 01938-0
25013 |  | Massachusetts | Hampden | 5979211 | 87355513 | 83622612 | 0420001 | 4 | 4 | STONY BROOK ENERGY CENTER | 2.32 | 2.48 | 120 | 14.2 | 664 |  | 36.1 | 221210 | -72.5106 | 42.1977 | 952 |  | 125 | 120 | 6081 | 004 | 6081_X_004 | 01056-0 | 210
25013 |  | Massachusetts | Hampden | 5979211 | 87355613 | 83622512 | 0420001 | 5 | 5 | STONY BROOK ENERGY CENTER | 1.88 | 2 | 120 | 14.2 | 664 |  | 36.1 | 221210 | -72.5106 | 42.1977 | 952 |  | 125 | 120 | 6081 | 005 | 6081_X_005 | 01056-0 | 210
25013 |  | Massachusetts | Hampden | 5979211 | 87356113 | 83622312 | 0420001 | 1 | 1 | STONY BROOK ENERGY CENTER | 33.18 | 9.03 | 150 | 15.5 | 700 |  | 71 | 221210 | -72.5106 | 42.1977 | 952 |  | 125 | 120 | 6081 | 001 | 6081_G_001 | 01056-0 | 210
25013 |  | Massachusetts | Hampden | 5979211 | 87356213 | 83622412 | 0420001 | 2 | 2 | STONY BROOK ENERGY CENTER | 22.98 | 13.12 | 150 | 15.5 | 700 |  | 71 | 221210 | -72.5106 | 42.1977 | 952 |  | 125 | 120 | 6081 | 002 | 6081_G_002 | 01056-0 | 210
25013 |  | Massachusetts | Hampden | 5979211 | 87356313 | 83622712 | 0420001 | 3 | 3 | STONY BROOK ENERGY CENTER | 28.77 | 12.56 | 150 | 15.5 | 700 |  | 71 | 221210 | -72.5106 | 42.1977 | 952 |  | 125 | 120 | 6081 | 003 | 6081_G_003 | 01056-0 | 210
25013 |  | Massachusetts | Hampden | 5979511 | 87406413 | 83664512 | 0420007 | 1 | 1 | MASSPOWER | 53.5 | 1 | 213 | 14.83 | 250 |  | 64.5 | 221112 | -72.5223 | 42.1554 | 1250 |  | 125 | 140 | 10726 | 1 | 10726_G_GEN1 | 01151-0 | 213
25013 |  | Massachusetts | Hampden | 5979511 | 87406513 | 83664412 | 0420007 | 2 | 2 | MASSPOWER | 56.6 | 1.1 | 213 | 14.83 | 250 |  | 64.5 | 221112 | -72.5223 | 42.1554 | 1250 |  | 125 | 140 | 10726 | 2 | 10726_G_GEN2 | 01151-0 | 213
25013 |  | Massachusetts | Hampden | 5980711 | 87658813 | 83832712 | 0420040 | 1 | 1 | MT TOM GENERATING COMPANY LLC | 70.07 | 128.81 | 370 | 12.63 | 200 |  | 60 | 221112 | -72.6054 | 42.2806 | 1480 | R63-0142 | 125 | 100 | 1606 | 1 | 1606_B_1 | 01040-0 | 119 | R63-0142
25013 |  | Massachusetts | Hampden | 6013111 | 87604413 | 83795912 | 0420067 | 1 | 1 | BERKSHIRE POWER COMPANY LLC | 40.2 | 2.4 | 125 | 18 | 357 |  | 81 | 221112 | -72.6479 | 42.0481 | 2110 |  | 125 | 120 | 55041 | 1 | 55041_G_1 | 01001-0 | 109
25013 |  | Massachusetts | Hampden | 6028411 | 87696413 | 83857712 | 0420117 | 1 | 1 | EP ENERGY MASS LLC | 3.2001 | 0.0606 | 179 | 12 | 849 |  | 86 | 221112 | -72.5962 | 42.0957 | 463 |  | 125 | 120 | 1642 | 10 | 1642_X_10 | 01089-0 | 139
25013 |  | Massachusetts | Hampden | 6028411 | 87696513 | 83857812 | 0420117 | 2 | 2 | EP ENERGY MASS LLC | 6 | 0.0887 | 179 | 12 | 849 |  | 86 | 221112 | -72.5962 | 42.0957 | 463 |  | 125 | 120 | 1642 | CTG1 | 1642_X_CTG1 | 01089-0 | 139
25013 |  | Massachusetts | Hampden | 6028411 | 87696613 | 83858212 | 0420117 | 3 | 3 | EP ENERGY MASS LLC | 23.4 | 81.1 | 223 | 13 | 325 |  | 43 | 221112 | -72.5962 | 42.0957 | 1150 | R63-0142 | 125 | 100 | 1642 | 3 | 1642_B_3 | 01089-0 | 128 | R63-0142
25013 |  | Massachusetts | Hampden | 6028411 | 87696713 | 83858112 | 0420117 | 4 | 4 | EP ENERGY MASS LLC | 6.88 | 0.01 | 24 | 11.3 | 1010 |  | 74 | 221112 | -72.5962 | 42.0957 | 244 |  | 125 | 120 | 1642 | CTG2 | 1642_X_CTG2 | 01089-0
25017 |  | Massachusetts | Middlesex | 5646011 | 19971313 | 19305212 | 1190093 | 10 | 10 | GENON KENDALL LLC | 30.3 | 2.8 | 250 | 18 | 250 |  | 95 | 221112 | -71.0797 | 42.3635 | 2140 |  | 125 | 120 |  |  | 1595_G_GEN4 | 02142-0 | 109
25017 |  | Massachusetts | Middlesex | 5646011 | 87559213 | 83762912 | 1190093 | 6 | 4 | GENON KENDALL LLC | 4.3205 | 0.2009 | 33 | 13 | 1050 |  | 130 | 221112 | -71.0797 | 42.3635 | 308 |  | 125 | 120 | 1595 | S6 | 1595_X_S6 | 02142-0
25021 |  | Massachusetts | Norfolk | 5735611 | 87524813 | 83740312 | 1201509 | 2 | 2 | ANP BELLINGHAM | 14.4 | 1.7 | 180 | 18 | 210 |  | 63 | 221112 | -71.4532 | 42.1105 | 2180 |  | 125 | 120 | 55211 | 2 | 55211_X_2 | 02019-0 | 139
25021 |  | Massachusetts | Norfolk | 5735611 | 87525413 | 83740112 | 1201509 | 1 | 1 | ANP BELLINGHAM | 14.4 | 1.1 | 180 | 18 | 210 |  | 63 | 221112 | -71.4532 | 42.1105 | 2180 |  | 125 | 120 | 55211 | 1 | 55211_X_1 | 02019-0 | 32
25021 |  | Massachusetts | Norfolk | 5736011 | 87695013 | 83856712 | 1201550 | 1 | 1 | BELLINGHAM COGENERATION | 130 | 0.82 | 190 | 25 | 252 |  | 51.5 | 221112 | -71.484 | 42.0921 | 1430 |  | 125 | 120 | 10307 | 1 | 10307_G_1 | 02019-0 | 212
25021 |  | Massachusetts | Norfolk | 5736011 | 87695113 | 83856712 | 1201550 | 2 | 1 | BELLINGHAM COGENERATION | 124.3 | 0.83 | 190 | 25 | 252 |  | 51.5 | 221112 | -71.484 | 42.0921 | 1430 |  | 125 | 120 | 10307 | 2 | 10307_G_2 | 02019-0 | 212
25021 |  | Massachusetts | Norfolk | 6567311 | 87373313 | 83634412 | 1190227 | 3 | 3 | FORE RIVER STATION | 59.3 | 5 | 255 | 20.5 | 248 |  | 68.5 | 221112 | -70.9641 | 42.2425 | 2960 |  | 125 | 140 | 55317 | 11 | 55317_G_GT11 | 02191-0 | 109
25021 |  | Massachusetts | Norfolk | 6567311 | 87373413 | 83634612 | 1190227 | 7 | 999 | FORE RIVER STATION | 0.061 | 0.004 | [5 empty] | 221112 | -70.9641 | 42.2425 | 3 |  | 125 | 160 |  |  | 55317_G_GT11 | 02191-0
25021 |  | Massachusetts | Norfolk | 6567311 | 87373513 | 83634212 | 1190227 | 4 | 4 | FORE RIVER STATION | 60 | 5.1 | 255 | 20.5 | 248 |  | 68.5 | 221112 | -70.9641 | 42.2425 | 2960 |  | 125 | 140 | 55317 | 12 | 55317_G_GT12 | 02191-0 | 109
25021 |  | Massachusetts | Norfolk | 6567311 | 87373613 | 83634312 | 1190227 | 5 | 5 | FORE RIVER STATION | 0.2251 | 0.0055 | 74 | 1.4 | 806 |  | 126 | 221112 | -70.9641 | 42.2425 | 15.4 |  | 125 | 160 |  |  | 55317_G_GT12 | 02191-0
25021 |  | Massachusetts | Norfolk | 6567311 | 87373713 | 83634512 | 1190227 | 6 | 6 | FORE RIVER STATION | 0.09 | 0.002 | 255 | 4 | 300 |  | 35 | 221112 | -70.9641 | 42.2425 | 83 |  | 125 | 100 |  |  | 55317_G_GT12a | 02191-0
25021 |  | Massachusetts | Norfolk | 6567311 | 96722813 | 83634612 | 1190227 | 13 | 999 | FORE RIVER STATION | 0.3377 | 0.002 | [5 empty] | 221112 | -70.9641 | 42.2425 | 8 |  | 125 | 200 |  |  | 55317_G_GT12b | 02191-0
25025 |  | Massachusetts | Suffolk | 6401511 | 87556113 | 83760812 | 1190507 | 1 | 1 | VEOLIA ENERGY BOSTON INC | 56.8 | 1.67 | 267 | 11.5 | 360 |  | 37.5 | 221330 | -71.058 | 42.3495 | 500 |  | 183 | 100 | 880023 | K1 | 880023_G_K1 | 02111-0
25025 |  | Massachusetts | Suffolk | 6401511 | 87556213 | 83760812 | 1190507 | 2 | 1 | VEOLIA ENERGY BOSTON INC | 55.5 | 0.3 | 267 | 11.5 | 360 |  | 37.5 | 221330 | -71.058 | 42.3495 | 500 |  | 183 | 100 | 880023 | K2 | 880023_G_K2 | 02111-0
25025 |  | Massachusetts | Suffolk | 6401511 | 87556313 | 83760712 | 1190507 | 3 | 2 | VEOLIA ENERGY BOSTON INC | 53.4 | 2.61 | 267 | 13 | 360 |  | 37.5 | 221330 | -71.058 | 42.3495 | 600 |  | 183 | 100 | 880023 | K3 | 880023_G_K3 | 02111-0 | 210
25025 |  | Massachusetts | Suffolk | 6401511 | 87556413 | 83760712 | 1190507 | 4 | 2 | VEOLIA ENERGY BOSTON INC | 16.2 | 0.1 | 267 | 13 | 360 |  | 37.5 | 221330 | -71.058 | 42.3495 | 500 |  | 183 | 100 | 880023 | K4 | 880023_G_K4 | 02111-0
25025 |  | Massachusetts | Suffolk | 7240911 | 7503613 | 7431112 | 1190128 | 23 | 11 | MYSTIC STATION | 56.1 | 5 | 305 | 20.5 | 197 |  | 72.3 | 221112 | -71.0689 | 42.3903 | 2960 |  | 125 | 140 | 1588 | 81 | 1588_G_GT81 | 02129-0 | 109
25025 |  | Massachusetts | Suffolk | 7240911 | 7504013 | 7431212 | 1190128 | 24 | 12 | MYSTIC STATION | 57.6 | 5.2 | 305 | 20.5 | 197 |  | 72.3 | 221112 | -71.0689 | 42.3903 | 2960 |  | 125 | 140 | 1588 | 82 | 1588_G_GT82 | 02129-0 | 109
25025 |  | Massachusetts | Suffolk | 7240911 | 87693613 | 83855212 | 1190128 | 4 | 4 | MYSTIC STATION | 66.8 | 21.7 | 500 | 12 | 680 |  | 85 | 221112 | -71.0673 | 42.3905 | 5500 | R63-0142 | 125 | 100 | 1588 | 7 | 1588_B_7 | 02129-0 | 128 | R63-0142
25025 |  | Massachusetts | Suffolk | 7240911 | 87693713 | 83855412 | 1190128 | 27 | 15 | MYSTIC STATION | 63.2 | 5.1 | 305 | 20.5 | 197 |  | 72.3 | 221112 | -71.0673 | 42.3905 | 2960 |  | 125 | 140 | 1588 | 93 | 1588_G_93 | 02129-0 | 139
25025 |  | Massachusetts | Suffolk | 7240911 | 87693813 | 83855712 | 1190128 | 28 | 16 | MYSTIC STATION | 66.4 | 5.1 | 305 | 20.5 | 197 |  | 72.3 | 221112 | -71.0673 | 42.3905 | 2960 |  | 125 | 140 | 1588 | 94 | 1588_G_94 | 02129-0 | 139
25025 |  | Massachusetts | Suffolk | 7240911 | 87694013 | 83855512 | 1190128 | 6 | 5 | MYSTIC STATION | 0.35 | 0.121 | 30 | 12 | 1000 |  | 42 | 221112 | -71.0673 | 42.3905 | 186 |  | 125 | 120 | 1588 | MJ-1 | 1588_G_MJ-1 | 02129-0
25025 |  | Massachusetts | Suffolk | 7887011 | 3306713 | 83722912 | 1191191 | 11 | 1 | MEDICAL AREA TOTAL ENERGY PLANT | 16.14 | 2.78 | 315 | 9.72 | 390 |  | 58.5 | 221112 | -71.109 | 42.3371 | 63.8 |  | 125 | 160 |  |  | 10883_G_DEG5 | 02215-0 | 139
25025 |  | Massachusetts | Suffolk | 7887011 | 3306913 | 83722712 | 1191191 | 12 | 4 | MEDICAL AREA TOTAL ENERGY PLANT | 0.0048 | 0.0003 | 95 | 0.67 | 900 |  | 60 | 221112 | -71.109 | 42.3371 | 5.47 |  | 125 | 160 |  |  | 10883_G_DEG6 | 02215-0
25025 |  | Massachusetts | Suffolk | 7887011 | 3307313 | 83722912 | 1191191 | 10 | 1 | MEDICAL AREA TOTAL ENERGY PLANT | 12.95 | 2.06 | 315 | 9.72 | 390 |  | 58.5 | 221112 | -71.109 | 42.3371 | 63.8 |  | 125 | 160 |  |  | 10883_G_DEG4 | 02215-0 | 139
25027 |  | Massachusetts | Worcester | 6066411 | 87811813 | 83939312 | 1180281 | 1 | 1 | MILLENNIUM POWER PARTNERS LP | 83.9 | 5.2 | 225 | 19 | 242 |  | 89 | 221112 | -72.0151 | 42.1123 | 2530 |  | 125 | 120 | 55079 | 1 | 55079_G_1 | 01507-0 | 139
25027 |  | Massachusetts | Worcester | 6637711 | 87334713 | 83608412 | 1180061 | 1 | 1 | PINETREE POWER FITCHBURG INC | 152.2997 | 6.2655 | 180 | 6 | 330 |  | 39 | 221118 | -71.8533 | 42.5411 | 260 |  | 125 | 100 |  |  | 54620_B_B1b | 01473-1 | 69
25027 |  | Massachusetts | Worcester | 6637711 | 90774113 | 86849512 | 1180061 | 2 | 999 | PINETREE POWER FITCHBURG INC | 0.0364 | 0.0024 | [5 empty] | 221118 | -71.8533 | 42.5411 | 1 |  | 125 | 160 |  |  | 54620_B_B1a | 01473-1
26001 |  | Michigan | Alcona | 5737411 | 22977113 | 22025112 | N0890 | EU0003 | SV0001 | Viking Energy of Lincoln, LLC | 193.2525 | 193.285 | 150 | 6 | 360 | 968.2 | 34.2 | 221118 | -83.4199 | 44.6807 |  | R63-0040 | 125 | 100 |  |  | 50772_B_B1 | 48742 | 10&77&204&128&204 | R63-0040
26005 |  | Michigan | Allegan | 5749211 | 20405713 | 19665712 | B5421 | EU0012 | SV0011 | Vandyke Generating Plant | 4.018 | 0.045 | 45 | 12.83 | 919 | 10914.6 | 84.4 | 221112 | -85.8542 | 42.7313 | 24 | R63-0083 | 125 | 120 |  |  | 1880_G_8 | 49323 |  | R63-0083
26005 |  | Michigan | Allegan | 5749211 | 20405913 | 19665612 | B5421 | EU0008 | SV0001 | Vandyke Generating Plant | 6.395 | 0.07 | 85 | 10.1 | 302 | 2371.6 | 29.6 | 221112 | -85.8542 | 42.7313 | 22 | R63-0083 | 125 | 120 |  |  | 1880_G_6 | 49323 |  | R63-0083
26005 |  | Michigan | Allegan | 7258311 | 7292913 | 7240712 | N2586 | EU0007 | SV0006 | Holland BPW, 48th Street Peaking Station | 1.9475 | 0.006 | 70 | 14.76 | 1050 | 8559.1 | 50 | 221112 | -86.0847 | 42.755 | 73 | R63-0083 | 125 | 120 | 7258 | 9 | 7268_G_9 | 49423 | 205 | R63-0083
26005 |  | Michigan | Allegan | 7258311 | 7293113 | 7240912 | N2586 | EU0004 | SV0002 | Holland BPW, 48th Street Peaking Station | 2.7005 | 0.10266 | 35 | 12.8 | 1005 | 4577.8 | 35.6 | 221112 | -86.0847 | 42.7541 | 38 | R63-0083 | 125 | 120 | 7258 | **8 | 7268_G_8 | 49423 | 213&28 | R63-0083
26005 |  | Michigan | Allegan | 7258311 | 7293213 | 7241012 | N2586 | EU0003 | SV0001 | Holland BPW, 48th Street Peaking Station | 1.0004 | 0.30118 | 35 | 12.8 | 1005 | 4577.8 | 35.6 | 221112 | -86.0847 | 42.7541 | 38 | R63-0083 | 125 | 120 | 7258 | **7 | 7268_G_7 | 49423 | 213&28 | R63-0083
26013 |  | Michigan | Baraga | 4994411 | 30809713 | 29484412 | B4260 | EU0009 | SV0001 | L'ANSE WARDEN ELECTRIC COMPANY LLC | 259.2209 | 343.03 | 148 | 7.5 | 350 | 1833.3 | 41.5 | 221118 | -88.4498 | 46.7513 |  |  | 125 | 100 |  |  | 1772_B_1 | 49946 | 10&76&121&128
26017 |  | Michigan | Bay | 4140111 | 34964113 | 33261112 | N3195 | EU0002 | FUG001 | BAY CITY ELECTRIC LIGHT & POWER | 6.989 | 0.37308 |  |  | 72 |  |  | 221118 | -83.8999 | 43.595 | 8 | R63-0087 | 125 | 160 |  |  | 7399_G_GEN4 | 48708 |  | R63-0087
26017 |  | Michigan | Bay | 4140111 | 34964213 | 33261112 | N3195 | EU0001 | FUG001 | BAY CITY ELECTRIC LIGHT & POWER | 5.6846 | 0.02378 |  |  | 72 |  |  | 221118 | -83.8999 | 43.595 | 8 | R63-0087 | 125 | 160 |  |  | 7399_G_GEN3 | 48708 |  | R63-0087
26017 |  | Michigan | Bay | 4171511 | 35921713 | 34219112 | B7529 | EU0002 | FUG001 | BAY CITY ELECTRIC LIGHT & POWER | 7.3959 | 0.03406 |  |  | 72 |  |  | 221118 | -83.8959 | 43.5827 | 7 | R63-0087 | 125 | 160 |  |  | 7398_G_GEN2 | 48708 |  | R63-0087
26017 |  | Michigan | Bay | 4171511 | 35921813 | 34219112 | B7529 | EU0001 | FUG001 | BAY CITY ELECTRIC LIGHT & POWER | 4.5195 | 0.03748 |  |  | 72 |  |  | 221118 | -83.8959 | 43.5827 | 6 | R63-0087 | 125 | 160 |  |  | 7398_G_GEN1 | 48708 |  | R63-0087
26017 |  | Michigan | Bay | 8172811 | 4491813 | 4368512 | B2840 | EU0050 | FUG001 | Consumers Energy Karn-Weadock Facility |  |  |  |  | 466 | 291.6 | 27.1 | 221112 | -83.8442 | 43.6392 |  | R63-0058 | 125 | 450 |  |  | 1720_B_7_8 | 48732 | 58 | R63-0058
26017 |  | Michigan | Bay | 8172811 | 4492113 | 4368512 | B2840 | EU0040 | FUG001 | Consumers Energy Karn-Weadock Facility |  |  |  |  | 466 | 291.6 | 27.1 | 221112 | -83.8442 | 43.6392 |  | R63-0058 | 125 | 400 |  |  | 1720_B_7_8 | 48732 |  | R63-0058
26017 |  | Michigan | Bay | 8172811 | 4492413 | 4368512 | B2840 | EU0041 | FUG001 | Consumers Energy Karn-Weadock Facility |  |  |  |  | 466 | 291.6 | 27.1 | 221112 | -83.8442 | 43.6392 |  | R63-0058 | 125 | 400 |  |  | 1720_B_7_8 | 48732 |  | R63-0058
26017 |  | Michigan | Bay | 8172811 | 4492713 | 4368312 | B2840 | EU0049 | SV0016 | Consumers Energy Karn-Weadock Facility | 0 | 0 | 25 | 12.79 | 850 | 7166.7 | 55.8 | 221112 | -83.84 | 43.64 | 233 | R63-0083 | 125 | 120 |  |  | 1720_G_A | 48732 |  | R63-0083
26017 |  | Michigan | Bay | 8172811 | 4492813 | 4369512 | B2840 | EU0047 | SV0014 | Consumers Energy Karn-Weadock Facility |  |  | 14 | 3.25 | 70 | 500 | 60.3 | 221112 | -83.84 | 43.64 |  |  | 125 | 780 |  |  | 1720_B_7_8 | 48732
26017 |  | Michigan | Bay | 8172811 | 4492813 | 73865212 | B2840 | EU0047 | SV0013 | Consumers Energy Karn-Weadock Facility |  |  | 19 | 4.167 | 70 | 250.8 | 18.4 | 221112 | -83.84 | 43.64 |  |  | 125 | 780 |  |  | 1720_B_7_8 | 48732
26017 |  | Michigan | Bay | 8172811 | 4492813 | 86046012 | B2840 | EU0047 | SV0055 | Consumers Energy Karn-Weadock Facility |  |  | 95 | 3.583 | 70 | 1.7 | 0.2 | 221112 | -83.84 | 43.64 |  |  | 125 | 780 |  |  | 1720_B_7_8 | 48732
26017 |  | Michigan | Bay | 8172811 | 4492813 | 86046212 | B2840 | EU0047 | SV0052 | Consumers Energy Karn-Weadock Facility |  |  | 33 | 6 | 70 | 1250 | 44.2 | 221112 | -83.84 | 43.64 |  |  | 125 | 780 |  |  | 1720_B_7_8 | 48732
26017 |  | Michigan | Bay | 8172811 | 4492813 | 86046312 | B2840 | EU0047 | SV0054 | Consumers Energy Karn-Weadock Facility |  |  | 117 | 1.833 | 70 | 71.7 | 27.1 | 221112 | -83.84 | 43.64 |  |  | 125 | 780 |  |  | 1720_B_7_8 | 48732
26017 |  | Michigan | Bay | 8172811 | 4492813 | 86046412 | B2840 | EU0047 | SV0056 | Consumers Energy Karn-Weadock Facility |  |  | 124 | 2.083 | 70 | 473.3 | 138.9 | 221112 | -83.84 | 43.64 |  |  | 125 | 780 |  |  | 1720_B_7_8 | 48732
26017 |  | Michigan | Bay | 8172811 | 4492813 | 86046512 | B2840 | EU0047 | SV0058 | Consumers Energy Karn-Weadock Facility |  |  | 21 | 4 | 70 | 268.3 | 21.4 | 221112 | -83.84 | 43.64 |  |  | 125 | 780 |  |  | 1720_B_7_8 | 48732
26017 |  | Michigan | Bay | 8172811 | 4492813 | 86046612 | B2840 | EU0047 | SV0053 | Consumers Energy Karn-Weadock Facility |  |  | 117 | 1.833 | 70 | 71.7 | 27.1 | 221112 | -83.84 | 43.64 |  |  | 125 | 780 |  |  | 1720_B_7_8 | 48732
26017 |  | Michigan | Bay | 8172811 | 4492813 | 86047112 | B2840 | EU0047 | SV0057 | Consumers Energy Karn-Weadock Facility |  |  | 77 | 2.917 | 70 | 321.7 | 48.1 | 221112 | -83.84 | 43.64 |  |  | 125 | 780 |  |  | 1720_B_7_8 | 48732
26017 |  | Michigan | Bay | 8172811 | 4492813 | 86047312 | B2840 | EU0047 | SV0005 | Consumers Energy Karn-Weadock Facility |  |  | 33 | 6 | 70 | 1250 | 44.2 | 221112 | -83.84 | 43.64 |  |  | 125 | 780 |  |  | 1720_B_7_8 | 48732
26017 |  | Michigan | Bay | 8172811 | 82867313 | 4367412 | B2840 | RG0058 | SV0001 | Consumers Energy Karn-Weadock Facility | 614 | 5482.5 | 350 | 18 | 308 | 16216.5 | 63.7 | 221112 | -83.84 | 43.64 | 6500 | R63-0142 | 125 | 999 | 1702 | 1 | 1702_B_1_2 | 48732 | 128&205&139 | R63-0142
26017 |  | Michigan | Bay | 8172811 | 82867313 | 4367912 | B2840 | RG0058 | SV0002 | Consumers Energy Karn-Weadock Facility | 614 | 5482.5 | 350 | 18 | 310 | 14271.9 | 56.1 | 221112 | -83.84 | 43.64 | 6500 | R63-0142 | 125 | 999 | 1702 | 2 | 1702_B_1_2 | 48732 | 128&205&139 | R63-0142
26017 |  | Michigan | Bay | 8172811 | 82867413 | 4368112 | B2840 | RG0059 | SV0011 | Consumers Energy Karn-Weadock Facility | 131.1 | 85.1 | 450 | 35.83 | 508 | 98500 | 97.7 | 221112 | -83.84 | 43.64 | 22300 | R63-0142 | 125 | 999 | 1702 | 3 | 1702_B_3_4 | 48732 |  | R63-0142
26017 |  | Michigan | Bay | 8172811 | 82867513 | 4367612 | B2840 | RG0060 | SV0012 | Consumers Energy Karn-Weadock Facility | 2639 | 8870 | 498 | 17 | 299 | 16545.5 | 72.9 | 221112 | -83.84 | 43.64 | 5650 | R63-0142 | 125 | 999 | 1720 | 7 | 1720_B_7 | 48732 | 128 | R63-0142
26017 |  | Michigan | Bay | 8172811 | 82867713 | 4368112 | B2840 | RG0062 | SV0011 | Consumers Energy Karn-Weadock Facility | 0 | 0 | 450 | 35.83 | 508 | 98500 | 97.7 | 221112 | -83.84 | 43.64 |  |  | 125 | 999 |  |  | 1720_B_7_8 | 48732
26017 |  | Michigan | Bay | 8172811 | 82867813 | 4368512 | B2840 | RG0063 | FUG001 | Consumers Energy Karn-Weadock Facility |  |  |  |  | 466 | 291.6 | 27.1 | 221112 | -83.8442 | 43.6392 |  |  | 125 | 999 |  |  | 1720_B_7_8 | 48732
26017 |  | Michigan | Bay | 8172811 | 82867913 | 4368512 | B2840 | RG0064 | FUG001 | Consumers Energy Karn-Weadock Facility | 0.06795 | 0.004465 |  |  | 466 | 291.6 | 27.1 | 221112 | -83.8442 | 43.6392 |  |  | 125 | 999 | 1720 | 8 | 1720_B_8 | 48732
26017 |  | Michigan | Bay | 8172811 | 90049713 | 86045912 | B2840 | EU0056 | SV0059 | Consumers Energy Karn-Weadock Facility |  |  | 75 | 0.984 | 70 | 26.5 | 34.8 | 221112 | -83.84 | 43.64 |  |  | 125 | 999 |  |  | 1720_B_7_8 | 48732
26017 |  | Michigan | Bay | 8172811 | 90049713 | 86046112 | B2840 | EU0056 | SV0061 | Consumers Energy Karn-Weadock Facility |  |  | 75 | 0.984 | 70 | 26.5 | 34.8 | 221112 | -83.84 | 43.64 |  |  | 125 | 999 |  |  | 1720_B_7_8 | 48732
26017 |  | Michigan | Bay | 8172811 | 90049713 | 86046712 | B2840 | EU0056 | SV0060 | Consumers Energy Karn-Weadock Facility |  |  | 75 | 0.984 | 70 | 26.5 | 34.8 | 221112 | -83.84 | 43.64 |  |  | 125 | 999 |  |  | 1720_B_7_8 | 48732
26017 |  | Michigan | Bay | 8172811 | 90049713 | 86046812 | B2840 | EU0056 | SV0062 | Consumers Energy Karn-Weadock Facility |  |  | 75 | 0.984 | 70 | 26.5 | 34.8 | 221112 | -83.84 | 43.64 |  |  | 125 | 999 |  |  | 1720_B_7_8 | 48732
26017 |  | Michigan | Bay | 8172811 | 90049713 | 86047212 | B2840 | EU0056 | SV0063 | Consumers Energy Karn-Weadock Facility |  |  | 130 | 2.002 | 70 | 162.7 | 51.7 | 221112 | -83.84 | 43.64 |  |  | 125 | 999 |  |  | 1720_B_7_8 | 48732
26017 |  | Michigan | Bay | 8172811 | 94638613 | 4368512 | B2840 | EU0057 | FUG001 | Consumers Energy Karn-Weadock Facility |  |  |  |  | 466 | 291.6 | 27.1 | 221112 | -83.8442 | 43.6392 |  |  | 125 | 999 |  |  | 1720_B_7_8 | 48732
26017 |  | Michigan | Bay | 8172811 | 94638713 | 4368512 | B2840 | EU0058 | FUG001 | Consumers Energy Karn-Weadock Facility |  |  |  |  | 466 | 291.6 | 27.1 | 221112 | -83.8442 | 43.6392 |  |  | 125 | 999 |  |  | 1720_B_7_8 | 48732
26023 |  | Michigan | Branch | 5802611 | 20155713 | 19475312 | B1525 | EU0027 | SV0004 | COLDWATER BOARD OF PUBLIC UTILITIES | 7.7765 | 0.075455 | 33 | 2.67 | 885 | 666.7 | 119.1 | 221122 | -84.9953 | 41.9339 | 6 | R63-0087 |  | 160 |  |  | 1819_G_IC5 | 49036 | 78 | R63-0087
26023 |  | Michigan | Branch | 5802611 | 20155813 | 19475212 | B1525 | EU0025 | SV0002 | COLDWATER BOARD OF PUBLIC UTILITIES | 4.8495 | 0.056245 | 27 | 2.33 | 800 | 583.3 | 136.8 | 221122 | -84.9953 | 41.9339 | 4 | R63-0087 |  | 160 |  |  | 1819_G_3 | 49036 | 78 | R63-0087
26023 |  | Michigan | Branch | 5802611 | 20155913 | 19475412 | B1525 | EU0026 | SV0003 | COLDWATER BOARD OF PUBLIC UTILITIES | 2.289 | 0.15045 | 18 | 2.67 | 800 | 458.3 | 81.9 | 221122 | -84.9953 | 41.9339 | 2 | R63-0087 |  | 160 |  |  | 1819_G_IC4 | 49036 |  | R63-0087
26023 |  | Michigan | Branch | 5820111 | 20150313 | 109098112 | N6885 | RG0021 | SV0014 | State Street Generating Station | 1.0071 | 0.009438 | 33.7 | 1 | 812 | 55.6 | 70.7 | 221112 | -84.9793 | 41.9553 | 2 | R63-0087 | 125 | 160 |  |  | 7970_G_2 | 49036 |  | R63-0087
26023 |  | Michigan | Branch | 5820111 | 20150313 | 109098212 | N6885 | RG0021 | SV0012 | State Street Generating Station | 1.0986 | 0.010296 | 33.7 | 1 | 812 | 55.6 | 70.7 | 221112 | -84.9793 | 41.9553 | 2 | R63-0087 | 125 | 160 |  |  | 7970_G_2 | 49036 |  | R63-0087
26023 |  | Michigan | Branch | 5820111 | 20150313 | 109098312 | N6885 | RG0021 | SV0013 | State Street Generating Station | 1.0071 | 0.009438 | 33.7 | 1 | 812 | 55.6 | 70.7 | 221112 | -84.9793 | 41.9553 | 2 | R63-0087 | 125 | 160 |  |  | 7970_G_2 | 49036 |  | R63-0087
26023 |  | Michigan | Branch | 5820111 | 20150313 | 109098412 | N6885 | RG0021 | SV0015 | State Street Generating Station | 1.0071 | 0.009438 | 33.7 | 1 | 812 | 55.6 | 70.7 | 221112 | -84.9793 | 41.9553 | 2 | R63-0087 | 125 | 160 |  |  | 7970_G_2 | 49036 |  | R63-0087
26023 |  | Michigan | Branch | 5820111 | 20150313 | 109098512 | N6885 | RG0021 | SV0016 | State Street Generating Station | 1.0071 | 0.009438 | 33.7 | 1 | 812 | 55.6 | 70.7 | 221112 | -84.9793 | 41.9553 | 2 | R63-0087 | 125 | 160 |  |  | 7970_G_2 | 49036 |  | R63-0087
26023 |  | Michigan | Branch | 5820111 | 20150313 | 109098612 | N6885 | RG0021 | SV0017 | State Street Generating Station | 1.0071 | 0.009438 | 33.7 | 1 | 812 | 55.6 | 70.7 | 221112 | -84.9793 | 41.9553 | 2 | R63-0087 | 125 | 160 |  |  | 7970_G_2 | 49036 |  | R63-0087
26023 |  | Michigan | Branch | 5820111 | 20150313 | 109098712 | N6885 | RG0021 | SV0018 | State Street Generating Station | 1.0071 | 0.009438 | 33.7 | 1 | 812 | 55.6 | 70.7 | 221112 | -84.9793 | 41.9553 | 2 | R63-0087 | 125 | 160 |  |  | 7970_G_2 | 49036 |  | R63-0087
26023 |  | Michigan | Branch | 5820111 | 20150313 | 109098812 | N6885 | RG0021 | SV0020 | State Street Generating Station | 1.0071 | 0.009438 | 33.7 | 1 | 812 | 55.6 | 70.7 | 221112 | -84.9793 | 41.9553 | 2 | R63-0087 | 125 | 160 |  |  | 7970_G_2 | 49036 |  | R63-0087
26023 |  | Michigan | Branch | 5820111 | 20150313 | 109098912 | N6885 | RG0021 | SV0019 | State Street Generating Station | 1.0071 | 0.009438 | 33.7 | 1 | 812 | 55.6 | 70.7 | 221112 | -84.9793 | 41.9553 | 2 | R63-0087 | 125 | 160 |  |  | 7970_G_2 | 49036 |  | R63-0087
26025 |  | Michigan | Calhoun | 6416311 | 18094413 | 17570912 | C6230 | RG0013 | FUG001 | Marshall City, Electric Powerplant | 6.359 | 0.11188 |  |  | 72 |  |  | 221112 | -84.9559 | 42.2631 | 2 | R63-0087 | 125 | 160 |  |  | 1844_G_IC3 | 49068 |  | R63-0087
26025 |  | Michigan | Calhoun | 6416311 | 18094513 | 17570912 | C6230 | EU0011 | FUG001 | Marshall City, Electric Powerplant | 4.3935 | 0.043645 |  |  | 72 |  |  | 221112 | -84.9559 | 42.2631 | 6 | R63-0087 | 125 | 160 |  |  | 1844_G_IC6 | 49068 |  | R63-0087
26031 |  | Michigan | Cheboygan | 4184811 | 32644413 | 31197012 | N6171 | EU0002 | FUG001 | Wolverine Power, Tower Power Plant | 0 | 0 |  |  | 72 |  |  | 221112 | -84.2944 | 45.3628 | 1 | R63-0087 | 125 | 160 |  |  | 1873_G_2 | 49792 |  | R63-0087
26031 |  | Michigan | Cheboygan | 4184811 | 32644513 | 31197012 | N6171 | EU0001 | FUG001 | Wolverine Power, Tower Power Plant | 0 | 0 |  |  | 72 |  |  | 221112 | -84.2944 | 45.3628 | 1 | R63-0087 | 125 | 160 |  |  | 1873_G_IC1 | 49792 |  | R63-0087
26031 |  | Michigan | Cheboygan | 4184811 | 32644613 | 31197012 | N6171 | EU0004 | FUG001 | Wolverine Power, Tower Power Plant | 1.911 | 0.658 |  |  | 72 |  |  | 221112 | -84.2944 | 45.3628 | 18 | R63-0083 | 125 | 120 |  |  | 1873_G_GT4 | 49792 |  | R63-0083
26031 |  | Michigan | Cheboygan | 4184811 | 32644713 | 31197012 | N6171 | EU0003 | FUG001 | Wolverine Power, Tower Power Plant | 0 | 0 |  |  | 72 |  |  | 221112 | -84.2944 | 45.3628 | 1 | R63-0087 | 125 | 160 |  |  | 1873_G_3 | 49792 |  | R63-0087
26039 |  | Michigan | Crawford | 4187811 | 35897313 | 34196412 | N2388 | EU0008 | SV0001 | GRAYLING GENERATING STATION LTD PTNR | 246.3988 | 15.5003 | 220 | 7.83 | 350 | 3477.1 | 72.2 | 221118 | -84.6999 | 44.5983 | 523 | R63-0040 | 125 | 100 | 10822 | 1 | 10822_B_1 | 49738 | 128&75&65 | R63-0040
26041 |  | Michigan | Delta | 7396111 | 9324113 | 96390912 | B1573 | EU0007 | SV0005 | ESCANABA POWER PLANT | 4.724 | 0.1084 | 26.6 | 8.75 | 900 | 3666.7 | 61 | 221112 | -87.065 | 45.772 | 18 | R63-0083 | 125 | 120 |  |  | 1771_G_3 | 49829 |  | R63-0083
26041 |  | Michigan | Delta | 7396111 | 99479113 | 9205312 | B1573 | RG0001 | FUG001 | ESCANABA POWER PLANT | 199.9 | 992.5 |  |  | 72 |  |  | 221112 | -87.065 | 45.772 |  |  | 125 | 999 |  |  | 1771_B_1a | 49829 | 121&128
26045 |  | Michigan | Eaton | 4174811 | 34945413 | 33242312 | B4001 | EU0007 | SV0001 | LBWL, Erickson Station | 1257 | 2915 | 475 | 17 | 335 | 13750 | 60.6 | 221112 | -84.6573 | 42.6932 | 1670 | R63-0142 | 125 | 100 | 1832 | 1 | 1832_B_1 | 48917 | 128&205 | R63-0142
26049 |  | Michigan | Genesee | 6472811 | 17731913 | 17250812 | N3570 | EU0009 | SV0001 | GENESEE POWER STATION LIMITED PARTNERSHI | 177.5 | 7.575 | 220 | 7.83 | 337 | 3330.8 | 69.2 | 221118 | -83.6701 | 43.085 | 591 |  | 125 | 100 | 54751 | 01 | 54751_B_01 | 48505 | 128&77&140
26049 |  | Michigan | Genesee | 6620111 | 18999013 | 109081412 | B2918 | RG0016 | SV0001 | Consumers Energy Thetford Combustion Tur | 2.4 | 0.0030825 | 80 | 13.7 | 850 | 15500 | 105.1 | 221112 | -83.6198 | 43.1529 | 555 | R63-0083 | 125 | 120 | 1719 | 1 | 1719_G_2 | 48458 |  | R63-0083
26049 |  | Michigan | Genesee | 6620111 | 18999013 | 109081512 | B2918 | RG0016 | SV0002 | Consumers Energy Thetford Combustion Tur | 2.4 | 0.0030825 | 80 | 13.7 | 850 | 15500 | 105.1 | 221112 | -83.6198 | 43.1529 | 555 | R63-0083 | 125 | 120 | 1719 | 2 | 1719_G_2 | 48458 |  | R63-0083
26049 |  | Michigan | Genesee | 6620111 | 18999013 | 109081612 | B2918 | RG0016 | SV0003 | Consumers Energy Thetford Combustion Tur | 2.4 | 0.0030825 | 80 | 13.7 | 850 | 15500 | 105.1 | 221112 | -83.6198 | 43.1529 | 555 | R63-0083 | 125 | 120 | 1719 | 3 | 1719_G_2 | 48458 |  | R63-0083
26049 |  | Michigan | Genesee | 6620111 | 18999013 | 109081712 | B2918 | RG0016 | SV0004 | Consumers Energy Thetford Combustion Tur | 2.4 | 0.0030825 | 80 | 13.7 | 850 | 15500 | 105.1 | 221112 | -83.6198 | 43.1529 | 555 | R63-0083 | 125 | 120 | 1719 | 4 | 1719_G_2 | 48458 |  | R63-0083
26059 |  | Michigan | Hillsdale | 6056111 | 23806613 | 22840512 | B7536 | EU0014 | SV0001 | HILLSDALE CITY OF PUBLIC UTILITIES | 0.0767 | 0.00504 | 54 | 2 | 425 | 1038.7 | 330.6 | 221112 | -84.6168 | 41.9072 | 2 | R63-0087 | 125 | 160 |  |  | 1829_G_2 | 49242 |  | R63-0087
26059 |  | Michigan | Hillsdale | 6056111 | 23806713 | 22840312 | B7536 | EU0015 | SV0002 | HILLSDALE CITY OF PUBLIC UTILITIES | 2.3521 | 0.03162 | 47 | 2.5 | 440 | 1038.7 | 211.6 | 221112 | -84.6168 | 41.9072 | 2 | R63-0087 | 125 | 160 |  |  | 1829_G_3 | 49242 |  | R63-0087
26059 |  | Michigan | Hillsdale | 6056111 | 23806813 | 22840212 | B7536 | EU0016 | SV0003 | HILLSDALE CITY OF PUBLIC UTILITIES | 2.3377 | 0.02311 | 45.5 | 2.5 | 1033 | 866.7 | 176.6 | 221112 | -84.6168 | 41.9072 | 4 | R63-0087 | 125 | 160 |  |  | 1829_G_4 | 49242 |  | R63-0087
26059 |  | Michigan | Hillsdale | 6056111 | 23807013 | 22840612 | B7536 | EU0019 | SV0018 | HILLSDALE CITY OF PUBLIC UTILITIES | 0.12795 | 0.00748 | 47 | 2.5 | 445 | 1038.7 | 211.6 | 221112 | -84.6168 | 41.9072 | 6 | R63-0087 | 125 | 160 |  |  | 1829_G_6 | 49242 |  | R63-0087
26059 |  | Michigan | Hillsdale | 6056111 | 23807113 | 22840412 | B7536 | EU0017 | SV0004 | HILLSDALE CITY OF PUBLIC UTILITIES | 4.0015 | 0.053775 | 45.5 | 2.5 | 950 | 866.7 | 176.6 | 221112 | -84.6168 | 41.9072 | 6 | R63-0087 | 125 | 160 |  |  | 1829_G_5 | 49242 |  | R63-0087
26059 |  | Michigan | Hillsdale | 7779111 | 3630113 | 3497112 | B6611 | EU0003 | SV0001 | MI SO CENTRAL POWER AGENCY | 392.5965 | 838.0974 | 250 | 9.4 | 132 | 3208.8 | 46.2 | 221112 | -84.4532 | 42.0192 | 55 | R63-0142 | 125 | 100 | 4259 | 1 | 4259_B_1 | 49252 | 12&123&128&141 | R63-0142
26061 |  | Michigan | Houghton | 6059111 | 23801413 | 22834812 | B6553 | EU0008 | SV0009 | UPPCO PORTAGE STATION | 0 | 0 | 28 | 13.5 | 900 | 3288.3 | 23 | 221112 | -88.592 | 47.0919 | 21 | R63-0083 | 125 | 120 |  |  | 8019_G_1 | 49963 |  | R63-0083
26063 |  | Michigan | Huron | 5952911 | 24546713 | 23571312 | B2802 | RG0011 | FUG001 | Detroit Edison Oliver Peaking Station | 24.91 | 0.00942 |  |  | 72 |  |  | 221112 | -83.2383 | 43.8264 | 3 | R63-0087 | 125 | 160 |  |  | 1735_G_1 | 48755 |  | R63-0087
26063 |  | Michigan | Huron | 5984511 | 24542613 | 109183212 | N3517 | RG0015 | SV0003 | THUMB ELECTRIC COOPERATIVE | 0 | 0 | 42 | 1.5 | 530 | 149.5 | 84.6 | 221112 | -83.0208 | 43.7942 | 1 | R63-0087 | 125 | 160 |  |  | 1875_G_1 | 48475 |  | R63-0087
26063 |  | Michigan | Huron | 5984511 | 24542613 | 109183312 | N3517 | RG0015 | SV0007 | THUMB ELECTRIC COOPERATIVE | 0 | 0 | 42 | 1.5 | 500 | 196.7 | 111.3 | 221112 | -83.0186 | 43.7947 | 1 | R63-0087 | 125 | 160 |  |  | 1875_G_1 | 48475 |  | R63-0087
26063 |  | Michigan | Huron | 5984511 | 24542613 | 109183812 | N3517 | RG0015 | SV0001 | THUMB ELECTRIC COOPERATIVE | 0 | 0 | 42 | 1.5 | 530 | 128.3 | 72.6 | 221112 | -83.0214 | 43.7931 | 1 | R63-0087 | 125 | 160 |  |  | 1875_G_1 | 48475 |  | R63-0087
26063 |  | Michigan | Huron | 5984511 | 24542613 | 109183912 | N3517 | RG0015 | SV0005 | THUMB ELECTRIC COOPERATIVE | 0 | 0 | 42 | 1.5 | 530 | 149.5 | 84.6 | 221112 | -83.0192 | 43.795 | 1 | R63-0087 | 125 | 160 |  |  | 1875_G_1 | 48475 |  | R63-0087
26063 |  | Michigan | Huron | 5984511 | 24542613 | 109184012 | N3517 | RG0015 | SV0008 | THUMB ELECTRIC COOPERATIVE | 0 | 0 | 43 | 1.67 | 740 | 308.3 | 140.8 | 221112 | -83.0172 | 43.7944 | 1 | R63-0087 | 125 | 160 |  |  | 1875_G_1 | 48475 |  | R63-0087
26063 |  | Michigan | Huron | 5984511 | 24542613 | 109184212 | N3517 | RG0015 | SV0010 | THUMB ELECTRIC COOPERATIVE | 0 | 0 | 35 | 1.667 | 690 | 419.5 | 192.3 | 221112 | -83.0083 | 43.7897 | 1 | R63-0087 | 125 | 160 |  |  | 1875_G_1 | 48475 |  | R63-0087
26063 |  | Michigan | Huron | 5984511 | 24542713 | 109183412 | N3517 | RG0021 | SV0024 | THUMB ELECTRIC COOPERATIVE | 0.035187 | 0.00047855 | 43 | 1.67 | 790 | 296.7 | 135.4 | 221112 | -83.0169 | 43.7939 | 2 | R63-0087 | 125 | 160 |  |  | 1875_G_8 | 48475 |  | R63-0087
26063 |  | Michigan | Huron | 5984511 | 24542713 | 109183512 | N3517 | RG0021 | SV0025 | THUMB ELECTRIC COOPERATIVE | 0.035187 | 0.00047855 | 35 | 1.667 | 685 | 390 | 178.8 | 221112 | -83.0053 | 43.7867 | 2 | R63-0087 | 125 | 160 |  |  | 1875_G_8 | 48475 |  | R63-0087
26063 |  | Michigan | Huron | 5984511 | 24542713 | 109183612 | N3517 | RG0021 | SV0026 | THUMB ELECTRIC COOPERATIVE | 0.035187 | 0.00047855 | 35 | 1.667 | 702 | 380.3 | 174.3 | 221112 | -83.0061 | 43.7867 | 2 | R63-0087 | 125 | 160 |  |  | 1875_G_8 | 48475 |  | R63-0087
26063 |  | Michigan | Huron | 5984511 | 24542713 | 109183712 | N3517 | RG0021 | SV0027 | THUMB ELECTRIC COOPERATIVE | 0.033117 | 0.0004504 | 35 | 1.667 | 685 | 260 | 119.2 | 221112 | -83.0061 | 43.7867 | 2 | R63-0087 | 125 | 160 |  |  | 1875_G_8 | 48475 |  | R63-0087
26063 |  | Michigan | Huron | 5984511 | 24542713 | 109184112 | N3517 | RG0021 | SV0009 | THUMB ELECTRIC COOPERATIVE | 0.035187 | 0.00047855 | 43 | 1.67 | 740 | 308.3 | 140.8 | 221112 | -83.0169 | 43.7939 | 2 | R63-0087 | 125 | 160 |  |  | 1875_G_8 | 48475 |  | R63-0087
26063 |  | Michigan | Huron | 5984511 | 24542713 | 109184312 | N3517 | RG0021 | SV0028 | THUMB ELECTRIC COOPERATIVE | 0.033117 | 0.0004504 | 35 | 1.667 | 702 | 253.5 | 116.2 | 221112 | -83.0061 | 43.7867 | 2 | R63-0087 | 125 | 160 |  |  | 1875_G_8 | 48475 |  | R63-0087
26063 |  | Michigan | Huron | 7790211 | 2337613 | 2252012 | B2815 | EU0009 | SV0001 | DTE - Electric Company Harbor Beach Powe | 628.288 | 1430.0108 | 300 | 9.5 | 280 | 7726.7 | 109 | 221112 | -82.6437 | 43.8522 | 1100 | R63-0142 | 125 | 100 | 1731 | 1 | 1731_B_1 | 48441 | 128&128&215 | R63-0142
26063 |  | Michigan | Huron | 7790211 | 2338013 | 2252312 | B2815 | RG0018 | FUG001 | DTE - Electric Company Harbor Beach Powe | 3.174 | 0.00125 |  |  | 72 |  |  | 221112 | -82.6437 | 43.8518 | 2 | R63-0087 | 125 | 160 |  |  | 1731_G_IC2 | 48441 |  | R63-0087
26065 |  | Michigan | Ingham | 5985211 | 24540813 | 109218112 | B2647 | RG0023 | SV0005 | LBWL, Eckert & Moores Park Station | 485.35 | 1238.79 | 619 | 8 | 350 | 7166.7 | 142.6 | 221112 | -84.5577 | 42.7185 | 807 | R63-0142 | 125 | 100 | 1831 | 4 | 1831_B_4_6 | 48901 | 128&205 | R63-0142
26065 |  | Michigan | Ingham | 5985211 | 24540813 | 109218212 | B2647 | RG0023 | SV0006 | LBWL, Eckert & Moores Park Station | 471.075 | 1202.355 | 619 | 8 | 350 | 7166.7 | 142.6 | 221112 | -84.5577 | 42.7185 | 807 | R63-0142 | 125 | 100 | 1831 | 5 | 1831_B_4_6 | 48901 | 128&205 | R63-0142
26065 |  | Michigan | Ingham | 5985211 | 24540813 | 109218312 | B2647 | RG0023 | SV0007 | LBWL, Eckert & Moores Park Station | 471.075 | 1202.355 | 619 | 8 | 350 | 7166.7 | 142.6 | 221112 | -84.5577 | 42.7185 | 807 | R63-0142 | 125 | 100 | 1831 | 6 | 1831_B_4_6 | 48901 | 128&205 | R63-0142
26065 |  | Michigan | Ingham | 5985211 | 24541213 | 109217712 | B2647 | RG0021 | SV0008 | LBWL, Eckert & Moores Park Station | 161.825 | 167.325 | 619 | 6 | 320 | 2773.3 | 98.1 | 221112 | -84.5577 | 42.7185 | 509 |  | 125 | 100 |  |  | 1831_B_1 | 48901 | 121&128
26065 |  | Michigan | Ingham | 5985211 | 24541213 | 109218412 | B2647 | RG0021 | SV0009 | LBWL, Eckert & Moores Park Station | 161.825 | 167.325 | 619 | 6 | 320 | 3053.3 | 108 | 221112 | -84.5577 | 42.7185 | 509 |  | 125 | 100 |  |  | 1831_B_1 | 48901 | 121&128
26065 |  | Michigan | Ingham | 5985211 | 24541313 | 109217812 | B2647 | RG0022 | SV0002 | LBWL, Eckert & Moores Park Station | 188.87 | 464.61 | 619 | 6 | 340 | 3333.3 | 117.9 | 221112 | -84.5577 | 42.7185 | 522 | R63-0142 | 125 | 100 | 1831 | 1 | 1831_B_1_3 | 48901 | 128&205 | R63-0142
26065 |  | Michigan | Ingham | 5985211 | 24541313 | 109217912 | B2647 | RG0022 | SV0003 | LBWL, Eckert & Moores Park Station | 183.315 | 450.945 | 619 | 6 | 415 | 4000 | 141.5 | 221112 | -84.5577 | 42.7185 | 522 | R63-0142 | 125 | 100 | 1831 | 2 | 1831_B_1_3 | 48901 | 128&205 | R63-0142
26065 |  | Michigan | Ingham | 5985211 | 24541313 | 109218012 | B2647 | RG0022 | SV0004 | LBWL, Eckert & Moores Park Station | 183.315 | 450.945 | 619 | 6 | 415 | 4833.3 | 170.9 | 221112 | -84.5577 | 42.7185 | 522 | R63-0142 | 125 | 100 | 1831 | 3 | 1831_B_1_3 | 48901 | 128&205 | R63-0142
26065 |  | Michigan | Ingham | 8157711 | 4525513 | 4398012 | K3249 | EU0529 | SV0001 | Michigan State University | 206.1 | 739.6446 | 275 | 11 | 325 | 4430 | 46.6 | 611310 | -84.4843 | 42.7181 | 330 | R63-0040 | 148 | 100 | 10328 | UNIT1 | 10328_B_UNIT1 | 48824 | 100&205 | R63-0040
26065 |  | Michigan | Ingham | 8157711 | 4525613 | 4398012 | K3249 | EU0530 | SV0001 | Michigan State University | 226.15 | 807.6351 | 275 | 11 | 325 | 4430 | 46.6 | 611310 | -84.4843 | 42.7181 | 330 | R63-0040 | 148 | 100 | 10328 | UNIT2 | 10328_B_UNIT2 | 48824 | 100&205 | R63-0040
26065 |  | Michigan | Ingham | 8157711 | 4525713 | 4397912 | K3249 | EU0531 | SV0002 | Michigan State University | 211.9 | 282.2502 | 275 | 13 | 325 | 5255 | 39.6 | 611310 | -84.4843 | 42.7181 | 460 | R63-0040 | 148 | 100 | 10328 | UNIT3 | 10328_B_UNIT3 | 48824 | 10&205&128&205 | R63-0040
26065 |  | Michigan | Ingham | 8157711 | 4525813 | 4397912 | K3249 | EU0532 | SV0002 | Michigan State University | 92.25 | 277.95 | 275 | 13 | 325 | 5255 | 39.6 | 611310 | -84.4843 | 42.7181 | 460 | R63-0040 | 148 | 100 | 10328 | UNIT4 | 10328_B_UNIT4 | 48824 | 100&65&100&65&41 | R63-0040
26075 |  | Michigan | Jackson | 5695811 | 22024913 | 109121512 | N6626 | RG0032 | SV0022 | Jackson Power Company, LLC | 42.01 | 0.7525 | 105 | 15.5 | 296 | 14033.3 | 74.4 | 221112 | -84.3755 | 42.2464 | 1260 | R63-0083 | 125 | 120 | 55270 | 7EA | 55270_G_7EA | 49203 |  | R63-0083
26075 |  | Michigan | Jackson | 5695811 | 22025013 | 109121112 | N6626 | RG0031 | SV0014 | Jackson Power Company, LLC | 42.687 | 0.30974 | 105 | 9.5 | 300 | 6300 | 88.9 | 221112 | -84.3772 | 42.2464 | 637 | R63-0083 | 125 | 120 | 55270 | LM1 | 55270_G_LM1 | 49203 |  | R63-0083
26075 |  | Michigan | Jackson | 5695811 | 22025013 | 109121212 | N6626 | RG0031 | SV0017 | Jackson Power Company, LLC | 42.687 | 0.30974 | 105 | 9.5 | 300 | 6300 | 88.9 | 221112 | -84.377 | 42.2465 | 637 | R63-0083 | 125 | 120 | 55270 | LM1 | 55270_G_LM1 | 49203 |  | R63-0083
26075 |  | Michigan | Jackson | 5695811 | 22025013 | 109121312 | N6626 | RG0031 | SV0018 | Jackson Power Company, LLC | 42.687 | 0.30974 | 105 | 9.5 | 300 | 6300 | 88.9 | 221112 | -84.3769 | 42.2463 | 637 | R63-0083 | 125 | 120 | 55270 | LM1 | 55270_G_LM1 | 49203 |  | R63-0083
26075 |  | Michigan | Jackson | 5695811 | 22025013 | 109121412 | N6626 | RG0031 | SV0019 | Jackson Power Company, LLC | 42.687 | 0.30974 | 105 | 9.5 | 300 | 6300 | 88.9 | 221112 | -84.3768 | 42.2465 | 637 | R63-0083 | 125 | 120 | 55270 | LM1 | 55270_G_LM1 | 49203 |  | R63-0083
26075 |  | Michigan | Jackson | 5695811 | 22025013 | 109121612 | N6626 | RG0031 | SV0020 | Jackson Power Company, LLC | 40.176 | 0.29152 | 105 | 9.5 | 300 | 6300 | 88.9 | 221112 | -84.3767 | 42.2463 | 637 | R63-0083 | 125 | 120 | 55270 | LM1 | 55270_G_LM1 | 49203 |  | R63-0083
26075 |  | Michigan | Jackson | 5695811 | 22025013 | 109121712 | N6626 | RG0031 | SV0021 | Jackson Power Company, LLC | 40.176 | 0.29152 | 105 | 9.5 | 300 | 6300 | 88.9 | 221112 | -84.3766 | 42.2465 | 637 | R63-0083 | 125 | 120 | 55270 | LM1 | 55270_G_LM1 | 49203 |  | R63-0083
26077 |  | Michigan | Kalamazoo | 5619811 | 19999813 | 109103812 | N6252 | RG0021 | SV0004 | Consumers Energy Morrow Combustion Turbi | 0.03285 | 0.0021575 | 20 | 8 | 950 | 7166.7 | 142.5 | 221112 | -85.4929 | 42.2784 | 14 | R63-0087 | 125 | 160 |  |  | 1696_G_B | 49041 |  | R63-0087
26077 |  | Michigan | Kalamazoo | 5619811 | 19999813 | 109103912 | N6252 | RG0021 | SV0003 | Consumers Energy Morrow Combustion Turbi | 0.03285 | 0.0021575 | 20 | 8 | 950 | 7166.7 | 142.5 | 221112 | -85.4929 | 42.2784 | 14 | R63-0087 | 125 | 160 |  |  | 1696_G_B | 49041 |  | R63-0087
26077 |  | Michigan | Kalamazoo | 5619811 | 19999913 | 109103812 | N6252 | RG0018 | SV0004 | Consumers Energy Morrow Combustion Turbi | 0.759 | 0.007915 | 20 | 8 | 950 | 7166.7 | 142.5 | 221112 | -85.4929 | 42.2784 | 14 | R63-0083 | 125 | 120 |  |  | 1696_G_A | 49041 |  | R63-0083
26077 |  | Michigan | Kalamazoo | 5619811 | 19999913 | 109103912 | N6252 | RG0018 | SV0003 | Consumers Energy Morrow Combustion Turbi | 0.759 | 0.007915 | 20 | 8 | 950 | 7166.7 | 142.5 | 221112 | -85.4929 | 42.2784 | 14 | R63-0083 | 125 | 120 |  |  | 1696_G_A | 49041 |  | R63-0083
26077 |  | Michigan | Kalamazoo | 5620911 | 19998413 | 19329412 | N6731 | EU0002 | SV0001 | CMS Generation Kalamazoo River Generatin | 1.131 | 0.014275 | 60 | 14.5 | 950 | 23683.3 | 143.4 | 221112 | -85.49 | 42.28 | 75 | R63-0083 | 125 | 120 | 55101 | 1 | 55101_G_0001 | 49093 | 205 | R63-0083
26081 |  | Michigan | Kent | 4151711 | 35916313 | 34213612 | N1784 | EU0006 | SV0001 | ADA COGENERATION LIMITED PARTNERSHIP | 131.25 | 0.843 | 70 | 8 | 324 | 1616.7 | 32.2 | 221112 | -85.4932 | 42.9622 | 23 | R63-0083 |  | 120 |  |  | 10819_G_GEN1 | 49355 | 205&28 | R63-0083
26081 |  | Michigan | Kent | 4151711 | 35916413 | 34213612 | N1784 | EU0008 | SV0001 | ADA COGENERATION LIMITED PARTNERSHIP | 18.17 | 0.073 | 70 | 8 | 324 | 1616.7 | 32.2 | 221112 | -85.4932 | 42.9622 | 6 |  |  | 100 |  |  | 10819_G_GEN2 | 49355
26091 |  | Michigan | Lenawee | 5821211 | 20145713 | 19465312 | B6508 | RG0005 | FUG001 | CLINTON VILLAGE OF | 0 | 0 |  |  | 72 |  |  | 221112 | -83.9768 | 42.0701 | 1 | R63-0087 | 125 | 160 |  |  | 1818_G_3 | 49236 |  | R63-0087
26091 |  | Michigan | Lenawee | 5821211 | 20145813 | 19465312 | B6508 | EU0001 | FUG001 | CLINTON VILLAGE OF | 0.29875 | 0.005305 |  |  | 72 |  |  | 221112 | -83.9768 | 42.0701 | 1 | R63-0087 | 125 | 160 |  |  | 1818_G_1 | 49236 |  | R63-0087
26091 |  | Michigan | Lenawee | 8089411 | 4869313 | 4715612 | B6027 | RG0083 | FUG001 | Inteva Products Adrian Operations | 2.551 | 0.015305 |  |  | 72 |  |  | 336360 | -84.0144 | 41.8869 |  | R63-0040 | 137 | 100 |  |  | 54903_G_UNT1 | 49221 | 26 | R63-0040
26091 |  | Michigan | Lenawee | 8089411 | 4869613 | 109251212 | B6027 | RG0080 | SV0045 | Inteva Products Adrian Operations |  |  | 49 | 1.75 | 80 | 56.7 | 23.6 | 336360 | -84.0125 | 41.8883 |  |  | 137 | 450 |  |  | 54903_G_UNT1 | 49221
26091 |  | Michigan | Lenawee | 8089411 | 4869613 | 109251312 | B6027 | RG0080 | SV0046 | Inteva Products Adrian Operations |  |  | 49 | 1.75 | 80 | 40.7 | 16.9 | 336360 | -84.0125 | 41.8883 |  |  | 137 | 450 |  |  | 54903_G_UNT1 | 49221
26091 |  | Michigan | Lenawee | 8089411 | 4869613 | 109251412 | B6027 | RG0080 | SV0043 | Inteva Products Adrian Operations |  |  | 49 | 1.75 | 80 | 60 | 24.9 | 336360 | -84.0125 | 41.8883 |  |  | 137 | 450 |  |  | 54903_G_UNT1 | 49221
26091 |  | Michigan | Lenawee | 8089411 | 4869613 | 109251512 | B6027 | RG0080 | SV0044 | Inteva Products Adrian Operations |  |  | 49 | 1.75 | 80 | 53.3 | 22.2 | 336360 | -84.0125 | 41.8883 |  |  | 137 | 450 |  |  | 54903_G_UNT1 | 49221
26091 |  | Michigan | Lenawee | 8089411 | 4869713 | 4715612 | B6027 | EU0082 | FUG001 | Inteva Products Adrian Operations |  |  |  |  | 72 |  |  | 336360 | -84.0144 | 41.8869 |  |  | 137 | 450 |  |  | 54903_G_UNT1 | 49221
26091 |  | Michigan | Lenawee | 8089411 | 4869913 | 4715612 | B6027 | EU0078 | FUG001 | Inteva Products Adrian Operations |  |  |  |  | 72 |  |  | 336360 | -84.0144 | 41.8869 |  | R63-0146 | 137 | 999 |  |  | 54903_G_UNT1 | 49221 |  | R63-0146
26091 |  | Michigan | Lenawee | 8089411 | 4870013 | 73871212 | B6027 | EU0066 | SV0050 | Inteva Products Adrian Operations | 0.079525 | 0.00034 | 93 | 2.5 | 80 | 200 | 40.7 | 336360 | -84.0165 | 41.8878 |  |  | 137 | 450 |  |  | 54903_G_UNT1 | 49221
26091 |  | Michigan | Lenawee | 8089411 | 4870013 | 73871312 | B6027 | EU0066 | SV0051 | Inteva Products Adrian Operations | 0.079525 | 0.00034 | 83 | 0.83 | 180 | 25 | 46.2 | 336360 | -84.0165 | 41.8878 |  |  | 137 | 450 |  |  | 54903_G_UNT1 | 49221
26091 |  | Michigan | Lenawee | 8089411 | 4870213 | 73871112 | B6027 | EU0077 | SV0049 | Inteva Products Adrian Operations | 1.154 | 0.004945 | 110 | 3.83 | 80 | 966.7 | 83.9 | 336360 | -84.0169 | 41.8876 |  |  | 137 | 450 |  |  | 54903_G_UNT1 | 49221
26091 |  | Michigan | Lenawee | 8089411 | 82871813 | 73871412 | B6027 | EU0091 | SV0087 | Inteva Products Adrian Operations | 0.41075 | 0.00176 | 90 | 2.667 | 75 | 441.3 | 79 | 336360 | -84.0149 | 41.8881 |  |  | 137 | 999 |  |  | 54903_G_UNT1 | 49221
26091 |  | Michigan | Lenawee | 8089411 | 82871813 | 73871512 | B6027 | EU0091 | SV0090 | Inteva Products Adrian Operations | 0.41075 | 0.00176 | 90 | 1.667 | 180 | 83.3 | 38.2 | 336360 | -84.0149 | 41.8881 |  |  | 137 | 999 |  |  | 54903_G_UNT1 | 49221
26091 |  | Michigan | Lenawee | 8089411 | 82871813 | 73871612 | B6027 | EU0091 | SV0089 | Inteva Products Adrian Operations | 0.41075 | 0.00176 | 90 | 2.667 | 75 | 441.3 | 79 | 336360 | -84.0149 | 41.8881 |  |  | 137 | 999 |  |  | 54903_G_UNT1 | 49221
26091 |  | Michigan | Lenawee | 8089411 | 82871813 | 73871812 | B6027 | EU0091 | SV0088 | Inteva Products Adrian Operations | 0.41075 | 0.00176 | 90 | 2.667 | 75 | 441.3 | 79 | 336360 | -84.0149 | 41.8881 |  |  | 137 | 999 |  |  | 54903_G_UNT1 | 49221
26091 |  | Michigan | Lenawee | 8089411 | 90090313 | 86074112 | B6027 | EU0092 | SV0092 | Inteva Products Adrian Operations | 0.1015 | 0.000435 | 110 | 3.83 | 80 | 850.3 | 73.8 | 336360 | -84.0169 | 41.8876 |  |  | 137 | 999 |  |  | 54903_G_UNT1 | 49221 | 131
26091 |  | Michigan | Lenawee | 8089411 | 90090313 | 86074212 | B6027 | EU0092 | SV0091 | Inteva Products Adrian Operations | 0.1015 | 0.000435 | 30 | 5 | 118 | 865.5 | 44.1 | 336360 | -84.0169 | 41.8876 |  |  | 137 | 999 |  |  | 54903_G_UNT1 | 49221 | 131
26091 |  | Michigan | Lenawee | 8089411 | 90090413 | 73871112 | B6027 | EU0093 | SV0049 | Inteva Products Adrian Operations | 0.7035 | 0.003015 | 110 | 3.83 | 80 | 966.7 | 83.9 | 336360 | -84.0169 | 41.8876 |  |  | 137 | 999 |  |  | 54903_G_UNT1 | 49221
26093 |  | Michigan | Livingston | 5887311 | 23339913 | 22372612 | B2795 | RG0012 | FUG001 | DTE - Electric Company COLFAX PEAKERS | 4.5125 | 0.15215 |  |  | 72 |  |  | 221112 | -84.0944 | 42.6586 | 3 | R63-0087 | 125 | 160 |  |  | 1725_G_1 | 48836 |  | R63-0087
26099 |  | Michigan | Macomb | 5689511 | 23065913 | 22136812 | B2808 | EU0003 | FUG001 | DTE - Electric Company NORTHEAST STATION | 0 | 0 |  |  | 72 |  |  | 221112 | -83.0383 | 42.4506 | 18 | R63-0083 | 125 | 120 |  |  | 1734_G_5 | 48091 | 28 | R63-0083
26099 |  | Michigan | Macomb | 5689511 | 23066013 | 22136812 | B2808 | RG0016 | FUG001 | DTE - Electric Company NORTHEAST STATION | 2.8465 | 0.005015 |  |  | 72 |  |  | 221112 | -83.0383 | 42.4506 | 15 | R63-0083 | 125 | 120 |  |  | 1734_G_1 | 48091 |  | R63-0083
26099 |  | Michigan | Macomb | 5689511 | 23066113 | 22136812 | B2808 | RG0018 | FUG001 | DTE - Electric Company NORTHEAST STATION | 6.08 | 0.006975 |  |  | 72 |  |  | 221112 | -83.0383 | 42.4506 | 14 | R63-0083 | 125 | 120 |  |  | 1734_G_3 | 48091 | 28 | R63-0083
26101 |  | Michigan | Manistee | 4856911 | 82791313 | 29241312 | N1685 | RG0017 | SV0004 | TES Filer City Station | 589.75 | 295.5 | 250 | 6.333 | 160 | 2466.7 | 78.3 | 221112 | -86.29 | 44.21 | 450 | R63-0142 | 125 | 999 | 50835 | 1 | 50835_B_1_2 | 49634 | 100&67 | R63-0142
26101 |  | Michigan | Manistee | 4856911 | 82791313 | 29241412 | N1685 | RG0017 | SV0016 | TES Filer City Station | 589.75 | 295.5 | 250 | 6.333 | 160 | 2466.7 | 78.3 | 221112 | -86.29 | 44.21 | 450 | R63-0142 | 125 | 999 | 50835 | 2 | 50835_B_1_2 | 49634 | 100&67 | R63-0142
26103 |  | Michigan | Marquette | 7778411 | 3632213 | 3499512 | B4261 | EU0034 | SV0006 | WISCONSIN ELECTRIC POWER COMPANY | 1203.278 | 1533.5105 | 410 | 9.5 | 306 | 3555 | 50.2 | 221112 | -87.3952 | 46.5814 | 1010 | R63-0142 | 125 | 100 | 1769 | 7 | 1769_B_7 | 49855 | 100&205&128 | R63-0142
26103 |  | Michigan | Marquette | 7778411 | 3632513 | 3499412 | B4261 | EU0035 | SV0007 | WISCONSIN ELECTRIC POWER COMPANY | 1200.748 | 1566.5133 | 410 | 9.5 | 311 | 3743.3 | 52.8 | 221112 | -87.3952 | 46.5815 | 1010 | R63-0142 | 125 | 100 | 1769 | 8 | 1769_B_8 | 49855 | 100&205&128 | R63-0142
26103 |  | Michigan | Marquette | 7778411 | 3632613 | 3499612 | B4261 | EU0032 | SV0004 | WISCONSIN ELECTRIC POWER COMPANY | 588.2395 | 1363.0073 | 400 | 9 | 330 | 2476.7 | 38.9 | 221112 | -87.3952 | 46.5809 | 995 | R63-0142 | 125 | 100 | 1769 | 5 | 1769_B_5 | 49855 | 100&205&128 | R63-0142
26103 |  | Michigan | Marquette | 7778411 | 3632713 | 3499312 | B4261 | EU0033 | SV0005 | WISCONSIN ELECTRIC POWER COMPANY | 815.4735 | 1924.0058 | 400 | 9 | 310 | 2610 | 41 | 221112 | -87.3952 | 46.5809 | 995 | R63-0142 | 125 | 100 | 1769 | 6 | 1769_B_6 | 49855 | 100&205&128 | R63-0142
26103 |  | Michigan | Marquette | 7778411 | 3633013 | 3499812 | B4261 | EU0036 | SV0008 | WISCONSIN ELECTRIC POWER COMPANY | 1248.0645 | 1591.5122 | 410 | 9.5 | 320 | 3738.3 | 52.7 | 221112 | -87.3952 | 46.5815 | 1010 | R63-0142 | 125 | 100 | 1769 | 9 | 1769_B_9 | 49855 | 100&205&128 | R63-0142
26103 |  | Michigan | Marquette | 7779711 | 3628213 | 3495112 | B1833 | EU0012 | SV0002 | MARQUETTE BOARD OF LIGHT & POWER | 36.67 | 154.55 | 250 | 7.5 | 271 | 2950 | 66.8 | 221112 | -87.3931 | 46.5303 | 20 | R63-0040 | 125 | 100 |  |  | 1843_B_2 | 49855 | 100 | R63-0040
26103 |  | Michigan | Marquette | 7779711 | 3628313 | 3495212 | B1833 | EU0003 | SV0001 | MARQUETTE BOARD OF LIGHT & POWER | 273.916 | 210.0834 | 350 | 9 | 210 | 3400 | 53.4 | 221112 | -87.3925 | 46.5319 | 44 | R63-0142 | 125 | 100 | 1843 | 3 | 1843_B_3 | 49855 | 100&119 | R63-0142
26105 |  | Michigan | Mason | 4190311 | 34937913 | 109238612 | N4975 | RG0012 | SV0003 | Michigan Power Limited Partnership | 193.1 | 0.967 | 100 | 15 | 252 | 14206.5 | 80.4 | 221112 | -86.4243 | 43.9422 | 1480 | R63-0083 | 125 | 120 | 54915 | 1 | 54915_G_G101 | 49431 | 109&205 | R63-0083
26111 |  | Michigan | Midland | 6473711 | 17729813 | 109205312 | B6527 | RG0064 | SV0011 | Midland Cogeneration Venture | 11.89 | 0.07424 | 150 | 18 | 234 | 13333.3 | 52.4 | 221112 | -84.2259 | 43.5846 | 13 | R63-0040 | 125 | 100 | 10745 | 011 | 10745_G_BP15 | 48640 |  | R63-0040
26111 |  | Michigan | Midland | 6473711 | 17729813 | 109205712 | B6527 | RG0064 | SV0007 | Midland Cogeneration Venture | 11.89 | 0.07424 | 150 | 18 | 234 | 13333.3 | 52.4 | 221112 | -84.2259 | 43.5846 | 13 | R63-0040 | 125 | 100 | 10745 | 011 | 10745_G_BP15 | 48640 |  | R63-0040
26111 |  | Michigan | Midland | 6473711 | 17729813 | 109205812 | B6527 | RG0064 | SV0008 | Midland Cogeneration Venture | 11.89 | 0.07424 | 150 | 18 | 234 | 13333.3 | 52.4 | 221112 | -84.2259 | 43.5846 | 13 | R63-0040 | 125 | 100 | 10745 | 011 | 10745_G_BP15 | 48640 |  | R63-0040
26111 |  | Michigan | Midland | 6473711 | 17729813 | 109205912 | B6527 | RG0064 | SV0009 | Midland Cogeneration Venture | 11.89 | 0.07424 | 150 | 18 | 234 | 13333.3 | 52.4 | 221112 | -84.2259 | 43.5846 | 13 | R63-0040 | 125 | 100 | 10745 | 011 | 10745_G_BP15 | 48640 |  | R63-0040
26111 |  | Michigan | Midland | 6473711 | 17729813 | 17249112 | B6527 | RG0064 | SV0010 | Midland Cogeneration Venture | 11.89 | 0.07424 | 150 | 18 | 234 | 13333.3 | 52.4 | 221112 | -84.2259 | 43.5846 | 13 | R63-0040 | 125 | 100 | 10745 | 011 | 10745_G_BP15 | 48640 |  | R63-0040
26111 |  | Michigan | Midland | 6473711 | 17730113 | 109204912 | B6527 | RG0063 | SV0002 | Midland Cogeneration Venture | 143.19 | 0.17816 | 150 | 18 | 248 | 13333.3 | 52.4 | 221112 | -84.2259 | 43.5846 | 88 | R63-0083 | 125 | 120 | 10745 | 003 | 10745_G_GT4 | 48640 | 28 | R63-0083
26111 |  | Michigan | Midland | 6473711 | 17730113 | 109205012 | B6527 | RG0063 | SV0003 | Midland Cogeneration Venture | 143.19 | 0.17816 | 150 | 18 | 248 | 13333.3 | 52.4 | 221112 | -84.2259 | 43.5846 | 88 | R63-0083 | 125 | 120 | 10745 | 004 | 10745_G_GT4 | 48640 | 28 | R63-0083
26111 |  | Michigan | Midland | 6473711 | 17730113 | 109205112 | B6527 | RG0063 | SV0004 | Midland Cogeneration Venture | 143.19 | 0.17816 | 150 | 18 | 248 | 13333.3 | 52.4 | 221112 | -84.2259 | 43.5846 | 88 | R63-0083 | 125 | 120 | 10745 | 005 | 10745_G_GT4 | 48640 | 28 | R63-0083
26111 |  | Michigan | Midland | 6473711 | 17730113 | 109205212 | B6527 | RG0063 | SV0005 | Midland Cogeneration Venture | 143.19 | 0.17816 | 150 | 18 | 248 | 13333.3 | 52.4 | 221112 | -84.2259 | 43.5846 | 88 | R63-0083 | 125 | 120 | 10745 | 006 | 10745_G_GT4 | 48640 | 28 | R63-0083
26111 |  | Michigan | Midland | 6473711 | 17730113 | 109205312 | B6527 | RG0063 | SV0011 | Midland Cogeneration Venture | 143.19 | 0.17816 | 150 | 18 | 234 | 13333.3 | 52.4 | 221112 | -84.2259 | 43.5846 | 88 | R63-0083 | 125 | 120 | 10745 | 007 | 10745_G_GT4 | 48640 | 28 | R63-0083
26111 |  | Michigan | Midland | 6473711 | 17730113 | 109205512 | B6527 | RG0063 | SV0001 | Midland Cogeneration Venture | 159.1 | 0.19795 | 150 | 18 | 248 | 13333.3 | 52.4 | 221112 | -84.2259 | 43.5846 | 88 | R63-0083 | 125 | 120 | 10745 | 014 | 10745_G_GT4 | 48640 | 28 | R63-0083
26111 |  | Michigan | Midland | 6473711 | 17730113 | 109205612 | B6527 | RG0063 | SV0006 | Midland Cogeneration Venture | 143.19 | 0.17816 | 150 | 18 | 248 | 13333.3 | 52.4 | 221112 | -84.2259 | 43.5846 | 88 | R63-0083 | 125 | 120 | 10745 | 008 | 10745_G_GT4 | 48640 | 28 | R63-0083
26111 |  | Michigan | Midland | 6473711 | 17730113 | 109205712 | B6527 | RG0063 | SV0007 | Midland Cogeneration Venture | 143.19 | 0.17816 | 150 | 18 | 234 | 13333.3 | 52.4 | 221112 | -84.2259 | 43.5846 | 88 | R63-0083 | 125 | 120 | 10745 | 009 | 10745_G_GT4 | 48640 | 28 | R63-0083
26111 |  | Michigan | Midland | 6473711 | 17730113 | 109205812 | B6527 | RG0063 | SV0008 | Midland Cogeneration Venture | 143.19 | 0.17816 | 150 | 18 | 234 | 13333.3 | 52.4 | 221112 | -84.2259 | 43.5846 | 88 | R63-0083 | 125 | 120 | 10745 | 010 | 10745_G_GT4 | 48640 | 28 | R63-0083
26111 |  | Michigan | Midland | 6473711 | 17730113 | 109205912 | B6527 | RG0063 | SV0009 | Midland Cogeneration Venture | 143.19 | 0.17816 | 150 | 18 | 234 | 13333.3 | 52.4 | 221112 | -84.2259 | 43.5846 | 88 | R63-0083 | 125 | 120 | 10745 | 010 | 10745_G_GT4 | 48640 | 28 | R63-0083
26111 |  | Michigan | Midland | 6473711 | 17730113 | 109206012 | B6527 | RG0063 | SV0012 | Midland Cogeneration Venture | 143.19 | 0.17816 | 150 | 18 | 234 | 13333.3 | 52.4 | 221112 | -84.2259 | 43.5846 | 88 | R63-0083 | 125 | 120 | 10745 | 013 | 10745_G_GT4 | 48640 | 28 | R63-0083
26111 |  | Michigan | Midland | 6473711 | 17730213 | 17249112 | B6527 | EU0060 | SV0010 | Midland Cogeneration Venture | 299.5 | 0.4974 | 150 | 18 | 234 | 13333.3 | 52.4 | 221112 | -84.2259 | 43.5846 | 5 | R63-0083 | 125 | 120 | 10745 | 012 | 10745_G_1G12 | 48640 | 205 | R63-0083
26113 |  | Michigan | Missaukee | 8226611 | 6629413 | 6596912 | N1160 | EU0003 | SV0001 | Viking Energy of McBain | 229.023 | 226.075 | 150 | 6 | 337 | 1766.7 | 62.5 | 221118 | -85.2202 | 44.204 |  | R63-0040 | 125 | 100 |  |  | 50770_B_B1 | 49657 | 10&77&204&128&204 | R63-0040
26115 |  | Michigan | Monroe | 7285811 | 8570413 | 8457212 | B2846 | EU0019 | SV0001 | J.R. WHITING CO | 591 | 1563.5 | 297 | 11 | 288 | 6150 | 64.7 | 221112 | -83.4485 | 41.792 | 1010 | R63-0142 | 125 | 100 | 1723 | 1 | 1723_B_1 | 48133 | 128&205 | R63-0142
26115 |  | Michigan | Monroe | 7285811 | 8570513 | 8457112 | B2846 | EU0026 | SV0015 | J.R. WHITING CO | 0 | 0 | 16 | 11.98 | 850 | 7666.7 | 68 | 221112 | -83.4509 | 41.7931 | 13 | R63-0083 | 125 | 120 |  |  | 1723_G_A | 48133 |  | R63-0083
26115 |  | Michigan | Monroe | 7285811 | 8570613 | 8456812 | B2846 | EU0021 | SV0003 | J.R. WHITING CO | 901 | 2288.5 | 297 | 11.9 | 286 | 7816.7 | 70.3 | 221112 | -83.4485 | 41.792 | 1260 | R63-0142 | 125 | 100 | 1723 | 3 | 1723_B_3 | 48133 | 128&205 | R63-0142
26115 |  | Michigan | Monroe | 7285811 | 8570713 | 8457412 | B2846 | EU0020 | SV0002 | J.R. WHITING CO | 809 | 2091.5 | 297 | 11 | 285 | 6150 | 64.7 | 221112 | -83.4485 | 41.792 | 997 | R63-0142 | 125 | 100 | 1723 | 2 | 1723_B_2 | 48133 | 128&205 | R63-0142
26115 |  | Michigan | Monroe | 7888311 | 3285113 | 3178712 | B2816 | EU0068 | SV0021 | DTE - Electric Company MONROE POWER | 6495.745 | 23730.0677 | 700 | 28 | 270 | 78833.3 | 128 | 221112 | -83.345 | 41.8915 | 8500 | R63-0142 | 125 | 100 | 1733 | 2 | 1733_B_2 | 48161 | 128&205 | R63-0142
26115 |  | Michigan | Monroe | 7888311 | 3285213 | 3177912 | B2816 | EU0064 | SV0022 | DTE - Electric Company MONROE POWER | 1878.2593 | 564.0002 | 700 | 28 | 265 | 78833.3 | 128 | 221112 | -83.3464 | 41.891 | 7420 | R63-0142 | 125 | 100 | 1733 | 4 | 1733_B_4 | 48161 | 128&205&139&128&205&141&139 | R63-0142
26115 |  | Michigan | Monroe | 7888311 | 3285313 | 3177912 | B2816 | EU0063 | SV0022 | DTE - Electric Company MONROE POWER | 1078.1834 | 956.5005 | 700 | 28 | 265 | 78833.3 | 128 | 221112 | -83.3464 | 41.891 | 7420 | R63-0142 | 125 | 100 | 1733 | 3 | 1733_B_3 | 48161 | 128&205&128&205&141&139 | R63-0142
26115 |  | Michigan | Monroe | 7888311 | 3285413 | 3178712 | B2816 | EU0062 | SV0021 | DTE - Electric Company MONROE POWER | 5751.393 | 23840.0183 | 700 | 28 | 270 | 78833.3 | 128 | 221112 | -83.345 | 41.8915 | 8500 | R63-0142 | 125 | 100 | 1733 | 1 | 1733_B_1 | 48161 | 128&205&139 | R63-0142
26115 |  | Michigan | Monroe | 7888311 | 3286113 | 3178112 | B2816 | RG0103 | FUG001 | DTE - Electric Company MONROE POWER | 9.63 | 0.23665 |  |  | 72 |  |  | 221112 | -83.3459 | 41.8899 | 3 | R63-0087 | 125 | 160 |  |  | 1733_G_IC1 | 48161 |  | R63-0087
26117 |  | Michigan | Montcalm | 5215711 | 25695713 | 24634712 | N6249 | EU0005 | FUG001 | Wolverine Power, Vestaburg Power Plant | 1.2805 | 0.09195 |  |  | 72 |  |  | 221112 | -84.9141 | 43.4013 | 3 | R63-0087 | 125 | 160 |  |  | 1881_G_7 | 48891 |  | R63-0087
26117 |  | Michigan | Montcalm | 5215711 | 25695813 | 24634712 | N6249 | EU0004 | FUG001 | Wolverine Power, Vestaburg Power Plant | 0.49535 | 0.035585 |  |  | 72 |  |  | 221112 | -84.9141 | 43.4013 | 3 | R63-0087 | 125 | 160 |  |  | 1881_G_6 | 48891 |  | R63-0087
26117 |  | Michigan | Montcalm | 5215711 | 25695913 | 24634612 | N6249 | EU0006 | SV0002 | Wolverine Power, Vestaburg Power Plant | 7.165 | 0.05075 | 39 | 12.8 | 870 | 11176.7 | 86.9 | 221112 | -84.9069 | 43.4014 | 18 | R63-0083 | 125 | 120 |  |  | 1881_G_8 | 48891 |  | R63-0083
26117 |  | Michigan | Montcalm | 7836711 | 2844313 | 109180612 | N6873 | RG0015 | SV0005 | Renaissance Power LLC | 13.4125 | 0.20237 | 60 | 20 | 1100 | 46419 | 147.8 | 221112 | -84.8423 | 43.186 | 1590 | R63-0083 | 125 | 120 | 55402 | CT1 | 55402_G_CT1 | 48811 | 205 | R63-0083
26117 |  | Michigan | Montcalm | 7836711 | 2844313 | 109180712 | N6873 | RG0015 | SV0007 | Renaissance Power LLC | 13.4125 | 0.20237 | 60 | 20 | 1100 | 45616.7 | 145.2 | 221112 | -84.8435 | 43.186 | 1590 | R63-0083 | 125 | 120 | 55402 | CT2 | 55402_G_CT1 | 48811 | 205 | R63-0083
26117 |  | Michigan | Montcalm | 7836711 | 2844313 | 109180812 | N6873 | RG0015 | SV0008 | Renaissance Power LLC | 13.4125 | 0.20237 | 60 | 20 | 1100 | 45748.7 | 145.6 | 221112 | -84.844 | 43.186 | 1590 | R63-0083 | 125 | 120 | 55402 | CT3 | 55402_G_CT1 | 48811 | 205 | R63-0083
26117 |  | Michigan | Montcalm | 7836711 | 2844313 | 109180912 | N6873 | RG0015 | SV0006 | Renaissance Power LLC | 13.4125 | 0.20237 | 60 | 20 | 1100 | 45631 | 145.2 | 221112 | -84.8429 | 43.186 | 1590 | R63-0083 | 125 | 120 | 55402 | CT4 | 55402_G_CT1 | 48811 | 205 | R63-0083
26119 |  | Michigan | Montmorency | 5216811 | 25694213 | 24632912 | N1266 | EU0003 | SV0001 | HILLMAN POWER CO | 228.677 | 134.7475 | 142 | 6 | 321 | 1346.4 | 47.6 | 221118 | -83.8931 | 45.0681 |  | R63-0040 | 125 | 100 |  |  | 10346_B_BOIL01 | 49746 | 121&140&128&128&76 | R63-0040
26121 |  | Michigan | Muskegon | 7384111 | 82890713 | 9211212 | B2836 | RG0026 | SV0002 | B. C. Cobb Plant | 0 | 0 | 650 | 20.83 | 299 | 18554.3 | 54.4 | 221112 | -86.2402 | 43.2542 | 841 |  | 125 | 999 |  |  | 1695_B_3 | 49445
26121 |  | Michigan | Muskegon | 7384111 | 82890813 | 9211212 | B2836 | RG0028 | SV0002 | B. C. Cobb Plant | 2109 | 7205 | 650 | 20.83 | 299 | 18554.3 | 54.4 | 221112 | -86.2402 | 43.2542 | 3880 | R63-0142 | 125 | 999 | 1695 | 4 | 1695_B_4 | 49445 | 128 | R63-0142
26121 |  | Michigan | Muskegon | 7384111 | 9329813 | 73929712 | B2836 | EU0018 | SV0006 | B. C. Cobb Plant |  |  | 10 | 1 | 70 | 1.7 | 2.1 | 221112 | -86.2409 | 43.2541 |  |  | 125 | 999 |  |  | 1695_B_4_5 | 49445 | 100&201
26121 |  | Michigan | Muskegon | 7384111 | 9329813 | 73929812 | B2836 | EU0018 | SV0007 | B. C. Cobb Plant |  |  | 8 | 0.83 | 70 | 1.7 | 3.1 | 221112 | -86.2411 | 43.2541 |  |  | 125 | 999 |  |  | 1695_B_4_5 | 49445 | 100&201
26121 |  | Michigan | Muskegon | 7384111 | 9329813 | 9211312 | B2836 | EU0018 | SV0008 | B. C. Cobb Plant |  |  | 8 | 1 | 70 | 1.7 | 2.1 | 221112 | -86.2412 | 43.2538 |  |  | 125 | 999 |  |  | 1695_B_4_5 | 49445 | 100&201
26121 |  | Michigan | Muskegon | 7384111 | 9329913 | 73929612 | B2836 | EU0019 | SV0003 | B. C. Cobb Plant |  |  | 15 | 3.833 | 70 | 450 | 39 | 221112 | -86.2439 | 43.254 |  |  | 125 | 780 |  |  | 1695_B_4_5 | 49445 | 100&201
26121 |  | Michigan | Muskegon | 7384111 | 9329913 | 91435112 | B2836 | EU0019 | SV0028 | B. C. Cobb Plant |  |  | 138 | 1.667 | 70 | 101.7 | 46.6 | 221112 | -86.2418 | 43.2544 |  |  | 125 | 780 |  |  | 1695_B_4_5 | 49445 | 100&201
26121 |  | Michigan | Muskegon | 7384111 | 9329913 | 9210912 | B2836 | EU0019 | SV0004 | B. C. Cobb Plant |  |  | 124 | 3.083 | 70 | 166.7 | 22.3 | 221112 | -86.2414 | 43.2541 |  |  | 125 | 780 |  |  | 1695_B_4_5 | 49445 | 100&201
26121 |  | Michigan | Muskegon | 7384111 | 9330313 | 9211112 | B2836 | EU0014 | SV0001 | B. C. Cobb Plant | 0.3855 | 0.002315 | 135 | 3.2 | 600 | 133.3 | 16.6 | 221112 | -86.2422 | 43.2547 |  | R63-0040 | 125 | 100 | 1695 | 5 | 1695_B_5 | 49445 |  | R63-0040
26121 |  | Michigan | Muskegon | 7384111 | 9330413 | 9211012 | B2836 | EU0020 | FUG001 | B. C. Cobb Plant |  |  |  |  | 72 |  |  | 221112 | -86.2402 | 43.2543 |  |  | 125 | 430 |  |  | 1695_B_4_5 | 49445
26121 |  | Michigan | Muskegon | 7384111 | 99477913 | 9211012 | B2836 | RG0029 | FUG001 | B. C. Cobb Plant | 0.795 | 0.05225 |  |  | 72 |  |  | 221112 | -86.2402 | 43.2543 |  |  | 125 | 999 |  |  | 1695_B_4_5 | 49445
26125 |  | Michigan | Oakland | 6093311 | 23776113 | 22809312 | B2803 | RG0015 | FUG001 | DTE - Electric Company PLACID STATION | 4.269 | 0.1574 |  |  | 72 |  |  | 221112 | -83.4557 | 42.71 | 3 | R63-0087 | 125 | 160 |  |  | 1737_G_4 | 48016 |  | R63-0087
26125 |  | Michigan | Oakland | 6093411 | 23775913 | 22809212 | B2805 | RG0016 | FUG001 | DTE - Electric Company Hancock Peaker St | 7.035 | 0.005645 |  |  | 72 |  |  | 221112 | -83.4432 | 42.5489 | 40 | R63-0083 | 125 | 120 | 1730 | CTG121 | 1730_G_6 | 48390 | 28 | R63-0083
26125 |  | Michigan | Oakland | 6093411 | 23776013 | 22809212 | B2805 | RG0015 | FUG001 | DTE - Electric Company Hancock Peaker St | 2.542 | 0.00448 |  |  | 72 |  |  | 221112 | -83.4432 | 42.5489 | 18 | R63-0083 | 125 | 120 |  |  | 1730_G_2 | 48390 | 28 | R63-0083
26133 |  | Michigan | Osceola | 7824811 | 2847613 | 2738312 | N5760 | EU0021 | SV0019 | Wolverine Power Supply - Hersey | 0.6735 | 0.02 | 45 | 11.67 | 928 | 6928.3 | 64.8 | 221112 | -85.4264 | 43.84 | 25 | R63-0083 | 125 | 120 |  |  | 1877_G_10 | 49639 | 205 | R63-0083
26137 |  | Michigan | Otsego | 6335011 | 16380213 | 109181912 | N6526 | RG0005 | SV0001 | CMS Generation, Livingston Generating St | 16.825 | 0.042175 | 39 | 12.5 | 710 | 18368 | 149.7 | 221112 | -84.72 | 45.03 | 39 | R63-0083 | 125 | 120 | 55102 | 1 | 55102_G_001 | 49735 | 28 | R63-0083
26137 |  | Michigan | Otsego | 6335011 | 16380213 | 109182012 | N6526 | RG0005 | SV0002 | CMS Generation, Livingston Generating St | 16.825 | 0.042175 | 39 | 12.5 | 710 | 18368 | 149.7 | 221112 | -84.72 | 45.03 | 39 | R63-0083 | 125 | 120 | 55102 | 2 | 55102_G_001 | 49735 | 28 | R63-0083
26137 |  | Michigan | Otsego | 6335011 | 16380213 | 109182112 | N6526 | RG0005 | SV0003 | CMS Generation, Livingston Generating St | 16.825 | 0.042175 | 39 | 12.5 | 710 | 18368 | 149.7 | 221112 | -84.72 | 45.03 | 39 | R63-0083 | 125 | 120 | 55102 | 3 | 55102_G_001 | 49735 | 28 | R63-0083
26137 |  | Michigan | Otsego | 6335011 | 16380213 | 109182212 | N6526 | RG0005 | SV0004 | CMS Generation, Livingston Generating St | 16.825 | 0.042175 | 39 | 12.5 | 710 | 18368 | 149.7 | 221112 | -84.72 | 45.03 | 39 | R63-0083 | 125 | 120 | 55102 | 4 | 55102_G_001 | 49735 | 28 | R63-0083
26137 |  | Michigan | Otsego | 7024811 | 15163813 | 109208812 | B2942 | RG0014 | SV0001 | Consumers Energy Gaylord Combustion Turb | 2.022 | 0.02106 | 20 | 8 | 950 | 7166.7 | 142.6 | 221112 | -84.7041 | 45.0302 | 19 | R63-0083 | 125 | 120 |  |  | 7932_G_3 | 49735 |  | R63-0083
26137 |  | Michigan | Otsego | 7024811 | 15163813 | 109208912 | B2942 | RG0014 | SV0002 | Consumers Energy Gaylord Combustion Turb | 2.022 | 0.02106 | 20 | 8 | 950 | 7166.7 | 142.6 | 221112 | -84.7041 | 45.0302 | 19 | R63-0083 | 125 | 120 |  |  | 7932_G_3 | 49735 |  | R63-0083
26137 |  | Michigan | Otsego | 7024811 | 15163813 | 109209012 | B2942 | RG0014 | SV0005 | Consumers Energy Gaylord Combustion Turb | 2.022 | 0.02106 | 16 | 10 | 850 | 7666.7 | 97.6 | 221112 | -84.7041 | 45.0302 | 19 | R63-0083 | 125 | 120 |  |  | 7932_G_3 | 49735 |  | R63-0083
26137 |  | Michigan | Otsego | 7024811 | 15163813 | 109209112 | B2942 | RG0014 | SV0003 | Consumers Energy Gaylord Combustion Turb | 2.022 | 0.02106 | 20 | 8 | 950 | 7166.7 | 142.6 | 221112 | -84.7041 | 45.0302 | 19 | R63-0083 | 125 | 120 |  |  | 7932_G_3 | 49735 |  | R63-0083
26137 |  | Michigan | Otsego | 7024811 | 15163813 | 109209212 | B2942 | RG0014 | SV0004 | Consumers Energy Gaylord Combustion Turb | 2.022 | 0.02106 | 20 | 8 | 950 | 7166.7 | 142.6 | 221112 | -84.7041 | 45.0302 | 19 | R63-0083 | 125 | 120 |  |  | 7932_G_3 | 49735 |  | R63-0083
26137 |  | Michigan | Otsego | 8062511 | 7179513 | 7126012 | N6833 | EU0001 | SV0004 | Wolverine Power, Gaylord Generating Stat | 6.025 | 0.054 | 45 | 12.85 | 900 | 9933.3 | 76.6 | 221112 | -84.7253 | 45.0045 | 14 | R63-0083 | 125 | 120 |  |  | 1706_G_1 | 49735 |  | R63-0083
26137 |  | Michigan | Otsego | 8062511 | 7179613 | 7126312 | N6833 | EU0002 | SV0005 | Wolverine Power, Gaylord Generating Stat | 6.01 | 0.054 | 45 | 12.85 | 900 | 9933.3 | 76.6 | 221112 | -84.7253 | 45.0047 | 14 | R63-0083 | 125 | 120 |  |  | 1706_G_2 | 49735 |  | R63-0083
26137 |  | Michigan | Otsego | 8062511 | 7179713 | 7126212 | N6833 | EU0003 | SV0006 | Wolverine Power, Gaylord Generating Stat | 4.7125 | 0.042 | 45 | 12.85 | 900 | 9933.3 | 76.6 | 221112 | -84.7253 | 45.0049 | 14 | R63-0083 | 125 | 120 |  |  | 1706_G_3 | 49735 |  | R63-0083
26137 |  | Michigan | Otsego | 8062511 | 7179813 | 7126512 | N6833 | EU0007 | FUG001 | Wolverine Power, Gaylord Generating Stat | 0.04802 | 0.003155 |  |  | 72 |  |  | 221112 | -84.7211 | 45.0044 | 14 | R63-0087 | 125 | 160 |  |  | 1706_G_4 | 49735 |  | R63-0087
26137 |  | Michigan | Otsego | 8062511 | 7180013 | 7126512 | N6833 | EU0008 | FUG001 | Wolverine Power, Gaylord Generating Stat | 0.04802 | 0.003155 |  |  | 72 |  |  | 221112 | -84.7211 | 45.0044 | 14 | R63-0087 | 125 | 160 |  |  | 1706_G_5 | 49735 |  | R63-0087
26139 |  | Michigan | Ottawa | 6336811 | 16370813 | 15955412 | B1976 | EU0023 | SV0003 | J.B. Sims Generating Station | 360.3255 | 286.4564 | 360 | 8.5 | 160 | 8333.3 | 146.9 | 221112 | -86.2342 | 43.0706 | 1150 | R63-0142 | 125 | 100 | 1825 | 3 | 1825_B_3 | 49417 | 100&67&205&128 | R63-0142
26139 |  | Michigan | Ottawa | 6348411 | 16365413 | 109247612 | B7977 | RG0017 | SV0001 | ZEELAND BOARD OF PUBLIC WORKS | 1.023 | 0.039795 | 30 | 1.5 | 560 | 256.3 | 145 | 221112 | -86.0078 | 42.8149 | 6 |  | 125 | 160 |  |  | 1867_G_10 | 49464
26139 |  | Michigan | Ottawa | 6348411 | 16365413 | 109247712 | B7977 | RG0017 | SV0003 | ZEELAND BOARD OF PUBLIC WORKS | 0.9548 | 0.037142 | 46 | 2.5 | 500 | 435.6 | 88.7 | 221112 | -86.0078 | 42.8149 | 6 |  | 125 | 160 |  |  | 1867_G_10 | 49464
26139 |  | Michigan | Ottawa | 6348411 | 16365413 | 109247812 | B7977 | RG0017 | SV0002 | ZEELAND BOARD OF PUBLIC WORKS | 1.023 | 0.039795 | 35 | 1.5 | 560 | 213.3 | 120.7 | 221112 | -86.0078 | 42.8149 | 6 |  | 125 | 160 |  |  | 1867_G_10 | 49464
26139 |  | Michigan | Ottawa | 6348411 | 16365413 | 109247912 | B7977 | RG0017 | SV0004 | ZEELAND BOARD OF PUBLIC WORKS | 0.9548 | 0.037142 | 46 | 2 | 560 | 553.3 | 176.1 | 221112 | -86.0078 | 42.8149 | 6 |  | 125 | 160 |  |  | 1867_G_10 | 49464
26139 |  | Michigan | Ottawa | 6348411 | 16365413 | 109248012 | B7977 | RG0017 | SV0005 | ZEELAND BOARD OF PUBLIC WORKS | 0.9548 | 0.037142 | 46 | 2.33 | 1150 | 616.7 | 144.6 | 221112 | -86.0078 | 42.8149 | 6 |  | 125 | 160 |  |  | 1867_G_10 | 49464
26139 |  | Michigan | Ottawa | 6348411 | 16365413 | 109248112 | B7977 | RG0017 | SV0006 | ZEELAND BOARD OF PUBLIC WORKS | 0.9548 | 0.037142 | 46 | 2.67 | 1095 | 1416.7 | 253 | 221112 | -86.0078 | 42.8149 | 6 |  | 125 | 160 |  |  | 1867_G_10 | 49464
26139 |  | Michigan | Ottawa | 6348411 | 16365413 | 109248212 | B7977 | RG0017 | SV0007 | ZEELAND BOARD OF PUBLIC WORKS | 0.9548 | 0.037142 | 48 | 2.67 | 1100 | 1525 | 272.4 | 221112 | -86.0078 | 42.8149 | 6 |  | 125 | 160 |  |  | 1867_G_10 | 49464
26139 |  | Michigan | Ottawa | 7087011 | 14146113 | 13942812 | N6000 | EU0001 | SV0001 | HOLLAND BOARD OF PUBLIC WORKS | 0.675 | 0.0017645 | 35 | 12 | 925 | 3700 | 32.7 | 221112 | -86.1098 | 42.793 | 18 | R63-0083 |  | 120 |  |  | 6356_G_1 | 49423 |  | R63-0083
26139 |  | Michigan | Ottawa | 7087211 | 14145813 | 109177912 | N6521 | RG0009 | SV0005 | Zeeland Generating Station | 33.475 | 1.0929 | 105 | 16.333 | 1118 | 32944.5 | 157.2 | 221112 | -85.9989 | 42.8195 | 170 | R63-0083 | 125 | 120 | 55087 | CC1 | 55087_G_2C | 49464 | 205 | R63-0083
26139 |  | Michigan | Ottawa | 7087211 | 14145813 | 109178012 | N6521 | RG0009 | SV0006 | Zeeland Generating Station | 33.475 | 1.0929 | 105 | 16.333 | 1103 | 32675.8 | 156 | 221112 | -85.9989 | 42.8195 | 170 | R63-0083 | 125 | 120 | 55087 | CC2 | 55087_G_2C | 49464 | 205 | R63-0083
26139 |  | Michigan | Ottawa | 7087211 | 14145813 | 109178112 | N6521 | RG0009 | SV0007 | Zeeland Generating Station | 33.475 | 1.0929 | 175 | 16.75 | 202 | 12743.3 | 57.8 | 221112 | -85.9989 | 42.8195 | 170 | R63-0083 | 125 | 120 | 55087 | CC3 | 55087_G_2C | 49464 | 205 | R63-0083
26139 |  | Michigan | Ottawa | 7087211 | 14145813 | 109178212 | N6521 | RG0009 | SV0008 | Zeeland Generating Station | 33.475 | 1.0929 | 175 | 16.75 | 197 | 13408.2 | 60.8 | 221112 | -85.9989 | 42.8195 | 170 | R63-0083 | 125 | 120 | 55087 | CC4 | 55087_G_2C | 49464 | 205 | R63-0083
26139 |  | Michigan | Ottawa | 7087311 | 14145613 | 109182612 | N6524 | RG0014 | SV0002 | Diesel Plant | 7.0872 | 1.5198 | 52 | 2.35 | 400 | 533.3 | 123 | 221112 | -86.2368 | 43.0577 | 8 | R63-0087 | 125 | 160 |  |  | 1826_G_1 | 49417 |  | R63-0087
26139 |  | Michigan | Ottawa | 7087311 | 14145613 | 109182712 | N6524 | RG0014 | SV0003 | Diesel Plant | 7.0872 | 1.5198 | 55 | 2.35 | 450 | 533.3 | 123 | 221112 | -86.2368 | 43.0577 | 8 | R63-0087 | 125 | 160 |  |  | 1826_G_1 | 49417 |  | R63-0087
26139 |  | Michigan | Ottawa | 7087311 | 14145613 | 109182812 | N6524 | RG0014 | SV0004 | Diesel Plant | 7.0872 | 1.5198 | 55 | 2.35 | 600 | 533.3 | 123 | 221112 | -86.2368 | 43.0577 | 8 | R63-0087 | 125 | 160 |  |  | 1826_G_1 | 49417 |  | R63-0087
26139 |  | Michigan | Ottawa | 7087311 | 14145613 | 109182912 | N6524 | RG0014 | SV0001 | Diesel Plant | 7.0872 | 1.5198 | 50 | 3.37 | 900 | 765 | 85.8 | 221112 | -86.2368 | 43.0577 | 8 | R63-0087 | 125 | 160 |  |  | 1826_G_1 | 49417 |  | R63-0087
26139 |  | Michigan | Ottawa | 7087311 | 14145613 | 109183012 | N6524 | RG0014 | SV0005 | Diesel Plant | 7.0872 | 1.5198 | 65 | 3.18 | 450 | 721.7 | 90.9 | 221112 | -86.2368 | 43.0577 | 8 | R63-0087 | 125 | 160 |  |  | 1826_G_1 | 49417 |  | R63-0087
26139 |  | Michigan | Ottawa | 8125511 | 6964113 | 6897912 | B2835 | EU0059 | SV0002 | J. H. Campbell Plant | 1416 | 3757.5 | 400 | 19 | 278 | 36006.7 | 127 | 221112 | -86.2032 | 42.9103 | 2490 | R63-0142 | 125 | 100 | 1710 | 1 | 1710_B_1 | 49460 | 128&205 | R63-0142
26139 |  | Michigan | Ottawa | 8125511 | 6964313 | 6898412 | B2835 | EU0062 | SV0003 | J. H. Campbell Plant | 3342.5 | 15530 | 642 | 27.25 | 299 | 48211.7 | 82.7 | 221112 | -86.2033 | 42.9121 | 7720 | R63-0142 | 125 | 100 | 1710 | 3 | 1710_B_3 | 49460 | 128&205&128&205&139 | R63-0142
26139 |  | Michigan | Ottawa | 8125511 | 6964413 | 6897912 | B2835 | EU0061 | SV0002 | J. H. Campbell Plant | 2291 | 7220 | 400 | 19 | 278 | 36006.7 | 127 | 221112 | -86.2032 | 42.9103 | 3560 | R63-0142 | 125 | 100 | 1710 | 2 | 1710_B_2 | 49460 | 128&128&205 | R63-0142
26139 |  | Michigan | Ottawa | 8125511 | 6964913 | 6898112 | B2835 | EU0070 | SV0046 | J. H. Campbell Plant | 0.4662 | 0.2675 | 17 | 13.5 | 850 | 7666.7 | 53.6 | 221112 | -86.2002 | 42.9106 | 13 | R63-0083 | 125 | 120 |  |  | 1710_G_A | 49460 |  | R63-0083
26139 |  | Michigan | Ottawa | 8129311 | 6902813 | 6850112 | B2357 | EU0013 | SV0002 | Holland BPW, Generating Station & WWTP | 604.8202 | 794.501 | 200 | 7 | 310 | 1833.3 | 47.6 | 221112 | -86.1194 | 42.7954 |  | R63-0040 | 125 | 100 |  |  | 1830_B_4 | 49423 | 10&75&128&75 | R63-0040
26139 |  | Michigan | Ottawa | 8129311 | 6902913 | 6849812 | B2357 | EU0014 | SV0003 | Holland BPW, Generating Station & WWTP | 242.1385 | 651.001 | 200 | 7.17 | 320 | 1221.7 | 30.3 | 221112 | -86.1194 | 42.7954 | 430 | R63-0142 | 125 | 100 | 1830 | 5 | 1830_B_5 | 49423 | 10&128 | R63-0142
26139 |  | Michigan | Ottawa | 8129311 | 6903113 | 6849912 | B2357 | EU0012 | SV0001 | Holland BPW, Generating Station & WWTP | 271.2317 | 377.4009 | 200 | 6.83 | 320 | 1295 | 35.3 | 221112 | -86.1194 | 42.7954 |  | R63-0040 | 125 | 100 |  |  | 1830_B_3 | 49423 | 10&128 | R63-0040
26147 |  | Michigan | St Clair | 7239111 | 7534613 | 7459512 | B2796 | EU0179 | FUG001 | ST. CLAIR / BELLE RIVER POWER PLANT | 0.9705 | 0.024425 |  |  | 72 |  |  | 221112 | -82.4719 | 42.7635 | 3 | R63-0083 | 125 | 120 |  |  | 6034_G_IC2 | 48054 |  | R63-0083
26147 |  | Michigan | St Clair | 7239111 | 7534713 | 7461812 | B2796 | EU0119 | SV0062 | ST. CLAIR / BELLE RIVER POWER PLANT | 3594.6655 | 10845.2937 | 665 | 25.5 | 290 | 46000 | 90.1 | 221112 | -82.4939 | 42.7753 | 8100 | R63-0142 | 125 | 100 | 6034 | 1 | 6034_B_1 | 48054 | 128 | R63-0142
26147 |  | Michigan | St Clair | 7239111 | 7535613 | 7461712 | B2796 | EU0120 | SV0063 | ST. CLAIR / BELLE RIVER POWER PLANT | 5093.3235 | 14990.1288 | 665 | 25.5 | 290 | 46000 | 90.1 | 221112 | -82.495 | 42.7756 | 8300 | R63-0142 | 125 | 100 | 6034 | 2 | 6034_B_2 | 48054 | 128 | R63-0142
26147 |  | Michigan | St Clair | 7239111 | 7535913 | 7459512 | B2796 | EU0178 | FUG001 | ST. CLAIR / BELLE RIVER POWER PLANT | 1.0565 | 0.026655 |  |  | 72 |  |  | 221112 | -82.4719 | 42.7635 | 3 | R63-0083 | 125 | 120 |  |  | 6034_G_IC1 | 48054 |  | R63-0083
26147 |  | Michigan | St Clair | 7239111 | 7536013 | 7459512 | B2796 | EU0116 | FUG001 | ST. CLAIR / BELLE RIVER POWER PLANT | 0.592 | 0.001045 |  |  | 72 |  |  | 221112 | -82.4719 | 42.7635 | 19 | R63-0083 | 125 | 120 |  |  | 1743_G_11 | 48054 | 28 | R63-0083
26147 |  | Michigan | St Clair | 7239111 | 7536113 | 7459512 | B2796 | EU0180 | FUG001 | ST. CLAIR / BELLE RIVER POWER PLANT | 0.7775 | 0.02384 |  |  | 72 |  |  | 221112 | -82.4719 | 42.7635 | 3 | R63-0083 | 125 | 120 |  |  | 6034_G_3 | 48054 |  | R63-0083
26147 |  | Michigan | St Clair | 7239111 | 7536213 | 7459512 | B2796 | EU0182 | FUG001 | ST. CLAIR / BELLE RIVER POWER PLANT | 0.8745 | 0.02657 |  |  | 72 |  |  | 221112 | -82.4719 | 42.7635 | 3 | R63-0083 | 125 | 120 |  |  | 6034_G_5 | 48054 |  | R63-0083
26147 |  | Michigan | St Clair | 7239111 | 7536313 | 7459512 | B2796 | RG0172 | FUG001 | ST. CLAIR / BELLE RIVER POWER PLANT | 2.2885 | 0.00072 |  |  | 72 |  |  | 221112 | -82.4719 | 42.7635 | 3 | R63-0087 | 125 | 160 |  |  | 1743_G_12A | 48054 |  | R63-0087
26147 |  | Michigan | St Clair | 7239111 | 7536713 | 7459512 | B2796 | RG0173 | FUG001 | ST. CLAIR / BELLE RIVER POWER PLANT | 3.9775 | 0.19045 |  |  | 72 |  |  | 221112 | -82.4719 | 42.7635 | 3 | R63-0087 | 125 | 160 |  |  | 1743_G_12B | 48054 |  | R63-0087
26147 |  | Michigan | St Clair | 7239111 | 7538213 | 7461412 | B2796 | EU0111 | SV0025 | ST. CLAIR / BELLE RIVER POWER PLANT | 1801.9635 | 13375.058 | 599 | 16 | 307 | 29350 | 146 | 221112 | -82.4716 | 42.7651 | 5500 | R63-0142 | 125 | 100 | 1743 | 7 | 1743_B_7 | 48054 | 128 | R63-0142
26147 |  | Michigan | St Clair | 7239111 | 7539613 | 7457512 | B2796 | EU0110 | SV0024 | ST. CLAIR / BELLE RIVER POWER PLANT | 1312.245 | 10540.0739 | 425 | 13.25 | 300 | 18066.7 | 131 | 221112 | -82.472 | 42.7646 | 3800 | R63-0142 | 125 | 100 | 1743 | 6 | 1743_B_6 | 48054 | 128 | R63-0142
26147 |  | Michigan | St Clair | 7239111 | 7539813 | 7461212 | B2796 | EU0108 | SV0022 | ST. CLAIR / BELLE RIVER POWER PLANT | 1262.1772 | 2688.6186 | 599 | 13.33 | 330 | 12533.3 | 89.8 | 221112 | -82.4724 | 42.7622 | 2150 | R63-0142 | 125 | 100 | 1743 | 4 | 1743_B_4 | 48054 | 128 | R63-0142
26147 |  | Michigan | St Clair | 7239111 | 7539913 | 7461912 | B2796 | EU0107 | SV0021 | ST. CLAIR / BELLE RIVER POWER PLANT | 1549.9464 | 2939.0043 | 599 | 13.33 | 330 | 12533.3 | 89.8 | 221112 | -82.4724 | 42.7622 | 2210 | R63-0142 | 125 | 100 | 1743 | 3 | 1743_B_3 | 48054 | 128 | R63-0142
26147 |  | Michigan | St Clair | 7239111 | 7540013 | 7462112 | B2796 | EU0106 | SV0020 | ST. CLAIR / BELLE RIVER POWER PLANT | 1439.0331 | 2584.0017 | 599 | 13.33 | 330 | 12533.3 | 89.8 | 221112 | -82.4724 | 42.7623 | 2310 | R63-0142 | 125 | 100 | 1743 | 2 | 1743_B_2 | 48054 | 128 | R63-0142
26147 |  | Michigan | St Clair | 7239111 | 7540113 | 7463312 | B2796 | EU0105 | SV0019 | ST. CLAIR / BELLE RIVER POWER PLANT | 999.7506 | 2533.7398 | 599 | 13.33 | 330 | 12533.3 | 89.8 | 221112 | -82.4724 | 42.7623 | 2340 | R63-0142 | 125 | 100 | 1743 | 1 | 1743_B_1 | 48054 | 128 | R63-0142
26147 |  | Michigan | St Clair | 7239211 | 7532913 | 7455912 | B6145 | EU0017 | FUG001 | DTE - Electric Company GREENWOOD ENERGY | 2.9235 | 0.07495 |  |  | 650 | 6353 | 61.9 | 221112 | -82.6981 | 43.1044 | 100 | R63-0083 | 125 | 120 | 6035 | CTG111 | 6035_G_11-1 | 48006 | 28 | R63-0083
26147 |  | Michigan | St Clair | 7239211 | 7533013 | 7455912 | B6145 | EU0018 | FUG001 | DTE - Electric Company GREENWOOD ENERGY | 2.9285 | 0.06 |  |  | 650 | 6353 | 61.9 | 221112 | -82.6981 | 43.1044 | 100 | R63-0083 | 125 | 120 | 6035 | CTG112 | 6035_G_11-2 | 48006 | 28 | R63-0083
26147 |  | Michigan | St Clair | 7239211 | 7533113 | 7455912 | B6145 | EU0019 | FUG001 | DTE - Electric Company GREENWOOD ENERGY | 3.5745 | 0.0769 |  |  | 650 | 6353 | 61.9 | 221112 | -82.6981 | 43.1044 | 100 | R63-0083 | 125 | 120 | 6035 | CTG121 | 6035_G_12-1 | 48006 | 28 | R63-0083
26147 |  | Michigan | St Clair | 7239211 | 7533413 | 7456012 | B6145 | EU0009 | SV0001 | DTE - Electric Company GREENWOOD ENERGY | 202.6748 | 40.9755 | 496 | 23.25 | 290 | 38216.7 | 90 | 221112 | -82.6965 | 43.1055 | 7800 |  | 125 | 100 | 6035 | 1 | 6035_B_1 | 48006
26147 |  | Michigan | St Clair | 8127911 | 6929713 | 6864312 | B2813 | EU0041 | SV0004 | DTE - Electric Company MARYSVILLE POWER | 0 | 0 | 300 | 13.17 | 330 | 10400 | 76.3 | 221112 | -82.4599 | 42.9255 | 675 |  | 125 | 100 |  |  | 1732_B_11 | 48040 | 128
26147 |  | Michigan | St Clair | 8127911 | 6929813 | 6864712 | B2813 | EU0040 | SV0002 | DTE - Electric Company MARYSVILLE POWER | 0 | 0 | 300 | 13.17 | 330 | 10400 | 76.3 | 221112 | -82.4598 | 42.9254 | 660 |  | 125 | 100 |  |  | 1732_B_10 | 48040 | 128
26147 |  | Michigan | St Clair | 8127911 | 6930013 | 6864712 | B2813 | EU0039 | SV0002 | DTE - Electric Company MARYSVILLE POWER | 0 | 0 | 300 | 13.17 | 330 | 10400 | 76.3 | 221112 | -82.4598 | 42.9254 | 660 |  | 125 | 100 |  |  | 1732_B_9 | 48040 | 128
26147 |  | Michigan | St Clair | 8127911 | 6930113 | 6864312 | B2813 | EU0042 | SV0004 | DTE - Electric Company MARYSVILLE POWER | 0 | 0 | 300 | 13.17 | 330 | 10400 | 76.3 | 221112 | -82.4599 | 42.9255 | 675 |  | 125 | 100 |  |  | 1732_B_12 | 48040 | 128
26149 |  | Michigan | St Joseph | 6356811 | 15701213 | 15344812 | B7287 | RG0012 | FUG001 | Sturgis Municipal Power Plant | 0 | 0 |  |  | 72 |  |  | 221112 | -85.4258 | 41.7989 | 6 | R63-0087 | 125 | 160 |  |  | 1855_G_6 | 49091 |  | R63-0087
26149 |  | Michigan | St Joseph | 6356811 | 15701413 | 15344512 | B7287 | EU0009 | SV0005 | Sturgis Municipal Power Plant | 2.2415 | 0.004799 | 38 | 2.5 | 860 | 85 | 17.3 | 221112 | -85.4262 | 41.7991 | 1 | R63-0087 | 125 | 160 |  |  | 1855_G_1 | 49091 |  | R63-0087
26157 |  | Michigan | Tuscola | 7186011 | 14061313 | 13875612 | B2804 | RG0015 | FUG001 | DTE - Electric Company WILMOT PEAK | 15.89 | 0.005005 |  |  | 72 |  |  | 221112 | -83.1882 | 43.4565 | 3 | R63-0087 | 125 | 160 |  |  | 1746_G_2 | 48226 |  | R63-0087
26157 |  | Michigan | Tuscola | 7186111 | 14061213 | 13875512 | B2807 | RG0011 | FUG001 | PUTNAM PEAKERS | 14.67 | 0.02311 |  |  | 72 |  |  | 221112 | -83.384 | 43.3463 | 3 | R63-0087 | 125 | 160 |  |  | 1739_G_1 | 48744 |  | R63-0087
26159 |  | Michigan | Van Buren | 9510111 | 57848113 | 54040512 | N6767 | RG0019 | SV0006 | New Covert Generating Company, LLC | 10.55 | 0.8475 | 160 | 22.083 | 188 | 23183.2 | 60.5 | 221112 | -86.2925 | 42.3232 | 256 | R63-0083 |  | 120 | 55297 | 001 | 55297_G_1 | 49043 | 109&205&139 | R63-0083
26159 |  | Michigan | Van Buren | 9510111 | 57848213 | 54041512 | N6767 | RG0020 | SV0007 | New Covert Generating Company, LLC | 21.645 | 1.651 | 160 | 22.083 | 188 | 22642.8 | 59.1 | 221112 | -86.2925 | 42.3232 | 256 | R63-0083 |  | 120 | 55297 | 002 | 55297_G_2 | 49043 | 109&205&139 | R63-0083
26159 |  | Michigan | Van Buren | 9510111 | 57848313 | 54049412 | N6767 | RG0021 | SV0008 | New Covert Generating Company, LLC | 18.175 | 1.65 | 160 | 22.083 | 191 | 21624.5 | 56.5 | 221112 | -86.2925 | 42.3232 | 256 | R63-0083 |  | 120 | 55297 | 003 | 55297_G_3 | 49043 | 109&205&139 | R63-0083
26161 |  | Michigan | Washtenaw | 7104111 | 14138813 | 13935812 | B2806 | RG0009 | FUG001 | DTE - Electric Company SUPERIOR | 2.2725 | 0.5295 |  |  | 72 |  |  | 221112 | -83.6427 | 42.2645 | 14 | R63-0083 | 125 | 120 |  |  | 1744_G_4 | 48197 |  | R63-0083
26161 |  | Michigan | Washtenaw | 8146111 | 6974313 | 109198012 | M0675 | RG0215 | SV0001 | UNIVERSITY OF MICHIGAN | 40.2818 | 0.90063 | 242 | 14 | 306 | 1476.7 | 9.6 | 611310 | -83.7312 | 42.2839 | 3 | R63-0040 | 148 | 100 |  |  | 50431_G_TG10 | 48109 |  | R63-0040
26161 |  | Michigan | Washtenaw | 8146111 | 6974313 | 6908512 | M0675 | RG0215 | SV0002 | UNIVERSITY OF MICHIGAN | 40.2818 | 0.90063 | 159 | 14 | 290 | 2884.8 | 18.7 | 611310 | -83.7312 | 42.2839 | 3 | R63-0040 | 148 | 100 |  |  | 50431_G_TG10 | 48109 |  | R63-0040
26161 |  | Michigan | Washtenaw | 8146111 | 6974413 | 109198012 | M0675 | RG0214 | SV0001 | UNIVERSITY OF MICHIGAN | 26.1155 | 1.3163 | 242 | 14 | 306 | 1476.7 | 9.6 | 611310 | -83.7312 | 42.2839 | 3 | R63-0040 | 148 | 100 |  |  | 50431_G_TG9 | 48109 |  | R63-0040
26161 |  | Michigan | Washtenaw | 8146111 | 6974513 | 6908512 | M0675 | RG0216 | SV0002 | UNIVERSITY OF MICHIGAN | 90.555 | 2.9045 | 159 | 14 | 290 | 2884.8 | 18.7 | 611310 | -83.7312 | 42.2839 | 11 | R63-0083 | 148 | 120 |  |  | 50431_G_TG1 | 48109 |  | R63-0083
26161 |  | Michigan | Washtenaw | 8146111 | 6975113 | 6907912 | M0675 | EU0203 | SV0003 | UNIVERSITY OF MICHIGAN | 3.4965 | 0.02098 | 34 | 3 | 275 | 112.6 | 15.9 | 611310 | -83.7397 | 42.2846 | 11 | R63-0040 | 148 | 100 |  |  | 50431_G_TG8 | 48109 |  | R63-0040
26163 |  | Michigan | Wayne | 6441111 | 16724713 | 16281012 | M4854 | EU0003 | SV0003 | Sumpter Generating Plant | 1.8 | 0.030945 | 60 | 15.5 | 1040 | 23610 | 125.1 | 221112 | -83.5404 | 42.1666 | 1000 |  | 125 | 100 | 7972 | 3 | 7972_G_3 | 48111
26163 |  | Michigan | Wayne | 6441111 | 16724813 | 16281212 | M4854 | EU0002 | SV0002 | Sumpter Generating Plant | 1.8 | 0.036295 | 60 | 15.5 | 1040 | 23600.2 | 125.1 | 221112 | -83.5404 | 42.1666 | 1000 |  | 125 | 100 | 7972 | 2 | 7972_G_2 | 48111
26163 |  | Michigan | Wayne | 6441111 | 16724913 | 16281312 | M4854 | EU0004 | SV0004 | Sumpter Generating Plant | 2 | 0.03632 | 60 | 15.5 | 1040 | 23610 | 125.1 | 221112 | -83.5404 | 42.1666 | 1000 |  | 125 | 100 | 7972 | 4 | 7972_G_4 | 48111
26163 |  | Michigan | Wayne | 6441111 | 16725013 | 16281112 | M4854 | EU0001 | SV0001 | Sumpter Generating Plant | 2 | 0.03965 | 60 | 15.5 | 1040 | 23600.2 | 125.1 | 221112 | -83.5404 | 42.1666 | 1000 |  | 125 | 100 | 7972 | 1 | 7972_G_1 | 48111
26163 |  | Michigan | Wayne | 7306011 | 11096913 | 11057512 | B2798 | EU0001 | FUG001 | DTE - Electric Company DELRAY POWER PLAN | 2.8955 | 0.043 |  |  | 72 |  |  | 221112 | -83.1028 | 42.2953 | 76 | R63-0083 | 125 | 120 | 1728 | CTG111 | 1728_G_11-1 | 48217 | 28 | R63-0083
26163 |  | Michigan | Wayne | 7306011 | 11097013 | 11057512 | B2798 | EU0002 | FUG001 | DTE - Electric Company DELRAY POWER PLAN | 1.1675 | 0.01377 |  |  | 72 |  |  | 221112 | -83.1028 | 42.2953 | 88 | R63-0083 | 125 | 120 | 1728 | CTG121 | 1728_G_12-1 | 48217 | 28 | R63-0083
26163 |  | Michigan | Wayne | 7422411 | 10893613 | 10849112 | B2809 | RG0011 | FUG001 | DTE - Electric Company DAYTON PEAKERS | 2.8615 | 0.03787 |  |  | 72 |  |  | 221112 | -83.5334 | 42.1763 | 2 | R63-0087 | 125 | 160 |  |  | 1727_G_5 | 48111 |  | R63-0087
26163 |  | Michigan | Wayne | 7422511 | 10892713 | 10848212 | B2811 | EU0035 | SV0001 | DTE - Electric Company TRENTON CHANNEL | 2452.7985 | 16420.1237 | 563 | 16 | 280 | 28150 | 140 | 221112 | -83.1812 | 42.1237 | 6000 | R63-0142 | 125 | 100 | 1745 | 9A | 1745_B_9A | 48183 | 128 | R63-0142
26163 |  | Michigan | Wayne | 7422511 | 90099913 | 10849012 | B2811 | RG0053 | FUG001 | DTE - Electric Company TRENTON CHANNEL | 2749.575 | 6300.6295 |  |  | 72 |  |  | 221112 | -83.1812 | 42.1237 | 3400 | R63-0142 | 125 | 999 | 1745 | 16 | 1745_B_16_19 | 48183 | 128 | R63-0142
26163 |  | Michigan | Wayne | 7778711 | 3630913 | 3498612 | N6631 | EU0001 | SV0047 | DEARBORN INDUSTRIAL GENERATION | 12.895 | 1.1915 | 60 | 17.75 | 1073 | 38300 | 154.8 | 221112 | -83.1538 | 42.3053 | 2160 | R63-0083 | 125 | 120 | 55088 | GTP1 | 55088_G_GTP1 | 48121 | 205 | R63-0083
26163 |  | Michigan | Wayne | 7778711 | 3631013 | 3498512 | N6631 | EU0002 | SV0048 | DEARBORN INDUSTRIAL GENERATION | 99.25 | 10.12 | 150 | 17.5 | 276 | 20666.7 | 85.9 | 221112 | -83.1526 | 42.3038 | 150 |  | 125 | 120 | 55088 | GT2100 | 55088_G_GT 1 | 48121
26163 |  | Michigan | Wayne | 7778711 | 3631113 | 3498312 | N6631 | EU0003 | SV0049 | DEARBORN INDUSTRIAL GENERATION | 96.35 | 8.895 | 150 | 17.5 | 276 | 20666.7 | 85.9 | 221112 | -83.1522 | 42.3039 | 150 | R63-0083 | 125 | 120 | 55088 | GT3100 | 55088_G_GT2 | 48121 | 205 | R63-0083
26163 |  | Michigan | Wayne | 7778711 | 3631213 | 3498012 | N6631 | EU0006 | SV0046 | DEARBORN INDUSTRIAL GENERATION | 51.95 | 117.6 | 185 | 10.5 | 277 | 4380 | 50.6 | 221112 | -83.1523 | 42.3044 |  | R63-0040 | 125 | 100 | 55088 | BL3100 | 55088_B_3100 | 48121 | 205 | R63-0040
26163 |  | Michigan | Wayne | 7778711 | 3631313 | 3498412 | N6631 | EU0004 | SV0044 | DEARBORN INDUSTRIAL GENERATION | 35.99 | 78.55 | 185 | 10.5 | 277 | 4380 | 50.6 | 221112 | -83.1522 | 42.3042 |  | R63-0040 | 125 | 100 | 55088 | BL1100 | 55088_B_1100 | 48121 | 205 | R63-0040
26163 |  | Michigan | Wayne | 7778711 | 3631413 | 3498712 | N6631 | EU0005 | SV0045 | DEARBORN INDUSTRIAL GENERATION | 67.4 | 146.55 | 185 | 10.5 | 277 | 4380 | 50.6 | 221112 | -83.1522 | 42.3043 |  | R63-0040 | 125 | 100 | 55088 | BL2100 | 55088_B_2100 | 48121 | 205 | R63-0040
26163 |  | Michigan | Wayne | 7887511 | 3299713 | 3193112 | B2812 | EU0030 | SV0003 | DTE - Electric Company CONNERS CREEK | 0 | 0 | 322 | 15.5 | 308 | 12866.7 | 68.2 | 221112 | -82.9586 | 42.3574 | 840 |  | 125 | 100 | 1726 | 17 | 1726_B_17 | 48214 | 128
26163 |  | Michigan | Wayne | 7887511 | 3299813 | 3193112 | B2812 | EU0031 | SV0003 | DTE - Electric Company CONNERS CREEK | 0 | 0 | 322 | 15.5 | 308 | 12866.7 | 68.2 | 221112 | -82.9586 | 42.3574 | 840 |  | 125 | 100 | 1726 | 18 | 1726_B_18 | 48214 | 128
26163 |  | Michigan | Wayne | 7887511 | 3299913 | 3193212 | B2812 | RG0037 | FUG001 | DTE - Electric Company CONNERS CREEK | 2.822 | 0.1218 |  |  | 72 |  |  | 221112 | -82.9593 | 42.3593 | 3 | R63-0087 | 125 | 160 |  |  | 1726_G_2 | 48214 |  | R63-0087
26163 |  | Michigan | Wayne | 7887511 | 3300013 | 3193312 | B2812 | EU0029 | SV0004 | DTE - Electric Company CONNERS CREEK | 0 | 0 | 322 | 15.5 | 320 | 12866.7 | 68.2 | 221112 | -82.9586 | 42.3574 | 840 |  | 125 | 100 | 1726 | 16 | 1726_B_16 | 48214 | 128
26163 |  | Michigan | Wayne | 7887511 | 3300113 | 3193312 | B2812 | EU0028 | SV0004 | DTE - Electric Company CONNERS CREEK | 0 | 0 | 322 | 15.5 | 320 | 12866.7 | 68.2 | 221112 | -82.9586 | 42.3574 | 840 |  | 125 | 100 | 1726 | 15 | 1726_B_15 | 48214 | 128
26163 |  | Michigan | Wayne | 7902611 | 3280113 | 3174512 | B2132 | EU0035 | SV0002 | WYANDOTTE DEPT MUNI POWER PLANT | 16.145 | 0.051 | 180 | 8.5 | 325 | 1033.3 | 18.2 | 221112 | -83.1455 | 42.2083 |  |  | 125 | 100 |  |  | 1866_B_5 | 48192 | 100
26163 |  | Michigan | Wayne | 7902611 | 3280213 | 3174112 | B2132 | EU0036 | SV0003 | WYANDOTTE DEPT MUNI POWER PLANT | 144.5 | 524.5 | 173 | 9.167 | 285 | 1833.3 | 27.8 | 221112 | -83.1455 | 42.2082 | 439 | R63-0040&R63-01 | 125 | 100 | 1866 | 7 | 1866_B_7 | 48192 | 128&205 | R63-0040&R63-01
26163 |  | Michigan | Wayne | 7902611 | 3280513 | 3174212 | B2132 | EU0037 | SV0004 | WYANDOTTE DEPT MUNI POWER PLANT | 175.2 | 240.4 | 215 | 6.5 | 325 | 1165.8 | 35.1 | 221112 | -83.146 | 42.2085 | 369 | R63-0040&R63-01 | 125 | 100 | 1866 | 8 | 1866_B_8 | 48192 | 100 | R63-0040&R63-01
26163 |  | Michigan | Wayne | 8229311 | 6593113 | 6561712 | B2810 | RG0076 | FUG001 | DTE - Electric Company RIVER ROUGE | 4.2475 | 0.20075 |  |  | 72 |  |  | 221112 | -83.1124 | 42.2727 | 3 | R63-0087 | 125 | 160 |  |  | 1740_G_IC3 | 48218 |  | R63-0087
26163 |  | Michigan | Wayne | 8229311 | 6593713 | 6561512 | B2810 | EU0039 | SV0002 | DTE - Electric Company RIVER ROUGE | 1526.375 | 5893.9728 | 385 | 12.25 | 298 | 17450 | 148.1 | 221112 | -83.1124 | 42.274 | 3000 | R63-0142 | 125 | 100 | 1740 | 2 | 1740_B_2 | 48218 | 128&205 | R63-0040&R63-01&R63-0142
26163 |  | Michigan | Wayne | 8229311 | 6594513 | 6562412 | B2810 | EU0038 | SV0001 | DTE - Electric Company RIVER ROUGE | 0 | 0 | 385 | 12.25 | 280 | 14963.3 | 127 | 221112 | -83.112 | 42.2739 | 2450 |  | 125 | 100 |  |  | 1740_B_1 | 48218
26163 |  | Michigan | Wayne | 8229311 | 6594613 | 6561812 | B2810 | EU0040 | SV0003 | DTE - Electric Company RIVER ROUGE | 1933.985 | 4757.3899 | 425 | 12.83 | 320 | 20666.7 | 159.9 | 221112 | -83.1128 | 42.2742 | 3600 | R63-0142 | 125 | 100 | 1740 | 3 | 1740_B_3 | 48218 | 10&128 | R63-0040&R63-01&R63-0142
26163 |  | Michigan | Wayne | 8522911 | 242213 | 252312 | B2185 | EU0011 | SV0001 | DETROIT PUBLIC LIGHTING DEPARTMENT | 0 | 0 | 195 | 11.67 | 280 | 2083.3 | 19.5 | 221112 | -83.0909 | 42.3039 | 40 | R63-0040 | 125 | 100 |  |  | 1822_B_5 | 48209 | 76 | R63-0040
26163 |  | Michigan | Wayne | 8522911 | 242313 | 252212 | B2185 | EU0012 | SV0002 | DETROIT PUBLIC LIGHTING DEPARTMENT | 0 | 0 | 195 | 11.67 | 280 | 2777.8 | 26 | 221112 | -83.0904 | 42.304 | 50 | R63-0040 | 125 | 100 | 1822 | 6 | 1822_B_6 | 48209 | 76 | R63-0040
26163 |  | Michigan | Wayne | 8522911 | 242413 | 252412 | B2185 | EU0013 | SV0003 | DETROIT PUBLIC LIGHTING DEPARTMENT | 0 | 0 | 249 | 7.5 | 280 | 2777.8 | 62.9 | 221112 | -83.0897 | 42.3042 | 60 | R63-0040 | 125 | 100 | 1822 | 7 | 1822_B_7 | 48209 | 128 | R63-0040
26163 |  | Michigan | Wayne | 8522911 | 242513 | 252012 | B2185 | EU0014 | SV0004 | DETROIT PUBLIC LIGHTING DEPARTMENT | 0.59 | 0.000205 | 35 | 9 | 950 | 1350 | 21.2 | 221112 | -83.0897 | 42.3051 | 27 | R63-0083 | 125 | 120 | 1822 | GT-1 | 1822_G_GT1 | 48209 |  | R63-0083
26165 |  | Michigan | Wexford | 6180011 | 82794013 | 73788212 | N1395 | EU0006 | SV0001 | Cadillac Renewable Energy Facility | 218.55 | 74.6 | 188 | 8 | 320 | 2216.7 | 44.1 | 221118 | -85.4346 | 44.2612 | 650 |  | 125 | 100 | 54415 | EUBLR | 54415_B_EUBLR | 49601 | 121&32&128
27007 |  | Minnesota | Beltrami | 9516311 | 57875813 | 51791112 | 2700700034 | EU001 | SV001 | Otter Tail Power Co - Solway | 20.6 | 0.1 | 45 | 9 | 808 | 8924 |  | 221112 | -95.1262 | 47.5449 | 43.7 | R63-0083 | 125 | 120 | 7947 | 1 | 7947_G_1 | 56678 | 213 | R63-0083
27019 |  | Minnesota | Carver | 7005011 | 15154413 | 14806412 | 2701900059 | EU001 | SV001 | MMPA - Minnesota River Station | 1.2 | 0.0075 | 50 | 10.5 | 1014 | 6666.7 |  | 221122 | -93.6229 | 44.8063 | 48.7 | R63-0083 | 125 | 120 |  |  | 7844_G_UOO1 | 55318 |  | R63-0083
27031 |  | Minnesota | Cook | 7039811 | 15137013 | 14793512 | 2703100001 | EU002 | SV002 | Minnesota Power - Tac Harbor Energy Ctr | 300.14 | 831.18 | 220 | 9.9 | 325 | 6500 |  | 221112 | -90.9111 | 47.5314 | 75 | R63-0040&R63-01 | 125 | 100 | 10075 | 2 | 10075_B_2 | 55613 | 128&32&206&140 | R63-0040&R63-01&R63-0142
27031 |  | Minnesota | Cook | 7039811 | 15137113 | 14793712 | 2703100001 | EU003 | SV003 | Minnesota Power - Tac Harbor Energy Ctr | 831.88 | 1302.11 | 220 | 9.9 | 325 | 6500 |  | 221112 | -90.9111 | 47.5314 | 75 | R63-0040&R63-01 | 125 | 100 | 10075 | 3 | 10075_B_3 | 55613 | 128 | R63-0040&R63-01&R63-0142
27031 |  | Minnesota | Cook | 7039811 | 15137313 | 14793812 | 2703100001 | EU001 | SV001 | Minnesota Power - Tac Harbor Energy Ctr | 372.44 | 1225.13 | 220 | 9.9 | 325 | 6500 |  | 221112 | -90.9111 | 47.5314 | 75 | R63-0040&R63-01 | 125 | 100 | 10075 | 1 | 10075_B_1 | 55613 | 128 | R63-0040&R63-01&R63-0142
27037 |  | Minnesota | Dakota | 6275411 | 15814713 | 15440212 | 2703700003 | EU003 | SV001 | Xcel Energy - Black Dog | 1989 | 1045 | 600 | 22.5 | 347 | 35991.7 |  | 221112 | -93.2394 | 44.8187 | 120 | R63-0142 | 125 | 100 | 1904 | 3 | 1904_B_3 | 55337 | 128 | R63-0142
27037 |  | Minnesota | Dakota | 6275411 | 15814813 | 15440212 | 2703700003 | EU004 | SV001 | Xcel Energy - Black Dog | 3629 | 1907 | 600 | 22.5 | 347 | 35991.7 |  | 221112 | -93.2394 | 44.8187 | 186 | R63-0142 | 125 | 100 | 1904 | 4 | 1904_B_4 | 55337 | 128 | R63-0142
27037 |  | Minnesota | Dakota | 6275411 | 15815613 | 15439812 | 2703700003 | EU026 | SV020 | Xcel Energy - Black Dog | 21.3 | 0.7 | 230 | 18 | 181 | 17736.5 |  | 221112 | -93.2394 | 44.8187 | 184 | R63-0083 | 125 | 120 | 1904 | 5 | 1904_G_5 | 55337 | 99 | R63-0083
27061 |  | Minnesota | Itasca | 6173211 | 15284213 | 14953712 | 2706100004 | EU004 | SV004 | Minnesota Power Inc - Boswell Energy Ctr | 2810.85 | 1061 | 600 | 20 | 158 | 36950 |  | 221112 | -93.6523 | 47.2632 | 5620 | R63-0142 | 125 | 100 | 1893 | 4 | 1893_B_4 | 55721 | 128&99&52&205&140&129 | R63-0142
27061 |  | Minnesota | Itasca | 6173211 | 15284313 | 14951812 | 2706100004 | EU003 | SV003 | Minnesota Power Inc - Boswell Energy Ctr | 747.7419 | 84.4 | 700 | 29 | 175 | 33783.3 |  | 221112 | -93.6523 | 47.2632 | 3360 | R63-0142 | 125 | 100 | 1893 | 3 | 1893_B_3 | 55721 | 127&215&207&205&139 | R63-0142
27061 |  | Minnesota | Itasca | 6173211 | 15285013 | 14951812 | 2706100004 | EU001 | SV003 | Minnesota Power Inc - Boswell Energy Ctr | 456.7 | 1337.02 | 700 | 29 | 175 | 33783.3 |  | 221112 | -93.6523 | 47.2632 | 750 | R63-0142 | 125 | 100 | 1893 | 1 | 1893_B_1 | 55721 | 127&204&140 | R63-0142
27061 |  | Minnesota | Itasca | 6173211 | 15285513 | 14951812 | 2706100004 | EU002 | SV003 | Minnesota Power Inc - Boswell Energy Ctr | 569.88 | 1484.16 | 700 | 29 | 175 | 33783.3 |  | 221112 | -93.6523 | 47.2632 | 750 | R63-0142 | 125 | 100 | 1893 | 2 | 1893_B_2 | 55721 | 127&204&140 | R63-0142
27067 |  | Minnesota | Kandiyohi | 6454411 | 16569113 | 16114512 | 2706700005 | EU003 | SV003 | Willmar Municipal Utilities | 137.464 | 410.1192 | 129 | 5.4 | 340 | 1100 |  | 221122 | -95.0524 | 45.1215 | 160 | R63-0040 | 125 | 100 |  |  | 2022_B_3 | 56201 | 121 | R63-0040
27067 |  | Minnesota | Kandiyohi | 6454411 | 16569213 | 16114612 | 2706700005 | EU004 | SV004 | Willmar Municipal Utilities | 0.3315 | 0.001989 | 100 | 4 | 525 | 538 |  | 221122 | -95.0524 | 45.1215 | 75 | R63-0040 | 125 | 100 |  |  | 2022_B_2 | 56201 |  | R63-0040
27075 |  | Minnesota | Lake | 6319411 | 16396613 | 15982712 | 2707500003 | EU001 | SV001 | Northshore Mining - Silver Bay | 1272.737 | 1028.2946 | 216 | 7.5 | 300 | 3835 |  | 21221 | -91.3937 | 47.2974 | 540 | R63-0040&R63-01 | 153 | 100 | 10849 | PB1 | 10849_B_PB1 | 55614 | 127 | R63-0040&R63-01
27075 |  | Minnesota | Lake | 6319411 | 16399613 | 15979112 | 2707500003 | EU002 | SV002 | Northshore Mining - Silver Bay | 1632.202 | 1209.0133 | 216 | 10.2 | 300 | 5000 |  | 21221 | -91.3937 | 47.2974 | 575 | R63-0040&R63-01 | 153 | 100 | 10849 | PB2 | 10849_B_PB2 | 55614 | 127 | R63-0040&R63-01
27085 |  | Minnesota | McLeod | 7626711 | 11449013 | 11353712 | 2708500034 | EU003 | SV003 | Hutchinson Utilities Commission -Plant 2 | 0.027 | 0.000162 | 28 | 2 | 430 | 60.7 |  | 221112 | -94.3483 | 44.8891 | 10 | R63-0040 | 125 | 100 |  |  | 6358_G_3 | 55350 |  | R63-0040
27085 |  | Minnesota | McLeod | 7626711 | 11449113 | 11353812 | 2708500034 | EU004 | SV004 | Hutchinson Utilities Commission -Plant 2 | 0.2932 | 0.2544 | 30 | 6 | 957 | 6166.7 |  | 221112 | -94.3483 | 44.8891 | 22000 | R63-0083 | 125 | 120 |  |  | 6358_G_9 | 55350 | 213 | R63-0083
27091 |  | Minnesota | Martin | 7122011 | 14114213 | 13911612 | 2709100007 | EU003 | SV002 | Interstate Power & Light - Fox Lake | 34.29 | 1.511 | 142 | 8 | 324 | 4742.9 |  | 221112 | -94.7074 | 43.673 | 600 |  | 125 | 100 | 1888 | 3 | 1888_B_3 | 56171 | 128
27099 |  | Minnesota | Mower | 7002411 | 14231213 | 14008612 | 2709900001 | EU001 | SV001 | Austin Utilities - NE Power Station | 79.5 | 207.7 | 157 | 6 | 310 | 2283.4 |  | 221121 | -92.96 | 43.7031 | 270 | R63-0142 | 125 | 100 | 1961 | NEPP | 1961_B_NEPP | 55912 | 128 | R63-0142
27099 |  | Minnesota | Mower | 7003311 | 14227913 | 14005912 | 2709900048 | EU003 | SV003 | Great River Energy - Pleasant Valley | 1.2998 | 0.0013308 | 50 | 12.5 | 1004 | 33000 |  | 221122 | -92.6829 | 43.7993 | 134000 | R63-0083 | 125 | 120 | 7843 | 13 | 7843_G_13 | 55912 | 205&205&213 | R63-0083
27099 |  | Minnesota | Mower | 7003311 | 14228013 | 14005812 | 2709900048 | EU002 | SV002 | Great River Energy - Pleasant Valley | 13.701 | 0.10005 | 90 | 18.7 | 1010 | 38981 |  | 221122 | -92.6829 | 43.7993 | 176000 | R63-0083 | 125 | 120 | 7843 | 12 | 7843_G_12 | 55912 | 205 | R63-0083
27099 |  | Minnesota | Mower | 7003311 | 14228113 | 14006012 | 2709900048 | EU001 | SV001 | Great River Energy - Pleasant Valley | 19.6007 | 0.10002 | 90 | 18.7 | 1010 | 38981 |  | 221122 | -92.6829 | 43.7993 | 176000 | R63-0083 | 125 | 120 | 7843 | 11 | 7843_G_11 | 55912 | 205 | R63-0083
27105 |  | Minnesota | Nobles | 7148211 | 14421213 | 14154312 | 2710500054 | EU003 | SV003 | Worthington Diesel Generating Plant | 0.148 | 0.002332 | 44 | 1.5 | 836 | 253.1 |  | 22111 | -95.6113 | 43.6334 | 2000 | R63-0087 | 125 | 160 |  |  | 2024_G_3 | 56187 |  | R63-0087
27105 |  | Minnesota | Nobles | 7148211 | 14421313 | 14154412 | 2710500054 | EU007 | SV007 | Worthington Diesel Generating Plant | 0.1483 | 0.002336 | 44 | 1.5 | 836 | 253.1 |  | 22111 | -95.6113 | 43.6334 | 2000 | R63-0087 | 125 | 160 |  |  | 2024_G_7 | 56187 |  | R63-0087
27105 |  | Minnesota | Nobles | 7148211 | 14421413 | 14154912 | 2710500054 | EU006 | SV006 | Worthington Diesel Generating Plant | 0.1483 | 0.002336 | 44 | 1.5 | 836 | 253.1 |  | 22111 | -95.6113 | 43.6334 | 2000 | R63-0087 | 125 | 160 |  |  | 2024_G_6 | 56187 |  | R63-0087
27105 |  | Minnesota | Nobles | 7148211 | 14421513 | 14154712 | 2710500054 | EU004 | SV004 | Worthington Diesel Generating Plant | 0.1483 | 0.002336 | 44 | 1.5 | 836 | 253.1 |  | 22111 | -95.6113 | 43.6334 | 2000 | R63-0087 | 125 | 160 |  |  | 2024_G_4 | 56187 |  | R63-0087
27105 |  | Minnesota | Nobles | 7148211 | 14421613 | 14154512 | 2710500054 | EU002 | SV002 | Worthington Diesel Generating Plant | 0.148 | 0.002332 | 44 | 1.5 | 836 | 253.1 |  | 22111 | -95.6113 | 43.6334 | 2000 | R63-0087 | 125 | 160 |  |  | 2024_G_2 | 56187 |  | R63-0087
27105 |  | Minnesota | Nobles | 7148211 | 14421713 | 14154612 | 2710500054 | EU001 | SV001 | Worthington Diesel Generating Plant | 0.148 | 0.002332 | 44 | 1.5 | 836 | 253.1 |  | 22111 | -95.6113 | 43.6334 | 2000 | R63-0087 | 125 | 160 |  |  | 2024_G_1 | 56187 |  | R63-0087
27105 |  | Minnesota | Nobles | 7148211 | 14421813 | 14154812 | 2710500054 | EU005 | SV005 | Worthington Diesel Generating Plant | 0.1483 | 0.002336 | 44 | 1.5 | 836 | 253.1 |  | 22111 | -95.6113 | 43.6334 | 2000 | R63-0087 | 125 | 160 |  |  | 2024_G_5 | 56187 |  | R63-0087
27109 |  | Minnesota | Olmsted | 7149811 | 14413913 | 14147812 | 2710900011 | EU001 | SV001 | Rochester Public Utilities - Silver Lake | 4.8708 | 6.678 | 200 | 6.3 | 345 | 1683.3 |  | 221112 | -92.4605 | 44.028 | 90 | R63-0040 | 125 | 100 |  |  | 2008_B_1 | 55906 | 128&210 | R63-0040
27109 |  | Minnesota | Olmsted | 7149811 | 14414013 | 14147812 | 2710900011 | EU002 | SV001 | Rochester Public Utilities - Silver Lake | 121.2 | 148.37 | 200 | 6.3 | 345 | 1683.3 |  | 221112 | -92.4605 | 44.028 | 120 | R63-0040 | 125 | 100 |  |  | 2008_B_2 | 55906 | 128&210 | R63-0040
27109 |  | Minnesota | Olmsted | 7149811 | 14414113 | 14147712 | 2710900011 | EU003 | SV002 | Rochester Public Utilities - Silver Lake | 169.62 | 260.06 | 200 | 6.7 | 320 | 1816.7 |  | 221112 | -92.4605 | 44.028 | 220 | R63-0040 | 125 | 100 |  |  | 2008_B_3 | 55906 | 128&210 | R63-0040
27109 |  | Minnesota | Olmsted | 7149811 | 14414513 | 14147912 | 2710900011 | EU004 | SV003 | Rochester Public Utilities - Silver Lake | 8.885 | 4.8 | 300 | 7.9 | 155 | 3581.7 |  | 221112 | -92.4605 | 44.028 | 520 | R63-0142 | 125 | 100 | 2008 | 4 | 2008_B_4 | 55906 | 127&99&128 | R63-0142
27109 |  | Minnesota | Olmsted | 7150111 | 14412413 | 14146012 | 2710900020 | EU003 | SV005 | Rochester Public Utilities Cascade Creek | 1.4 | 0.01195 | 39 | 10 | 695 | 7366.7 |  | 221112 | -92.4905 | 44.0321 | 48 | R63-0083 | 125 | 999 |  |  | 6058_G_2 | 55906 | 213 | R63-0083
27109 |  | Minnesota | Olmsted | 7150111 | 14412513 | 14145812 | 2710900020 | EU001 | SV001 | Rochester Public Utilities Cascade Creek | 3.918 | 0.00374 | 37.3 | 18.8 | 945 | 11816.7 |  | 221112 | -92.4905 | 44.0321 | 40 | R63-0083 | 125 | 120 |  |  | 6058_G_1 | 55906 | 213 | R63-0083
27111 |  | Minnesota | Otter Tail | 7072311 | 15102413 | 14765012 | 2711100002 | EU002 | SV002 | Otter Tail Power Co - Hoot Lake Plant | 410.624 | 1483.0333 | 225 | 13.4 | 330 | 12900 |  | 221112 | -96.04 | 46.2898 | 400 | R63-0040&R63-01 | 125 | 100 | 1943 | 2 | 1943_B_2 | 56537 | 128&207&205&204 | R63-0040&R63-01&R63-0142
27111 |  | Minnesota | Otter Tail | 7072311 | 15102613 | 14764512 | 2711100002 | EU007 | SV005 | Otter Tail Power Co - Hoot Lake Plant | 0.01631 | 0.001072 | 8 | 0.5 | 265 | 33.3 |  | 221112 | -96.04 | 46.2898 | 185 | R63-0087 | 125 | 160 |  |  | 1943_G_D2 | 56537 |  | R63-0087
27111 |  | Minnesota | Otter Tail | 7072311 | 15102713 | 14764612 | 2711100002 | EU006 | SV004 | Otter Tail Power Co - Hoot Lake Plant | 0.02537 | 0.001667 | 5 | 0.7 | 280 | 50 |  | 221112 | -96.04 | 46.2898 | 285 | R63-0087 | 125 | 160 |  |  | 1943_G_D1 | 56537 |  | R63-0087
27111 |  | Minnesota | Otter Tail | 7072311 | 15103013 | 14765012 | 2711100002 | EU003 | SV002 | Otter Tail Power Co - Hoot Lake Plant | 518.0822 | 1931.0031 | 225 | 13.4 | 330 | 12900 |  | 221112 | -96.04 | 46.2898 | 625 | R63-0142 | 125 | 100 | 1943 | 3 | 1943_B_3 | 56537 | 128&207&205&204 | R63-0142
27127 |  | Minnesota | Redwood | 7175611 | 14985713 | 14643612 | 2712700038 | EU002 | SV002 | Redwood Falls Public Utilities - S Plant | 0.9845 | 0.06471 | 40 | 1.5 | 836 | 253.1 |  | 221121 | -95.1115 | 44.5333 | 2000 | R63-0087 | 125 | 160 |  |  | 7982_G_5 | 56283 |  | R63-0087
27127 |  | Minnesota | Redwood | 7175611 | 14985913 | 14643512 | 2712700038 | EU003 | SV003 | Redwood Falls Public Utilities - S Plant | 0.9815 | 0.06451 | 40 | 1.5 | 836 | 253.1 |  | 221121 | -95.1115 | 44.5333 | 2000 | R63-0087 | 125 | 160 |  |  | 7982_G_3 | 56283 |  | R63-0087
27127 |  | Minnesota | Redwood | 7175611 | 14986013 | 14643712 | 2712700038 | EU004 | SV004 | Redwood Falls Public Utilities - S Plant | 1.036 | 0.06809 | 40 | 1.5 | 836 | 253.1 |  | 221121 | -95.1115 | 44.5333 | 2000 | R63-0087 | 125 | 160 |  |  | 7982_G_4 | 56283 |  | R63-0087
27137 |  | Minnesota | St Louis | 6236711 | 16153513 | 15759012 | 2713700027 | EU003 | SV003 | Hibbing Public Utilities Commission | 272.4021 | 209.8003 | 121.7 | 7.5 | 350 | 2464 |  | 221122 | -92.935 | 47.4295 | 165 |  | 125 | 100 |  |  | 1979_B_3 | 55746 | 128 | R63-0040
27137 |  | Minnesota | St Louis | 6236711 | 16153613 | 15759112 | 2713700027 | EU001 | SV019 | Hibbing Public Utilities Commission | 53.3421 | 53.0803 | 155 | 10.5 | 359 | 3638.3 |  | 221122 | -92.935 | 47.4295 | 139 |  | 125 | 100 |  |  | 1979_B_1 | 55746 | 128 | R63-0040
27137 |  | Minnesota | St Louis | 6236711 | 16153713 | 15759112 | 2713700027 | EU002 | SV019 | Hibbing Public Utilities Commission | 68.4621 | 67.9303 | 155 | 10.5 | 359 | 3638.3 |  | 221122 | -92.935 | 47.4295 | 139 |  | 125 | 100 |  |  | 1979_B_2 | 55746 | 128 | R63-0040
27137 |  | Minnesota | St Louis | 6236811 | 16152813 | 15758512 | 2713700028 | EU001 | SV002 | Virginia Department of Public Utilities | 77.39 | 100.6 | 150 | 7 | 335 | 1631.1 |  | 221121 | -92.5329 | 47.5183 | 90 | R63-0040 | 125 | 100 |  |  | 2018_B_7 | 55792 | 128&210 | R63-0040
27137 |  | Minnesota | St Louis | 6236811 | 16153213 | 106173512 | 2713700028 | EU004 | FUG_EU004 | Virginia Department of Public Utilities | 7.5096 | 0.051322 | [5 empty] | 221121 | -92.5329 | 47.5183 | 161 |  | 125 | 100 |  |  | 2018_B_10 | 55792 | 24&29&26
27137 |  | Minnesota | St Louis | 6236811 | 16153213 | 15758612 | 2713700028 | EU004 | SV004 | Virginia Department of Public Utilities | 2.9204 | 0.019958 | 150 | 6 | 314 | 1467.7 |  | 221121 | -92.5329 | 47.5183 | 161 |  | 125 | 100 |  |  | 2018_B_10 | 55792 | 24&29&26
27137 |  | Minnesota | St Louis | 6236811 | 16153313 | 15758712 | 2713700028 | EU003 | SV003 | Virginia Department of Public Utilities | 225.3 | 290.8 | 150 | 5 | 390 | 1781 |  | 221121 | -92.5329 | 47.5183 | 167 |  | 125 | 100 |  |  | 2018_B_9 | 55792 | 128
27137 |  | Minnesota | St Louis | 6941511 | 14934913 | 14600312 | 2713700013 | EU001 | SV001 | Minnesota Power - Laskin Energy Center | 332.66 | 311.6023 | 300 | 10.5 | 136 | 4111.4 |  | 221112 | -92.1619 | 47.53 | 660 | R63-0142 | 125 | 100 | 1891 | 1 | 1891_B_1 | 55750 | 141&205&204 | R63-0142
27137 |  | Minnesota | St Louis | 6941511 | 14935113 | 14600312 | 2713700013 | EU002 | SV001 | Minnesota Power - Laskin Energy Center | 242.43 | 227.3014 | 300 | 10.5 | 136 | 4111.4 |  | 221112 | -92.1619 | 47.53 | 660 | R63-0142 | 125 | 100 | 1891 | 2 | 1891_B_2 | 55750 | 141&205&204 | R63-0142
27137 |  | Minnesota | St Louis | 7838011 | 2841413 | 2731612 | 2713700015 | EU003 | SV001 | Minnesota Power Inc - Hibbard Renewable | 286.51 | 115.42 | 331 | 14 | 378 | 13393.7 |  | 221112 | -92.1523 | 46.7355 | 590 | R63-0040&R63-01 | 125 | 100 | 1897 | 3 | 1897_B_3 | 55807 | 121&128 | R63-0040&R63-01&R63-0142
27137 |  | Minnesota | St Louis | 7838011 | 2841513 | 2731612 | 2713700015 | EU004 | SV001 | Minnesota Power Inc - Hibbard Renewable | 262.41 | 103.39 | 331 | 14 | 378 | 13393.7 |  | 221112 | -92.1523 | 46.7355 | 590 | R63-0040&R63-01 | 125 | 100 | 1897 | 4 | 1897_B_4 | 55807 | 121&128 | R63-0040&R63-01&R63-0142
27141 |  | Minnesota | Sherburne | 6990811 | 15173513 | 14824712 | 2714100004 | EU003 | SV002 | Xcel Energy - Sherburne Generating Plant | 3260 | 7925 | 650 | 26 | 165 | 53333.3 |  | 221112 | -93.9116 | 45.393 | 8530 | R63-0142 | 125 | 100 | 6090 | 3 | 6090_B_3 | 55308 | 127&24&129 | R63-0142
27141 |  | Minnesota | Sherburne | 6990811 | 15174813 | 14824912 | 2714100004 | EU001 | SV001 | Xcel Energy - Sherburne Generating Plant | 4322 | 6233 | 650 | 32.5 | 171 | 86666.7 |  | 221112 | -93.9116 | 45.393 | 7110 | R63-0142 | 125 | 100 | 6090 | 1 | 6090_B_1 | 55308 | 128&99&24 | R63-0142
27141 |  | Minnesota | Sherburne | 6990811 | 15175013 | 14824912 | 2714100004 | EU002 | SV001 | Xcel Energy - Sherburne Generating Plant | 4202 | 6059 | 650 | 32.5 | 171 | 86666.7 |  | 221112 | -93.9116 | 45.393 | 7110 | R63-0142 | 125 | 100 | 6090 | 2 | 6090_B_2 | 55308 | 128&99&24 | R63-0142
27151 |  | Minnesota | Swift | 13603611 | 79734913 | 70846412 | 2715100038 | EU001 | SV001 | Fibrominn Biomass Power Plant | 391.1 | 47.1 | 300 | 9 | 295 | 5268 |  | 221122 | -95.5693 | 45.2975 | 1000 |  | 125 | 100 | 55867 | BLR-1 | 55867_B_BLR-1 | 56215 | 100&67&140
27151 |  | Minnesota | Swift | 7151411 | 14392113 | 14128612 | 2715100006 | EU004 | SV004 | Benson Municipal Utilities | 0.4207 | 0.02765 | 45 | 1.3 | 901 | 241.8 |  | 221121 | -95.6031 | 45.3142 | 1830 | R63-0087 | 125 | 160 |  |  | 1964_G_8 | 56215 |  | R63-0087
27151 |  | Minnesota | Swift | 7151411 | 14392213 | 14128912 | 2715100006 | EU001 | SV001 | Benson Municipal Utilities | 0.3231 | 0.02124 | 30 | 1.3 | 500 | 107.6 |  | 221121 | -95.6031 | 45.3142 | 925 | R63-0087 | 125 | 160 |  |  | 1964_G_5 | 56215 |  | R63-0087
27151 |  | Minnesota | Swift | 7151411 | 14392313 | 14128412 | 2715100006 | EU003 | SV003 | Benson Municipal Utilities | 0.4216 | 0.02771 | 45 | 1.3 | 901 | 241.8 |  | 221121 | -95.6031 | 45.3142 | 1830 | R63-0087 | 125 | 160 |  |  | 1964_G_7 | 56215 |  | R63-0087
27151 |  | Minnesota | Swift | 7151411 | 14392413 | 14128512 | 2715100006 | EU005 | SV005 | Benson Municipal Utilities | 0.3983 | 0.02618 | 45 | 1.3 | 901 | 241.8 |  | 221121 | -95.6031 | 45.3142 | 1830 | R63-0087 | 125 | 160 |  |  | 1964_G_9 | 56215 |  | R63-0087
27151 |  | Minnesota | Swift | 7151411 | 14392513 | 14129112 | 2715100006 | EU006 | SV006 | Benson Municipal Utilities | 0.2627 | 0.01727 | 45 | 1.3 | 901 | 241.8 |  | 221121 | -95.6031 | 45.3142 | 1830 | R63-0087 | 125 | 160 |  |  | 1964_G_10 | 56215 |  | R63-0087
27151 |  | Minnesota | Swift | 7151411 | 14392713 | 14128812 | 2715100006 | EU002 | SV002 | Benson Municipal Utilities | 0.3681 | 0.0242 | 31 | 1.3 | 600 | 149.2 |  | 221121 | -95.6031 | 45.3142 | 1280 | R63-0087 | 125 | 160 |  |  | 1964_G_6 | 56215 |  | R63-0087
27151 |  | Minnesota | Swift | 7151411 | 14392813 | 14129012 | 2715100006 | EU007 | SV007 | Benson Municipal Utilities | 0.4246 | 0.02791 | 45 | 1.3 | 901 | 241.8 |  | 221121 | -95.6031 | 45.3142 | 1830 | R63-0087 | 125 | 160 |  |  | 1964_G_11 | 56215 |  | R63-0087
27163 |  | Minnesota | Washington | 6772111 | 13604613 | 13408612 | 2716300005 | EU001 | SV001 | Xcel Energy - Allen S King Generating | 1431 | 1666 | 785 | 18.5 | 169 | 25674.2 |  | 221112 | -92.7788 | 45.0294 | 5240 | R63-0142 | 125 | 100 | 1915 | 1 | 1915_B_1 | 55003 | 127&99&139&128 | R63-0142
27163 |  | Minnesota | Washington | 6785711 | 13590113 | 13395712 | 2716300087 | EU002 | SV001 | LSP Cottage Grove Cogeneration Facility | 0.5291 |  | 213 | 18 | 281 | 21033.3 |  | 221122 | -92.9124 | 44.7954 | 270 | R63-0040 | 125 | 100 |  |  | 55010_G_STG1 | 55016 | 19&65 | R63-0040
27165 |  | Minnesota | Watonwan | 6136011 | 16183813 | 15788112 | 2716500025 | EU001 | SV001 | Saint James Diesel Generating Plant | 0.1218 | 0.001918 | 40.4 | 1.5 | 836 | 253.1 |  | 221121 | -94.624 | 43.986 | 2000 | R63-0087 | 125 | 160 |  |  | 1929_G_1 | 56081 |  | R63-0087
27165 |  | Minnesota | Watonwan | 6136011 | 16183913 | 15788012 | 2716500025 | EU002 | SV002 | Saint James Diesel Generating Plant | 0.1187 | 0.00187 | 40.4 | 1.5 | 836 | 253.1 |  | 221121 | -94.624 | 43.986 | 2000 | R63-0087 | 125 | 160 |  |  | 1929_G_2 | 56081 |  | R63-0087
27165 |  | Minnesota | Watonwan | 6136011 | 16184013 | 15787712 | 2716500025 | EU003 | SV003 | Saint James Diesel Generating Plant | 0.1207 | 0.001901 | 40.4 | 1.5 | 836 | 253.1 |  | 221121 | -94.624 | 43.986 | 2000 | R63-0087 | 125 | 160 |  |  | 1929_G_3 | 56081 |  | R63-0087
27165 |  | Minnesota | Watonwan | 6136011 | 16184113 | 15787812 | 2716500025 | EU004 | SV004 | Saint James Diesel Generating Plant | 0.1156 | 0.001822 | 40.4 | 1.5 | 836 | 253.1 |  | 221121 | -94.624 | 43.986 | 2000 | R63-0087 | 125 | 160 |  |  | 1929_G_4 | 56081 |  | R63-0087
27165 |  | Minnesota | Watonwan | 6136011 | 16184213 | 15787912 | 2716500025 | EU005 | SV005 | Saint James Diesel Generating Plant | 0.1183 | 0.001863 | 40.4 | 1.5 | 836 | 253.1 |  | 221121 | -94.624 | 43.986 | 2000 | R63-0087 | 125 | 160 |  |  | 1929_G_5 | 56081 |  | R63-0087
27165 |  | Minnesota | Watonwan | 6136011 | 16184313 | 15788212 | 2716500025 | EU006 | SV006 | Saint James Diesel Generating Plant | 0.1187 | 0.00187 | 40.4 | 1.5 | 836 | 253.1 |  | 221121 | -94.624 | 43.986 | 2000 | R63-0087 | 125 | 160 |  |  | 1929_G_6 | 56081 |  | R63-0087
28007 |  | Mississippi | Attala | 7036511 | 14202213 | 13983812 | 2800700032 | 001 | 1 | Entergy Mississippi Attala Plant | 18.33 | 1.31 | 160 | 18 | 187 | 16277.8 | 64 | 221112 | -89.6764 | 33.0153 | 1760 | R63-0083 | 125 | 120 | 55220 | A01 | 55220_G_A01 | 39160 | 65 | R63-0083
28007 |  | Mississippi | Attala | 7036511 | 14202313 | 13983712 | 2800700032 | 002 | 2 | Entergy Mississippi Attala Plant | 20.08 | 1.26 | 160 | 18 | 187 | 16277.8 | 64 | 221112 | -89.6764 | 33.0153 | 1760 | R63-0083 | 125 | 120 | 55220 | A02 | 55220_G_A02 | 39160 | 65 | R63-0083
28007 |  | Mississippi | Attala | 7036511 | 14202413 | 13983912 | 2800700032 | 003 | 3 | Entergy Mississippi Attala Plant | 0 | 0 | 37 | 2 | 405 | 100.5 | 32 | 221112 | -89.6764 | 33.0153 | 22 |  | 125 | 100 |  |  | 55220_G_A03 | 39160
28009 |  | Mississippi | Benton | 7037011 | 14200513 | 13983112 | 2800900019 | 002 | 2 | TVA Magnolia Combined Cycle | 35.7 | 1.7 | 131 | 18 | 170 | 17218.8 | 67.7 | 221112 | -89.1934 | 34.8275 | 2340 | R63-0083 | 125 | 120 | 55451 | CTG-2 | 55451_G_CTG-2 | 38603 | 205&65 | R63-0083
28009 |  | Mississippi | Benton | 7037011 | 14200613 | 13983212 | 2800900019 | 001 | 1 | TVA Magnolia Combined Cycle | 44 | 2.1 | 131 | 18 | 170 | 17218.8 | 67.7 | 221112 | -89.1934 | 34.8275 | 2340 | R63-0083 | 125 | 120 | 55451 | CTG-1 | 55451_G_CTG-1 | 38603 | 205&65 | R63-0083
28009 |  | Mississippi | Benton | 7037011 | 14201713 | 13983012 | 2800900019 | 003 | 3 | TVA Magnolia Combined Cycle | 48.8 | 2.5 | 131 | 18 | 170 | 17218.8 | 67.7 | 221112 | -89.1934 | 34.8275 | 2340 | R63-0083 | 125 | 120 | 55451 | CTG-3 | 55451_G_CTG-3 | 38603 | 205&65 | R63-0083
28019 |  | Mississippi | Choctaw | 12589611 | 63862113 | 58720512 | 2801900019 | 001 | 1 | Quantum Choctaw Power LLC | 51.7 | 1.9 | 175 | 20 | 192 | 21383.4 | 68.1 | 221112 | -89.2014 | 33.3686 | 2740 |  | 125 | 120 | 55694 | AA-001 | 55694_B_AA-001 | 39735 | 205&65
28019 |  | Mississippi | Choctaw | 12589611 | 63862213 | 58720612 | 2801900019 | 002 | 2 | Quantum Choctaw Power LLC | 48.2 | 2 | 175 | 20 | 192 | 21383.4 | 68.1 | 221112 | -89.2014 | 33.3686 | 2740 |  | 125 | 120 | 55694 | AA-002 | 55694_B_AA-002 | 39735 | 205&65
28019 |  | Mississippi | Choctaw | 7053011 | 14190213 | 60010912 | 2801900011 | 001 | 1 | Choctaw Generation LLP, Red Hills Genera | 876.1 | 998.8 | 350 | 24.5 | 257 | 27706.3 | 58.8 | 221112 | -89.2093 | 33.3794 | 2480 | R63-0142 | 125 | 100 | 55076 | AA001 | 55076_B_AA001 | 39735 | 100&41&121 | R63-0142
28019 |  | Mississippi | Choctaw | 7053011 | 65310713 | 60010912 | 2801900011 | 012 | 1 | Choctaw Generation LLP, Red Hills Genera | 974 | 1288 | 350 | 24.5 | 257 | 27706.3 | 58.8 | 221112 | -89.2093 | 33.3794 | 2480 | R63-0142 | 125 | 100 | 55076 | AA002 | 55076_B_AA002 | 39735 | 100&41&121 | R63-0142
28019 |  | Mississippi | Choctaw | 7053111 | 14189613 | 13975212 | 2801900018 | 002 | 2 | GenOn Wholesale Generation LP, Choctaw C | 19 | 0.55 | 175 | 19 | 185 | 15364.4 | 54.2 | 221112 | -89.4192 | 33.2889 | 2130 | R63-0083 | 125 | 120 | 55706 | CTG2 | 55706_G_CTG2 | 39745 | 139&205 | R63-0083
28019 |  | Mississippi | Choctaw | 7053111 | 14189913 | 13975312 | 2801900018 | 003 | 3 | GenOn Wholesale Generation LP, Choctaw C | 26.7 | 0.53 | 175 | 19 | 185 | 15364.4 | 54.2 | 221112 | -89.4192 | 33.2889 | 2130 | R63-0083 | 125 | 120 | 55706 | CTG3 | 55706_G_CTG3 | 39745 | 139&205 | R63-0083
28019 |  | Mississippi | Choctaw | 7053111 | 14190013 | 13974912 | 2801900018 | 001 | 1 | GenOn Wholesale Generation LP, Choctaw C | 0 | 0 | 175 | 19 | 185 | 15364.4 | 54.2 | 221112 | -89.4192 | 33.2889 | 2130 | R63-0083 | 125 | 120 | 55706 | CTG1 | 55706_G_CTG1 | 39745 | 139&205 | R63-0083
28027 |  | Mississippi | Coahoma | 7167411 | 14339813 | 14086412 | 2802700063 | 003 | 3 | Clarksdale Public Utilities, Lewis L Wil | 0.11 | 0 | 75 | 9.1 | 260 | 3659.8 | 56.3 | 33361 | -90.5631 | 34.1836 | 227 | R63-0083 | 125 | 120 |  |  | 2059_G_9 | 38614 |  | R63-0083
28027 |  | Mississippi | Coahoma | 7167411 | 14340013 | 14086212 | 2802700063 | 002 | 2 | Clarksdale Public Utilities, Lewis L Wil | 1.09 | 0 | 78 | 9.5 | 973 | 7297.2 | 102.9 | 33361 | -90.5631 | 34.1836 | 235 | R63-0083 | 125 | 120 |  |  | 2059_G_8 | 38614 |  | R63-0083
28027 |  | Mississippi | Coahoma | 7181411 | 14339113 | 14085612 | 2802700079 | 004 | 4 | Clarksdale Public Utilities, Crossroads | 13.85 | 0.48 | 56 | 14.4 | 971 | 28143.1 | 174 | 221112 | -90.5628 | 34.1833 | 869 | R63-0083 | 125 | 120 |  |  | 55395_G_CT04 | 38614 | 205 | R63-0083
28027 |  | Mississippi | Coahoma | 7181411 | 14339213 | 14085812 | 2802700079 | 003 | 3 | Clarksdale Public Utilities, Crossroads | 18.86 | 0.65 | 56 | 14.4 | 971 | 28143.1 | 174 | 221112 | -90.5628 | 34.1833 | 869 | R63-0083 | 125 | 120 |  |  | 55395_G_CT03 | 38614 | 205 | R63-0083
28027 |  | Mississippi | Coahoma | 7181411 | 14339313 | 14085712 | 2802700079 | 002 | 2 | Clarksdale Public Utilities, Crossroads | 11.44 | 0.39 | 56 | 14.4 | 971 | 28143.1 | 174 | 221112 | -90.5628 | 34.1833 | 869 | R63-0083 | 125 | 120 |  |  | 55395_G_CT02 | 38614 | 205 | R63-0083
28027 |  | Mississippi | Coahoma | 7181411 | 14339413 | 14085312 | 2802700079 | 001 | 1 | Clarksdale Public Utilities, Crossroads | 15.51 | 0.53 | 56 | 14.4 | 971 | 28143.1 | 174 | 221112 | -90.5628 | 34.1833 | 869 | R63-0083 | 125 | 120 |  |  | 55395_G_CT01 | 38614 | 205 | R63-0083
28033 |  | Mississippi | De Soto | 7184711 | 14318913 | 14076812 | 2803300095 | 004 | 4 | TVA Southaven Combined Cycle Plant | 0.04 | 0 | 85 | 2.3 | 308 | 133.4 | 31.3 | 221112 | -90.0381 | 34.9928 | 20 |  | 125 | 100 |  |  | 55269_G_STG2 | 38671 | 205
28033 |  | Mississippi | De Soto | 7184711 | 14319013 | 14076512 | 2803300095 | 003 | 3 | TVA Southaven Combined Cycle Plant | 56.6 | 2.6 | 150 | 18 | 173 | 16666.7 | 68.7 | 221112 | -90.0381 | 34.9928 | 265 | R63-0083 | 125 | 120 | 55269 | AA-003 | 55269_G_CTG3 | 38671 | 139&32&205 | R63-0083
28033 |  | Mississippi | De Soto | 7184711 | 14319113 | 14076412 | 2803300095 | 002 | 2 | TVA Southaven Combined Cycle Plant | 52.2 | 2.4 | 150 | 18 | 173 | 16666.7 | 68.7 | 221112 | -90.0381 | 34.9928 | 265 | R63-0083 | 125 | 120 | 55269 | AA-002 | 55269_G_CTG2 | 38671 | 139&32&205 | R63-0083
28033 |  | Mississippi | De Soto | 7184711 | 14319213 | 14076612 | 2803300095 | 001 | 1 | TVA Southaven Combined Cycle Plant | 33.7 | 1.7 | 150 | 18 | 173 | 16666.7 | 65.5 | 221112 | -90.0381 | 34.9928 | 265 | R63-0083 | 125 | 120 | 55269 | AA-001 | 55269_G_CTG1 | 38671 | 139&32&205 | R63-0083
28035 |  | Mississippi | Forrest | 6933811 | 14314813 | 14072912 | 2803500038 | 001 | 1 | Mississippi Power Company, Plant Eaton | 5.93 | 0 | 125 | 11.2 | 376 | 3131.4 | 31.8 | 221112 | -89.2675 | 31.3303 | 706 |  | 125 | 100 |  |  | 2046_B_1 | 39465
28035 |  | Mississippi | Forrest | 6933811 | 14315013 | 14073112 | 2803500038 | 003 | 3 | Mississippi Power Company, Plant Eaton | 3.01 | 0 | 125 | 11.2 | 376 | 1546 | 15.7 | 221112 | -89.2675 | 31.3303 | 350 |  | 125 | 100 |  |  | 2046_B_3 | 39465
28039 |  | Mississippi | George | 7490811 | 11257413 | 11201612 | 2803900014 | 001 | 1 | South Mississippi Electric Power Associa | 0.05 | 0 | 31 | 11 | 1015 | 2388.5 | 25.1 | 221112 | -88.8058 | 30.8886 | 232 | R63-0083 | 125 | 120 |  |  | 2068_G_1 | 39458 | 214 | R63-0083
28047 |  | Mississippi | Harrison | 6788111 | 13581513 | 13390912 | 2804700055 | 002 | 2 | Mississippi Power Company, Plant Jack Wa | 3.4 | 0 | 169 | 11.2 | 270 | 8468.5 | 86 | 221112 | -89.0271 | 30.4395 | 938 |  | 125 | 100 | 2049 | 2 | 2049_B_2 | 39502
28047 |  | Mississippi | Harrison | 6788111 | 13581613 | 13391512 | 2804700055 | 005 | 5 | Mississippi Power Company, Plant Jack Wa | 3551.4 | 16090 | 400 | 11.2 | 281 | 7109.6 | 72.2 | 221112 | -89.0271 | 30.4395 | 5090 | R63-0142 | 125 | 100 | 2049 | 5 | 2049_B_5 | 39502 | 128&205 | R63-0142
28047 |  | Mississippi | Harrison | 6788111 | 13581713 | 13391412 | 2804700055 | 001 | 1 | Mississippi Power Company, Plant Jack Wa | 6.9 | 0 | 169 | 11.2 | 270 | 7592.1 | 77.1 | 221112 | -89.0271 | 30.4395 | 938 |  | 125 | 100 | 2049 | 1 | 2049_B_1 | 39502
28047 |  | Mississippi | Harrison | 6788111 | 13581813 | 13391112 | 2804700055 | 006 | 6 | Mississippi Power Company, Plant Jack Wa | 0.7 | 0 | 36 | 14 | 837 | 6892.9 | 44.8 | 221112 | -89.0271 | 30.4395 | 633 | R63-0083 | 125 | 120 |  |  | 2049_G_A | 39502 |  | R63-0083
28047 |  | Mississippi | Harrison | 6788111 | 13581913 | 13391312 | 2804700055 | 004 | 4 | Mississippi Power Company, Plant Jack Wa | 2006.4 | 11210.5 | 350 | 16.2 | 270 | 12752.4 | 61.9 | 221112 | -89.0271 | 30.4395 | 2530 | R63-0142 | 125 | 100 | 2049 | 4 | 2049_B_4 | 39502 | 128&205 | R63-0142
28047 |  | Mississippi | Harrison | 6788111 | 13582413 | 13391012 | 2804700055 | 003 | 3 | Mississippi Power Company, Plant Jack Wa | 9.7 | 0 | 169 | 11.2 | 243 | 5721.1 | 58.1 | 221112 | -89.0271 | 30.4395 | 1120 |  | 125 | 100 | 2049 | 3 | 2049_B_3 | 39502
28049 |  | Mississippi | Hinds | 6802311 | 13571013 | 13385712 | 2804900112 | 002 | 2 | Entergy Mississippi Inc, Rex Brown Plant | 37.37 | 0.16 | 150 | 11.7 | 263 | 4882.1 | 45.2 | 221112 | -90.2131 | 32.3561 | 852 |  | 125 | 100 | 2053 | 3 | 2053_B_3 | 39213
28049 |  | Mississippi | Hinds | 6802311 | 13571113 | 13385412 | 2804900112 | 005 | 5 | Entergy Mississippi Inc, Rex Brown Plant | 0.43 | 0.25 | 11 | 10 | 1000 | 19042.3 | 242.5 | 221112 | -90.2131 | 32.3561 | 197 | R63-0083 | 125 | 120 |  |  | 2053_G_GT1 | 39213 |  | R63-0083
28049 |  | Mississippi | Hinds | 6802311 | 66391013 | 61523112 | 2804900112 | 011 | 9 | Entergy Mississippi Inc, Rex Brown Plant | 430.94 | 0.87 | 150 | 12.8 | 304 | 6684.6 | 52.3 | 221112 | -90.2131 | 32.3561 | 2130 |  | 125 | 100 | 2053 | 4 | 2053_B_4 | 39213
28049 |  | Mississippi | Hinds | 6966711 | 13985513 | 60254512 | 2804900230 | 002 | 5 | Entergy Mississippi Inc, Hinds County Pl | 14.87 | 1.1 | 160 | 18 | 187 | 16277.8 | 64 | 22112 | -90.2214 | 32.3847 | 1730 | R63-0083 | 125 | 120 | 55218 | H02 | 55218_G_H02 | 39213 | 65 | R63-0083
28049 |  | Mississippi | Hinds | 6966711 | 13986213 | 60254512 | 2804900230 | 001 | 5 | Entergy Mississippi Inc, Hinds County Pl | 14.52 | 1 | 160 | 18 | 187 | 16277.8 | 64 | 22112 | -90.2214 | 32.3847 | 1730 | R63-0083 | 125 | 120 | 55218 | H01 | 55218_G_H01 | 39213 | 65 | R63-0083
28059 |  | Mississippi | Jackson | 6251011 | 16467213 | 16031012 | 2805900090 | 002 | 2 | Mississippi Power Company, Plant Victor | 1491.2 | 4015.8 | 350 | 34.1 | 278 | 61066.7 | 66.9 | 221112 | -88.5562 | 30.5303 | 5460 | R63-0142 | 125 | 100 | 6073 | 2 | 6073_B_2 | 39552 | 128&205 | R63-0142
28059 |  | Mississippi | Jackson | 6251011 | 16467313 | 16030012 | 2805900090 | 005 | 5 | Mississippi Power Company, Plant Victor | 45.1 | 3.4 | 121 | 16.8 | 183 | 15619.9 | 70.5 | 221112 | -88.5562 | 30.5303 | 1950 | R63-0083 | 125 | 120 | 6073 | 4A | 6073_G_4A | 39552 | 205&65 | R63-0083
28059 |  | Mississippi | Jackson | 6251011 | 16467413 | 16031112 | 2805900090 | 004 | 4 | Mississippi Power Company, Plant Victor | 48.1 | 3.4 | 180 | 16.8 | 183 | 15619.9 | 70.5 | 221112 | -88.5562 | 30.5303 | 1950 | R63-0083 | 125 | 120 | 6073 | 3B | 6073_G_3B | 39552 | 205&65 | R63-0083
28059 |  | Mississippi | Jackson | 6251011 | 16467513 | 16030612 | 2805900090 | 006 | 6 | Mississippi Power Company, Plant Victor | 44.3 | 3.3 | 121 | 16.8 | 183 | 15619.9 | 70.5 | 221112 | -88.5562 | 30.5303 | 1950 | R63-0083 | 125 | 120 | 6073 | 4B | 6073_G_4B | 39552 | 205&65 | R63-0083
28059 |  | Mississippi | Jackson | 6251011 | 16467613 | 16030712 | 2805900090 | 003 | 3 | Mississippi Power Company, Plant Victor | 49 | 3.6 | 180 | 16.8 | 183 | 15619.9 | 70.5 | 221112 | -88.5562 | 30.5303 | 1950 | R63-0083 | 125 | 120 | 6073 | 3A | 6073_G_3A | 39552 | 205&65 | R63-0083
28059 |  | Mississippi | Jackson | 6251011 | 16467713 | 16030912 | 2805900090 | 001 | 1 | Mississippi Power Company, Plant Victor | 2013.5 | 6096.8 | 350 | 34.1 | 278 | 61066.7 | 66.9 | 221112 | -88.5562 | 30.5303 | 5460 | R63-0142 | 125 | 100 | 6073 | 1 | 6073_B_1 | 39552 | 128&205 | R63-0142
28059 |  | Mississippi | Jackson | 6970611 | 13971013 | 13768412 | 2805900048 | 002 | 2 | Mississippi Power Company, Chevron Cogen | 228.43 | 0.43 | 39 | 10.1 | 438 | 2322.3 | 29 | 22111 | -88.4936 | 30.34 | 15 | R63-0083 | 125 | 120 |  |  | 2047_G_2 | 39581 |  | R63-0083
28059 |  | Mississippi | Jackson | 6970611 | 13971113 | 13768512 | 2805900048 | 001 | 1 | Mississippi Power Company, Chevron Cogen | 223.83 | 0.42 | 39 | 10.1 | 425 | 2322.3 | 29 | 22111 | -88.4936 | 30.34 | 15 | R63-0083 | 125 | 120 |  |  | 2047_G_1 | 39581 |  | R63-0083
28059 |  | Mississippi | Jackson | 6970611 | 13971213 | 13768112 | 2805900048 | 003 | 3 | Mississippi Power Company, Chevron Cogen | 456.27 | 0.86 | 59 | 10 | 453 | 2590.5 | 33 | 22111 | -88.4936 | 30.34 | 16 | R63-0083 | 125 | 120 |  |  | 2047_G_3 | 39581 |  | R63-0083
28059 |  | Mississippi | Jackson | 6970611 | 13971413 | 13768012 | 2805900048 | 005 | 5 | Mississippi Power Company, Chevron Cogen | 250.4 | 9.5 | 94 | 14 | 388 | 11539.5 | 75 | 22111 | -88.4936 | 30.34 | 1100 | R63-0083 | 125 | 120 | 2047 | 5 | 2047_G_5 | 39581 | 205 | R63-0083
28059 |  | Mississippi | Jackson | 6970611 | 13971513 | 13768312 | 2805900048 | 004 | 4 | Mississippi Power Company, Chevron Cogen | 446.68 | 0.84 | 59 | 10 | 467 | 2590.5 | 33 | 22111 | -88.4936 | 30.34 | 16 | R63-0083 | 125 | 120 |  |  | 2047_G_4 | 39581 |  | R63-0083
28061 |  | Mississippi | Jasper | 6252611 | 16460313 | 16025812 | 2806100024 | 001 | 1 | South Mississippi Electric Power Associa | 0.35 | 0.14 | 32 | 12.4 | 1015 | 2986.1 | 24.9 | 221112 | -89.0856 | 32.0297 | 16 | R63-0083 | 125 | 120 |  |  | 2071_G_1 | 39348 |  | R63-0083
28067 |  | Mississippi | Jones | 7139511 | 14101413 | 13899512 | 2806700035 | 003 | 3 | South Mississippi Electric Power Associa | 228.8 | 0.4 | 100 | 9 | 240 | 2098.3 | 33 | 221112 | -89.3022 | 31.5284 | 869 |  | 125 | 100 | 2070 | 3 | 2070_B_3 | 39459
28067 |  | Mississippi | Jones | 7139511 | 14101513 | 13899812 | 2806700035 | 002 | 2 | South Mississippi Electric Power Associa | 118.9 | 0.3 | 100 | 9 | 240 | 2098.3 | 33 | 221112 | -89.3022 | 31.5284 | 869 |  | 125 | 100 | 2070 | 2 | 2070_B_2 | 39459
28067 |  | Mississippi | Jones | 7139511 | 14101713 | 13899612 | 2806700035 | 005 | 5 | South Mississippi Electric Power Associa | 3.1 | 0 | 95 | 13.5 | 1007 | 22504.3 | 157.3 | 221112 | -89.3022 | 31.5284 | 1550 | R63-0083 | 125 | 120 | 2070 | **4 | 2070_G_**4 | 39459 | 205 | R63-0083
28067 |  | Mississippi | Jones | 7139511 | 14101913 | 13899412 | 2806700035 | 001 | 1 | South Mississippi Electric Power Associa | 75.1 | 0.2 | 100 | 9 | 240 | 2098.3 | 33 | 221112 | -89.3022 | 31.5284 | 869 |  | 125 | 100 | 2070 | 1 | 2070_B_1 | 39459
28067 |  | Mississippi | Jones | 7139511 | 64015013 | 59057912 | 2806700035 | 008 | 6 | South Mississippi Electric Power Associa | 2 | 0 | 56 | 14.4 | 998 | 24725.9 | 151.9 | 221112 | -89.3022 | 31.5284 | 1140 |  | 125 | 120 | 2070 | 5 | 2070_G_5 | 39459
28069 |  | Mississippi | Kemper | 7356611 | 8108013 | 58318412 | 2806900015 | 003 | 3 | Tennessee Valley Authority, TVA, Kemper | 5.3 | 0.15 | 56 | 14.8 | 958 | 28294.5 | 165 | 221112 | -88.6057 | 32.7974 | 78 | R63-0083 | 125 | 120 |  |  | 7960_G_GT3 | 39328 | 205&213 | R63-0083
28069 |  | Mississippi | Kemper | 7356611 | 8108113 | 58318312 | 2806900015 | 002 | 2 | Tennessee Valley Authority, TVA, Kemper | 7.3 | 0.38 | 56 | 14.8 | 958 | 28294.5 | 165 | 221112 | -88.6057 | 32.7974 | 1280 | R63-0083 | 125 | 120 |  |  | 7960_G_GT2 | 39328 | 205&213 | R63-0083
28069 |  | Mississippi | Kemper | 7356611 | 8108213 | 8007012 | 2806900015 | 001 | 1 | Tennessee Valley Authority, TVA, Kemper | 4.8 | 0.15 | 56 | 14.8 | 958 | 28294.5 | 165 | 221112 | -88.6057 | 32.7974 | 1280 | R63-0083 | 125 | 120 |  |  | 7960_G_GT1 | 39328 | 205&213 | R63-0083
28069 |  | Mississippi | Kemper | 7356611 | 8108313 | 58318512 | 2806900015 | 004 | 4 | Tennessee Valley Authority, TVA, Kemper | 5.9 | 0.32 | 15 | 14.8 | 958 | 28294.5 | 165 | 221112 | -88.6057 | 32.7974 | 78 | R63-0083 | 125 | 120 |  |  | 7960_G_GT4 | 39328 | 205&213 | R63-0083
28073 |  | Mississippi | Lamar | 7154411 | 14080913 | 13888312 | 2807300021 | 002 | 2 | South Mississippi Electric Power Associa | 2212.7 | 1915.8 | 408 | 16.8 | 235 | 13655 | 62 | 22111 | -89.3938 | 31.2178 | 2680 | R63-0142 | 125 | 100 | 6061 | 2 | 6061_B_2 | 39475 | 128&67&29 | R63-0142
28073 |  | Mississippi | Lamar | 7154411 | 14081213 | 13888212 | 2807300021 | 001 | 1 | South Mississippi Electric Power Associa | 2365 | 1385.7 | 408 | 16.8 | 235 | 13655 | 62 | 22111 | -89.3938 | 31.2178 | 2680 | R63-0142 | 125 | 100 | 6061 | 1 | 6061_B_1 | 39475 | 128&67&29 | R63-0142
28075 |  | Mississippi | Lauderdale | 7155511 | 14073113 | 13884412 | 2807500032 | 003 | 3 | Mississippi Power Company, Plant Sweatt | 0.4 | 0 | 19 | 13.5 | 837 | 6409.4 | 44.8 | 221112 | -88.7453 | 32.2936 | 632 | R63-0083 | 125 | 120 |  |  | 2048_G_A | 39307 |  | R63-0083
28075 |  | Mississippi | Lauderdale | 7155511 | 14073213 | 60021712 | 2807500032 | 002 | 2 | Mississippi Power Company, Plant Sweatt | 5.29 | 0.02 | 168 | 15 | 376 | 5793.3 | 32.8 | 221112 | -88.7453 | 32.2936 | 625 |  | 125 | 100 | 2048 | 2 | 2048_B_2 | 39307
28075 |  | Mississippi | Lauderdale | 7155511 | 14073413 | 60021712 | 2807500032 | 001 | 2 | Mississippi Power Company, Plant Sweatt | 5.31 | 0 | 168 | 15 | 376 | 5793.3 | 32.8 | 221112 | -88.7453 | 32.2936 | 625 |  | 125 | 100 | 2048 | 1 | 2048_B_1 | 39307
28083 |  | Mississippi | Leflore | 8231311 | 5674313 | 60025012 | 2808300048 | 010 | 13 | Greenwood Utilities, Henderson Station | 0.7 | 0 | 23 | 1.7 | 979 | 158.7 | 72.5 | 22111 | -90.206 | 33.5169 | 13.7 |  | 125 | 160 |  |  | 2062_G_H9 | 38930
28083 |  | Mississippi | Leflore | 8231311 | 5674613 | 5511812 | 2808300048 | 001 | 1 | Greenwood Utilities, Henderson Station | 4.86 | 20.3 | 187 | 9 | 330 | 2093.2 | 32.9 | 22111 | -90.206 | 33.5169 | 177 |  | 125 | 100 |  |  | 2062_B_H1 | 38930 | 210
28083 |  | Mississippi | Leflore | 8231311 | 5674713 | 60025012 | 2808300048 | 012 | 13 | Greenwood Utilities, Henderson Station | 0.75 | 0 | 23 | 1.7 | 979 | 158.7 | 72.5 | 22111 | -90.206 | 33.5169 | 13.7 |  | 125 | 160 |  |  | 2062_G_H11 | 38930
28083 |  | Mississippi | Leflore | 8231311 | 5674813 | 60025012 | 2808300048 | 011 | 13 | Greenwood Utilities, Henderson Station | 0.75 | 0 | 23 | 1.7 | 979 | 158.7 | 72.5 | 22111 | -90.206 | 33.5169 | 13.7 |  | 125 | 160 |  |  | 2062_G_H10 | 38930
28083 |  | Mississippi | Leflore | 8231311 | 5674913 | 60024812 | 2808300048 | 009 | 12 | Greenwood Utilities, Henderson Station | 0.68 | 0.03 | 20 | 1.3 | 750 | 240.2 | 173 | 22111 | -90.206 | 33.5169 | 17 | R63-0087 | 125 | 160 |  |  | 2062_G_H8 | 38930 | 140 | R63-0087
28083 |  | Mississippi | Leflore | 8231311 | 5675013 | 60024812 | 2808300048 | 008 | 12 | Greenwood Utilities, Henderson Station | 0.65 | 0.03 | 20 | 1.3 | 750 | 240.2 | 173 | 22111 | -90.206 | 33.5169 | 17 | R63-0087 | 125 | 160 |  |  | 2062_G_H7 | 38930 | 140 | R63-0087
28083 |  | Mississippi | Leflore | 8231311 | 5675113 | 5511412 | 2808300048 | 007 | 4 | Greenwood Utilities, Henderson Station | 0.67 | 0.03 | 20 | 1.3 | 750 | 259.7 | 187 | 22111 | -90.206 | 33.5169 | 17 | R63-0087 | 125 | 160 |  |  | 2062_G_H6 | 38930 | 140 | R63-0087
28083 |  | Mississippi | Leflore | 8231311 | 5675213 | 5511412 | 2808300048 | 005 | 4 | Greenwood Utilities, Henderson Station | 0.67 | 0.03 | 20 | 1.3 | 750 | 259.7 | 187 | 22111 | -90.206 | 33.5169 | 17 | R63-0087 | 125 | 160 |  |  | 2062_G_H4 | 38930 | 140 | R63-0087
28083 |  | Mississippi | Leflore | 8231311 | 5675413 | 5511912 | 2808300048 | 003 | 3 | Greenwood Utilities, Henderson Station | 4.87 | 23.45 | 187 | 9 | 330 | 2093.2 | 32.9 | 22111 | -90.206 | 33.5169 | 260 |  | 125 | 100 |  |  | 2062_B_H3 | 38930 | 210
28083 |  | Mississippi | Leflore | 8231311 | 5675513 | 5511412 | 2808300048 | 006 | 4 | Greenwood Utilities, Henderson Station | 0.71 | 0.03 | 20 | 1.3 | 750 | 259.7 | 187 | 22111 | -90.206 | 33.5169 | 17 | R63-0087 | 125 | 160 |  |  | 2062_G_H5 | 38930 | 140 | R63-0087
28087 |  | Mississippi | Lowndes | 8215911 | 5734713 | 5560512 | 2808700053 | 002 | 2 | TVA Caledonia Combined Cycle Plant | 54.6 | 2.6 | 150 | 18 | 190 | 17295.1 | 68 | 221112 | -88.275 | 33.6475 | 2000 | R63-0083 | 125 | 120 | 55197 | AA-002 | 55197_G_AA-002 | 39766 | 139&32&205 | R63-0083
28087 |  | Mississippi | Lowndes | 8215911 | 5734813 | 5560612 | 2808700053 | 003 | 3 | TVA Caledonia Combined Cycle Plant | 45.6 | 2.8 | 150 | 18 | 190 | 17295.1 | 68 | 221112 | -88.275 | 33.6475 | 2000 | R63-0083 | 125 | 120 | 55197 | AA-003 | 55197_G_AA-003 | 39766 | 139&32&205 | R63-0083
28087 |  | Mississippi | Lowndes | 8215911 | 5734913 | 5560412 | 2808700053 | 001 | 1 | TVA Caledonia Combined Cycle Plant | 49.8 | 2.4 | 150 | 18 | 190 | 17295.1 | 68 | 221112 | -88.275 | 33.6475 | 2000 | R63-0083 | 125 | 120 | 55197 | AA-001 | 55197_G_AA-001 | 39766 | 139&32&205 | R63-0083
28107 |  | Mississippi | Panola | 6993011 | 14910513 | 14581912 | 2810700054 | 002 | 2 | SOUTH MISSISSIPPI ELECTRIC POWER ASSOCIA | 80.5 | 1.7 | 120 | 19 | 185 | 19270.2 | 68 | 221112 | -89.9272 | 34.3356 | 185000 | R63-0083 | 125 | 120 | 55063 | 2 | 55063_G_2 | 38606 | 65 | R63-0083
28107 |  | Mississippi | Panola | 6993011 | 14910613 | 14581212 | 2810700054 | 003 | 3 | SOUTH MISSISSIPPI ELECTRIC POWER ASSOCIA | 117.8 | 2.5 | 120 | 19 | 185 | 19270.2 | 68 | 221112 | -89.9272 | 34.3356 | 185000 | R63-0083 | 125 | 120 | 55063 | 3 | 55063_G_3 | 38606 | 65 | R63-0083
28107 |  | Mississippi | Panola | 6993011 | 14911013 | 14582012 | 2810700054 | 001 | 1 | SOUTH MISSISSIPPI ELECTRIC POWER ASSOCIA | 34 | 0.7 | 120 | 19 | 185 | 19270.2 | 68 | 221112 | -89.9272 | 34.3356 | 185000 | R63-0083 | 125 | 120 | 55063 | 1 | 55063_G_1 | 38606 | 65 | R63-0083
28129 |  | Mississippi | Smith | 7304911 | 11102313 | 11062912 | 2812900048 | 002 | 2 | South Mississippi Electric Power Associa | 12.5 | 0 | 45 | 9 | 811 | 9436 | 148.4 | 221112 | -89.41 | 31.9822 | 469 | R63-0083 | 125 | 120 | 7989 | 2 | 7989_G_2 | 39153 |  | R63-0083
28129 |  | Mississippi | Smith | 7304911 | 11102413 | 11062712 | 2812900048 | 001 | 1 | South Mississippi Electric Power Associa | 18.7 | 0.1 | 45 | 9 | 811 | 9436 | 148.4 | 221112 | -89.41 | 31.9822 | 469 | R63-0083 | 125 | 120 | 7989 | 1 | 7989_G_1 | 39153 |  | R63-0083
28129 |  | Mississippi | Smith | 7304911 | 11102813 | 11062812 | 2812900048 | 003 | 3 | South Mississippi Electric Power Associa | 16.4 | 0 | 45 | 9 | 811 | 9436 | 148.4 | 221112 | -89.41 | 31.9822 | 469 | R63-0083 | 125 | 120 | 7989 | 3 | 7989_G_3 | 39153 |  | R63-0083
28149 |  | Mississippi | Warren | 8233711 | 5616213 | 5469012 | 2814900027 | 002 | 2 | Entergy Mississippi Inc, Baxter Wilson P | 2675.48 | 4.64 | 490 | 23 | 349 | 45305.4 | 109.1 | 221112 | -90.9302 | 32.2836 | 6680 | R63-0142 | 125 | 100 | 2050 | 2 | 2050_B_2 | 39180 |  | R63-0142
28149 |  | Mississippi | Warren | 8233711 | 5616513 | 5469112 | 2814900027 | 001 | 1 | Entergy Mississippi Inc, Baxter Wilson P | 2975.87 | 135.85 | 490 | 19 | 225 | 22390.3 | 79 | 221112 | -90.9302 | 32.2836 | 4790 | R63-0142 | 125 | 100 | 2050 | 1 | 2050_B_1 | 39180 |  | R63-0142
28151 |  | Mississippi | Washington | 7083911 | 64689313 | 59982112 | 2815100048 | 010 | 7 | Entergy Mississippi Inc, Gerald Andrus P | 1599.89 | 5.01 | 499 | 28.8 | 322 | 41896.2 | 64.5 | 221112 | -91.1154 | 33.3511 | 7280 | R63-0142 | 125 | 100 | 8054 | 1 | 8054_B_1 | 38701 |  | R63-0142
28163 |  | Mississippi | Yazoo | 6314111 | 15463113 | 15125312 | 2816300005 | 002 | 2 | Yazoo City Public Service Commission | 0.98 | 0 | 70 | 9.5 | 973 | 7297.2 | 102.9 | 221112 | -90.4189 | 32.8456 | 235 | R63-0083 | 125 | 120 |  |  | 2067_G_GT1 | 39194 |  | R63-0083
28163 |  | Mississippi | Yazoo | 6314111 | 15463213 | 15125412 | 2816300005 | 001 | 1 | Yazoo City Public Service Commission | 0 | 0 | 95 | 6.5 | 420 | 829.2 | 25 | 221112 | -90.4189 | 32.8456 | 126 |  | 125 | 100 |  |  | 2067_B_3 | 39194
29001 |  | Missouri | Adair | 6996211 | 14719913 | 14414412 | 0006 | 43 | 51 | AMEREN MISSOURI-KIRKSVILLE COMBUSTION TU | 0.59 |  | 29 | 9.4 | 900 | 6565.9 | 73.6 | 221112 | -92.5844 | 40.2242 | 13 | R63-0083 | 125 | 120 |  |  | 2083_G_1 | 63501 |  | R63-0083
29007 |  | Missouri | Audrain | 6998211 | 14705313 | 14400012 | 0012 | 547 | 698 | AMEREN MISSOURI-MEXICO COMBUSTION TURBIN | 2.36 | 2.71 | 32 | 15 | 1050 | 18269.1 | 103.8 | 221112 | -91.8334 | 39.1483 | 55 | R63-0083 | 125 | 120 |  |  | 6650_G_1 | 65265 |  | R63-0083
29007 |  | Missouri | Audrain | 6998911 | 14700413 | 14395112 | 0053 | 2 | 50110 | AMEREN MISSOURI-AUDRAIN POWER STATION | 56.02 | 0.36 | 93 | 15 | 920 | 24117.3 | 136.5 | 221112 | -91.5381 | 39.3075 | 1160 | R63-0083 | 125 | 120 |  |  | 55234_G_GT3 | 63382 | 205 | R63-0083
29013 |  | Missouri | Bates | 7131711 | 14437613 | 14170312 | 0029 | 7 | 51459 | BUTLER MUNICIPAL POWER PLANT-BUTLER | 0.41 | 0.12 | 32.4 | 1.3 | 946 | 262.6 | 189 | 221112 | -94.3438 | 38.2642 | 2 | R63-0087 | 125 | 160 |  |  | 2115_G_SG1 | 64730 |  | R63-0087
29013 |  | Missouri | Bates | 7131711 | 14438113 | 14170412 | 0029 | 6 | 51458 | BUTLER MUNICIPAL POWER PLANT-BUTLER | 0.56 | 0.16 | 32.4 | 1.3 | 946 | 262.6 | 189 | 221112 | -94.3438 | 38.2642 | 2 | R63-0087 | 125 | 160 |  |  | 2115_G_NG2 | 64730 |  | R63-0087
29013 |  | Missouri | Bates | 7131711 | 14438213 | 14170212 | 0029 | 8 | 51460 | BUTLER MUNICIPAL POWER PLANT-BUTLER | 0.41 | 0.12 | 32.4 | 1.3 | 946 | 262.6 | 189 | 221112 | -94.3438 | 38.2642 | 2 | R63-0087 | 125 | 160 |  |  | 2115_G_SG2 | 64730 |  | R63-0087
29013 |  | Missouri | Bates | 7131711 | 14438313 | 14170912 | 0029 | 5 | 51457 | BUTLER MUNICIPAL POWER PLANT-BUTLER | 0.41 | 0.12 | 32.4 | 1.3 | 946 | 262.6 | 72.4 | 221112 | -94.3438 | 38.2642 | 2 | R63-0087 | 125 | 160 |  |  | 2115_G_NG1 | 64730 |  | R63-0087
29019 |  | Missouri | Boone | 6345611 | 15427813 | 15094112 | 0105 | 1 | 47495 | COLUMBIA ENERGY CENTER-PEABODY ROAD | 1.44 | 0.02 | 46 | 11 | 650 | 6353 | 62 | 221112 | -92.2613 | 39.0179 | 2180 | R63-0083 | 125 | 120 |  |  | 55447_G_CT01 | 65203 | 205 | R63-0083
29019 |  | Missouri | Boone | 6345611 | 15427913 | 15094312 | 0105 | 3 | 47496 | COLUMBIA ENERGY CENTER-PEABODY ROAD | 0.16 | 0.01 | 24 | 0.67 | 830 | 211 | 233 | 221112 | -92.2613 | 39.0179 | 545 |  | 125 | 160 |  |  | 55447_G_CT03 | 65203
29019 |  | Missouri | Boone | 7164511 | 14383213 | 14120712 | 0002 | 2525 | 3199 | COLUMBIA MUNICIPAL POWER PLANT-COLUMBIA | 1.12 | 0.01 |  |  | 861 | 177.3 | 325 | 221112 | -92.3175 | 38.9656 | 260 |  | 125 | 120 |  |  | 2123_G_6 | 65201
29019 |  | Missouri | Boone | 7164511 | 14383913 | 14120112 | 0002 | 2037 | 2622 | COLUMBIA MUNICIPAL POWER PLANT-COLUMBIA | 2.013 | 0.002 | 80 | 5 | 320 | 1380 | 69 | 221112 | -92.3175 | 38.9656 | 490 |  | 125 | 100 | 2123 | 8 | 2123_B_8 | 65201
29019 |  | Missouri | Boone | 7164511 | 14384013 | 14120612 | 0002 | 1939 | 2522 | COLUMBIA MUNICIPAL POWER PLANT-COLUMBIA | 185.44 | 727.29 | 300 | 8 | 330 | 3333.3 | 50.3 | 221112 | -92.3175 | 38.9656 | 345 |  | 125 | 100 | 2123 | 7 | 2123_B_7 | 65201 | 127&210
29019 |  | Missouri | Boone | 7164511 | 14384113 | 14120612 | 0002 | 1935 | 2522 | COLUMBIA MUNICIPAL POWER PLANT-COLUMBIA | 79.76 | 317.51 | 300 | 8 | 330 | 3333.3 | 50.3 | 221112 | -92.3175 | 38.9656 | 260 |  | 125 | 100 | 2123 | 6 | 2123_B_6 | 65201 | 127&210
29021 |  | Missouri | Buchanan | 6346411 | 15421913 | 15089012 | 0004 | 3185 | 4015 | KANSAS CITY POWER AND LIGHT CO-LAKE ROAD | 41.79 | 6.13 | 52 | 12.37 | 435 | 15693 | 131 | 221112 | -94.8758 | 39.7253 | 22 | R63-0083 | 125 | 120 |  |  | 2098_G_7 | 64504 |  | R63-0083
29021 |  | Missouri | Buchanan | 6346411 | 15422013 | 15088312 | 0004 | 3189 | 4022 | KANSAS CITY POWER AND LIGHT CO-LAKE ROAD | 695.78 | 525.74 | 150 | 7 | 314 | 2156.7 | 56 | 221112 | -94.8758 | 39.7253 | 14 |  | 125 | 100 |  |  | 2098_B_5 | 64504 | 128
29021 |  | Missouri | Buchanan | 6346411 | 15422113 | 15090012 | 0004 | 3183 | 4013 | KANSAS CITY POWER AND LIGHT CO-LAKE ROAD | 3.45 | 0.13 | 20 | 11 | 425 | 5927.1 | 62.4 | 221112 | -94.8758 | 39.7253 | 68 | R63-0083 | 125 | 120 |  |  | 2098_G_5 | 64504 |  | R63-0083
29021 |  | Missouri | Buchanan | 6346411 | 15422313 | 15089212 | 0004 | 3184 | 4014 | KANSAS CITY POWER AND LIGHT CO-LAKE ROAD | 9.92 | 0.39 | 20 | 11 | 425 | 5927.1 | 62.4 | 221112 | -94.8758 | 39.7253 | 1570 | R63-0083 | 125 | 120 |  |  | 2098_G_6 | 64504 |  | R63-0083
29021 |  | Missouri | Buchanan | 6346411 | 15422413 | 15088412 | 0004 | 3187 | 4017 | KANSAS CITY POWER AND LIGHT CO-LAKE ROAD | 1547.83 | 1392.91 | 225 | 10 | 338 | 5.4 | 68.7 | 221112 | -94.8758 | 39.7253 | 1570 | R63-0142 | 125 | 100 | 2098 | 6 | 2098_B_6 | 64504 | 128 | R63-0142
29021 |  | Missouri | Buchanan | 6346411 | 15422813 | 15089412 | 0004 | 3008 | 3918 | KANSAS CITY POWER AND LIGHT CO-LAKE ROAD | 22.2 | 0.05 | 150 | 6 | 327 | 1900 | 67.2 | 221112 | -94.8758 | 39.7253 | 12 |  | 125 | 100 |  |  | 2098_B_4 | 64504
29023 |  | Missouri | Butler | 6321511 | 16016313 | 15638212 | 0050 | 3227 | 4058 | POPLAR BLUFF MUNICIPAL UTILITIES-GENERAT | 0.94 | 0.03 | 60.9 | 8.33 | 920 | 855 | 2 | 221112 | -90.3907 | 36.7594 | 7 | R63-0087 | 125 | 160 |  |  | 7392_G_4 | 63901 |  | R63-0087
29023 |  | Missouri | Butler | 6321511 | 16016613 | 15638212 | 0050 | 3220 | 4058 | POPLAR BLUFF MUNICIPAL UTILITIES-GENERAT | 4.42 | 0.05 | 60.9 | 8.33 | 920 | 855 | 2 | 221112 | -90.3907 | 36.7594 | 7 | R63-0087 | 125 | 160 |  |  | 7392_G_2 | 63901 |  | R63-0087
29023 |  | Missouri | Butler | 6321511 | 16016813 | 15638112 | 0050 | 3219 | 39902 | POPLAR BLUFF MUNICIPAL UTILITIES-GENERAT | 4.59 | 0.05 | 60.9 | 8.33 | 920 | 855 | 2 | 221112 | -90.3907 | 36.7594 | 7 | R63-0087 | 125 | 160 |  |  | 7392_G_1 | 63901 |  | R63-0087
29027 |  | Missouri | Callaway | 6323111 | 15998213 | 15620312 | 0007 | 3665 | 4620 | FULTON POWER PLANT-FULTON | 0.17 | 0.01 | 45 | 3 | 650 | 0.2 | 0.2 | 221112 | -91.9476 | 38.8683 | 4 |  | 125 | 160 |  |  | 2126_G_IC1 | 65251
29027 |  | Missouri | Callaway | 6323111 | 15998713 | 15620512 | 0007 | 3662 | 4615 | FULTON POWER PLANT-FULTON | 0.57 |  | 35 | 6 | 1100 | 0.2 | 0.2 | 221112 | -91.9476 | 38.8683 | 6 |  | 125 | 120 |  |  | 2126_G_IC3 | 65251
29027 |  | Missouri | Callaway | 6323111 | 15998813 | 15620412 | 0007 | 3666 | 4621 | FULTON POWER PLANT-FULTON | 0.15 | 0.01 | 45 | 3 | 650 | 0.2 | 0.2 | 221112 | -91.9476 | 38.8683 | 4 |  | 125 | 160 |  |  | 2126_G_IC2 | 65251
29027 |  | Missouri | Callaway | 6323111 | 15999013 | 15621012 | 0007 | 3664 | 4618 | FULTON POWER PLANT-FULTON | 0.1 | 0.01 | 45 | 3 | 650 | 0.2 | 0.2 | 221112 | -91.9476 | 38.8683 | 15 |  | 125 | 160 |  |  | 2126_G_GT4 | 65251
29031 |  | Missouri | Cape Girardeau | 6339311 | 15967313 | 15589212 | 0061 | 4022 | 5091 | JACKSON MUNICIPAL UTILITIES-JACKSON | 1.35 |  | 36 | 3 | 400 | 402.7 | 56.7 | 221112 | -89.662 | 37.3845 | 6 | R63-0087 | 125 | 160 |  |  | 2137_G_7 | 63755 |  | R63-0087
29033 |  | Missouri | Carroll | 7326011 | 11020613 | 10975712 | 0022 | 4438 | 46489 | CARROLLTON MUNICIPAL UTILITIES-CARROLLTO | 3.51 | 0.23 | 18 | 0.83 | 860 | 247 | 3 | 221112 | -93.5023 | 39.3512 | 2 | R63-0087 | 125 | 160 |  |  | 2120_G_11 | 64633 |  | R63-0087
29033 |  | Missouri | Carroll | 7326011 | 11021213 | 10974812 | 0022 | 4431 | 5572 | CARROLLTON MUNICIPAL UTILITIES-CARROLLTO | 0.89 | 0.03 | 33 | 1.67 | 855 | 37 | 17 | 221112 | -93.5023 | 39.3512 | 6 | R63-0087 | 125 | 160 |  |  | 2120_G_10 | 64633 |  | R63-0087
29033 |  | Missouri | Carroll | 7326011 | 11021413 | 10975112 | 0022 | 4430 | 5570 | CARROLLTON MUNICIPAL UTILITIES-CARROLLTO | 1.86 | 0.03 | 32 | 2.5 | 816 | 86.4 | 17.6 | 221112 | -93.5023 | 39.3512 | 4 | R63-0087 | 125 | 160 |  |  | 2120_G_9 | 64633 |  | R63-0087
29033 |  | Missouri | Carroll | 7326011 | 11021513 | 10975012 | 0022 | 4429 | 5568 | CARROLLTON MUNICIPAL UTILITIES-CARROLLTO | 3.39 | 0.06 | 30 | 2.5 | 940 | 94.8 | 19.3 | 221112 | -93.5023 | 39.3512 | 4 | R63-0087 | 125 | 160 |  |  | 2120_G_8 | 64633 |  | R63-0087
29033 |  | Missouri | Carroll | 7326011 | 11021713 | 10975512 | 0022 | 4428 | 5566 | CARROLLTON MUNICIPAL UTILITIES-CARROLLTO | 1.22 | 0.06 | 43.5 | 3.5 | 965 | 148.1 | 15.4 | 221112 | -93.5023 | 39.3512 | 2 | R63-0087 | 125 | 160 |  |  | 2120_G_7 | 64633 |  | R63-0087
29037 |  | Missouri | Cass | 7357911 | 11009513 | 10963712 | 0003 | 4812 | 6024 | KCP AND L GMO-RALPH GREEN GENERATING PLA | 3.02 | 0.01 | 52 | 13.25 | 1005 | 24909 | 160 | 221112 | -94.2767 | 38.787 | 1190 | R63-0083 | 125 | 120 |  |  | 2092_G_3 | 64080 | 213 | R63-0083
29037 |  | Missouri | Cass | 7359211 | 10993713 | 10948512 | 0056 | 2 | 46991 | DOGWOOD ENERGY LLC-PLEASANT HILL | 17.29 | 0.12 | 170 | 17.7 | 200 | 31809.7 | 125 | 221112 | -94.3006 | 38.7931 | 2370 | R63-0083 | 125 | 120 | 55178 | CT-2 | 55178_G_CT-2 | 64080 | 139&205 | R63-0083
29037 |  | Missouri | Cass | 7359211 | 10993813 | 10948212 | 0056 | 1 | 46990 | DOGWOOD ENERGY LLC-PLEASANT HILL | 25.95 | 0.17 | 170 | 17.7 | 200 | 31809.7 | 125 | 221112 | -94.3006 | 38.7931 | 2370 | R63-0083 | 125 | 120 | 55178 | CT-1 | 55178_G_CT-1 | 64080 | 139&205 | R63-0083
29047 |  | Missouri | Clay | 7636911 | 11806913 | 11708712 | 0096 | 5430 | 6797 | INDEPENDENCE POWER AND LIGHT-MISSOURI CI | 587.81 | 2135.91 | 300 | 8 | 263 | 2825 | 56.2 | 221112 | -94.3073 | 39.232 | 19 |  | 125 | 100 |  |  | 2171_B_1_2 | 64072 | 127
29051 |  | Missouri | Cole | 7542511 | 11994813 | 11889112 | 0008 | 6190 | 7864 | AMEREN MISSOURI-MOREAU COMBUSTION TURBIN | 1.15 | 1.66 | 32 | 15 | 1050 | 18269.1 | 103.8 | 221112 | -92.0564 | 38.5545 | 55 | R63-0083 | 125 | 120 |  |  | 6652_G_1 | 65101 |  | R63-0083
29051 |  | Missouri | Cole | 7543511 | 11983013 | 11877812 | 0049 | 5928 | 7529 | AMEREN MISSOURI-FAIRGROUNDS COMBUSTION T | 1.07 | 1.54 | 32 | 15 | 1050 | 18269.1 | 103.8 | 221112 | -92.2203 | 38.5934 | 55 | R63-0083 | 125 | 120 |  |  | 2082_G_1 | 65101 |  | R63-0083
29069 |  | Missouri | Dunklin | 6031211 | 24468213 | 23491912 | 0034 | 6822 | 8682 | MALDEN MUNICIPAL POWER & LIGHT-S BECKWIT | 1.97 | 0.13 | 30 | 2 | 450 | 216.4 | 67.5 | 221112 | -89.9683 | 36.5554 | 4 | R63-0087 | 125 | 160 |  |  | 2142_G_8 | 63863 |  | R63-0087
29069 |  | Missouri | Dunklin | 6031511 | 24467213 | 23491312 | 0063 | 6785 | 46071 | KENNETT GENERATING PLANT-ANTHONY STREET | 2.23 |  | 51.8 | 3.312 | 741 | 784 | 91 | 221112 | -90.0512 | 36.2342 | 6 |  | 125 | 160 |  |  | 2139_G_13 | 63857 | 203
29069 |  | Missouri | Dunklin | 6031511 | 24467313 | 23491412 | 0063 | 6784 | 46070 | KENNETT GENERATING PLANT-ANTHONY STREET | 1.46 |  | 51.8 | 3.312 | 736 | 780 | 91 | 221112 | -90.0512 | 36.2342 | 6 |  | 125 | 160 |  |  | 2139_G_12 | 63857 | 203
29069 |  | Missouri | Dunklin | 6031511 | 24467413 | 23491112 | 0063 | 6783 | 46069 | KENNETT GENERATING PLANT-ANTHONY STREET | 7.42 | 0.16 | 56 | 3 | 692 | 477.3 | 67.5 | 221112 | -90.0512 | 36.2342 | 6 |  | 125 | 160 |  |  | 2139_G_11 | 63857
29069 |  | Missouri | Dunklin | 6031511 | 24467713 | 23491012 | 0063 | 6782 | 8640 | KENNETT GENERATING PLANT-ANTHONY STREET | 2.1 | 0.14 | 56 | 3 | 617 | 515.5 | 72.9 | 221112 | -90.0512 | 36.2342 | 6 | R63-0087 | 125 | 160 |  |  | 2139_G_10 | 63857 |  | R63-0087
29069 |  | Missouri | Dunklin | 6031711 | 24465413 | 23489512 | 0066 | 1 | 31320 | ST FRANCIS POWER PLANT-CAMPBELL | 24.3 | 0.9 | 100 | 18.5 | 200 | 58100 | 66.6 | 221112 | -90.1768 | 36.5847 | 1760 | R63-0083 | 125 | 120 | 7604 | 1 | 7604_G_1 | 63933 | 139&205 | R63-0083
29069 |  | Missouri | Dunklin | 6031711 | 24465613 | 23489112 | 0066 | 11 | 49875 | ST FRANCIS POWER PLANT-CAMPBELL | 21.1 | 0.9 | 100 | 18.5 | 200 | 58100 | 66.6 | 221112 | -90.1768 | 36.5847 | 2050 | R63-0083 | 125 | 120 | 7604 | 2 | 7604_G_2 | 63933 | 139&205 | R63-0083
29071 |  | Missouri | Franklin | 6032111 | 24463913 | 23487412 | 0003 | 6964 | 8871 | AMEREN MISSOURI-LABADIE PLANT | 2398.2 | 14464.8 | 700 | 20.5 | 340 | 30360 | 92 | 221112 | -90.8373 | 38.5642 | 6180 | R63-0142 | 125 | 100 | 2103 | 1 | 2103_B_1 | 63055 | 128&24&204 | R63-0142
29071 |  | Missouri | Franklin | 6032111 | 24464013 | 23487712 | 0003 | 7087 | 9237 | AMEREN MISSOURI-LABADIE PLANT | 2561.95 | 14399.6 | 700 | 20.5 | 340 | 30360 | 92 | 221112 | -90.8373 | 38.5642 | 6180 | R63-0142 | 125 | 100 | 2103 | 2 | 2103_B_2 | 63055 | 128&24&204 | R63-0142
29071 |  | Missouri | Franklin | 6032111 | 24464113 | 23488012 | 0003 | 7262 | 9437 | AMEREN MISSOURI-LABADIE PLANT | 2427.01 | 14284 | 700 | 29 | 340 | 60720 | 92 | 221112 | -90.8373 | 38.5642 | 6110 | R63-0142 | 125 | 100 | 2103 | 3 | 2103_B_3 | 63055 | 128&205&204 | R63-0142
29071 |  | Missouri | Franklin | 6032111 | 24464513 | 23488212 | 0003 | 7408 | 9532 | AMEREN MISSOURI-LABADIE PLANT | 2503.95 | 14800.3 | 700 | 29 | 340 | 60720 | 92 | 221112 | -90.8373 | 38.5642 | 6110 | R63-0142 | 125 | 100 | 2103 | 4 | 2103_B_4 | 63055 | 128&24&204 | R63-0142
29077 |  | Missouri | Greene | 7494511 | 11237413 | 11188412 | 0005 | 1316 | 1634 | CITY UTILITIES OF SPRINGFIELD MISSOURI-J | 598.83 | 1518.3 | 350 | 8.33 | 300 | 4583 | 48 | 221112 | -93.2583 | 37.1082 | 1160 | R63-0142 | 125 | 100 | 2161 | 5 | 2161_B_5 | 65804 | 128&205&204&140 | R63-0142
29077 |  | Missouri | Greene | 7494511 | 11237613 | 11188812 | 0005 | 1312 | 1627 | CITY UTILITIES OF SPRINGFIELD MISSOURI-J | 2.65 | 0.02 | 52 | 12 | 1014 | 21500 | 138 | 221112 | -93.2583 | 37.1082 | 1030 | R63-0083 | 125 | 120 | 2161 | **GT2 | 2161_G_GT1 | 65804 | 213 | R63-0083
29077 |  | Missouri | Greene | 7494511 | 11237913 | 11188112 | 0005 | 1313 | 1629 | CITY UTILITIES OF SPRINGFIELD MISSOURI-J | 5.69 | 0.18 | 52 | 11 | 1014 | 21500 | 138 | 221112 | -93.2583 | 37.1082 | 80 | R63-0083 | 125 | 120 |  |  | 2161_G_GT2 | 65804 | 213 | R63-0083
29077 |  | Missouri | Greene | 7494511 | 11238213 | 11188512 | 0005 | 1319 | 1645 | CITY UTILITIES OF SPRINGFIELD MISSOURI-J | 151.48 | 204.98 | 198 | 11.8 | 300 | 2633.3 | 19.5 | 221112 | -93.2583 | 37.1082 | 21 |  | 125 | 100 |  |  | 2161_B_2 | 65804 | 128&140
29077 |  | Missouri | Greene | 7494511 | 11238313 | 11189612 | 0005 | 1320 | 1648 | CITY UTILITIES OF SPRINGFIELD MISSOURI-J | 182.7 | 264.35 | 198 | 12 | 300 | 2633.3 | 19.5 | 221112 | -93.2583 | 37.1082 | 21 |  | 125 | 100 |  |  | 2161_B_1 | 65804 | 128&140
29077 |  | Missouri | Greene | 7494511 | 11238513 | 11189112 | 0005 | 1318 | 1642 | CITY UTILITIES OF SPRINGFIELD MISSOURI-J | 219.27 | 599.64 | 200 | 12 | 300 | 2466.7 | 15 | 221112 | -93.2583 | 37.1082 | 573 | R63-0142 | 125 | 100 | 2161 | 3 | 2161_B_3 | 65804 | 128&205&204&140 | R63-0142
29077 |  | Missouri | Greene | 7494511 | 11238613 | 11188612 | 0005 | 1317 | 1639 | CITY UTILITIES OF SPRINGFIELD MISSOURI-J | 273.85 | 681.31 | 200 | 12 | 300 | 2933.3 | 18.7 | 221112 | -93.2583 | 37.1082 | 682 | R63-0142 | 125 | 100 | 2161 | 4 | 2161_B_4 | 65804 | 128&205&204&140 | R63-0142
29077 |  | Missouri | Greene | 7496411 | 11215013 | 11169512 | 0039 | 964 | 1211 | CITY UTILITIES OF SPRINGFIELD MISSOURI-J | 0.58 |  | 47 | 12.36 | 825 | 9483 | 79 | 221112 | -93.3877 | 37.1529 | 52 | R63-0083 | 125 | 120 |  |  | 6195_G_GT2 | 65807 | 213 | R63-0083
29077 |  | Missouri | Greene | 7496411 | 11215213 | 11170212 | 0039 | 984 | 1239 | CITY UTILITIES OF SPRINGFIELD MISSOURI-J | 576.41 | 3383.99 | 385 | 12 | 295 | 7719.4 | 78.4 | 221112 | -93.3877 | 37.1529 | 1990 | R63-0142 | 125 | 100 | 6195 | 1 | 6195_B_1 | 65807 | 128&139 | R63-0142
29077 |  | Missouri | Greene | 7496411 | 11216513 | 11169812 | 0039 | 963 | 1209 | CITY UTILITIES OF SPRINGFIELD MISSOURI-J | 0.49 |  | 47 | 12.36 | 875 | 11883 | 99 | 221112 | -93.3877 | 37.1529 | 52 | R63-0083 | 125 | 120 |  |  | 6195_G_GT1 | 65807 | 213 | R63-0083
29077 |  | Missouri | Greene | 7496411 | 91542013 | 88505512 | 0039 | 994 | 69925 | CITY UTILITIES OF SPRINGFIELD MISSOURI-J | 785.88 | 2069.96 | 513 | 14 | 187 | 11648 | 90.8 | 221112 | -93.3892 | 37.1519 | 2720 | R63-0142 | 125 | 100 | 6195 | 2 | 6195_B_2 | 65807 | 100&41&207&205&204&139&119 | R63-0142
29077 |  | Missouri | Greene | 7498011 | 11196013 | 11150612 | 0164 | 3 | 51063 | CITY UTILITIES OF SPRINGFIELD-N L MCCART | 3.28 | 0.02 | 60 | 9.5 | 871 | 6051.8 | 85.4 | 221112 | -93.17 | 37.2483 | 50 | R63-0083 | 125 | 120 |  |  | 7903_G_MSG2 | 65757 | 213 | R63-0083
29077 |  | Missouri | Greene | 7498011 | 11196113 | 11150812 | 0164 | 1 | 51052 | CITY UTILITIES OF SPRINGFIELD-N L MCCART | 4.17 | 0.02 | 60 | 9.5 | 866 | 6017.3 | 84.9 | 221112 | -93.17 | 37.2483 | 50 | R63-0083 | 125 | 120 |  |  | 7903_G_MGS1 | 65757 | 213 | R63-0083
29079 |  | Missouri | Grundy | 7528911 | 11609013 | 11506212 | 0027 | 7556 | 9707 | TRENTON MUNICIPAL UTILITIES-TRENTON PEAK | 0.18 | 0.06 | 20 | 2 | 650 | 368.3 | 117.3 | 221112 | -93.6076 | 40.0944 | 3 | R63-0087 | 125 | 160 |  |  | 698_G_4 | 64683 |  | R63-0087
29079 |  | Missouri | Grundy | 7528911 | 11609113 | 11505912 | 0027 | 7553 | 9704 | TRENTON MUNICIPAL UTILITIES-TRENTON PEAK | 0.2 | 0.06 | 20 | 2 | 650 | 368.3 | 117.3 | 221112 | -93.6076 | 40.0944 | 3 | R63-0087 | 125 | 160 |  |  | 698_G_1 | 64683 |  | R63-0087
29079 |  | Missouri | Grundy | 7528911 | 11609313 | 11505612 | 0027 | 7557 | 9708 | TRENTON MUNICIPAL UTILITIES-TRENTON PEAK | 0.18 | 0.06 | 20 | 2 | 650 | 368.3 | 117.3 | 221112 | -93.6076 | 40.0944 | 3 | R63-0087 | 125 | 160 |  |  | 698_G_5 | 64683 |  | R63-0087
29079 |  | Missouri | Grundy | 7528911 | 11609513 | 11506112 | 0027 | 7555 | 9706 | TRENTON MUNICIPAL UTILITIES-TRENTON PEAK | 0.18 | 0.06 | 20 | 2 | 650 | 368.3 | 117.3 | 221112 | -93.6076 | 40.0944 | 3 | R63-0087 | 125 | 160 |  |  | 698_G_3 | 64683 |  | R63-0087
29079 |  | Missouri | Grundy | 7528911 | 11609613 | 11505812 | 0027 | 7554 | 9705 | TRENTON MUNICIPAL UTILITIES-TRENTON PEAK | 0.2 | 0.06 | 20 | 2 | 650 | 368.3 | 117.3 | 221112 | -93.6076 | 40.0944 | 3 | R63-0087 | 125 | 160 |  |  | 698_G_2 | 64683 |  | R63-0087
29081 |  | Missouri | Harrison | 7529111 | 11608513 | 54795112 | 0015 | 2 | 62890 | BETHANY MUNICIPAL POWER PLANT-PLANT #1 A | 2.04 |  | 20 | 2 | 700 | 202.8 |  | 221112 | -94.0402 | 40.2617 | 1 |  | 125 | 160 |  |  | 2114_G_4 | 64424
29083 |  | Missouri | Henry | 7529611 | 11603713 | 11501312 | 0001 | 7849 | 10065 | KANSAS CITY POWER & LIGHT CO-MONTROSE GE | 1627.98 | 3619.18 | 450 | 10.3 | 290 | 9360 | 120 | 221112 | -93.933 | 38.313 | 2140 | R63-0142 | 125 | 100 | 2080 | 1 | 2080_B_1 | 64735 | 128 | R63-0142
29083 |  | Missouri | Henry | 7529611 | 11604113 | 11500412 | 0001 | 7848 | 10063 | KANSAS CITY POWER & LIGHT CO-MONTROSE GE | 1286.3 | 2991.31 | 450 | 15 | 290 | 18716.7 | 120 | 221112 | -93.933 | 38.313 | 2130 | R63-0142 | 125 | 100 | 2080 | 2 | 2080_B_2 | 64735 | 128 | R63-0142
29083 |  | Missouri | Henry | 7529611 | 11604413 | 11500412 | 0001 | 7847 | 10063 | KANSAS CITY POWER & LIGHT CO-MONTROSE GE | 1787.26 | 4387.74 | 450 | 15 | 290 | 18716.7 | 120 | 221112 | -93.933 | 38.313 | 2250 | R63-0142 | 125 | 100 | 2080 | 3 | 2080_B_3 | 64735 | 128 | R63-0142
29095 |  | Missouri | Jackson | 7577211 | 11540113 | 11437812 | 0222 | 9120 | 11628 | INDEPENDENCE POWER AND LIGHT-SUB STATION | 0.91 | 0.05 | 31 | 12 | 885 | 8190 | 72.4 | 221112 | -94.3928 | 39.058 | 19 | R63-0083 | 125 | 120 |  |  | 2136_G_1 | 64055 |  | R63-0083
29095 |  | Missouri | Jackson | 7577211 | 11540213 | 11437912 | 0222 | 9121 | 11629 | INDEPENDENCE POWER AND LIGHT-SUB STATION | 0.98 | 0.06 | 31 | 12 | 885 | 8190 | 72.4 | 221112 | -94.3928 | 39.058 | 19 | R63-0083 | 125 | 120 |  |  | 2136_G_2 | 64055 |  | R63-0083
29095 |  | Missouri | Jackson | 7577311 | 11539913 | 11437712 | 0223 | 9119 | 11627 | INDEPENDENCE POWER AND LIGHT-SUB STATION | 1.37 | 0.02 | 31 | 11.83 | 885 | 7960 | 72 | 221112 | -94.38 | 39.106 | 20 | R63-0083 | 125 | 120 |  |  | 2135_G_2 | 64056 |  | R63-0083
29095 |  | Missouri | Jackson | 7577311 | 11540013 | 11437612 | 0223 | 9118 | 11625 | INDEPENDENCE POWER AND LIGHT-SUB STATION | 2.64 | 0.02 | 31 | 11.83 | 885 | 8700 | 79 | 221112 | -94.38 | 39.106 | 19 | R63-0083 | 125 | 120 |  |  | 2135_G_1 | 64056 |  | R63-0083
29095 |  | Missouri | Jackson | 7663711 | 12448313 | 12376212 | 0022 | 24675 | 41834 | KANSAS CITY POWER AND LIGHT CO-HAWTHORN | 17.3 | 0.59 | 205 | 16 | 157 | 12063.7 | 60 | 221112 | -94.4782 | 39.1298 | 2440 |  | 125 | 100 | 2079 | 9 | 2079_G_9 | 64120 | 65
29095 |  | Missouri | Jackson | 7663711 | 12448813 | 12376612 | 0022 | 24674 | 41833 | KANSAS CITY POWER AND LIGHT CO-HAWTHORN | 0.37 | 0.01 | 56 | 17 | 998 | 36089.8 | 159 | 221112 | -94.4782 | 39.1298 | 925 |  | 125 | 120 | 2079 | 8 | 2079_G_8 | 64120
29095 |  | Missouri | Jackson | 7663711 | 12449413 | 12377412 | 0022 | 24673 | 41832 | KANSAS CITY POWER AND LIGHT CO-HAWTHORN | 0.08 | 0.002 | 56 | 17 | 998 | 36089.8 | 159 | 221112 | -94.4782 | 39.1298 | 925 |  | 125 | 120 | 2079 | 7 | 2079_G_7 | 64120
29095 |  | Missouri | Jackson | 7663711 | 12449713 | 12377312 | 0022 | 24676 | 47800 | KANSAS CITY POWER AND LIGHT CO-HAWTHORN | 702.77 | 899.72 | 302 | 20.34 | 283 | 40000 | 123 | 221112 | -94.4782 | 39.1298 | 6600 | R63-0142 | 125 | 100 | 2079 | 5A | 2079_B_5A | 64120 | 127&67&65&205&204 | R63-0142
29095 |  | Missouri | Jackson | 7663711 | 12449713 | 58020812 | 0022 | 24676 | 66999 | KANSAS CITY POWER AND LIGHT CO-HAWTHORN | 702.77 | 899.72 | 602 | 20.34 | 283 | 40000 | 123 | 221112 | -94.4739 | 39.1317 | 6600 | R63-0142 | 125 | 100 | 2079 | 5A | 2079_B_5A | 64120 | 127&67&65&205&204 | R63-0142
29095 |  | Missouri | Jackson | 7663811 | 12447213 | 12375112 | 0023 | 10108 | 41837 | KANSAS CITY POWER LIGHT CO-NORTHEAST ST | 2.03 | 0.05 | 38 | 23.5 | 960 | 17817 | 41 | 221112 | -94.5592 | 39.125 | 1200 |  | 125 | 120 | 2081 | 13 | 2081_G_13 | 64120
29095 |  | Missouri | Jackson | 7663811 | 12447413 | 12375512 | 0023 | 10106 | 12866 | KANSAS CITY POWER LIGHT CO-NORTHEAST ST | 1.38 | 0.03 | 38 | 23.5 | 960 | 17817 | 41 | 221112 | -94.5592 | 39.125 | 1200 |  | 125 | 120 | 2081 | 11 | 2081_G_11 | 64120
29095 |  | Missouri | Jackson | 7663811 | 12447513 | 12375312 | 0023 | 10110 | 41839 | KANSAS CITY POWER LIGHT CO-NORTHEAST ST | 0.64 | 0.02 | 38 | 14.4 | 960 | 17817 | 109 | 221112 | -94.5592 | 39.125 | 1200 |  | 125 | 120 | 2081 | 15 | 2081_G_15 | 64120
29095 |  | Missouri | Jackson | 7663811 | 12447613 | 12375712 | 0023 | 10107 | 41836 | KANSAS CITY POWER LIGHT CO-NORTHEAST ST | 1.5 | 0.04 | 38 | 23.5 | 960 | 17817 | 41 | 221112 | -94.5592 | 39.125 | 1200 |  | 125 | 120 | 2081 | 12 | 2081_G_12 | 64120
29095 |  | Missouri | Jackson | 7663811 | 12447713 | 12375612 | 0023 | 10109 | 41838 | KANSAS CITY POWER LIGHT CO-NORTHEAST ST | 1.1 | 0.03 | 38 | 23.5 | 960 | 17817 | 41 | 221112 | -94.5592 | 39.125 | 1200 |  | 125 | 120 | 2081 | 14 | 2081_G_14 | 64120
29095 |  | Missouri | Jackson | 7663811 | 12447813 | 12375912 | 0023 | 10111 | 41840 | KANSAS CITY POWER LIGHT CO-NORTHEAST ST | 1.12 | 0.03 | 32 | 14.4 | 960 | 17817 | 109 | 221112 | -94.5592 | 39.125 | 1200 |  | 125 | 120 | 2081 | 16 | 2081_G_16 | 64120
29095 |  | Missouri | Jackson | 7663811 | 12447913 | 12375812 | 0023 | 10112 | 41841 | KANSAS CITY POWER LIGHT CO-NORTHEAST ST | 2.38 | 0.06 | 32 | 14.4 | 960 | 17817 | 109 | 221112 | -94.5592 | 39.125 | 1200 |  | 125 | 120 | 2081 | 17 | 2081_G_17 | 64120
29095 |  | Missouri | Jackson | 7663811 | 12448013 | 12375412 | 0023 | 10113 | 41846 | KANSAS CITY POWER LIGHT CO-NORTHEAST ST | 2.85 | 0.07 | 32 | 14.4 | 960 | 17817 | 109 | 221112 | -94.5592 | 39.125 | 1200 |  | 125 | 120 | 2081 | 18 | 2081_G_18 | 64120
29095 |  | Missouri | Jackson | 7664111 | 12444113 | 12372612 | 0031 | 9953 | 12688 | KCP&L GMO-SIBLEY GENERATING STATION | 1255.7 | 10545 | 700 | 13.5 | 302 | 150000 | 104.8 | 221112 | -94.1831 | 39.1761 | 4930 | R63-0142 | 125 | 100 | 2094 | 3 | 2094_B_3 | 64088 | 128&204&139 | R63-0142
29095 |  | Missouri | Jackson | 7664111 | 12444413 | 12372612 | 0031 | 9955 | 12688 | KCP&L GMO-SIBLEY GENERATING STATION | 535.7 | 1532.4 | 700 | 13.5 | 302 | 150000 | 104.8 | 221112 | -94.1831 | 39.1761 | 1040 | R63-0142 | 125 | 100 | 2094 | 2 | 2094_B_2 | 64088 | 128&32&204 | R63-0142
29095 |  | Missouri | Jackson | 7664111 | 12444813 | 12372612 | 0031 | 9957 | 12688 | KCP&L GMO-SIBLEY GENERATING STATION | 669.9 | 1794.7 | 700 | 13.5 | 302 | 150000 | 104.8 | 221112 | -94.1831 | 39.1761 | 1330 | R63-0142 | 125 | 100 | 2094 | 1 | 2094_B_1 | 64088 | 128&32&204 | R63-0142
29095 |  | Missouri | Jackson | 7668211 | 11760013 | 11661712 | 0139 | 9340 | 11904 | KCP AND L GMO-GREENWOOD ENERGY CENTER | 3.2 | 0.17 | 42 | 14 | 1025 | 21444 | 123.8 | 221112 | -94.299 | 38.8617 | 1010 | R63-0083 | 125 | 120 | 6074 | 1 | 6074_G_1 | 64034 |  | R63-0083
29095 |  | Missouri | Jackson | 7668211 | 11760213 | 11661612 | 0139 | 9346 | 11910 | KCP AND L GMO-GREENWOOD ENERGY CENTER | 4.6 | 0.02 | 42 | 14 | 1025 | 21444 | 123.8 | 221112 | -94.299 | 38.8617 | 1010 | R63-0083 | 125 | 120 | 6074 | 4 | 6074_G_4 | 64034 |  | R63-0083
29095 |  | Missouri | Jackson | 7668211 | 11760313 | 11662012 | 0139 | 9344 | 11908 | KCP AND L GMO-GREENWOOD ENERGY CENTER | 11.8 | 0.04 | 42 | 14 | 1025 | 21444 | 123.8 | 221112 | -94.299 | 38.8617 | 1010 | R63-0083 | 125 | 120 | 6074 | 3 | 6074_G_3 | 64034 |  | R63-0083
29095 |  | Missouri | Jackson | 7668211 | 11760413 | 11661912 | 0139 | 9342 | 11906 | KCP AND L GMO-GREENWOOD ENERGY CENTER | 4.9 | 0.11 | 42 | 14 | 1025 | 21444 | 123.8 | 221112 | -94.299 | 38.8617 | 1010 | R63-0083 | 125 | 120 | 6074 | 2 | 6074_G_2 | 64034 |  | R63-0083
29095 |  | Missouri | Jackson | 8100311 | 6089113 | 5944812 | 0050 | 9822 | 12516 | INDEPENDENCE POWER AND LIGHT-BLUE VALLEY | 135.55 | 2217.22 | 250 | 6.7 | 326 | 3299.7 | 93.6 | 221112 | -94.3259 | 39.0909 | 540 | R63-0142 | 125 | 100 | 2132 | 3 | 2132_B_3 | 64056 | 128&205&204 | R63-0142
29095 |  | Missouri | Jackson | 8100311 | 6089413 | 5944912 | 0050 | 9824 | 12521 | INDEPENDENCE POWER AND LIGHT-BLUE VALLEY | 203.25 | 1431.06 | 153 | 5.5 | 317 | 1477 | 62.2 | 221112 | -94.3259 | 39.0909 | 21 |  | 125 | 100 |  |  | 2132_B_1 | 64056 | 128
29095 |  | Missouri | Jackson | 8100311 | 6089813 | 5944712 | 0050 | 9823 | 12518 | INDEPENDENCE POWER AND LIGHT-BLUE VALLEY | 186.03 | 1321.46 | 153 | 5.5 | 320 | 1477 | 62.2 | 221112 | -94.3259 | 39.0909 | 21 |  | 125 | 100 |  |  | 2132_B_2 | 64056 | 128
29097 |  | Missouri | Jasper | 5321511 | 26532413 | 25452512 | 0001 | 10912 | 13817 | EMPIRE DISTRICT ELECTRIC CO-ASBURY PLANT | 1229 | 8953 | 405 | 13 | 292 | 10500 | 1.3 | 221112 | -94.5887 | 37.3614 | 2160 | R63-0142 | 125 | 100 | 2076 | 1 | 2076_B_1 | 64832 | 128&204&139 | R63-0142
29097 |  | Missouri | Jasper | 5338211 | 26497113 | 58101912 | 0062 | 10640 | 13524 | EMPIRE DISTRICT ELECTRIC CO-EMPIRE ENERG | 6 | 0.073 | 60 | 22.953 | 1040 | 32833 | 66 | 221112 | -94.106 | 37.1365 | 1350 |  | 125 | 120 | 6223 | 2 | 6223_G_2 | 64862 | 213
29097 |  | Missouri | Jasper | 5338211 | 26497213 | 25419312 | 0062 | 10641 | 13527 | EMPIRE DISTRICT ELECTRIC CO-EMPIRE ENERG | 1 | 0.005 | 60 | 25 | 1040 | 32833.3 | 65.5 | 221112 | -94.1029 | 37.1372 | 1340 |  | 125 | 120 | 6223 | 1 | 6223_G_3 | 64862 | 213
29097 |  | Missouri | Jasper | 5338211 | 59036313 | 58102312 | 0062 | 10648 | 52279 | EMPIRE DISTRICT ELECTRIC CO-EMPIRE ENERG | 7 | 0.05 | 60 | 12.9 | 828 | 7819.3 | 52.7 | 221112 | -94.106 | 37.1365 | 275 |  | 125 | 120 | 6223 | 4B | 6223_G_4B | 64862 | 109&213
29097 |  | Missouri | Jasper | 5338211 | 59036413 | 58102012 | 0062 | 10645 | 52272 | EMPIRE DISTRICT ELECTRIC CO-EMPIRE ENERG | 8 | 0.063 | 60 | 12.9 | 828 | 7819.3 | 52.7 | 221112 | -94.106 | 37.1365 | 275 |  | 125 | 120 | 6223 | 3A | 6223_G_3A | 64862 | 109&213
29097 |  | Missouri | Jasper | 5338211 | 59036513 | 58102112 | 0062 | 10646 | 52275 | EMPIRE DISTRICT ELECTRIC CO-EMPIRE ENERG | 7 | 0.058 | 60 | 12.9 | 828 | 7819.3 | 52.7 | 221112 | -94.106 | 37.1365 | 275 |  | 125 | 120 | 6223 | 3B | 6223_G_3B | 64862 | 109&213
29097 |  | Missouri | Jasper | 5338211 | 59036613 | 58102212 | 0062 | 10647 | 52277 | EMPIRE DISTRICT ELECTRIC CO-EMPIRE ENERG | 6 | 0.052 | 60 | 12.9 | 828 | 7819.3 | 52.7 | 221112 | -94.106 | 37.1365 | 275 |  | 125 | 120 | 6223 | 4A | 6223_G_4A | 64862 | 109&213
29097 |  | Missouri | Jasper | 5339011 | 26481013 | 58118912 | 0104 | 10520 | 13377 | EMPIRE DISTRICT ELECTRIC CO-STATE LINE F | 5.5 | 0.044 | 50 | 22.112 | 1025 | 9685 | 20 | 221112 | -94.614 | 37.0659 | 1350 |  | 125 | 120 | 7296 | 1 | 7296_G_1 | 64804 | 205&213
29097 |  | Missouri | Jasper | 5339011 | 26481213 | 25403812 | 0104 | 10524 | 31803 | EMPIRE DISTRICT ELECTRIC CO-STATE LINE F | 39.2 | 1.6 | 175 | 19 | 207 | 14494.2 | 51.1 | 221112 | -94.6127 | 37.066 | 2040 | R63-0083 | 125 | 120 | 7296 | 2-2 | 7296_G_2-2 | 64804 | 205&32 | R63-0083
29097 |  | Missouri | Jasper | 5339011 | 26481613 | 25403612 | 0104 | 10527 | 50165 | EMPIRE DISTRICT ELECTRIC CO-STATE LINE F | 62.9 | 2.7 | 175 | 19 | 206 | 13423.1 | 47.3 | 221112 | -94.6127 | 37.066 | 2040 |  | 125 | 120 | 7296 | 2-1 | 7296_G_2-1 | 64804 | 205&32
29097 |  | Missouri | Jasper | 5339111 | 26480313 | 25402712 | 0110 | 10506 | 13359 | CARTHAGE WATER & ELECTRIC-CARTHAGE WATER | 0.6 | 0.04 | 50 | 2.5 | 125 | 418.4 | 85.4 | 221112 | -94.3001 | 37.1765 | 6 |  | 125 | 160 |  |  | 2121_G_10 | 64836
29099 |  | Missouri | Jefferson | 5258811 | 26073013 | 25010212 | 0016 | 11563 | 14677 | AMEREN MISSOURI-RUSH ISLAND PLANT | 1853.49 | 15762.4 | 700 | 29 | 270 | 54162 | 82 | 221112 | -90.2748 | 38.1328 | 5920 | R63-0142 | 125 | 100 | 6155 | 2 | 6155_B_2 | 63028 | 128&205&204 | R63-0142
29099 |  | Missouri | Jefferson | 5258811 | 26073613 | 25010312 | 0016 | 11565 | 46867 | AMEREN MISSOURI-RUSH ISLAND PLANT | 1588.03 | 12273.1 | 700 | 29 | 270 | 54162 | 82 | 221112 | -90.2748 | 38.1328 | 5920 | R63-0142 | 125 | 100 | 6155 | 1 | 6155_B_1 | 63028 | 128&205&204 | R63-0142
29101 |  | Missouri | Johnson | 5245111 | 26016913 | 24953212 | 0051 | 1 | 50226 | HOLDEN POWER PLANT-HOLDEN | 2.15 | 0.09 | 90 | 17.9 | 1037 | 50271.7 | 120 | 221112 | -93.9894 | 38.7512 | 78 | R63-0083 | 125 | 120 |  |  | 7848_G_11 | 64040 | 213&24 | R63-0083
29101 |  | Missouri | Johnson | 5245111 | 26017013 | 24953412 | 0051 | 2 | 50228 | HOLDEN POWER PLANT-HOLDEN | 1.9 | 0.09 | 90 | 17.9 | 1037 | 50271.7 | 120 | 221112 | -93.9894 | 38.7512 | 78 |  | 125 | 120 |  |  | 7848_G_12 | 64040 | 213&24
29101 |  | Missouri | Johnson | 5245111 | 26017213 | 24953012 | 0051 | 3 | 50230 | HOLDEN POWER PLANT-HOLDEN | 1.92 | 0.07 | 90 | 17.9 | 1037 | 50271.7 | 120 | 221112 | -93.9894 | 38.7512 | 78 |  | 125 | 120 |  |  | 7848_G_13 | 64040 | 213&24
29107 |  | Missouri | Lafayette | 7269411 | 9960013 | 9815312 | 0038 | 12513 | 31860 | HIGGINSVILLE MUNICIPAL POWER FACILITY-HI | 0.12 |  | 34 | 2.5 | 680 | 437.4 | 89.1 | 221112 | -93.7151 | 39.0731 | 2 | R63-0083 | 125 | 120 |  |  | 2131_G_3 | 64037 | 213 | R63-0083
29107 |  | Missouri | Lafayette | 7269411 | 9960213 | 9815512 | 0038 | 12512 | 15860 | HIGGINSVILLE MUNICIPAL POWER FACILITY-HI | 0.79 | 0.01 | 34 | 2.5 | 680 | 437.4 | 89.1 | 221112 | -93.7151 | 39.0731 | 1 | R63-0087 | 125 | 160 |  |  | 2131_G_2 | 64037 |  | R63-0087
29107 |  | Missouri | Lafayette | 7269411 | 9960613 | 9815412 | 0038 | 12514 | 31861 | HIGGINSVILLE MUNICIPAL POWER FACILITY-HI | 0.12 |  | 34 | 2.5 | 680 | 437.4 | 89.1 | 221112 | -93.7151 | 39.0731 | 38 | R63-0083 | 125 | 120 |  |  | 2131_G_4 | 64037 | 213 | R63-0083
29121 |  | Missouri | Macon | 6698811 | 13185713 | 13026112 | 0004 | 13365 | 16834 | MACON MUNICIPAL UTILITIES-MACON MUNICIPA | 0.66 | 0.04 | 45 | 4 | 692 | 848.6 | 67.5 | 221112 | -92.4677 | 39.7377 | 5 | R63-0087 | 125 | 160 |  |  | 2141_G_3 | 63552 |  | R63-0087
29121 |  | Missouri | Macon | 6698811 | 13185913 | 13025912 | 0004 | 13364 | 16833 | MACON MUNICIPAL UTILITIES-MACON MUNICIPA | 0.17 | 0.01 | 45 | 2 | 930 | 231.2 | 173.8 | 221112 | -92.4677 | 39.7377 | 5 | R63-0087 | 125 | 160 |  |  | 2141_G_1 | 63552 |  | R63-0087
29121 |  | Missouri | Macon | 6698811 | 13186113 | 13025712 | 0004 | 13366 | 16836 | MACON MUNICIPAL UTILITIES-MACON MUNICIPA | 0.9 | 0.06 | 45 | 4 | 692 | 848.6 | 67.5 | 221112 | -92.4677 | 39.7377 | 1 | R63-0087 | 125 | 160 |  |  | 2141_G_4 | 63552 |  | R63-0087
29137 |  | Missouri | Monroe | 6857311 | 13029513 | 12895812 | 0028 | 13937 | 17524 | MONROE CITY POWER PLANT-MONROE CITY | 0.45 | 0.03 | 25 | 6 | 930 | 231.2 | 173.8 | 221112 | -91.7995 | 39.6525 | 2 | R63-0087 | 125 | 160 |  |  | 2146_G_8 | 63456 |  | R63-0087
29137 |  | Missouri | Monroe | 6857311 | 13029813 | 12895912 | 0028 | 13934 | 17520 | MONROE CITY POWER PLANT-MONROE CITY | 0.15 | 0.01 | 26 | 6 | 570 | 201.7 | 151.6 | 221112 | -91.7995 | 39.6525 | 1 | R63-0087 | 125 | 160 |  |  | 2146_G_2 | 63456 |  | R63-0087
29143 |  | Missouri | New Madrid | 5363811 | 26289613 | 25225712 | 0004 | 14942 | 18779 | NEW MADRID POWER PLANT-MARSTON | 2699.56 | 7070.4 | 800 | 20 | 314 | 24355.9 | 77.5 | 221112 | -89.5683 | 36.5136 | 6980 | R63-0142 | 125 | 100 | 2167 | 2 | 2167_B_2 | 63869 | 128&139 | R63-0142
29143 |  | Missouri | New Madrid | 5363811 | 26289613 | 57960212 | 0004 | 14942 | 49985 | NEW MADRID POWER PLANT-MARSTON |  |  | 800 | 20 | 351 | 21990 | 70 | 221112 | -89.5617 | 36.5147 | 6980 | R63-0142 | 125 | 100 | 2167 | 2 | 2167_B_2 | 63869 | 128&139 | R63-0142
29143 |  | Missouri | New Madrid | 5363811 | 26290513 | 25225012 | 0004 | 14944 | 18782 | NEW MADRID POWER PLANT-MARSTON | 5936.79 | 7886.6 | 800 | 20 | 323 | 21413 | 68 | 221112 | -89.5683 | 36.5136 | 6730 | R63-0142 | 125 | 100 | 2167 | 1 | 2167_B_1 | 63869 | 128&139 | R63-0142
29147 |  | Missouri | Nodaway | 5255311 | 24936313 | 23923412 | 0032 | 2 | 31865 | NODAWAY POWER PLANT-CONCEPTION JUNCTION | 1.17 | 0.02 | 50 | 20.41 | 980 | 46202 | 82 | 221112 | -94.7833 | 40.2831 | 1400 | R63-0083 | 125 | 120 |  |  | 7754_G_2 | 64434 | 205 | R63-0083
29147 |  | Missouri | Nodaway | 5255311 | 24936413 | 23923512 | 0032 | 1 | 31864 | NODAWAY POWER PLANT-CONCEPTION JUNCTION | 0.76 | 0.02 | 50 | 20.41 | 980 | 46202 | 82 | 221112 | -94.7833 | 40.2831 | 1400 | R63-0083 | 125 | 120 |  |  | 7754_G_1 | 64434 | 205 | R63-0083
29151 |  | Missouri | Osage | 6724711 | 12829013 | 12729112 | 0002 | 15634 | 19567 | CENTRAL ELECTRIC POWER COOPERATIVE-CHAMO | 343.97 | 1917.41 | 145 | 6.7 | 316 | 1333.3 | 34.7 | 221112 | -91.7559 | 38.6837 | 17 |  | 125 | 100 |  |  | 2169_B_1 | 65024 | 128
29151 |  | Missouri | Osage | 6724711 | 12829113 | 12728812 | 0002 | 15633 | 19566 | CENTRAL ELECTRIC POWER COOPERATIVE-CHAMO | 1861.8 | 1297.3 | 162 | 7.2 | 315 | 1853.7 | 45.4 | 221112 | -91.7559 | 38.6837 | 673 | R63-0142 | 125 | 100 | 2169 | 2 | 2169_B_2 | 65024 | 128 | R63-0142
29163 |  | Missouri | Pike | 6794611 | 13109413 | 12957912 | 0047 | 1 | 47485 | AMEREN MISSOURI-PENO CREEK ENERGY CENTER | 49.65 | 0.34 | 60.5 | 9.5 | 834 | 6972.4 | 125.4 | 221112 | -91.2284 | 39.3528 | 47 | R63-0083 | 125 | 120 |  |  | 7964_G_GT1 | 63334 | 213&65 | R63-0083
29165 |  | Missouri | Platte | 6795111 | 13105713 | 12954212 | 0007 | 16912 | 21121 | KANSAS CITY POWER LIGHT CO-IATAN GENERAT | 1322.7 | 121.4 | 605 | 28.51 | 133 | 36667 | 60 | 221112 | -94.9788 | 39.4501 | 7800 | R63-0142 | 125 | 100 | 6065 | 1 | 6065_B_1 | 64098 | 100&67&205&139 | R63-0142
29165 |  | Missouri | Platte | 6795111 | 91539513 | 88503112 | 0007 | 16928 | 69862 | KANSAS CITY POWER LIGHT CO-IATAN GENERAT | 1157.34 | 169.2 | 605 | 30.3 | 133 |  | 56 | 221112 | -94.9791 | 39.4476 | 8100 | R63-0142 | 125 | 100 | 6065 | 2 | 6065_B_2 | 64098 | 100&67&205&204&139 | R63-0142
29171 |  | Missouri | Putnam | 6687511 | 12918113 | 12793012 | 0015 | 17146 | 21374 | UNIONVILLE POWER PLANT-UNIONVILLE | 1.08 | 0.05 | 35 | 8 | 734 | 3103.8 | 61.7 | 221112 | -93.0212 | 40.4596 | 22 | R63-0083 | 125 | 120 |  |  | 6563_G_2 | 63566 |  | R63-0083
29171 |  | Missouri | Putnam | 6687511 | 12918213 | 12792912 | 0015 | 17145 | 21373 | UNIONVILLE POWER PLANT-UNIONVILLE | 1.12 | 0.06 | 35 | 8 | 734 | 3103.8 | 61.7 | 221112 | -93.0212 | 40.4596 | 22 | R63-0083 | 125 | 120 |  |  | 6563_G_1 | 63566 |  | R63-0083
29175 |  | Missouri | Randolph | 6688411 | 12908413 | 12782612 | 0001 | 17566 | 21809 | THOMAS HILL ENERGY CENTER POWER DIVISION | 4361.04 | 4147.76 | 400 | 17.34 | 315 | 12863 | 54 | 221112 | -92.6374 | 39.5507 | 3580 | R63-0142 | 125 | 100 | 2168 | MB2 | 2168_B_MB2 | 65244 | 128&80&204&139 | R63-0142
29175 |  | Missouri | Randolph | 6688411 | 12908813 | 12782512 | 0001 | 17575 | 21825 | THOMAS HILL ENERGY CENTER POWER DIVISION | 3004.89 | 12007 | 622 | 30.6 | 259 | 25481 | 35 | 221112 | -92.6374 | 39.5507 | 8180 | R63-0142 | 125 | 100 | 2168 | MB3 | 2168_B_MB3 | 65244 | 128&80&205&204&139 | R63-0142
29175 |  | Missouri | Randolph | 6688411 | 12909013 | 12782812 | 0001 | 17431 | 21709 | THOMAS HILL ENERGY CENTER POWER DIVISION | 1113.03 | 3090.89 | 411 | 17.34 | 296 | 8137 | 34 | 221112 | -92.6374 | 39.5507 | 2180 | R63-0142 | 125 | 100 | 2168 | MB1 | 2168_B_MB1 | 65244 | 128&80&204&139 | R63-0142
29175 |  | Missouri | Randolph | 6688611 | 12905513 | 12780212 | 0010 | 17539 | 21780 | AMEREN MISSOURI-MOBERLY COMBUSTION TURBI | 0.71 | 1.03 | 32 | 15 | 1050 | 18269.1 | 103.8 | 221112 | -92.4842 | 39.4239 | 55 | R63-0083 | 125 | 120 |  |  | 6651_G_1 | 65270 |  | R63-0083
29183 |  | Missouri | St Charles | 6783411 | 13831813 | 13624412 | 0001 | 18103 | 22676 | AMEREN MISSOURI-SIOUX PLANT | 3709.53 | 2215.89 | 496.5 | 23.6 | 137 | 26500 | 0.8 | 221112 | -90.2905 | 38.9161 | 4920 | R63-0142 | 125 | 100 | 2107 | 2 | 2107_B_2 | 63386 | 128&67&204 | R63-0142
29183 |  | Missouri | St Charles | 6783411 | 13832613 | 13624512 | 0001 | 17911 | 22335 | AMEREN MISSOURI-SIOUX PLANT | 3362.16 | 2676.13 | 496.5 | 23.6 | 139 | 26500 | 0.8 | 221112 | -90.2905 | 38.9161 | 4920 | R63-0142 | 125 | 100 | 2107 | 1 | 2107_B_1 | 63386 | 128&67&204 | R63-0142
29189 |  | Missouri | St Louis | 6816611 | 13792113 | 13585212 | 0010 | 21425 | 26844 | AMEREN MISSOURI-MERAMEC PLANT | 497.89 | 2250.75 | 250 | 11 | 326 | 7761.4 | 89.6 | 221112 | -90.3349 | 38.4013 | 1570 | R63-0142 | 125 | 100 | 2104 | 1 | 2104_B_1 | 63129 | 128&205&204 | R63-0142
29189 |  | Missouri | St Louis | 6816611 | 13792213 | 13585312 | 0010 | 21419 | 26832 | AMEREN MISSOURI-MERAMEC PLANT | 3.91 | 0.15 | 32 | 12 | 1050 | 18269.1 | 103.8 | 221112 | -90.3349 | 38.4013 | 55 |  | 125 | 120 |  |  | 2104_G_GT1 | 63129
29189 |  | Missouri | St Louis | 6816611 | 13792613 | 13585912 | 0010 | 21424 | 26841 | AMEREN MISSOURI-MERAMEC PLANT | 526.92 | 2420.72 | 250 | 11 | 326 | 7761.4 | 89.6 | 221112 | -90.3349 | 38.4013 | 1570 | R63-0142 | 125 | 100 | 2104 | 2 | 2104_B_2 | 63129 | 128&205&204 | R63-0142
29189 |  | Missouri | St Louis | 6816611 | 13792813 | 13586512 | 0010 | 21421 | 26834 | AMEREN MISSOURI-MERAMEC PLANT | 2211.48 | 6182.19 | 350 | 16 | 374 | 20551.7 | 108.9 | 221112 | -90.3349 | 38.4013 | 3780 | R63-0142 | 125 | 100 | 2104 | 4 | 2104_B_4 | 63129 | 128&205&204 | R63-0142
29189 |  | Missouri | St Louis | 6816611 | 13793013 | 13586012 | 0010 | 21423 | 26838 | AMEREN MISSOURI-MERAMEC PLANT | 1548.95 | 4427.66 | 350 | 14 | 345 | 15540 | 101 | 221112 | -90.3349 | 38.4013 | 3170 | R63-0142 | 125 | 100 | 2104 | 3 | 2104_B_3 | 63129 | 128&205&204 | R63-0142
29195 |  | Missouri | Saline | 7593811 | 11516913 | 11415712 | 0010 | 21930 | 27384 | MARSHALL MUNICIPAL UTILITIES-MARSHALL MU | 10.25 | 106.3 | 111 | 4.667 | 320 | 333 | 19 | 221112 | -93.2079 | 39.1208 | 16 |  | 125 | 100 |  |  | 2144_B_5 | 65340 | 127
29195 |  | Missouri | Saline | 7593811 | 11517313 | 11415612 | 0010 | 21926 | 27378 | MARSHALL MUNICIPAL UTILITIES-MARSHALL MU | 0.09 |  | 10 | 1 | 937 | 151.2 | 432.6 | 221112 | -93.2079 | 39.1208 | 1 | R63-0087 | 125 | 160 |  |  | 2144_G_9 | 65340 |  | R63-0087
29195 |  | Missouri | Saline | 7593811 | 11517413 | 11415012 | 0010 | 21922 | 27372 | MARSHALL MUNICIPAL UTILITIES-MARSHALL MU | 6.01 |  | 66 | 3 | 830 | 840.9 | 119 | 221112 | -93.2079 | 39.1208 | 6 |  | 125 | 160 |  |  | 2144_G_10 | 65340
29195 |  | Missouri | Saline | 7593811 | 11517513 | 11415312 | 0010 | 21927 | 27379 | MARSHALL MUNICIPAL UTILITIES-MARSHALL MU | 0.18 |  | 28 | 11 | 750 | 8193.3 | 82.4 | 221112 | -93.2079 | 39.1208 | 14 | R63-0083 | 125 | 120 |  |  | 2144_G_GT1 | 65340 |  | R63-0083
29195 |  | Missouri | Saline | 7593811 | 11517813 | 11415112 | 0010 | 21923 | 27374 | MARSHALL MUNICIPAL UTILITIES-MARSHALL MU | 5.9 |  | 66 | 3 | 830 | 840.9 | 119 | 221112 | -93.2079 | 39.1208 | 6 |  | 125 | 160 |  |  | 2144_G_11 | 65340
29195 |  | Missouri | Saline | 7593811 | 11517913 | 11415812 | 0010 | 21924 | 27376 | MARSHALL MUNICIPAL UTILITIES-MARSHALL MU | 0.09 |  | 10 | 1 | 937 | 151.2 | 432.6 | 221112 | -93.2079 | 39.1208 | 1 | R63-0087 | 125 | 160 |  |  | 2144_G_7 | 65340 |  | R63-0087
29195 |  | Missouri | Saline | 7593811 | 11518113 | 11415512 | 0010 | 21925 | 27377 | MARSHALL MUNICIPAL UTILITIES-MARSHALL MU | 0.1 |  | 10 | 1 | 937 | 151.2 | 432.6 | 221112 | -93.2079 | 39.1208 | 1 | R63-0087 | 125 | 160 |  |  | 2144_G_8 | 65340 |  | R63-0087
29195 |  | Missouri | Saline | 7593811 | 11518313 | 11414512 | 0010 | 21928 | 27381 | MARSHALL MUNICIPAL UTILITIES-MARSHALL MU | 128.6 | 665.38 | 163 | 5 | 350 | 1000 | 58.5 | 221112 | -93.2079 | 39.1208 | 5 |  | 125 | 100 |  |  | 2144_B_4 | 65340 | 127
29201 |  | Missouri | Scott | 7595411 | 59159713 | 58000912 | 0017 | 22256 | 27774 | SIKESTON POWER STATION-SIKESTON POWER ST | 2181.6 | 6047.8 | 450 | 15 | 280 | 987.2 | 5.4 | 221112 | -89.6214 | 36.8788 | 2860 | R63-0142 | 125 | 100 | 6768 | 1 | 6768_B_1 | 63801 | 128&205 | R63-0142
29205 |  | Missouri | Shelby | 5052711 | 25600813 | 24561612 | 0011 | 22348 | 27892 | SHELBINA POWER PLANT-SHELBINA POWER PLAN | 0.32 |  | 22 | 1.4 | 961 | 237 | 154 | 221112 | -92.0467 | 39.6941 | 2 | R63-0087 | 125 | 160 |  |  | 7406_G_G3 | 63468 |  | R63-0087
29205 |  | Missouri | Shelby | 5052711 | 25600913 | 24562512 | 0011 | 22349 | 27893 | SHELBINA POWER PLANT-SHELBINA POWER PLAN | 0.69 | 0.01 | 28 | 2.1 | 961 | 240.4 | 68.4 | 221112 | -92.0467 | 39.6941 | 2 | R63-0087 | 125 | 160 |  |  | 7406_G_G4 | 63468 |  | R63-0087
29205 |  | Missouri | Shelby | 5052711 | 25601013 | 24561912 | 0011 | 22350 | 27894 | SHELBINA POWER PLANT-SHELBINA POWER PLAN | 1.12 | 0.01 | 27 | 3.1 | 730 | 529.1 | 70.1 | 221112 | -92.0467 | 39.6941 | 2 | R63-0087 | 125 | 160 |  |  | 7406_G_G5 | 63468 |  | R63-0087
29205 |  | Missouri | Shelby | 5052711 | 25601113 | 24563112 | 0011 | 22347 | 27891 | SHELBINA POWER PLANT-SHELBINA POWER PLAN | 0.36 |  | 22 | 1.4 | 961 | 240.4 | 154 | 221112 | -92.0467 | 39.6941 | 2 | R63-0087 | 125 | 160 |  |  | 7405_G_G2 | 63468 |  | R63-0087
29205 |  | Missouri | Shelby | 5052711 | 25601213 | 24561712 | 0011 | 22346 | 27890 | SHELBINA POWER PLANT-SHELBINA POWER PLAN | 0.56 | 0.01 | 22 | 1.4 | 961 | 240.4 | 154 | 221112 | -92.0467 | 39.6941 | 3 | R63-0087 | 125 | 160 |  |  | 7405_G_G1 | 63468 |  | R63-0087
29205 |  | Missouri | Shelby | 5052711 | 25601413 | 24562612 | 0011 | 22362 | 31555 | SHELBINA POWER PLANT-SHELBINA POWER PLAN | 0.5 | 0.01 |  |  | 72 |  |  | 221112 | -92.0467 | 39.6941 | 2 | R63-0087 | 125 | 160 |  |  | 7406_G_G6 | 63468 |  | R63-0087
29205 |  | Missouri | Shelby | 5052711 | 25601613 | 24562712 | 0011 | 22368 | 50349 | SHELBINA POWER PLANT-SHELBINA POWER PLAN | 0.1 |  | 22 | 1.27 | 834 | 260 | 205 | 221112 | -92.0467 | 39.6941 | 2 | R63-0087 | 125 | 160 |  |  | 7860_G_G7 | 63468 |  | R63-0087
29205 |  | Missouri | Shelby | 5052711 | 25602313 | 24561812 | 0011 | 22369 | 50350 | SHELBINA POWER PLANT-SHELBINA POWER PLAN | 0.11 |  | 22 | 1.27 | 834 | 260 | 205 | 221112 | -92.0467 | 39.6941 | 2 | R63-0087 | 125 | 160 |  |  | 7860_G_G8 | 63468 |  | R63-0087
29207 |  | Missouri | Stoddard | 5201711 | 25438613 | 24393312 | 0064 | 1 | 36366 | ESSEX POWER PLANT-ESSEX | 2.87 | 0.04 | 50 | 21.7 | 987 | 50747.7 | 86.4 | 221112 | -89.8409 | 36.8748 | 1400 | R63-0083 | 125 | 120 |  |  | 7749_G_1 | 63846 | 24 | R63-0083
29217 |  | Missouri | Vernon | 5204311 | 25407613 | 24362312 | 0034 | 22905 | 28507 | KCPL GMO-NEVADA GAS TURBINE | 0.66 | 0.01 | 28 | 11.92 | 870 | 9524 | 76 | 221112 | -94.3812 | 37.8567 | 20 | R63-0083 | 125 | 120 |  |  | 2090_G_1 | 64772 |  | R63-0083
30003 |  | Montana | Big Horn | 7851511 | 3395313 | 83598712 | 003-0018 | 1 | FRP-1 | ROCKY MOUNTAIN POWER | 322.309 | 362.598 | [5 empty] | 221112 | -107.5996 | 45.7643 | 1400 | R63-0142 | 125 | 200 | 55749 | U1 | 55749_B_PC1 | 59034 | 1&65 | R63-0142
30017 |  | Montana | Custer | 7398611 | 9302913 | 9190712 | 017-0002 | 1 | 1 | MDU - MILES CITY | 1.3909 | 0.0401 | 32 | 13.5 | 905 |  | 0.2 | 221112 | -105.795 | 46.4113 | 301 | R63-0083 | 125 | 120 |  |  | 2177_G_1 | 59301 |  | R63-0083
30021 |  | Montana | Dawson | 8150511 | 5485713 | 5298012 | 021-0005 | 1 | 1 | MDU - GLENDIVE | 19.1836 | 0.1418 | 34 | 13.8 | 1000 |  | 0.2 | 22112 | -104.74 | 47.0539 | 393 | R63-0083 | 125 | 120 |  |  | 2176_G_GT1 | 59330 |  | R63-0083
30021 |  | Montana | Dawson | 8150511 | 5485913 | 83575712 | 021-0005 | 3 | FRP-3 | MDU - GLENDIVE | 3.9946 | 0.0342 | [5 empty] | 22112 | -104.74 | 47.0539 | 421 |  | 125 | 120 | 2176 | GT-2 | 2176_G_GT-2 | 59330
30083 |  | Montana | Richland | 7618511 | 12223213 | 12128012 | 083-0003 | 1 | 1 | MDU - LEWIS & CLARK STATION | 707.434 | 856.368 | 250 | 8.8 | 160 | 3833.3 | 63 | 221112 | -104.1533 | 47.6794 | 600 | R63-0142 | 125 | 100 | 6089 | B1 | 6089_B_B1 | 59270 | 3&67 | R63-0142
30087 |  | Montana | Rosebud | 7765611 | 1786213 | 1696012 | 087-0008 | 1 | 1 | COLSTRIP STEAM ELECTRIC STATION | 3317.79 | 3952.8 | 500 | 16.5 | 200 | 22500 | 100 | 221112 | -106.6121 | 45.8829 | 3390 | R63-0142 | 125 | 290 | 6076 | 1 | 6076_B_1 | 59323 |  | R63-0142
30087 |  | Montana | Rosebud | 7765611 | 1786313 | 1695712 | 087-0008 | 2 | 2 | COLSTRIP STEAM ELECTRIC STATION | 2994.85 | 3507.99 | 500 | 16.5 | 200 | 22451.6 | 100 | 221112 | -106.6121 | 45.8829 | 3390 | R63-0142 | 125 | 290 | 6076 | 2 | 6076_B_2 | 59323 | 1&53 | R63-0142
30087 |  | Montana | Rosebud | 7765611 | 1786413 | 1695912 | 087-0008 | 3 | 3 | COLSTRIP STEAM ELECTRIC STATION | 3375.59 | 1648.24 | 692 | 24 | 210 | 47222.2 | 110 | 221112 | -106.6121 | 45.8829 | 8040 | R63-0142 | 125 | 290 | 6076 | 3 | 6076_B_3 | 59323 |  | R63-0142
30087 |  | Montana | Rosebud | 7765611 | 1786513 | 1695612 | 087-0008 | 4 | 4 | COLSTRIP STEAM ELECTRIC STATION | 4691.48 | 2184.69 | 692 | 24 | 210 | 47222.2 | 110 | 221112 | -106.6121 | 45.8829 | 8040 | R63-0142 | 125 | 290 | 6076 | 4 | 6076_B_4 | 59323 |  | R63-0142
30087 |  | Montana | Rosebud | 7854911 | 2808213 | 2721112 | 087-0007 | 1 | 1 | COLSTRIP ENERGY LTD PARTNERSHIP | 842.593 | 1023.8 | 200 | 8.25 | 320 | 3950 | 73.6 | 221112 | -106.6553 | 45.9755 | 505 | R63-0142 | 125 | 200 |  |  | 10784_B_BLR1 | 59323 | 16&41&24&17 | R63-0142
30111 |  | Montana | Yellowstone | 5270511 | 24919113 | 23908612 | 111-0015 | 1 | 1 | PPL MONTANA - JE CORETTE PLANT | 1166.2 | 2174.21 | 350 | 11.5 | 270 | 12000 | 115.5 | 221112 | -108.4844 | 45.7732 | 1630 | R63-0142 | 125 | 290 | 2187 | 2 | 2187_B_2 | 59101 | 10&29&24 | R63-0142
30111 |  | Montana | Yellowstone | 5270711 | 24917913 | 23907812 | 111-0023 | 1 | 1 | YELLOWSTONE POWER PLANT | 516.117 | 2103.9 | 199 | 8 | 330 | 7166.7 | 157 | 221118 | -108.427 | 45.8083 | 45 | R63-0142 | 125 | 100 |  |  | 50931_B_BLR1 | 59101 | 16&41&24 | R63-0142
30111 |  | Montana | Yellowstone | 5270711 | 24918013 | 23907912 | 111-0023 | 2 | 2 | YELLOWSTONE POWER PLANT | 0.03 | 1.75 | 145 | 2 | 430 | 1066.7 | 210 | 221118 | -108.427 | 45.8083 | 28 |  | 125 | 100 |  |  | 50931_B_BLR2 | 59101
31001 |  | Nebraska | Adams | 5098411 | 24700813 | 23715612 | 00040 | 001 | 001 | North Denver Station | 0.39 | 0.0008431 | 65 | 8 | 310 | 1105.8 | 0.4 | 926130 | -98.3893 | 40.5988 | 22 |  | 125 | 100 |  |  | 2244_B_5 | 68901-3 |  | R63-0040
31001 |  | Nebraska | Adams | 5099011 | 24698913 | 23715012 | 00061 | 001 | 001 | Don Henry Power Center | 0.19 | 1e-07 | 21 | 11.83 | 900 | 8789 | 1.3 | 926130 | -98.4203 | 40.5835 | 18 | R63-0083 | 125 | 120 |  |  | 2243_G_1 | 68901 |  | R63-0083
31001 |  | Nebraska | Adams | 8399211 | 104525113 | 725812 | 00042 | 010 | 001 | Whelan Energy Center | 988.2 | 2419.58 | 250 | 9.75 | 290 | 5241.3 | 1.2 | 221118 | -98.3161 | 40.5823 |  |  | 125 | 690 |  |  | 60_B_2 | 68901
31001 |  | Nebraska | Adams | 8399211 | 724613 | 725812 | 00042 | 001 | 001 | Whelan Energy Center | 367.1 | 575.9 | 250 | 9.75 | 290 | 5241.3 | 1.2 | 221118 | -98.3161 | 40.5823 | 835 | R63-0142 | 125 | 100 | 60 | 1 | 60_B_1 | 68901 |  | R63-0142
31021 |  | Nebraska | Burt | 7574011 | 11906113 | 11799612 | 00013 | 001 | 001 | Lyons Municipal Power Plant | 0.19 | 0.02 | 17 | 1 | 350 | 0 | 1.7 | 221118 | -96.4785 | 41.9376 | 1 | R63-0087 | 125 | 160 |  |  | 2253_G_4A | 68038 |  | R63-0087
31023 |  | Nebraska | Butler | 7574511 | 11903913 | 11799112 | 00019 | 002 | 001 | David City Municipal Power | 1.17 | 0.02 | 37 | 1.92 | 350 | 0 | 1.7 | 221118 | -97.1198 | 41.2547 | 1 |  | 125 | 160 |  |  | 2233_G_6 | 68632-1
31023 |  | Nebraska | Butler | 7574511 | 11904013 | 11799112 | 00019 | 005 | 001 | David City Municipal Power | 0.71 | 0.01 | 37 | 1.92 | 350 | 0 | 1.7 | 221118 | -97.1198 | 41.2547 | 1 | R63-0087 | 125 | 160 |  |  | 2233_G_7 | 68632-1 |  | R63-0087
31023 |  | Nebraska | Butler | 7574511 | 11904113 | 11799112 | 00019 | 001 | 001 | David City Municipal Power | 0.19 | 1e-07 | 37 | 1.92 | 350 | 0 | 1.7 | 221118 | -97.1198 | 41.2547 | 1 | R63-0087 | 125 | 160 |  |  | 2233_G_5 | 68632-1 |  | R63-0087
31027 |  | Nebraska | Cedar | 7575311 | 11899513 | 11798312 | 00016 | 001 | 001 | Laurel Municipal Plant | 1.1 |  | 29 | 1.5 | 350 | 0 | 1.7 | 221118 | -97.091 | 42.4306 | 1 |  | 125 | 160 |  |  | 2249_G_1 | 68745
31039 |  | Nebraska | Cuming | 7460011 | 11696413 | 11601812 | 00014 | 004 | 001 | West Point Power Plant | 1e-07 | 1e-07 | 32 | 2.5 | 350 | 0 | 1.7 | 926130 | -96.7134 | 41.845 | 4 |  | 125 | 160 |  |  | 2313_G_5 | 68788-1
31039 |  | Nebraska | Cuming | 7460011 | 11696513 | 11601812 | 00014 | 001 | 001 | West Point Power Plant | 0.375 | 0.003 | 32 | 2.5 | 350 | 0 | 1.7 | 926130 | -96.7134 | 41.845 | 1 |  | 125 | 160 |  |  | 2313_G_2 | 68788-1
31039 |  | Nebraska | Cuming | 7460011 | 11696613 | 11601812 | 00014 | 002 | 001 | West Point Power Plant | 0.404 | 0.009 | 32 | 2.5 | 350 | 0 | 1.7 | 926130 | -96.7134 | 41.845 | 1 |  | 125 | 160 |  |  | 2313_G_3 | 68788-1
31039 |  | Nebraska | Cuming | 7460011 | 11696713 | 11601812 | 00014 | 003 | 001 | West Point Power Plant | 0.232 | 0.002 | 32 | 2.5 | 350 | 0 | 1.7 | 926130 | -96.7134 | 41.845 | 2 |  | 125 | 160 |  |  | 2313_G_4 | 68788-1
31039 |  | Nebraska | Cuming | 7460111 | 11696213 | 11601712 | 00024 | 001 | 001 | Wisner Municipal Power Plant | 0.14 | 0.01 | 26 | 1 | 350 | 0 | 1.7 | 221118 | -96.9162 | 41.9881 | 1 | R63-0087 | 125 | 690 |  |  | 2316_G_3 | 68791 |  | R63-0087
31041 |  | Nebraska | Custer | 7460411 | 11695213 | 11601412 | 00003 | 001 | 001 | Broken Bow Power Plant | 0.038763 |  | 30 | 1.31 | 350 | 0 | 1.7 | 221118 | -99.6395 | 41.4045 | 1 | R63-0087 | 125 | 160 |  |  | 2221_G_1 | 68822-2 |  | R63-0087
31041 |  | Nebraska | Custer | 7460411 | 11695313 | 11601412 | 00003 | 002 | 001 | Broken Bow Power Plant | 1.431 | 0.056 | 30 | 1.31 | 350 | 0 | 1.7 | 221118 | -99.6395 | 41.4045 | 4 |  | 125 | 160 |  |  | 2221_G_2 | 68822-2
31041 |  | Nebraska | Custer | 7460411 | 11695413 | 11601412 | 00003 | 003 | 001 | Broken Bow Power Plant | 0.11278 | 0.002 | 30 | 1.31 | 350 | 0 | 1.7 | 221118 | -99.6395 | 41.4045 | 1 | R63-0087 | 125 | 160 |  |  | 2221_G_3 | 68822-2 |  | R63-0087
31041 |  | Nebraska | Custer | 7460411 | 11695513 | 11601412 | 00003 | 004 | 001 | Broken Bow Power Plant | 0.28422 | 0.009 | 30 | 1.31 | 350 | 0 | 1.7 | 221118 | -99.6395 | 41.4045 | 1 |  | 125 | 160 |  |  | 2221_G_4 | 68822-2
31041 |  | Nebraska | Custer | 7460411 | 11695613 | 11601412 | 00003 | 005 | 001 | Broken Bow Power Plant | 0.368 | 0.014 | 30 | 1.31 | 350 | 0 | 1.7 | 221118 | -99.6395 | 41.4045 | 1 |  | 125 | 160 |  |  | 2221_G_5 | 68822-2
31041 |  | Nebraska | Custer | 7460411 | 11695713 | 11601412 | 00003 | 006 | 001 | Broken Bow Power Plant | 0.9396 | 0.0025891 | 30 | 1.31 | 350 | 0 | 1.7 | 221118 | -99.6395 | 41.4045 | 2 |  | 125 | 160 |  |  | 2221_G_6 | 68822-2
31041 |  | Nebraska | Custer | 7460611 | 11694913 | 11601212 | 00018 | 001 | 001 | Ansley Light Plant | 0.22 | 1e-06 | 22 | 1.17 | 350 | 0 | 1.7 | 926130 | -99.3865 | 41.2891 | 1 |  | 125 | 160 |  |  | 2214_G_2 | 68814-9
31041 |  | Nebraska | Custer | 7460611 | 11695013 | 11601212 | 00018 | 002 | 001 | Ansley Light Plant | 0.07 | 0.01 | 22 | 1.17 | 350 | 0 | 1.7 | 926130 | -99.3865 | 41.2891 | 1 |  | 125 | 160 |  |  | 2214_G_3 | 68814-9
31041 |  | Nebraska | Custer | 7460711 | 11694613 | 11601112 | 00019 | 003 | 001 | Sargent Municipal Utilities | 0.058215 | 0.09 | 25 | 1.4 | 350 | 0 | 1.7 | 926130 | -99.3699 | 41.6414 | 1 |  | 125 | 160 |  |  | 2300_G_4 | 68874
31041 |  | Nebraska | Custer | 7460711 | 11694713 | 11601112 | 00019 | 002 | 001 | Sargent Municipal Utilities | 0.08924 | 5.5e-05 | 25 | 1.4 | 350 | 0 | 1.7 | 926130 | -99.3699 | 41.6414 | 1 |  | 125 | 160 |  |  | 2300_G_3 | 68874
31041 |  | Nebraska | Custer | 7460711 | 11694813 | 11601112 | 00019 | 001 | 001 | Sargent Municipal Utilities | 0.08732 | 4e-05 | 25 | 1.4 | 350 | 0 | 1.7 | 926130 | -99.3699 | 41.6414 | 1 |  | 125 | 160 |  |  | 2300_G_1 | 68874
31041 |  | Nebraska | Custer | 7460811 | 11694213 | 11601012 | 00022 | 001 | 001 | Arnold Plant | 0.1 | 0.05 | 30 | 0.98 | 350 | 0 | 1.7 | 221122 | -100.195 | 41.4218 | 1 | R63-0087 | 125 | 160 |  |  | 2216_G_1 | 69120 |  | R63-0087
31049 |  | Nebraska | Deuel | 6703311 | 12886713 | 12770912 | 00006 | 001 | 001 | Chappell Municipal Power Plant | 0.57 | 0.04 | 30 | 1 | 350 | 0 | 1.7 | 221118 | -102.471 | 41.0919 | 1 | R63-0087 | 125 | 160 |  |  | 2230_G_1 | 69129 |  | R63-0087
31049 |  | Nebraska | Deuel | 6703311 | 12886813 | 12770912 | 00006 | 002 | 001 | Chappell Municipal Power Plant |  | 1e-07 | 30 | 1 | 350 | 0 | 1.7 | 221118 | -102.471 | 41.0919 | 1 | R63-0087 | 125 | 160 |  |  | 2230_G_5 | 69129 |  | R63-0087
31051 |  | Nebraska | Dixon | 6703511 | 12886213 | 12770712 | 00006 | 002 | 001 | Wakefield Municipal Power | 1e-07 | 1e-07 | 30 | 1 | 350 | 1.3 | 0.6 | 221118 | -96.862 | 42.269 | 1 | R63-0087 | 125 | 160 |  |  | 2311_G_6 | 68784 |  | R63-0087
31051 |  | Nebraska | Dixon | 6703511 | 12886313 | 12770712 | 00006 | 001 | 001 | Wakefield Municipal Power | 0.8 | 1e-06 | 30 | 1 | 350 | 1.3 | 0.6 | 221118 | -96.862 | 42.269 | 1 |  | 125 | 160 |  |  | 2311_G_5 | 68784
31051 |  | Nebraska | Dixon | 6703911 | 12885413 | 12770312 | 00054 | 001 | 001 | Emerson Municipal Utilities | 0.12 |  | 25 | 1.5 | 500 | 0 | 1.7 | 221118 | -96.7291 | 42.2761 | 1 |  | 125 | 160 |  |  | 2235_G_2 | 68733
31051 |  | Nebraska | Dixon | 6703911 | 12885613 | 12770312 | 00054 | 002 | 001 | Emerson Municipal Utilities | 0.05 | 1e-07 | 25 | 1.5 | 500 | 0 | 1.7 | 221118 | -96.7291 | 42.2761 | 1 |  | 125 | 160 |  |  | 2235_G_3 | 68733
31053 |  | Nebraska | Dodge | 7766111 | 1753213 | 1670512 | 00001 | 003 | 001 | Lon D Wright Power Plant | 444.17 | 1117.1 | 252 | 8.01 | 300 | 1909.1 | 0.6 | 926130 | -96.4612 | 41.4284 | 1190 | R63-0142 | 125 | 100 | 2240 | 8 | 2240_B_8 | 68025-6 |  | R63-0142
31053 |  | Nebraska | Dodge | 7766111 | 1753313 | 1670512 | 00001 | 002 | 001 | Lon D Wright Power Plant | 181.493 | 128.32 | 252 | 8.01 | 300 | 1909.1 | 0.6 | 926130 | -96.4612 | 41.4284 |  |  | 125 | 100 |  |  | 2240_B_7 | 68025-6
31053 |  | Nebraska | Dodge | 7766111 | 1753613 | 1670512 | 00001 | 001 | 001 | Lon D Wright Power Plant | 219.1 | 154.29 | 252 | 8.01 | 300 | 1909.1 | 0.6 | 926130 | -96.4612 | 41.4284 |  |  | 125 | 100 |  |  | 2240_B_6 | 68025-6
31055 |  | Nebraska | Douglas | 6732411 | 12757313 | 12662212 | 0002 |  | 01 | Omaha Public Power District - North Omah | 2518.66 | 4686.92 | 204 | 29.2 | 285 | 80592 | 120 | 221112 | -95.9476 | 41.3263 | 2590 | R63-0142 | 125 | 100 | 2291 | 5 | 2291_B_5 | 68112 |  | R63-0142
31055 |  | Nebraska | Douglas | 6732411 | 12757413 | 12662212 | 0002 |  | 01 | Omaha Public Power District - North Omah | 1279.57 | 2944.69 | 204 | 29.2 | 285 | 80592 | 120 | 221112 | -95.9476 | 41.3263 | 1690 | R63-0142 | 125 | 100 | 2291 | 4 | 2291_B_4 | 68112 |  | R63-0142
31055 |  | Nebraska | Douglas | 6732411 | 12757513 | 12662212 | 0002 |  | 01 | Omaha Public Power District - North Omah | 983.243 | 2134.84 | 204 | 29.2 | 285 | 80592 | 120 | 221112 | -95.9476 | 41.3263 | 1510 | R63-0142 | 125 | 100 | 2291 | 2 | 2291_B_2 | 68112 |  | R63-0142
31055 |  | Nebraska | Douglas | 6732411 | 12757613 | 12662212 | 0002 |  | 01 | Omaha Public Power District - North Omah | 1083.15 | 2391.22 | 204 | 29.2 | 285 | 80592 | 120 | 221112 | -95.9476 | 41.3263 | 1360 | R63-0142 | 125 | 100 | 2291 | 3 | 2291_B_3 | 68112 |  | R63-0142
31055 |  | Nebraska | Douglas | 6732411 | 12757713 | 12662212 | 0002 | 01 | 01 | Omaha Public Power District - North Omah | 877.372 | 1911.67 | 204 | 29.2 | 285 | 80592 | 120 | 221112 | -95.9476 | 41.3263 | 1010 | R63-0142 | 125 | 100 | 2291 | 1 | 2291_B_1 | 68112 |  | R63-0142
31057 |  | Nebraska | Dundy | 6712511 | 12869613 | 12761312 | 00008 | 001 | 001 | Benkelman Municipal Power | 0.2995 | 0.047 | 21 | 3.33 | 350 | 0 | 1.7 | 221118 | -101.538 | 40.0445 | 1 | R63-0087 | 125 | 160 |  |  | 2218_G_1 | 69021 |  | R63-0087
31061 |  | Nebraska | Franklin | 6713411 | 12868413 | 12760412 | 00010 | 001 | 001 | Franklin Municipal Power Plant | 1.28 | 0.030001 | 27 | 1 | 525 | 0 | 1.7 | 221118 | -98.9548 | 40.0954 | 1 | R63-0087 | 125 | 160 |  |  | 2238_G_2 | 68939-1 |  | R63-0087
31065 |  | Nebraska | Furnas | 6831111 | 13775713 | 13569512 | 00012 | 001 | 001 | Beaver City Municipal Plant | 0.03 | 1e-07 | 24 | 1 | 350 | 0 | 1.7 | 221118 | -99.8276 | 40.1302 | 1 | R63-0087 | 125 | 160 |  |  | 2217_G_1 | 68926 |  | R63-0087
31065 |  | Nebraska | Furnas | 6831111 | 13775813 | 13569512 | 00012 | 002 | 001 | Beaver City Municipal Plant | 5e-11 | 5e-11 | 24 | 1 | 350 | 0 | 1.7 | 221118 | -99.8276 | 40.1302 | 1 | R63-0087 | 125 | 160 |  |  | 2217_G_2 | 68926 |  | R63-0087
31065 |  | Nebraska | Furnas | 6831111 | 13775913 | 13569512 | 00012 | 003 | 001 | Beaver City Municipal Plant | 5e-11 | 5e-11 | 24 | 1 | 350 | 0 | 1.7 | 221118 | -99.8276 | 40.1302 | 1 | R63-0087 | 125 | 160 |  |  | 2217_G_4 | 68926 |  | R63-0087
31065 |  | Nebraska | Furnas | 6831311 | 13774913 | 13569312 | 00014 | 002 | 001 | Oxford Light Plant | 0.34 | 0.04 | 33 | 1 | 550 | 0 | 1.7 | 926130 | -99.6367 | 40.2496 | 1 |  | 125 | 160 |  |  | 2295_G_3 | 68967-6
31065 |  | Nebraska | Furnas | 6831311 | 13775013 | 13569312 | 00014 | 001 | 001 | Oxford Light Plant | 0.2 | 1e-07 | 33 | 1 | 550 | 0 | 1.7 | 926130 | -99.6367 | 40.2496 | 1 |  | 125 | 160 |  |  | 2295_G_2 | 68967-6
31065 |  | Nebraska | Furnas | 6831311 | 13775113 | 13569312 | 00014 | 004 | 001 | Oxford Light Plant | 0.27 | 1e-07 | 33 | 1 | 550 | 0 | 1.7 | 926130 | -99.6367 | 40.2496 | 1 |  | 125 | 160 |  |  | 2295_G_5 | 68967-6
31065 |  | Nebraska | Furnas | 6831311 | 13775213 | 13569312 | 00014 | 003 | 001 | Oxford Light Plant | 0.18 | 1e-07 | 33 | 1 | 550 | 0 | 1.7 | 926130 | -99.6367 | 40.2496 | 1 |  | 125 | 160 |  |  | 2295_G_4 | 68967-6
31071 |  | Nebraska | Garfield | 6714511 | 12865313 | 12757312 | 00003 | 004 | 001 | Burwell Light Plant | 0.13 | 0.02 | 26 | 1.41 | 601 | 221.7 | 125 | 221118 | -99.1361 | 41.7805 | 1 | R63-0087 | 125 | 160 |  |  | 2222_G_4 | 68823 |  | R63-0087
31071 |  | Nebraska | Garfield | 6714511 | 12865413 | 12757312 | 00003 | 002 | 001 | Burwell Light Plant | 0.08 | 0.01 | 26 | 1.41 | 601 | 221.7 | 125 | 221118 | -99.1361 | 41.7805 | 1 | R63-0087 | 125 | 160 |  |  | 2222_G_2 | 68823 |  | R63-0087
31071 |  | Nebraska | Garfield | 6714511 | 12865613 | 12757312 | 00003 | 001 | 001 | Burwell Light Plant | 0.11 | 0.02 | 26 | 1.41 | 601 | 221.7 | 125 | 221118 | -99.1361 | 41.7805 | 1 | R63-0087 | 125 | 160 |  |  | 2222_G_1 | 68823 |  | R63-0087
31071 |  | Nebraska | Garfield | 6714511 | 12865713 | 12757312 | 00003 | 003 | 001 | Burwell Light Plant | 0.11 | 0.02 | 26 | 1.41 | 601 | 221.7 | 125 | 221118 | -99.1361 | 41.7805 | 1 | R63-0087 | 125 | 160 |  |  | 2222_G_3 | 68823 |  | R63-0087
31079 |  | Nebraska | Hall | 8212011 | 6705013 | 6670912 | 00606 | 001 | 001 | Platte Generating Station | 1170.1 | 2301.2 | 412 | 12 | 250 | 6116.7 | 0 | 221118 | -98.3487 | 40.8551 | 1500 | R63-0142 | 125 | 690 | 59 | 1 | 59_B_1 | 68801-9 |  | R63-0142
31089 |  | Nebraska | Holt | 6717811 | 12853613 | 12753812 | 00023 | 003 | 001 | Stuart Municipal Power Plant | 0.07915 | 0.0052 | 100 | 2 | 350 | 16.7 | 1.7 | 926130 | -99.1437 | 42.5993 |  |  | 125 | 690 |  |  | 2305_G_1a | 68780-0
31089 |  | Nebraska | Holt | 6717811 | 12853713 | 12753812 | 00023 | 001 | 001 | Stuart Municipal Power Plant | 0.06356 | 1.5e-05 | 100 | 2 | 350 | 16.7 | 1.7 | 926130 | -99.1437 | 42.5993 |  |  | 125 | 690 |  |  | 2305_G_1b | 68780-0
31089 |  | Nebraska | Holt | 6717811 | 12853813 | 12753812 | 00023 | 004 | 001 | Stuart Municipal Power Plant | 0.10557 | 0.00956 | 100 | 2 | 350 | 16.7 | 1.7 | 926130 | -99.1437 | 42.5993 |  |  | 125 | 690 |  |  | 2305_G_1c | 68780-0
31089 |  | Nebraska | Holt | 6717811 | 12853913 | 12753812 | 00023 | 002 | 001 | Stuart Municipal Power Plant | 0.029605 | 0.001945 | 100 | 2 | 350 | 16.7 | 1.7 | 926130 | -99.1437 | 42.5993 |  |  | 125 | 690 |  |  | 2305_G_1d | 68780-0
31095 |  | Nebraska | Jefferson | 6718211 | 12851913 | 12753412 | 00002 | 002 | 001 | Fairbury Municipal Power Plant | 0.0525 | 0.0005 | 70 | 6.5 | 350 | 0 | 1.7 | 221118 | -97.184 | 40.1348 |  |  | 125 | 100 |  |  | 2236_B_1a | 68352-2
31095 |  | Nebraska | Jefferson | 6718211 | 12852013 | 12753412 | 00002 | 001 | 001 | Fairbury Municipal Power Plant | 0.2495 | 0.0005 | 70 | 6.5 | 350 | 0 | 1.7 | 221118 | -97.184 | 40.1348 | 19 |  | 125 | 100 |  |  | 2236_B_1 | 68352-2
31097 |  | Nebraska | Johnson | 6718911 | 12850713 | 12752612 | 00009 | 002 | 001 | Tecumseh Plant | 0.96 | 1e-07 | 26 | 3.5 | 350 | 0 | 1.7 | 926130 | -96.1905 | 40.3666 | 1 |  | 125 | 160 |  |  | 2308_G_2 | 68450-2
31097 |  | Nebraska | Johnson | 6718911 | 12850813 | 12752612 | 00009 | 005 | 001 | Tecumseh Plant | 1.56 | 1e-07 | 26 | 3.5 | 350 | 0 | 1.7 | 926130 | -96.1905 | 40.3666 | 2 |  | 125 | 160 |  |  | 2308_G_5A | 68450-2
31097 |  | Nebraska | Johnson | 6718911 | 12850913 | 12752612 | 00009 | 003 | 001 | Tecumseh Plant | 0.7 | 1e-07 | 26 | 3.5 | 350 | 0 | 1.7 | 926130 | -96.1905 | 40.3666 | 1 |  | 125 | 160 |  |  | 2308_G_3 | 68450-2
31097 |  | Nebraska | Johnson | 6718911 | 12851013 | 12752612 | 00009 | 001 | 001 | Tecumseh Plant | 0.15 | 0.03 | 26 | 3.5 | 350 | 0 | 1.7 | 926130 | -96.1905 | 40.3666 | 1 |  | 125 | 160 |  |  | 2308_G_1 | 68450-2
31097 |  | Nebraska | Johnson | 6718911 | 12851113 | 12752612 | 00009 | 004 | 001 | Tecumseh Plant | 0.82 | 1e-07 | 26 | 3.5 | 350 | 0 | 1.7 | 926130 | -96.1905 | 40.3666 | 1 |  | 125 | 160 |  |  | 2308_G_4 | 68450-2
31105 |  | Nebraska | Kimball | 5280711 | 25619913 | 24573712 | 00008 | 002 | 001 | Kimball Municipal Power Plant | 0.194 | 5e-11 | 25 | 1.25 | 350 | 0 | 1.7 | 926130 | -103.666 | 41.2386 | 1 |  | 125 | 160 |  |  | 2248_G_2 | 69145-1
31105 |  | Nebraska | Kimball | 5280711 | 25620013 | 24573712 | 00008 | 003 | 001 | Kimball Municipal Power Plant | 0.059 | 5e-10 | 25 | 1.25 | 350 | 0 | 1.7 | 926130 | -103.666 | 41.2386 | 1 |  | 125 | 160 |  |  | 2248_G_3 | 69145-1
31105 |  | Nebraska | Kimball | 5280711 | 25620113 | 24573712 | 00008 | 004 | 001 | Kimball Municipal Power Plant | 0.165 | 5e-11 | 25 | 1.25 | 350 | 0 | 1.7 | 926130 | -103.666 | 41.2386 | 1 |  | 125 | 160 |  |  | 2248_G_4 | 69145-1
31105 |  | Nebraska | Kimball | 5280711 | 25620213 | 24573712 | 00008 | 005 | 001 | Kimball Municipal Power Plant | 0.0775 | 0.0015 | 25 | 1.25 | 350 | 0 | 1.7 | 926130 | -103.666 | 41.2386 | 1 |  | 125 | 160 |  |  | 2248_G_5 | 69145-1
31105 |  | Nebraska | Kimball | 5280711 | 25620313 | 24573712 | 00008 | 006 | 001 | Kimball Municipal Power Plant | 0.5425 | 0.0005 | 25 | 1.25 | 350 | 0 | 1.7 | 926130 | -103.666 | 41.2386 | 4 |  | 125 | 160 |  |  | 2248_G_6 | 69145-1
31105 |  | Nebraska | Kimball | 5280711 | 25620413 | 24573712 | 00008 | 001 | 001 | Kimball Municipal Power Plant | 0.151 | 5e-11 | 25 | 1.25 | 350 | 0 | 1.7 | 926130 | -103.666 | 41.2386 | 1 |  | 125 | 160 |  |  | 2248_G_1 | 69145-1
31109 |  | Nebraska | Lancaster | 5281111 | 25619413 | 54249412 | 00005 | 002 | 002 | NPPD Sheldon Station | 2549.5 | 2036.1 | 174 | 11.6 | 304 | 7733 | 73 | 221112 | -96.784 | 40.5591 | 105 | R63-0142 | 125 | 100 | 2277 | 2 | 2277_B_2 | 68368 |  | R63-0142
31109 |  | Nebraska | Lancaster | 5281111 | 25619513 | 24573312 | 00005 | 001 | 001 | NPPD Sheldon Station | 3741.2 | 2026.2 | 174 | 11.6 | 304 | 7733 | 73 | 221112 | -96.7843 | 40.5595 | 120 | R63-0142 | 125 | 100 | 2277 | 1 | 2277_B_1 | 68368 |  | R63-0142
31111 |  | Nebraska | Lincoln | 7766511 | 1736213 | 1653712 | 00019 | 001 | 001 | NPPD Gerald Gentleman Station | 4294.8 | 13170.9 | 550 | 27.99 | 310 | 15.7 | 1.3 | 221122 | -101.146 | 41.0836 | 7960 | R63-0142 | 125 | 100 | 6077 | 1 | 6077_B_1 | 69165-2 |  | R63-0142
31111 |  | Nebraska | Lincoln | 7766511 | 1736413 | 1653712 | 00019 | 002 | 001 | NPPD Gerald Gentleman Station | 8821.6 | 15941.7 | 550 | 27.99 | 310 | 15.7 | 1.3 | 221122 | -101.146 | 41.0836 | 8250 | R63-0142 | 125 | 100 | 6077 | 2 | 6077_B_2 | 69165-2 |  | R63-0142
31119 |  | Nebraska | Madison | 5298011 | 25611113 | 24569912 | 00016 | 002 | 001 | Madison Light & Power Plant | 0.46 | 1e-07 | 25 | 1.94 | 620 | 342.4 | 1.7 | 221118 | -97.4566 | 41.8298 | 1 |  | 125 | 160 |  |  | 7469_G_FM2 | 68748-6
31119 |  | Nebraska | Madison | 5298011 | 25611213 | 24569912 | 00016 | 001 | 001 | Madison Light & Power Plant | 0.58 | 1e-07 | 25 | 1.94 | 620 | 342.4 | 1.7 | 221118 | -97.4566 | 41.8298 | 2 | R63-0087 | 125 | 160 |  |  | 7469_G_FM1 | 68748-6 |  | R63-0087
31127 |  | Nebraska | Nemaha | 5105811 | 24688313 | 23710612 | 00014 | 003 | 001 | Auburn Generating Plant | 0.94 | 0.02 | 35 | 2.33 | 350 | 0 | 1.7 | 221111 | -95.8461 | 40.3883 | 4 |  | 125 | 160 |  |  | 2215_G_4A | 68305-2
31127 |  | Nebraska | Nemaha | 5105811 | 24688413 | 23710612 | 00014 | 002 | 001 | Auburn Generating Plant | 0.18 | 1e-07 | 35 | 2.33 | 350 | 0 | 1.7 | 221111 | -95.8461 | 40.3883 | 1 |  | 125 | 160 |  |  | 2215_G_2 | 68305-2
31127 |  | Nebraska | Nemaha | 5105811 | 24688513 | 23710612 | 00014 | 004 | 001 | Auburn Generating Plant | 0.68 | 0.01 | 35 | 2.33 | 350 | 0 | 1.7 | 221111 | -95.8461 | 40.3883 | 3 |  | 125 | 160 |  |  | 2215_G_5 | 68305-2
31127 |  | Nebraska | Nemaha | 5105811 | 24688613 | 23710612 | 00014 | 005 | 001 | Auburn Generating Plant | 0.69 | 0.01 | 35 | 2.33 | 350 | 0 | 1.7 | 221111 | -95.8461 | 40.3883 | 2 |  | 125 | 160 |  |  | 2215_G_6 | 68305-2
31127 |  | Nebraska | Nemaha | 5105811 | 24688713 | 23710612 | 00014 | 006 | 001 | Auburn Generating Plant | 1.45 | 0.03 | 35 | 2.33 | 350 | 0 | 1.7 | 221111 | -95.8461 | 40.3883 | 5 |  | 125 | 160 |  |  | 2215_G_7 | 68305-2
31127 |  | Nebraska | Nemaha | 5105811 | 24688813 | 23710612 | 00014 | 001 | 001 | Auburn Generating Plant | 0.45 | 0.01 | 35 | 2.33 | 350 | 0 | 1.7 | 221111 | -95.8461 | 40.3883 | 2 |  | 125 | 160 |  |  | 2215_G_1 | 68305-2
31131 |  | Nebraska | Otoe | 5106711 | 24685013 | 23709712 | 00003 | 001 | 001 | Nebraska City Power Plant No 1 |  | 1e-07 | 18 | 1.17 | 350 | 0 | 1.7 | 221118 | -95.8477 | 40.6805 | 1 |  | 125 | 690 |  |  | 2255_G_2 | 68410-2
31131 |  | Nebraska | Otoe | 5106711 | 24685113 | 23709712 | 00003 | 006 | 001 | Nebraska City Power Plant No 1 | 1.02 | 0.04 | 18 | 1.17 | 350 | 0 | 1.7 | 221118 | -95.8477 | 40.6805 | 6 |  | 125 | 690 |  |  | 2255_G_9 | 68410-2
31131 |  | Nebraska | Otoe | 5106711 | 24685213 | 23709712 | 00003 | 005 | 001 | Nebraska City Power Plant No 1 | 0.23172 | 0.01 | 18 | 1.17 | 350 | 0 | 1.7 | 221118 | -95.8477 | 40.6805 | 4 |  | 125 | 690 |  |  | 2255_G_8 | 68410-2
31131 |  | Nebraska | Otoe | 5106711 | 24685313 | 23709712 | 00003 | 008 | 001 | Nebraska City Power Plant No 1 | 1.1985 | 0.05 | 18 | 1.17 | 350 | 0 | 1.7 | 221118 | -95.8477 | 40.6805 | 6 |  | 125 | 690 |  |  | 2255_G_10 | 68410-2
31131 |  | Nebraska | Otoe | 5106711 | 24685413 | 23709712 | 00003 | 004 | 001 | Nebraska City Power Plant No 1 | 0.13 | 0.01 | 18 | 1.17 | 350 | 0 | 1.7 | 221118 | -95.8477 | 40.6805 | 2 |  | 125 | 690 |  |  | 2255_G_5 | 68410-2
31131 |  | Nebraska | Otoe | 5106711 | 24685513 | 23709712 | 00003 | 003 | 001 | Nebraska City Power Plant No 1 | 0 | 0 | 18 | 1.17 | 350 | 0 | 1.7 | 221118 | -95.8477 | 40.6805 | 3 |  | 125 | 690 |  |  | 2255_G_4 | 68410-2
31131 |  | Nebraska | Otoe | 5106711 | 24685613 | 23709712 | 00003 | 002 | 001 | Nebraska City Power Plant No 1 | 0 | 0 | 18 | 1.17 | 350 | 0 | 1.7 | 221118 | -95.8477 | 40.6805 | 2 |  | 125 | 690 |  |  | 2255_G_3 | 68410-2
31131 |  | Nebraska | Otoe | 5106811 | 24684813 | 23709612 | 00008 | 002 | 001 | Nebraska City Power Plant No 2 | 5e-11 | 5e-11 | 18 | 1.17 | 350 | 0 | 1.7 | 221118 | -96.1786 | 40.6758 | 4 |  | 125 | 690 |  |  | 7555_G_12 | 68446
31131 |  | Nebraska | Otoe | 5106811 | 24684913 | 23709612 | 00008 | 001 | 001 | Nebraska City Power Plant No 2 | 0.16 | 1e-07 | 18 | 1.17 | 350 | 0 | 1.7 | 221118 | -96.1786 | 40.6758 | 4 |  | 125 | 690 |  |  | 7555_G_11 | 68446
31131 |  | Nebraska | Otoe | 7303711 | 8402913 | 8286912 | 00036 | 001 | 001 | OPPD Nebraska City Station | 4775.9 | 15062 | 700 | 23.59 | 300 | 43083.3 | 1.6 | 221118 | -95.7779 | 40.6215 | 6790 | R63-0142 | 125 | 100 | 6096 | 1 | 6096_B_1 | 68410-6 |  | R63-0142
31131 |  | Nebraska | Otoe | 7303711 | 91099913 | 8286912 | 00036 | 027 | 001 | OPPD Nebraska City Station | 1512.8 | 2272.4 | 700 | 23.59 | 300 | 43083.3 | 1.6 | 221118 | -95.7779 | 40.6215 | 7110 | R63-0142 | 125 | 100 | 6096 | 2 | 6096_B_2 | 68410-6 |  | R63-0142
31139 |  | Nebraska | Pierce | 7627611 | 12556413 | 12456912 | 00012 | 001 | 001 | Plainview Municipal Power | 0.11333 | 0.01 | 15 | 2.54 | 350 | 0 | 1.7 | 221118 | -97.7907 | 42.3499 | 1 | R63-0087 | 125 | 160 |  |  | 2297_G_1 | 68769-0 |  | R63-0087
31145 |  | Nebraska | Red Willow | 7767711 | 1717513 | 1637212 | 00013 | 001 | 001 | NPPD Mc Cook Peaking Unit | 2.62 | 0.03 | 43 | 8.96 | 900 | 13356 | 3.5 | 221118 | -100.65 | 40.2208 | 50 | R63-0083 | 125 | 120 |  |  | 2271_G_1 | 69001-2 |  | R63-0083
31147 |  | Nebraska | Richardson | 7629411 | 12544413 | 12454912 | 00005 | 007 | 001 | Falls City Power & Street Dept | 4.8752 | 0.0673 | 31 | 1.6 | 309 | 3.7 | 1.3 | 221118 | -95.6075 | 40.0566 | 6 |  | 125 | 690 |  |  | 2237_G_7 | 68355
31147 |  | Nebraska | Richardson | 7629411 | 12544513 | 12454912 | 00005 | 004 | 001 | Falls City Power & Street Dept | 0.2524 | 0.0085 | 31 | 1.6 | 309 | 3.7 | 1.3 | 221118 | -95.6075 | 40.0566 | 1 |  | 125 | 160 |  |  | 2237_G_4 | 68355
31147 |  | Nebraska | Richardson | 7629411 | 12544613 | 12454912 | 00005 | 006 | 001 | Falls City Power & Street Dept | 0.1772 | 0.0166 | 31 | 1.6 | 309 | 3.7 | 1.3 | 221118 | -95.6075 | 40.0566 | 2 |  | 125 | 160 |  |  | 2237_G_6 | 68355
31147 |  | Nebraska | Richardson | 7629411 | 12544713 | 12454912 | 00005 | 005 | 001 | Falls City Power & Street Dept | 0.2139 | 0.0052 | 31 | 1.6 | 309 | 3.7 | 1.3 | 221118 | -95.6075 | 40.0566 | 1 |  | 125 | 160 |  |  | 2237_G_5 | 68355
31147 |  | Nebraska | Richardson | 7629411 | 12544813 | 12454912 | 00005 | 001 | 001 | Falls City Power & Street Dept | 1e-07 | 1e-07 | 31 | 1.6 | 309 | 3.7 | 1.3 | 221118 | -95.6075 | 40.0566 | 1 | R63-0087 | 125 | 160 |  |  | 2237_G_1 | 68355 |  | R63-0087
31147 |  | Nebraska | Richardson | 7629411 | 12544913 | 12454912 | 00005 | 002 | 001 | Falls City Power & Street Dept | 0.0309 | 0.0049 | 31 | 1.6 | 309 | 3.7 | 1.3 | 221118 | -95.6075 | 40.0566 | 1 | R63-0087 | 125 | 160 |  |  | 2237_G_2 | 68355 |  | R63-0087
31147 |  | Nebraska | Richardson | 7629411 | 12545013 | 12454912 | 00005 | 003 | 001 | Falls City Power & Street Dept | 0.6154 | 0.0131 | 31 | 1.6 | 309 | 3.7 | 1.3 | 221118 | -95.6075 | 40.0566 | 2 |  | 125 | 160 |  |  | 2237_G_3 | 68355
31147 |  | Nebraska | Richardson | 7629411 | 12545113 | 12454912 | 00005 | 008 | 001 | Falls City Power & Street Dept |  |  | 31 | 1.6 | 309 | 3.7 | 1.3 | 221118 | -95.6075 | 40.0566 | 6 |  | 125 | 690 |  |  | 2237_G_8 | 68355
31151 |  | Nebraska | Saline | 7630111 | 12540113 | 12454212 | 00001 | 003 | 001 | Crete Municipal Plant | 0.09 | 0.003 | 30 | 1.17 | 350 | 3.2 | 1.3 | 221118 | -96.9602 | 40.6267 | 1 |  | 125 | 160 |  |  | 2231_G_3 | 68333-1
31151 |  | Nebraska | Saline | 7630111 | 12540213 | 12454212 | 00001 | 007 | 001 | Crete Municipal Plant | 1.2545 | 0.0475 | 30 | 1.17 | 350 | 3.2 | 1.3 | 221118 | -96.9602 | 40.6267 | 6 |  | 125 | 160 |  |  | 2231_G_7 | 68333-1
31151 |  | Nebraska | Saline | 7630111 | 12540313 | 12454212 | 00001 | 006 | 001 | Crete Municipal Plant | 0.3645 | 0.0135 | 30 | 1.17 | 350 | 3.2 | 1.3 | 221118 | -96.9602 | 40.6267 | 3 |  | 125 | 160 |  |  | 2231_G_6 | 68333-1
31151 |  | Nebraska | Saline | 7630111 | 12540413 | 12454212 | 00001 | 005 | 001 | Crete Municipal Plant | 0.3345 | 0.013 | 30 | 1.17 | 350 | 3.2 | 1.3 | 221118 | -96.9602 | 40.6267 | 2 |  | 125 | 160 |  |  | 2231_G_5 | 68333-1
31151 |  | Nebraska | Saline | 7630111 | 12540513 | 12454212 | 00001 | 004 | 001 | Crete Municipal Plant | 0.0615 | 0.0015 | 30 | 1.17 | 350 | 3.2 | 1.3 | 221118 | -96.9602 | 40.6267 | 1 |  | 125 | 160 |  |  | 2231_G_4 | 68333-1
31151 |  | Nebraska | Saline | 7630111 | 12540613 | 12454212 | 00001 | 002 | 001 | Crete Municipal Plant | 0.141 | 0.005 | 30 | 1.17 | 350 | 3.2 | 1.3 | 221118 | -96.9602 | 40.6267 | 1 |  | 125 | 160 |  |  | 2231_G_2 | 68333-1
31151 |  | Nebraska | Saline | 7630111 | 12540713 | 12454212 | 00001 | 001 | 001 | Crete Municipal Plant | 0.055 | 0.002 | 30 | 1.17 | 350 | 3.2 | 1.3 | 221118 | -96.9602 | 40.6267 | 1 | R63-0087 | 125 | 160 |  |  | 2231_G_1 | 68333-1 |  | R63-0087
31155 |  | Nebraska | Saunders | 7644211 | 12525913 | 12452012 | 00034 | 004 | 001 | Wahoo Power Plant | 0.09 | 0.02 | 29 | 2.33 | 490 | 0 | 1.7 | 221118 | -96.6121 | 41.212 | 1 |  | 125 | 390 |  |  | 2310_G_4 | 68066
31155 |  | Nebraska | Saunders | 7644211 | 12526013 | 12452012 | 00034 | 006 | 001 | Wahoo Power Plant | 0.84 | 0.01 | 29 | 2.33 | 490 | 0 | 1.7 | 221118 | -96.6121 | 41.212 | 3 |  | 125 | 390 |  |  | 2310_G_6 | 68066
31155 |  | Nebraska | Saunders | 7644211 | 12526113 | 12452012 | 00034 | 005 | 001 | Wahoo Power Plant | 0.53 | 0.01 | 29 | 2.33 | 490 | 0 | 1.7 | 221118 | -96.6121 | 41.212 | 2 |  | 125 | 390 |  |  | 2310_G_5 | 68066
31155 |  | Nebraska | Saunders | 7644211 | 12526213 | 12452012 | 00034 | 002 | 001 | Wahoo Power Plant | 0.01 | 1e-07 | 29 | 2.33 | 490 | 0 | 1.7 | 221118 | -96.6121 | 41.212 | 1 | R63-0087 | 125 | 160 |  |  | 2310_G_2 | 68066 |  | R63-0087
31155 |  | Nebraska | Saunders | 7644211 | 12526313 | 12452012 | 00034 | 001 | 001 | Wahoo Power Plant | 0.48 | 0.01 | 29 | 2.33 | 490 | 0 | 1.7 | 221118 | -96.6121 | 41.212 | 2 |  | 125 | 390 |  |  | 2310_G_1 | 68066
31155 |  | Nebraska | Saunders | 7644211 | 12526413 | 12452012 | 00034 | 003 | 001 | Wahoo Power Plant | 1.08 | 0.02 | 29 | 2.33 | 490 | 0 | 1.7 | 221118 | -96.6121 | 41.212 | 4 |  | 125 | 390 |  |  | 2310_G_3 | 68066
31169 |  | Nebraska | Thayer | 6898611 | 13709013 | 13505712 | 00020 | 001 | 001 | NPPD Hebron Peaking Unit | 4.41 | 0.01 | 43 | 8.96 | 900 | 14049 | 3.7 | 221118 | -97.5773 | 40.1877 | 51 | R63-0083 | 125 | 120 |  |  | 2266_G_1 | 68370 |  | R63-0083
31173 |  | Nebraska | Thurston | 6911211 | 13704313 | 13505112 | 02005 | 004 | 001 | Pender Municipal Power Plant | 0.19528 | 0 | 100 | 2 | 350 | 0 | 1.7 | 221118 | -96.7057 | 42.1155 |  |  | 125 | 690 |  |  | 2296_G_1a | 68047
31173 |  | Nebraska | Thurston | 6911211 | 13704413 | 13505112 | 02005 | 003 | 001 | Pender Municipal Power Plant | 0.16743 | 0 | 100 | 2 | 350 | 0 | 1.7 | 221118 | -96.7057 | 42.1155 |  |  | 125 | 690 |  |  | 2296_G_1c | 68047
31173 |  | Nebraska | Thurston | 6911211 | 13704513 | 13505112 | 02005 | 002 | 001 | Pender Municipal Power Plant | 0.33288 | 0 | 100 | 2 | 350 | 0 | 1.7 | 221118 | -96.7057 | 42.1155 |  |  | 125 | 690 |  |  | 2296_G_1d | 68047
31173 |  | Nebraska | Thurston | 6911211 | 13704613 | 13505112 | 02005 | 001 | 001 | Pender Municipal Power Plant | 0.20198 | 0 | 100 | 2 | 350 | 0 | 1.7 | 221118 | -96.7057 | 42.1155 |  |  | 125 | 690 |  |  | 2296_G_1b | 68047
31179 |  | Nebraska | Wayne | 6727011 | 12753113 | 12661112 | 00001 | 001 | 001 | Wayne Municipal Power Plant | 11.05 | 0.6 | 39 | 1.35 | 350 | 0 | 1.7 | 926130 | -97.0179 | 42.2276 | 2 | R63-0087 | 125 | 160 |  |  | 2312_G_4 | 68787-1 |  | R63-0087
31181 |  | Nebraska | Webster | 7515011 | 12751713 | 12660812 | 00008 | 002 | 001 | Red Cloud Municipal Plant | 0.37 | 0.03 | 24 | 1.46 | 350 | 0 | 1.7 | 926130 | -98.5188 | 40.0976 | 1 | R63-0087 | 125 | 160 |  |  | 2299_G_2 | 68970 |  | R63-0087
31181 |  | Nebraska | Webster | 7515011 | 12751813 | 12660812 | 00008 | 003 | 001 | Red Cloud Municipal Plant | 0.43 | 0.05 | 24 | 1.46 | 350 | 0 | 1.7 | 926130 | -98.5188 | 40.0976 | 1 | R63-0087 | 125 | 160 |  |  | 2299_G_3 | 68970 |  | R63-0087
31181 |  | Nebraska | Webster | 7515011 | 12751913 | 12660812 | 00008 | 004 | 001 | Red Cloud Municipal Plant | 0.43 | 0.08 | 24 | 1.46 | 350 | 0 | 1.7 | 926130 | -98.5188 | 40.0976 | 1 | R63-0087 | 125 | 160 |  |  | 2299_G_4 | 68970 |  | R63-0087
31181 |  | Nebraska | Webster | 7515011 | 12752013 | 12660812 | 00008 | 005 | 001 | Red Cloud Municipal Plant | 0.22 | 0.02 | 24 | 1.46 | 350 | 0 | 1.7 | 926130 | -98.5188 | 40.0976 | 2 | R63-0087 | 125 | 160 |  |  | 2299_G_5 | 68970 |  | R63-0087
31181 |  | Nebraska | Webster | 7515111 | 12751513 | 12660712 | 00012 | 002 | 001 | Blue Hill City Light & Water | 0.07 | 0.02 | 28 | 1.3 | 350 | 0 | 1.7 | 926130 | -98.4506 | 40.3275 | 1 | R63-0087 | 125 | 160 |  |  | 7481_G_2 | 68930 |  | R63-0087
31181 |  | Nebraska | Webster | 7515111 | 12751613 | 12660712 | 00012 | 001 | 001 | Blue Hill City Light & Water | 0.07 | 0.02 | 28 | 1.3 | 350 | 0 | 1.7 | 926130 | -98.4506 | 40.3275 | 1 | R63-0087 | 125 | 160 |  |  | 7481_G_1 | 68930 |  | R63-0087
32003 |  | Nevada | Clark | 12768311 | 67164413 | 61810412 | 1513 | 01 | 01 | Nevada Power (Chuck Lenzie) | 59.42 | 8.23 | 170 | 18 | 194 |  | 66.2 | 22111 | -114.9221 | 36.3839 | 2380 |  | 125 | 999 | 55322 | CTG-1 | 55322_G_CTG-1 | 89124
32003 |  | Nevada | Clark | 12768311 | 67164513 | 61810512 | 1513 | 03 | 03 | Nevada Power (Chuck Lenzie) | 63.79 | 8.39 | 170 | 18 | 194 |  | 66.2 | 22111 | -114.9215 | 36.3839 | 2380 |  | 125 | 999 | 55322 | CTG-2 | 55322_G_CTG-2 | 89124
32003 |  | Nevada | Clark | 12768311 | 67164913 | 61810612 | 1513 | 05 | 05 | Nevada Power (Chuck Lenzie) | 52.18 | 6.77 | 170 | 18 | 194 |  | 66.2 | 22111 | -114.921 | 36.3839 | 2380 |  | 125 | 999 | 55322 | CTG-3 | 55322_G_CTG-3 | 89124
32003 |  | Nevada | Clark | 12768311 | 67165013 | 61810712 | 1513 | 07 | 07 | Nevada Power (Chuck Lenzie) | 50.25 | 6.51 | 170 | 18 | 194 |  | 66.2 | 22111 | -114.9205 | 36.3839 | 2380 |  | 125 | 999 | 55322 | CTG-4 | 55322_G_CTG-4 | 89124
32003 |  | Nevada | Clark | 12770211 | 67165513 | 61811612 | 1584 | A01,2 | 01 | Nevada Power Silverhawk | 41.51 | 2.56 | 150 | 5.5 | 360 |  | 21 | 22111 | -114.9607 | 36.4093 | 2460 |  | 125 | 999 | 55841 | A01 | 55841_G_A01 | 89124
32003 |  | Nevada | Clark | 12770211 | 67165613 | 61811712 | 1584 | A03,4 | 03 | Nevada Power Silverhawk | 27.87 | 1.76 | 150 | 5.5 | 360 |  | 21 | 22111 | -114.96 | 36.4093 | 2460 |  | 125 | 999 | 55841 | A03 | 55841_G_A03 | 89124
32003 |  | Nevada | Clark | 6815611 | 97876913 | 95201312 | AP49110897 | 10252 | 11581-1839 | REID-GARDNER GENERATING STATION | 671.93 | 272.036 | 200 | 13.46 | 300 | 8333.3 |  | 221118 | -114.6317 | 36.6562 | 1250 | R63-0142 | 125 | 100 | 2324 | 1 | 2324_B_1 | 89025 | 205 | R63-0142
32003 |  | Nevada | Clark | 6815611 | 97877013 | 95201412 | AP49110897 | 10253 | 11583-1839 | REID-GARDNER GENERATING STATION | 658.335 | 264.392 | 240 | 12.61 | 300 | 8333.3 |  | 221118 | -114.6318 | 36.656 | 1280 | R63-0142 | 125 | 100 | 2324 | 2 | 2324_B_2 | 89025 | 205 | R63-0142
32003 |  | Nevada | Clark | 6815611 | 97877113 | 95201512 | AP49110897 | 10254 | 11585-1840 | REID-GARDNER GENERATING STATION | 581.203 | 296.244 | 270 | 12.89 | 300 | 8333.3 |  | 221118 | -114.6317 | 36.6562 | 1330 | R63-0142 | 125 | 100 | 2324 | 3 | 2324_B_3 | 89025 | 205 | R63-0142
32003 |  | Nevada | Clark | 6815611 | 97877213 | 95201612 | AP49110897 | 10255 | 11587-1840 | REID-GARDNER GENERATING STATION | 1122.55 | 590.817 | 500 | 21.194 | 145 | 19400 |  | 221118 | -114.6318 | 36.6556 | 2960 | R63-0142 | 125 | 100 | 2324 | 4 | 2324_B_4 | 89025 | 205 | R63-0142
32003 |  | Nevada | Clark | 9398511 | 90104013 | 51112912 | 1520 | A01 | 01 | Las Vegas Power Company-Apex Generating | 38.5 | 1.2 | 170 | 16.8 | 360 |  | 70 | 22111 | -114.9598 | 36.4146 | 170 |  | 125 | 120 | 55514 | CTG01 | 55514_G_CTG01 | 89165
32003 |  | Nevada | Clark | 9398511 | 90104113 | 50945312 | 1520 | A03 | 03 | Las Vegas Power Company-Apex Generating | 30.4 | 1.1 | 170 | 16.8 | 360 |  | 70 | 22111 | -114.9598 | 36.4143 | 170 |  | 125 | 120 | 55514 | CTG02 | 55514_G_CTG02 | 89165
32011 |  | Nevada | Eureka | 12758911 | 97868713 | 95170812 | AP49112502 | 10029 | 11311-1760 | TS POWER PLANT | 309.725 | 251.038 | 358 | 16 | 160 | 7933.3 |  | 221118 | -116.5298 | 40.746 | 2460 | R63-0142 |  | 100 | 56224 | 001 | 56224_B_001 | 89631 | 127 | R63-0142
32013 |  | Nevada | Humboldt | 7302011 | 97874013 | 95197712 | AP49110457 | 10158 | 11453-1825 | VALMY | 1235.65 | 2513.91 | 504.9 | 18.44 | 285 | 11.2 |  | 221118 | -117.1528 | 40.8813 | 2560 | R63-0142 | 125 | 100 | 8224 | 1 | 8224_B_1 | 89438 | 100 | R63-0142
32013 |  | Nevada | Humboldt | 7302011 | 97874113 | 95197812 | AP49110457 | 10159 | 11454-1825 | VALMY | 1706.23 | 1036.55 | 450.2 | 17 | 203 | 11066.5 |  | 221118 | -117.1528 | 40.8813 | 3050 | R63-0142 | 125 | 100 | 8224 | 2 | 8224_B_2 | 89438 | 100 | R63-0142
32019 |  | Nevada | Lyon | 8209811 | 97830513 | 95075212 | AP49110091 | 2004 | 2379-4588 | FT CHURCHILL GENERATING STATION | 114.06 | 0.21726 | 162 | 11.2 | 268 | 6886.5 |  | 221118 | -119.1313 | 39.128 | 1320 |  | 125 | 100 | 2330 | 1 | 2330_B_1 | 89447 | 99
32019 |  | Nevada | Lyon | 8209811 | 97830613 | 95075312 | AP49110091 | 2007 | 2382-4591 | FT CHURCHILL GENERATING STATION | 51.1607 | 0.11411 | 162 | 11.2 | 268 | 6433 |  | 221118 | -119.1317 | 39.1282 | 1320 |  | 125 | 100 | 2330 | 2 | 2330_B_2 | 89447 | 99
32029 |  | Nevada | Storey | 12758811 | 97831513 | 95076812 | AP49111504 | 2064 | 2463-4671 | TRACY EXPANSION |  | 1.3132 | 200 | 19 | 178 | 1.2 |  | 221118 | -119.5247 | 39.5616 |  |  |  | 120 |  |  | 2336_G_8 | 89434 | 139
32029 |  | Nevada | Storey | 12758811 | 97831513 | 95076912 | AP49111504 | 2064 | 2463-4672 | TRACY EXPANSION |  | 1.3132 | 200 | 19 | 178 | 1.2 |  | 221118 | -119.5247 | 39.5616 |  |  |  | 120 |  |  | 2336_G_8 | 89434 | 139
32029 |  | Nevada | Storey | 12758811 | 97831513 | 95077012 | AP49111504 | 2064 | 2463-4673 | TRACY EXPANSION |  | 1.3132 | 200 | 19 | 178 | 1.2 |  | 221118 | -119.5247 | 39.5616 |  |  |  | 120 |  |  | 2336_G_8 | 89434 | 139
32029 |  | Nevada | Storey | 12758811 | 97831613 | 95077112 | AP49111504 | 2065 | 2464-4674 | TRACY EXPANSION |  | 1.326 | 200 | 19 | 178 | 1.2 |  | 221118 | -119.5243 | 39.5616 |  |  |  | 120 |  |  | 2336_G_9 | 89434 | 139
32029 |  | Nevada | Storey | 12758811 | 97831613 | 95077212 | AP49111504 | 2065 | 2464-4675 | TRACY EXPANSION |  | 1.326 | 200 | 19 | 178 | 1.2 |  | 221118 | -119.5243 | 39.5616 |  |  |  | 120 |  |  | 2336_G_9 | 89434 | 139
32029 |  | Nevada | Storey | 12758811 | 97831613 | 95077312 | AP49111504 | 2065 | 2464-4676 | TRACY EXPANSION |  | 1.326 | 200 | 19 | 178 | 1.2 |  | 221118 | -119.5243 | 39.5616 |  |  |  | 120 |  |  | 2336_G_9 | 89434 | 139
32029 |  | Nevada | Storey | 7302811 | 97830913 | 95075612 | AP49110194 | 2021 | 2402-4611 | TRACY GENERATING STATION | 78.1106 | 0.15031 | 300 | 9 | 312 | 4935.1 |  | 221118 | -119.5228 | 39.5611 | 1150 |  | 125 | 100 | 2336 | 3 | 2336_B_3 | 89434 | 99
32029 |  | Nevada | Storey | 7302811 | 97831213 | 95075912 | AP49110194 | 2025 | 2413-4623 | TRACY GENERATING STATION | 86.6662 | 0.33548 | 225 | 12 | 366 | 8018.6 |  | 221118 | -119.5231 | 39.5613 | 920 |  | 125 | 120 | 2336 | 6 | 2336_G_6 | 89434 | 213
32029 |  | Nevada | Storey | 7302811 | 97831213 | 95076012 | AP49110194 | 2025 | 2413-4624 | TRACY GENERATING STATION | 86.6662 | 0.33548 | 225 | 12 | 366 | 8018.6 |  | 221118 | -119.5231 | 39.5613 | 920 |  | 125 | 120 | 2336 | 6 | 2336_G_6 | 89434 | 213
32029 |  | Nevada | Storey | 7302811 | 97831213 | 95076112 | AP49110194 | 2025 | 2414-4625 | TRACY GENERATING STATION | 2.0961 |  | 225 | 12 | 366 | 8018.6 |  | 221118 | -119.5231 | 39.5613 | 920 |  | 125 | 120 | 2336 | 6 | 2336_G_6 | 89434 | 213
32029 |  | Nevada | Storey | 7302811 | 97831213 | 95076212 | AP49110194 | 2025 | 2414-4626 | TRACY GENERATING STATION | 2.0961 |  | 225 | 12 | 366 | 8018.6 |  | 221118 | -119.5231 | 39.5613 | 920 |  | 125 | 120 | 2336 | 6 | 2336_G_6 | 89434 | 213
33003 |  | New Hampshire | Carroll | 5209211 | 26128213 | 25064712 | 3300300014 | 001 | 1 | PSNH - WHITE LAKE STATION | 0.9744 | 0.014314 | 30 | 5.64 | 1015 | 3390.2 | 135.7 | 221112 | -71.2069 | 43.8475 | 300 |  | 125 | 120 |  |  | 2369_G_GT1 | 03886
33003 |  | New Hampshire | Carroll | 5209311 | 26128113 | 25064612 | 3300300019 | 001 | 1 | PINETREE POWER - TAMWORTH | 104.534 | 0.37519 | 197 | 8.5 | 420 | 3001.8 | 52.9 | 221118 | -71.1975 | 43.8322 | 404 | R60-0026&R63-00 | 125 | 100 |  |  | 50739_B_0100 | 03890 | 121&33&140&139&128 | R60-0026&R63-00
33007 |  | New Hampshire | Coos | 7867011 | 3385313 | 3272112 | 3300700087 | 001 | 1 | PSNH - LOST NATION STATION | 0.64574 | 0.08007 | 26 | 10.09 | 1040 | 3458.3 | 43.3 | 221112 | -71.495 | 44.5944 | 315 | R63-0083 | 125 | 120 |  |  | 2362_G_GT1 | 03582 |  | R63-0083
33009 |  | New Hampshire | Grafton | 7868411 | 3382313 | 3269712 | 3300900115 | 001 | 1 | PLYMOUTH COLLEGE COGENERATION LP | 2.66 | 3.0036 | 70 | 2.3 | 811 | 244.6 | 58.9 | 221112 | -71.6883 | 43.7642 | 10.7 | R63-0087 | 125 | 160 |  |  | 54803_G_A | 03264 | 139 | R63-0087
33009 |  | New Hampshire | Grafton | 7868411 | 3382413 | 3269812 | 3300900115 | 002 | 2 | PLYMOUTH COLLEGE COGENERATION LP | 0.032385 | 0.005042 | 70 | 1.7 | 480 | 162.9 | 71.7 | 221112 | -71.6883 | 43.7642 | 15.8 | R63-0087 | 125 | 160 |  |  | 54803_G_B | 03264 |  | R63-0087
33013 |  | New Hampshire | Merrimack | 8178911 | 6757913 | 6718912 | 3301300026 | 002 | 2 | PSNH - MERRIMACK STATION | 1950.99 | 14290.6 | 319 | 14.5 | 350 | 16851.7 | 102.1 | 221112 | -71.4692 | 43.1417 | 3470 | R63-0142 | 125 | 100 | 2364 | 2 | 2364_B_2 | 03304 | 128&139 | R63-0142
33013 |  | New Hampshire | Merrimack | 8178911 | 6758113 | 6719012 | 3301300026 | 004 | 4 | PSNH - MERRIMACK STATION | 0.76537 | 0.01801 | 20 | 13.7 | 840 | 13683.3 | 92.8 | 221112 | -71.4692 | 43.1406 | 319 |  | 125 | 120 |  |  | 2364_G_GT2 | 03304
33013 |  | New Hampshire | Merrimack | 8178911 | 6758313 | 6718612 | 3301300026 | 001 | 1 | PSNH - MERRIMACK STATION | 1001.05 | 8102.32 | 227 | 8.5 | 320 | 8465.6 | 149.2 | 221112 | -71.4681 | 43.1411 | 1090 | R63-0142 | 125 | 100 | 2364 | 1 | 2364_B_1 | 03304 | 128&139 | R63-0142
33013 |  | New Hampshire | Merrimack | 8178911 | 6758513 | 6718712 | 3301300026 | 003 | 3 | PSNH - MERRIMACK STATION | 0.92346 | 0.02336 | 20 | 13.7 | 840 | 13683.3 | 92.8 | 221112 | -71.4692 | 43.1406 | 319 |  | 125 | 120 |  |  | 2364_G_GT1 | 03304
33015 |  | New Hampshire | Rockingham | 7287811 | 8539213 | 8425612 | 3301500012 | 003 | 3 | PSNH - SCHILLER STATION | 1.3603 | 0.001028 | 20 | 13.68 | 905 | 9906.4 | 67.4 | 221112 | -70.785 | 43.0978 | 290 | R63-0083 | 125 | 120 |  |  | 2367_G_GT1 | 03801 |  | R63-0083
33015 |  | New Hampshire | Rockingham | 7287811 | 8539313 | 8425812 | 3301500012 | 006 | 6 | PSNH - SCHILLER STATION | 218.401 | 826.699 | 226 | 8 | 350 | 3550 | 70.6 | 221112 | -70.7842 | 43.0969 | 574 | R63-0142 | 125 | 100 | 2367 | 6 | 2367_B_6 | 03801 | 128&140 | R63-0142
33015 |  | New Hampshire | Rockingham | 7287811 | 8539513 | 8425512 | 3301500012 | 004 | 4 | PSNH - SCHILLER STATION | 243.751 | 877.999 | 226 | 8 | 350 | 3550 | 70.6 | 221112 | -70.7844 | 43.0972 | 574 | R63-0142 | 125 | 100 | 2367 | 4 | 2367_B_4 | 03801 | 128&140 | R63-0142
33015 |  | New Hampshire | Rockingham | 7287811 | 88260613 | 84473612 | 3301500012 | 009 | 9 | PSNH - SCHILLER STATION | 149.308 | 2.2027 | 227 | 8 | 317 | 4162 | 82.8 | 221112 | -70.7844 | 43.1058 | 635 | R60-0026 | 125 | 100 | 2367 | 5 | 2367_B_5 | 03801 | 127&140&127&41&140 | R60-0026
33015 |  | New Hampshire | Rockingham | 7288011 | 8537013 | 8423112 | 3301500054 | 001 | 1 | PSNH - NEWINGTON STATION | 117.9 | 304.1 | 410 | 20.75 | 500 | 28566.7 | 84.5 | 221112 | -70.7914 | 43.1 | 4350 | R63-0142 | 125 | 100 | 8002 | 1 | 8002_B_1 | 03801 | 128&205 | R63-0142
33015 |  | New Hampshire | Rockingham | 7458411 | 12074713 | 11985612 | 3301590782 | 002 | 2 | GRANITE RIDGE ENERGY LLC | 63.1998 | 4.2 | 132 | 20.67 | 190 | 15853.3 | 47.2 | 221112 | -71.4258 | 42.9036 | 2850 | R60-0028&R63-00 | 125 | 120 | 55170 | 0001 | 55170_G_CT12 | 03053 | 139 | R60-0028&R63-00
33015 |  | New Hampshire | Rockingham | 7458411 | 12074913 | 11985812 | 3301590782 | 001 | 1 | GRANITE RIDGE ENERGY LLC | 60.3 | 4.2 | 132 | 20.67 | 190 | 15853.3 | 47.2 | 221112 | -71.4261 | 42.9039 | 2850 | R60-0028&R63-00 | 125 | 120 | 55170 | 0002 | 55170_G_CT11 | 03053 | 139 | R60-0028&R63-00
33015 |  | New Hampshire | Rockingham | 7458411 | 12075013 | 11985712 | 3301590782 | 004 | 4 | GRANITE RIDGE ENERGY LLC | 0.029415 | 0.000928 | 10 | 0.5 | 1000 | 16.7 | 84.9 | 221112 | -71.4264 | 42.9036 | 1.41 | R63-0087 | 125 | 160 |  |  | 55170_G_STG | 03053 |  | R63-0087
33015 |  | New Hampshire | Rockingham | 7458511 | 12074113 | 11985212 | 3301590793 | 004 | 2 | NEWINGTON ENERGY LLC | 0.015 | 0.00018 | 38 | 1.75 | 400 | 142.4 | 59.2 | 221112 | -70.8053 | 43.1033 | 25.2 | R60-0026&R63-00 | 125 | 100 |  |  | 55661_G_ST | 03801 |  | R60-0026&R63-00
33015 |  | New Hampshire | Rockingham | 7458511 | 12074313 | 11984912 | 3301590793 | 002 | 1 | NEWINGTON ENERGY LLC | 52.4998 | 3.0517 | 150 | 16.75 | 421 | 17628.3 | 80 | 221112 | -70.8053 | 43.1033 | 1750 | R60-0028&R63-00 | 125 | 120 | 55661 | 2 | 55661_G_2 | 03801 | 139&139&213 | R60-0028&R63-00
33015 |  | New Hampshire | Rockingham | 7458511 | 12074413 | 11984912 | 3301590793 | 001 | 1 | NEWINGTON ENERGY LLC | 53.4502 | 2.9529 | 150 | 16.75 | 421 | 17628.3 | 80 | 221112 | -70.8053 | 43.1033 | 1750 | R60-0028&R63-00 | 125 | 120 | 55661 | 1 | 55661_G_1 | 03801 | 139&139&213 | R60-0028&R63-00
34001 |  | New Jersey | Atlantic | 7514511 | 11142213 | 60446012 | 70525 | U4 | PT99999 | Missouri Energy Center | 1.9165 | 0.1747 | [5 empty] | 221112 | -74.4427 | 39.3655 | 20 |  | 125 | 120 |  |  | 2383_G_MISD | 08401
34001 |  | New Jersey | Atlantic | 7514511 | 11142513 | 60446012 | 70525 | U3 | PT99999 | Missouri Energy Center | 0.7884 | 0.0738 | [5 empty] | 221112 | -74.4427 | 39.3655 | 20 |  | 125 | 120 |  |  | 2383_G_MISC | 08401
34001 |  | New Jersey | Atlantic | 7514511 | 11142613 | 60446012 | 70525 | U2 | PT99999 | Missouri Energy Center | 1.5565 | 0.15 | [5 empty] | 221112 | -74.4427 | 39.3655 | 20 |  | 125 | 120 |  |  | 2383_G_MISB | 08401
34003 |  | New Jersey | Bergen | 7202611 | 10057613 | 60322812 | 02624 | U2 | PT99999 | Elmwood Park Power, LLC | 6.63 | 0.08 | [5 empty] | 221112 | -74.1306 | 40.9053 | 51 | R63-0083 | 125 | 120 | 50852 | 002001 | 50852_G_GEN1 | 07407 | 28 | R63-0083
34003 |  | New Jersey | Bergen | 7392311 | 10494513 | 61007912 | 02488 | U2 | PT99999 | Bergen Generating Station | 1.375 | 0.0018 | [5 empty] | 221112 | -74.0194 | 40.8345 | 2450 |  | 125 | 120 | 2398 | 3001 | 2398_G_2101 | 07657
34003 |  | New Jersey | Bergen | 7392311 | 10494713 | 61007912 | 02488 | U1 | PT99999 | Bergen Generating Station | 437.639 | 14.2521 | [5 empty] | 221112 | -74.0194 | 40.8345 | 1520 | R63-0083 | 125 | 120 | 2398 | 1101 | 2398_G_1101 | 07657 | 205&28&28 | R63-0083
34005 |  | New Jersey | Burlington | 7310911 | 10701713 | 60761112 | 45979 | U15 | PT99999 | Burlington Generating Station | 36.4612 | 0.3308 | [5 empty] | 221112 | -74.8759 | 40.0714 | 460 |  | 125 | 120 | 2399 | 121 | 2399_G_121 | 08016 | 28
34005 |  | New Jersey | Burlington | 7310911 | 10702113 | 60761112 | 45979 | U4 | PT99999 | Burlington Generating Station | 0.377 | 0.089 | [5 empty] | 221112 | -74.8759 | 40.0714 | 21 |  | 125 | 120 | 2399 | 4001 | 2399_G_8 | 08016
34005 |  | New Jersey | Burlington | 7310911 | 10702513 | 60761112 | 45979 | U5 | PT99999 | Burlington Generating Station | 10.501 | 3.508 | [5 empty] | 221112 | -74.8759 | 40.0714 | 46 |  | 125 | 120 | 2399 | 16001 | 2399_G_94 | 08016
34005 |  | New Jersey | Burlington | 7310911 | 10702713 | 60761112 | 45979 | U7 | PT99999 | Burlington Generating Station | 11.099 | 4.196 | [5 empty] | 221112 | -74.8759 | 40.0714 | 46 |  | 125 | 120 | 2399 | 28001 | 2399_G_112 | 08016
34007 |  | New Jersey | Camden | 5119811 | 25826013 | 60835412 | 51608 | U1 | PT99999 | CAMDEN PLANT HOLDINGS LLC | 26.06 | 0.4 | [5 empty] | 221112 | -75.1181 | 39.9182 | 1140 | R63-0083 | 125 | 100 | 10751 | 002001 | 10751_G_GEN1 | 08101 | 139&99 | R63-0083
34009 |  | New Jersey | Cape May | 5133011 | 25811013 | 60637712 | 73242 | U5 | PT99999 | B. L. England Generating Station | 1.3279 | 0.0289 | [5 empty] | 221112 | -74.6339 | 39.2897 | 2 | R63-0087 | 125 | 160 |  |  | 2378_G_IC4 | 08223 |  | R63-0087
34009 |  | New Jersey | Cape May | 5133011 | 25811113 | 60637712 | 73242 | U3 | PT99999 | B. L. England Generating Station | 24 | 121.1 | [5 empty] | 221112 | -74.6339 | 39.2897 | 1720 | R63-0142 | 125 | 100 | 2378 | 3 | 2378_B_3 | 08223 | 140&75 | R63-0142
34009 |  | New Jersey | Cape May | 5133011 | 25811213 | 60637712 | 73242 | U2 | PT99999 | B. L. England Generating Station | 381.58 | 120.09 | [5 empty] | 221112 | -74.6339 | 39.2897 | 1600 | R63-0142 | 125 | 100 | 2378 | 2 | 2378_B_2 | 08223 | 128&99&140&129 | R63-0142
34009 |  | New Jersey | Cape May | 5133011 | 25812213 | 60637712 | 73242 | U1 | PT99999 | B. L. England Generating Station | 174 | 1030.2 | [5 empty] | 221112 | -74.6339 | 39.2897 | 1300 | R63-0142 | 125 | 100 | 2378 | 1 | 2378_B_1 | 08223 | 128&140 | R63-0142
34009 |  | New Jersey | Cape May | 5133111 | 25809913 | 60445512 | 73243 | U1 | PT99999 | Middle Energy Center | 1.1038 | 0.1003 | [5 empty] | 221112 | -74.8764 | 39.027 | 20 |  | 125 | 120 |  |  | 2382_G_MID1 | 00000
34009 |  | New Jersey | Cape May | 5133111 | 25810013 | 60445512 | 73243 | U2 | PT99999 | Middle Energy Center | 2.6465 | 0.1375 | [5 empty] | 221112 | -74.8764 | 39.027 | 20 |  | 125 | 120 |  |  | 2382_G_MID2 | 00000
34009 |  | New Jersey | Cape May | 5133111 | 25810113 | 60445512 | 73243 | U3 | PT99999 | Middle Energy Center | 1.262 | 0.085 | [5 empty] | 221112 | -74.8764 | 39.027 | 37 |  | 125 | 120 |  |  | 2382_G_MID3 | 00000
34011 |  | New Jersey | Cumberland | 7201811 | 10063713 | 61401112 | 75507 | U10 | PT99999 | Vineland Municipal Electric Utility - Do | 3.422 | 6.103 | [5 empty] | 221112 | -75.0352 | 39.489 | 357 |  | 125 | 100 | 2434 | 006001 | 2434_B_10 | 08360 | 128&99&75
34011 |  | New Jersey | Cumberland | 7201911 | 10062713 | 60474112 | 75508 | U1 | PT99999 | Cumberland Energy Center | 21.83 | 0.2038 | [5 empty] | 221112 | -74.9654 | 39.3754 | 84 | R63-0083 | 125 | 120 | 5083 | 004001 | 5083_G_CUMB | 08332 |  | R63-0083
34011 |  | New Jersey | Cumberland | 7461611 | 11680913 | 60310512 | 75482 | U1 | PT99999 | Vineland Municipal Electric Utility (VME | 4.121 | 0.0543 | [5 empty] | 221112 | -75.0486 | 39.4915 | 450 | R63-0083 | 125 | 120 |  |  | 6776_G_1 | 08362 | 99 | R63-0083
34011 |  | New Jersey | Cumberland | 8094711 | 7143213 | 60835112 | 75476 | U1 | PT99999 | Sherman Energy Center | 36.8672 | 0.5254 | [5 empty] | 221112 | -75.056 | 39.4498 | 81 | R63-0083 | 125 | 120 | 7288 | 1 | 7288_G_SEHR | 08360 |  | R63-0083
34013 |  | New Jersey | Essex | 7463911 | 11654813 | 61461712 | 07524 | U1 | PT99999 | MONTCLAIR STATE UNIVERSITY | 28.87 | 1.68 | [5 empty] | 611310 | -74.2011 | 40.8597 | 57 | R63-0083 | 125 | 120 |  |  | 54708_G_1 | 07043 |  | R63-0040&R63-0083
34013 |  | New Jersey | Essex | 7464111 | 11647813 | 60655512 | 07617 | U2 | PT99999 | Newark Bay Cogeneration Partnership, L.P | 28.64 | 0.2 | [5 empty] | 221112 | -74.1303 | 40.7202 | 640 | R63-0083 | 125 | 120 | 50385 | 2001 | 50385_G_GEN2 | 07105 | 139&99 | R63-0083
34013 |  | New Jersey | Essex | 7464111 | 11647913 | 60655512 | 07617 | U1 | PT99999 | Newark Bay Cogeneration Partnership, L.P | 31.33 | 0.22 | [5 empty] | 221112 | -74.1303 | 40.7202 | 640 | R63-0083 | 125 | 120 | 50385 | 1001 | 50385_G_GEN1 | 07105 | 139&99 | R63-0083
34013 |  | New Jersey | Essex | 7478411 | 11647013 | 61457112 | 07627 | U1 | PT99999 | PSEG FOSSIL LLC ESSEX GENERATING STATION | 7.168 | 0.0842 | [5 empty] | 221112 | -74.119 | 40.7382 | 81 |  | 125 | 120 | 2401 | 35001 | 2401_G_9 | 07105 | 28
34013 |  | New Jersey | Essex | 7478411 | 11647113 | 61457112 | 07627 | U2 | PT99999 | PSEG FOSSIL LLC ESSEX GENERATING STATION | 126.6591 | 1.0198 | [5 empty] | 221112 | -74.119 | 40.7382 | 42 |  | 125 | 120 | 2401 | 10001 | 2401_G_103 | 07105
34013 |  | New Jersey | Essex | 7478411 | 11647313 | 61457112 | 07627 | U4 | PT99999 | PSEG FOSSIL LLC ESSEX GENERATING STATION | 84.1669 | 0.2164 | [5 empty] | 221112 | -74.119 | 40.7382 | 46 |  | 125 | 120 | 2401 | 14001 | 2401_G_123 | 07105
34013 |  | New Jersey | Essex | 7478411 | 11647413 | 61457112 | 07627 | U3 | PT99999 | PSEG FOSSIL LLC ESSEX GENERATING STATION | 98.2207 | 0.9911 | [5 empty] | 221112 | -74.119 | 40.7382 | 46 |  | 125 | 120 | 2401 | 24001 | 2401_G_111 | 07105
34015 |  | New Jersey | Gloucester | 7700911 | 12111013 | 60474212 | 55784 | U1 | PT99999 | Mickleton Energy Center | 2.6865 | 0.0105 | [5 empty] | 221112 | -75.2498 | 39.811 | 59 |  | 125 | 120 |  |  | 8008_G_MICK | 08234
34015 |  | New Jersey | Gloucester | 7701011 | 12110213 | 61105012 | 55793 | U1 | PT99999 | WHEELABRATOR GLOUCESTER COMPANY L P | 253.59 | 16.88 | [5 empty] | 562213 | -75.1384 | 39.8728 | 108 | R60-0063 | 103 | 100 |  |  | 50885_B_BLR1 | 08093 | 100&99&140&129 | R60-0063
34015 |  | New Jersey | Gloucester | 8093811 | 7154613 | 61188112 | 55834 | U1 | PT99999 | Logan Generating Plant, L.P. | 655.66 | 599.92 | [5 empty] | 221112 | -75.4033 | 39.7897 | 2370 | R63-0142 | 125 | 100 | 10043 | 1001 | 10043_B_1001 | 08085 | 100&139&129 | R63-0142
34017 |  | New Jersey | Hudson | 7217311 | 10029013 | 61457912 | 12200 | U4 | PT99999 | Kearny Generating Station | 2.411 | 0.003 | [5 empty] | 221112 | -74.0972 | 40.738 | 21 |  | 125 | 120 |  |  | 2404_G_9 | 07032
34017 |  | New Jersey | Hudson | 7217311 | 10029213 | 61457912 | 12200 | U6 | PT99999 | Kearny Generating Station | 15.199 | 0.02 | [5 empty] | 221112 | -74.0972 | 40.738 | 134 |  | 125 | 120 |  |  | 2404_G_11 | 07032
34017 |  | New Jersey | Hudson | 7217311 | 10029513 | 61457912 | 12200 | U5 | PT99999 | Kearny Generating Station | 11.513 | 0.015 | [5 empty] | 221112 | -74.0972 | 40.738 | 134 |  | 125 | 120 |  |  | 2404_G_10 | 07032
34017 |  | New Jersey | Hudson | 7591211 | 11873213 | 61234512 | 12174 | U3 | PT99999 | Bayonne Plant Holding, L.L.C. | 11.57 | 0.28 | [5 empty] | 221112 | -74.097 | 40.6518 | 62 |  | 125 | 120 | 50497 | 004001 | 50497_G_STG1 | 07002 | 139
34017 |  | New Jersey | Hudson | 7591211 | 11873313 | 61234512 | 12174 | U2 | PT99999 | Bayonne Plant Holding, L.L.C. | 16.34 | 0.37 | [5 empty] | 221112 | -74.097 | 40.6518 | 36 |  | 125 | 120 | 50497 | 002001 | 50497_G_GTG2 | 07002 | 139
34017 |  | New Jersey | Hudson | 7591211 | 11873413 | 61234512 | 12174 | U1 | PT99999 | Bayonne Plant Holding, L.L.C. | 13.2 | 0.32 | [5 empty] | 221112 | -74.097 | 40.6518 | 36 | R63-0083 | 125 | 120 | 50497 | 001001 | 50497_G_GTG1 | 07002 | 139 | R63-0083
34017 |  | New Jersey | Hudson | 7591411 | 11870913 | 61271412 | 12202 | U2 | PT99999 | Hudson Generating Station | 751.712 | 987.19 | [5 empty] | 221112 | -74.0731 | 40.7445 | 6600 | R63-0142 | 125 | 100 | 2403 | 2 | 2403_B_2 | 07306 | 10&205&107 | R63-0142
34017 |  | New Jersey | Hudson | 7591411 | 11871513 | 61271412 | 12202 | U1 | PT99999 | Hudson Generating Station | 16.962 | 0.117 | [5 empty] | 221112 | -74.0731 | 40.7445 | 4560 |  | 125 | 100 | 2403 | 1 | 2403_B_1 | 07306 | 28
34019 |  | New Jersey | Hunterdon | 7312511 | 10666113 | 61454312 | 80002 | U2210 | PT99999 | Gilbert Generating Station | 5.7 | 0 | [5 empty] | 221112 | -75.1621 | 40.5667 | 52 |  | 125 | 120 | 2393 | 04 | 2393_G_4 | 08848
34019 |  | New Jersey | Hunterdon | 7312511 | 10666213 | 61454312 | 80002 | U2211 | PT99999 | Gilbert Generating Station | 5.5 | 0 | [5 empty] | 221112 | -75.1621 | 40.5667 | 52 |  | 125 | 120 | 2393 | 05 | 2393_G_5 | 08848
34019 |  | New Jersey | Hunterdon | 7312511 | 10666313 | 61454312 | 80002 | U2213 | PT99999 | Gilbert Generating Station | 4.9 | 0 | [5 empty] | 221112 | -75.1621 | 40.5667 | 52 |  | 125 | 120 | 2393 | 07 | 2393_G_7 | 08848
34019 |  | New Jersey | Hunterdon | 7312511 | 10666513 | 61454312 | 80002 | U2315 | PT99999 | Gilbert Generating Station | 0.625 | 0.06 | [5 empty] | 221112 | -75.1621 | 40.5667 | 23 |  | 125 | 120 |  |  | 2393_G_15001 | 08848
34019 |  | New Jersey | Hunterdon | 7312511 | 10666613 | 61454312 | 80002 | U2316 | PT99999 | Gilbert Generating Station | 0.277 | 0.04 | [5 empty] | 221112 | -75.1621 | 40.5667 | 23 |  | 125 | 120 |  |  | 2393_G_16001 | 08848
34019 |  | New Jersey | Hunterdon | 7312511 | 10666713 | 61454312 | 80002 | U2317 | PT99999 | Gilbert Generating Station | 0.936 | 0.02 | [5 empty] | 221112 | -75.1621 | 40.5667 | 23 |  | 125 | 120 |  |  | 2393_G_17001 | 08848
34019 |  | New Jersey | Hunterdon | 7312511 | 10666813 | 61454312 | 80002 | U2318 | PT99999 | Gilbert Generating Station | 0.754 | 0.05 | [5 empty] | 221112 | -75.1621 | 40.5667 | 23 |  | 125 | 120 |  |  | 2393_G_18001 | 08848
34019 |  | New Jersey | Hunterdon | 7312511 | 10666913 | 61454312 | 80002 | U2212 | PT99999 | Gilbert Generating Station | 5.5 | 0 | [5 empty] | 221112 | -75.1621 | 40.5667 | 52 |  | 125 | 120 | 2393 | 06 | 2393_G_6 | 08848
34019 |  | New Jersey | Hunterdon | 7312511 | 10667013 | 61454312 | 80002 | U2323 | PT99999 | Gilbert Generating Station | 1.1 | 0.2 | [5 empty] | 221112 | -75.1621 | 40.5667 | 1800 |  | 125 | 120 | 2393 | 9 | 2393_G_9 | 08848
34019 |  | New Jersey | Hunterdon | 7604111 | 11863313 | 61106412 | 80341 | U3309 | PT99999 | Glen Gardner Combustion Turbine Site | 0.098 | 0 | [5 empty] | 221112 | -74.9211 | 40.6804 | 20 |  | 125 | 120 |  |  | 8227_G_10001 | 08826
34019 |  | New Jersey | Hunterdon | 7604111 | 11863613 | 61106412 | 80341 | U3302 | PT99999 | Glen Gardner Combustion Turbine Site | 1.094 | 0.16 | [5 empty] | 221112 | -74.9211 | 40.6804 | 20 |  | 125 | 120 |  |  | 8227_G_3001 | 08826
34019 |  | New Jersey | Hunterdon | 7604111 | 11863713 | 61106412 | 80341 | U3303 | PT99999 | Glen Gardner Combustion Turbine Site | 1.128 | 0.24 | [5 empty] | 221112 | -74.9211 | 40.6804 | 20 |  | 125 | 120 |  |  | 8227_G_4001 | 08826
34019 |  | New Jersey | Hunterdon | 7604111 | 11863813 | 61106412 | 80341 | U3304 | PT99999 | Glen Gardner Combustion Turbine Site | 1.099 | 0.04 | [5 empty] | 221112 | -74.9211 | 40.6804 | 20 |  | 125 | 120 |  |  | 8227_G_5001 | 08826
34019 |  | New Jersey | Hunterdon | 7604111 | 11863913 | 61106412 | 80341 | U3305 | PT99999 | Glen Gardner Combustion Turbine Site | 2.407 | 0.45 | [5 empty] | 221112 | -74.9211 | 40.6804 | 20 |  | 125 | 120 |  |  | 8227_G_6001 | 08826
34019 |  | New Jersey | Hunterdon | 7604111 | 11864013 | 61106412 | 80341 | U3306 | PT99999 | Glen Gardner Combustion Turbine Site | 1.496 | 0.22 | [5 empty] | 221112 | -74.9211 | 40.6804 | 20 |  | 125 | 120 |  |  | 8227_G_7001 | 08826
34019 |  | New Jersey | Hunterdon | 7604111 | 11864113 | 61106412 | 80341 | U3307 | PT99999 | Glen Gardner Combustion Turbine Site | 1.436 | 0.27 | [5 empty] | 221112 | -74.9211 | 40.6804 | 20 |  | 125 | 120 |  |  | 8227_G_8001 | 08826
34019 |  | New Jersey | Hunterdon | 7604111 | 11864213 | 61106412 | 80341 | U3308 | PT99999 | Glen Gardner Combustion Turbine Site | 1.647 | 0.4 | [5 empty] | 221112 | -74.9211 | 40.6804 | 20 |  | 125 | 120 |  |  | 8227_G_9001 | 08826
34021 |  | New Jersey | Mercer | 7474911 | 12061313 | 61181612 | 61057 | U1 | PT99999 | PSEG FOSSIL LLC MERCER GENERATING STATIO | 227.3 | 311.672 | [5 empty] | 221112 | -74.7336 | 40.1801 | 3350 | R63-0142 | 125 | 100 | 2408 | 1 | 2408_B_1 | 08611 | 10&99&107 | R63-0142
34021 |  | New Jersey | Mercer | 7474911 | 12061613 | 61181612 | 61057 | U2 | PT99999 | PSEG FOSSIL LLC MERCER GENERATING STATIO | 196.91 | 259.825 | [5 empty] | 221112 | -74.7336 | 40.1801 | 3350 | R63-0142 | 125 | 100 | 2408 | 2 | 2408_B_2 | 08611 | 10&99&107 | R63-0142
34021 |  | New Jersey | Mercer | 8238011 | 5148413 | 60392912 | 61015 | U11 | PT99999 | Trigen - Trenton Energy Co., L.P. | 44.36 | 0.22 | [5 empty] | 221330 | -74.765 | 40.2155 | 3 |  | 183 | 150 |  |  | 50094_G_7213 | 08608 | 109 | R63-0087
34023 |  | New Jersey | Middlesex | 6719611 | 12842813 | 61032812 | 18068 | U3 | PT99999 | Sewaren Generating Station | 9.6702 | 0.1089 | [5 empty] | 221112 | -74.2481 | 40.5587 | 1600 | R63-0142 | 125 | 100 | 2411 | 3 | 2411_B_3 | 07077-1 |  | R63-0142
34023 |  | New Jersey | Middlesex | 6719611 | 12842913 | 61032812 | 18068 | U1 | PT99999 | Sewaren Generating Station | 14.0079 | 0.1461 | [5 empty] | 221112 | -74.2481 | 40.5587 | 1550 | R63-0142 | 125 | 100 | 2411 | 1 | 2411_B_1 | 07077-1 |  | R63-0142
34023 |  | New Jersey | Middlesex | 6719611 | 12843013 | 61032812 | 18068 | U2 | PT99999 | Sewaren Generating Station | 10.0303 | 0.0869 | [5 empty] | 221112 | -74.2481 | 40.5587 | 1720 | R63-0142 | 125 | 100 | 2411 | 2 | 2411_B_2 | 07077-1 |  | R63-0142
34023 |  | New Jersey | Middlesex | 6719611 | 12843113 | 61032812 | 18068 | U4 | PT99999 | Sewaren Generating Station | 11.6543 | 0.7091 | [5 empty] | 221112 | -74.2481 | 40.5587 | 1700 | R63-0142 | 125 | 100 | 2411 | 4 | 2411_B_4 | 07077-1 |  | R63-0142
34023 |  | New Jersey | Middlesex | 6719711 | 12842413 | 60565712 | 18072 | U2 | PT99999 | NORTH JERSEY ENERGY ASSOC A LP | 190.9 | 1.4 | [5 empty] | 221112 | -74.3473 | 40.4386 | 1400 |  | 125 | 120 | 10308 | 1002 | 10308_G_1002 | 08872
34023 |  | New Jersey | Middlesex | 6719711 | 12842713 | 60565712 | 18072 | U1 | PT99999 | NORTH JERSEY ENERGY ASSOC A LP | 185.2 | 1.3 | [5 empty] | 221112 | -74.3473 | 40.4386 | 1400 |  | 125 | 120 | 10308 | 1001 | 10308_G_1001 | 08872
34023 |  | New Jersey | Middlesex | 7620811 | 11841713 | 60504812 | 17823 | U5307 | PT99999 | Werner Generating Station | 3.8 | 0.11 | [5 empty] | 221112 | -74.2814 | 40.4892 | 53 |  | 125 | 120 | 2385 | 011001 | 2385_G_GT3 | 08879
34023 |  | New Jersey | Middlesex | 7620811 | 11841813 | 60504812 | 17823 | U5308 | PT99999 | Werner Generating Station | 6.7 | 0.2 | [5 empty] | 221112 | -74.2814 | 40.4892 | 53 |  | 125 | 120 | 2385 | 012001 | 2385_G_GT4 | 08879
34023 |  | New Jersey | Middlesex | 7620811 | 11841913 | 60504812 | 17823 | U5305 | PT99999 | Werner Generating Station | 7.9 | 0.23 | [5 empty] | 221112 | -74.2814 | 40.4892 | 53 |  | 125 | 120 | 2385 | 009001 | 2385_G_GT1 | 08879
34023 |  | New Jersey | Middlesex | 7620811 | 11842013 | 60504812 | 17823 | U5306 | PT99999 | Werner Generating Station | 6.1 | 0.18 | [5 empty] | 221112 | -74.2814 | 40.4892 | 53 |  | 125 | 120 | 2385 | 010001 | 2385_G_GT2 | 08879
34023 |  | New Jersey | Middlesex | 7620911 | 11840313 | 60759012 | 17824 | U3 | PT99999 | PSEG FOSSIL LLC EDISON GENERATING STATIO | 40.8667 | 0.7923 | [5 empty] | 221112 | -74.401 | 40.4922 | 405 |  | 125 | 120 | 2400 | 1001 | 2400_G_34 | 08857 | 28
34023 |  | New Jersey | Middlesex | 7620911 | 11840713 | 60759012 | 17824 | U2 | PT99999 | PSEG FOSSIL LLC EDISON GENERATING STATIO | 41.7467 | 1.011 | [5 empty] | 221112 | -74.401 | 40.4922 | 405 |  | 125 | 120 | 2400 | 7001 | 2400_G_24 | 08857 | 28
34023 |  | New Jersey | Middlesex | 7620911 | 11841213 | 60759012 | 17824 | U1 | PT99999 | PSEG FOSSIL LLC EDISON GENERATING STATIO | 37.0518 | 0.1776 | [5 empty] | 221112 | -74.401 | 40.4922 | 405 |  | 125 | 120 | 2400 | 13001 | 2400_G_11 | 08857 | 28
34023 |  | New Jersey | Middlesex | 7621211 | 11834713 | 61106312 | 17884 | U4321 | PT99999 | Sayreville Generating Station (JCP&L) | 2.762 | 0.68 | [5 empty] | 221112 | -74.3552 | 40.4753 | 57 |  | 125 | 120 | 2390 | 012001 | 2390_G_GT4 | 08872
34023 |  | New Jersey | Middlesex | 7621211 | 11834813 | 61106312 | 17884 | U4320 | PT99999 | Sayreville Generating Station (JCP&L) | 0.154 | 0 | [5 empty] | 221112 | -74.3552 | 40.4753 | 57 |  | 125 | 120 | 2390 | 014001 | 2390_G_GT3 | 08872
34023 |  | New Jersey | Middlesex | 7621211 | 11834913 | 61106312 | 17884 | U4319 | PT99999 | Sayreville Generating Station (JCP&L) | 2.852 | 1.32 | [5 empty] | 221112 | -74.3552 | 40.4753 | 63 |  | 125 | 120 | 2390 | 015001 | 2390_G_GT2 | 08872
34023 |  | New Jersey | Middlesex | 7621211 | 11835313 | 61106312 | 17884 | U4318 | PT99999 | Sayreville Generating Station (JCP&L) | 4.615 | 1.64 | [5 empty] | 221112 | -74.3552 | 40.4753 | 57 |  | 125 | 120 | 2390 | 016001 | 2390_G_GT1 | 08872
34023 |  | New Jersey | Middlesex | 7621611 | 11830213 | 61101712 | 18195 | U7 | PT99999 | RED OAK POWER LLC | 1.193 | 0.004 | [5 empty] | 221112 | -74.349 | 40.4484 | 270 |  | 125 | 100 |  |  | 55239_G_0004 | 08872
34023 |  | New Jersey | Middlesex | 7621611 | 11830313 | 61101712 | 18195 | U1 | PT99999 | RED OAK POWER LLC | 197.35 | 7.27 | [5 empty] | 221112 | -74.349 | 40.4484 | 2180 | R63-0083 | 125 | 120 | 55239 | 1 | 55239_G_0001 | 08872 | 139&99 | R63-0083
34029 |  | New Jersey | Ocean | 5111011 | 24651813 | 60391412 | 78912 | U1303 | PT99999 | Forked River Power, LLC | 1.2384 | 0.039 | [5 empty] | 221112 | -74.2098 | 39.8154 | 18 |  | 125 | 120 |  |  | 7138_G_2 | 08731
34029 |  | New Jersey | Ocean | 5111011 | 24651913 | 60391412 | 78912 | U1302 | PT99999 | Forked River Power, LLC | 1.8831 | 0.0555 | [5 empty] | 221112 | -74.2098 | 39.8154 | 18 |  | 125 | 120 |  |  | 7138_G_1 | 08731
34029 |  | New Jersey | Ocean | 7903511 | 3262213 | 61231912 | 78932 | U1 | PT99999 | Cedar Energy Center | 1.1344 | 0.093 | [5 empty] | 221112 | -74.262 | 39.689 | 46 |  | 125 | 120 |  |  | 2380_G_CED1 | 08092
34029 |  | New Jersey | Ocean | 7903511 | 3262713 | 61231912 | 78932 | U2 | PT99999 | Cedar Energy Center | 1.0182 | 0.093 | [5 empty] | 221112 | -74.262 | 39.689 | 22 |  | 125 | 120 |  |  | 2380_G_CED2 | 08092
34029 |  | New Jersey | Ocean | 8174211 | 4463313 | 60878212 | 78896 | U4 | PT99999 | Essential Power Operating Company LLC | 37.2 | 0.926 | [5 empty] | 221112 | -74.1686 | 40.0624 | 1190 | R63-0040 | 125 | 120 | 54640 | 001001 | 54640_G_GEN1 | 08701 | 139 | R63-0040
34033 |  | New Jersey | Salem | 7479811 | 11632613 | 61142312 | 65495 | U3 | PT99999 | Deepwater Energy Center | 34 | 0 | [5 empty] | 221112 | -75.5019 | 39.6757 | 830 | R63-0142 | 125 | 100 | 2384 | 8 | 2384_B_8 | 08070 | 100 | R63-0142
34033 |  | New Jersey | Salem | 7479811 | 11632913 | 61142312 | 65495 | U1 | PT99999 | Deepwater Energy Center | 33.1 | 0.1 | [5 empty] | 221112 | -75.5019 | 39.6757 | 835 |  | 125 | 100 | 2384 | 1 | 2384_B_1 | 08070
34033 |  | New Jersey | Salem | 7988911 | 5127913 | 61233812 | 65497 | U1 | PT99999 | PEDRICKTOWN COGENERATION PLANT | 0.05 | 0.21 | [5 empty] | 221122 | -75.4215 | 39.7636 | 79 |  | 125 | 120 |  |  | 10099_G_GEN1 | 08067 | 139&99
34033 |  | New Jersey | Salem | 7989011 | 5126613 | 61105812 | 65498 | U1 | PT99999 | CARNEYS POINT GENERATING PLANT | 383.4 | 596.19 | [5 empty] | 221112 | -75.4877 | 39.6877 | 1580 | R63-0142 | 125 | 100 | 10566 | 1002 | 10566_B_BOIL2 | 08069-2 | 100&139&129 | R63-0142
34033 |  | New Jersey | Salem | 7989011 | 90352313 | 61105812 | 65498 | U2 | PT99999 | CARNEYS POINT GENERATING PLANT | 368.4468 | 560.9312 | [5 empty] | 221112 | -75.4877 | 39.6877 | 1580 | R63-0142 | 125 | 100 | 10566 | 1001 | 10566_B_BOIL1 | 08069-2 |  | R63-0142
34039 |  | New Jersey | Union | 7548611 | 12702413 | 61452712 | 41741 | U2 | PT99999 | EF KENILWORTH LLC | 107.9999 | 0.5394 | [5 empty] | 221112 | -74.2748 | 40.6762 | 4 | R63-0083 | 125 | 120 | 10805 | 002001 | 10805_G_GEN2 | 07033 | 109 | R63-0083
34039 |  | New Jersey | Union | 7990011 | 5104413 | 60847312 | 41809 | U3 | PT99999 | Cogen Technologies Linden Venture, L.P. | 65.86 | 0.76 | [5 empty] | 221112 | -74.2189 | 40.6401 | 1420 |  | 125 | 120 | 50006 | 007001 | 50006_G_GTG3 | 07036 | 139 | R63-0083
34039 |  | New Jersey | Union | 7990011 | 5104513 | 60847312 | 41809 | U1 | PT99999 | Cogen Technologies Linden Venture, L.P. | 60.59 | 0.69 | [5 empty] | 221112 | -74.2189 | 40.6401 | 1420 | R63-0083 | 125 | 120 | 50006 | 009001 | 50006_G_STG1 | 07036 | 139 | R63-0083
34039 |  | New Jersey | Union | 7990011 | 5104913 | 60847312 | 41809 | U2 | PT99999 | Cogen Technologies Linden Venture, L.P. | 57.27 | 0.65 | [5 empty] | 221112 | -74.2189 | 40.6401 | 1420 |  | 125 | 120 | 50006 | 008001 | 50006_G_GTG2 | 07036 | 139 | R63-0083
34039 |  | New Jersey | Union | 7990011 | 5105013 | 60847312 | 41809 | U4 | PT99999 | Cogen Technologies Linden Venture, L.P. | 58.11 | 0.67 | [5 empty] | 221112 | -74.2189 | 40.6401 | 1420 |  | 125 | 120 | 50006 | 006001 | 50006_G_GTG4 | 07036 | 139
34039 |  | New Jersey | Union | 7990011 | 5105213 | 60847312 | 41809 | U5 | PT99999 | Cogen Technologies Linden Venture, L.P. | 67.73 | 0.78 | [5 empty] | 221112 | -74.2189 | 40.6401 | 1420 |  | 125 | 120 | 50006 | 005001 | 50006_G_STG3 | 07036 | 139
34039 |  | New Jersey | Union | 7990011 | 65946113 | 60847312 | 41809 | U6 | PT99999 | Cogen Technologies Linden Venture, L.P. | 27.72 | 4.92 | [5 empty] | 221112 | -74.2189 | 40.6401 | 2120 |  | 125 | 120 | 50006 | 004001 | 50006_G_004001 | 07036 | 109&139
34039 |  | New Jersey | Union | 7990111 | 5103913 | 61176612 | 41810 | U4 | PT99999 | PSEG Fossil LLC Linden Gen St & PSE&G SN | 21.4085 | 0.7074 | [5 empty] | 221112 | -74.2119 | 40.6244 |  |  | 125 | 120 | 2406 | 5 | 2405_G_5_8 | 07036 | 205&28
34039 |  | New Jersey | Union | 7990111 | 66146013 | 61176612 | 41810 | U43 | PT99999 | PSEG Fossil LLC Linden Gen St & PSE&G SN | 154.2351 | 11.5692 | [5 empty] | 221112 | -74.2119 | 40.6244 |  |  | 125 | 120 | 2406 | 1101 | 2406_G_1101_220 | 07036
35001 |  | New Mexico | Bernalillo | 7532111 | 12669013 | 12564312 | 00011 | 103 | SK3 | Public Service Company of New Mexico - R | 54.1 | 0.15 | 118.4 | 10 | 225 | 4429.6 | 56.4 | 221122 | -106.6014 | 35.1729 | 893 |  | 125 | 999 | 2450 | 3 | 2450_B_3 | 87113
35001 |  | New Mexico | Bernalillo | 7532111 | 12669113 | 12564112 | 00011 | 101 | SK1 | Public Service Company of New Mexico - R | 33.7 | 0.1 | 118.4 | 9 | 284 | 3142.7 | 49.4 | 221122 | -106.6014 | 35.1729 | 679 |  | 125 | 999 | 2450 | 1 | 2450_B_1 | 87113
35001 |  | New Mexico | Bernalillo | 7532111 | 12669213 | 12564212 | 00011 | 102 | SK2 | Public Service Company of New Mexico - R | 24.8 | 0.07 | 118.4 | 9 | 260 | 3161.8 | 49.7 | 221122 | -106.6014 | 35.1729 | 679 |  | 125 | 999 | 2450 | 2 | 2450_B_2 | 87113
35013 |  | New Mexico | Dona Ana | 7581811 | 82571913 | 73587112 | 350130002 | EQPT2-EPN- | EQPT2-EPN- | El Paso Electric - Rio Grande Generating | 70.98 | 0.128 | 118 | 9.33 | 266 | 1792 | 26.4 | 221112 | -106.5472 | 31.8047 | 590 |  | 125 | 100 | 2444 | 7 | 2444_B_7 | 88063
35013 |  | New Mexico | Dona Ana | 7581811 | 82572013 | 73587012 | 350130002 | EQPT1-EPN- | EQPT1-EPN- | El Paso Electric - Rio Grande Generating | 151.665 | 0.172 | 118 | 9.33 | 251 | 2003 | 29.5 | 221112 | -106.5472 | 31.8047 | 610 |  | 125 | 100 | 2444 | 6 | 2444_B_6 | 88063
35013 |  | New Mexico | Dona Ana | 7581811 | 82572113 | 73587212 | 350130002 | EQPT3-EPN- | EQPT3-EPN- | El Paso Electric - Rio Grande Generating | 494.48 | 0.585 | 135 | 13.33 | 259 | 4693 | 33.8 | 221112 | -106.5472 | 31.8047 | 1570 |  | 125 | 100 | 2444 | 8 | 2444_B_8 | 88063 | 205
35013 |  | New Mexico | Dona Ana | 7583911 | 82578113 | 73592112 | 350130048 | EQPT6-1 | EQPT6-1 | Afton Generating Station | 25.3 | 0.7 | 120 | 17 | 1118 | 40713 | 179 | 221112 | -106.848 | 32.1134 | 164 | R60-0028 | 125 | 120 | 55210 | 0001 | 55210_G_0001 | 88044-9 |  | R60-0028
35023 |  | New Mexico | Hidalgo | 7994311 | 82504813 | 73522512 | 350230009 | EQPT1-001 | EQPT1-001 | Lordsburg Generating Station | 5.8 | 0.04 | 45 | 9 | 846 | 10532 | 166 | 221112 | -108.6981 | 32.3497 | 41.1 | R60-0028 | 125 | 120 | 7967 | 1 | 7967_G_GT1 | 88045 | 213 | R60-0028
35025 |  | New Mexico | Lea | 14627711 | 91585513 | 88548112 | 350250341 | EQPT11-HOB | EQPT11-HOB | Hobbs Generating Station | 35.9 | 3.4 | 165 | 18 | 179 | 19311 | 71.2 | 221112 | -103.3095 | 32.7283 | 167 | R60-0069 | 125 | 120 | 56458 | HOBB2 | 56458_G_2 | 88240 | 65 | R60-0069
35025 |  | New Mexico | Lea | 14627711 | 91585713 | 88547712 | 350250341 | EQPT1-HOBB | EQPT1-HOBB | Hobbs Generating Station | 36.9 | 3.5 | 165 | 18 | 179 | 34786.1 | 75.9 | 221112 | -103.3095 | 32.7283 | 167 | R60-0069 | 125 | 120 | 56458 | HOBB1 | 56458_G_1 | 88240 | 65 | R60-0069
35025 |  | New Mexico | Lea | 5228411 | 82518613 | 73535412 | 350250034 | EQPT1-001 | EQPT1-001 | Maddox Station | 307 | 1.2 | 156 | 12 | 249 | 4060 | 35.9 | 221112 | -103.31 | 32.7131 | 123 |  | 125 | 100 | 2446 | 051B | 2446_B_051B | 88240
35025 |  | New Mexico | Lea | 5229511 | 82534013 | 73550812 | 350250054 | EQPT7-004 | EQPT7-004 | SPS - Cunningham Station Power Plant | 33.1 | 0.3 | 50 | 25.6 | 980 | 28333.3 | 55 | 221112 | -103.3533 | 32.7131 | 1400 | R60-0028 | 125 | 120 | 2454 | 124T | 2454_G_124T | 88240 | 205 | R60-0028
35025 |  | New Mexico | Lea | 5229511 | 82534113 | 73550712 | 350250054 | EQPT3-003 | EQPT3-003 | SPS - Cunningham Station Power Plant | 23.66 | 0.2 | 50 | 25.6 | 980 | 28333.3 | 55 | 221112 | -103.3533 | 32.7131 | 1400 | R60-0028 | 125 | 120 | 2454 | 123T | 2454_G_123T | 88240 | 205 | R60-0028
35025 |  | New Mexico | Lea | 5229511 | 82534213 | 73551012 | 350250054 | EQPT9-002 | EQPT9-002 | SPS - Cunningham Station Power Plant | 799.14 | 2.3 | 146 | 20 | 275 | 10102.5 | 32.2 | 221112 | -103.3533 | 32.7131 | 1950 |  | 125 | 100 | 2454 | 122B | 2454_B_122B | 88240
35025 |  | New Mexico | Lea | 5229511 | 82534313 | 73550912 | 350250054 | EQPT8-001 | EQPT8-001 | SPS - Cunningham Station Power Plant | 264.96 | 1 | 139 | 15 | 275 | 4060.2 | 23 | 221112 | -103.3533 | 32.7131 | 784 |  | 125 | 100 | 2454 | 121B | 2454_B_121B | 88240
35029 |  | New Mexico | Luna | 7404611 | 82437513 | 73459512 | 350290013 | EQPT1-CTG | EQPT1-CTG | Luna Energy Facility | 49.6 | 2.079 | 160 | 18 | 206 | 17405.7 | 68.4 | 221112 | -107.7827 | 32.2995 | 2380 | R60-0028 | 125 | 120 | 55343 | CTG1 | 55343_G_CTG1 | 88030 | 139 | R60-0028
35029 |  | New Mexico | Luna | 7404611 | 82437613 | 73459612 | 350290013 | EQPT2-CTG | EQPT2-CTG | Luna Energy Facility | 45.5 | 2.016 | 160 | 18 | 237 | 17965.5 | 70.6 | 221112 | -107.7827 | 32.2995 | 170 | R60-0028 | 125 | 120 | 55343 | CTG2 | 55343_G_CTG2 | 88030 | 139 | R60-0028
35031 |  | New Mexico | Mckinley | 5597111 | 82448113 | 73471212 | 350310032 | EQPT6-E79 | EQPT6-E79 | Prewitt Escalante Generating Station | 3369.42 | 1256.9 | 450 | 20 | 125 | 15708 | 50 | 221112 | -108.082 | 35.4159 | 2470 | R63-0142&R60-00 | 125 | 100 | 87 | 1 | 87_B_1 | 87045 | 127 | R63-0142&R60-00
35045 |  | New Mexico | San Juan | 13646111 | 82635513 | 73641112 | 350450462 | EQPT4-PD-C | EQPT4-PD-C | Bluffview Power Plant | 40.76 | 0.053 | 70 | 13 | 204 | 4923.4 | 37.1 | 221112 | -108.2144 | 36.7143 | 338 |  | 125 | 120 | 55977 | CTG-1 | 55977_G_CTG1 | 87401 | 203
35045 |  | New Mexico | San Juan | 7991911 | 82423513 | 73449512 | 350450902 | EQPT2-E302 | EQPT2-E302 | PNM - San Juan Generating Station | 3473.7 | 989 | 400 | 20 | 127 | 22167 | 70.7 | 221112 | -108.4386 | 36.8025 | 3690 | R63-0142 | 125 | 100 | 2451 | 2 | 2451_B_2 | 87421 | 129 | R63-0142
35045 |  | New Mexico | San Juan | 7991911 | 82423613 | 73449412 | 350450902 | EQPT1-E301 | EQPT1-E301 | PNM - San Juan Generating Station | 3257.9 | 798.2 | 400 | 20 | 127 | 23333 | 74.3 | 221112 | -108.4386 | 36.8025 | 3710 | R60-0026&R63-01 | 125 | 100 | 2451 | 1 | 2451_B_1 | 87421 | 129 | R60-0026&R63-01
35045 |  | New Mexico | San Juan | 7991911 | 82425213 | 73449712 | 350450902 | EQPT4-E304 | EQPT4-E304 | PNM - San Juan Generating Station | 5404.6 | 1547.9 | 400 | 28 | 128 | 35933 | 58.4 | 221112 | -108.4386 | 36.8025 | 5650 | R60-0026&R63-01 | 125 | 100 | 2451 | 4 | 2451_B_4 | 87421 | 129 | R60-0026&R63-01
35045 |  | New Mexico | San Juan | 7991911 | 82425313 | 73449612 | 350450902 | EQPT3-E303 | EQPT3-E303 | PNM - San Juan Generating Station | 4964.4 | 1385.2 | 400 | 28 | 128 | 35950 | 58.4 | 221112 | -108.4386 | 36.8025 | 5760 | R60-0026&R63-01 | 125 | 100 | 2451 | 3 | 2451_B_3 | 87421 | 129 | R60-0026&R63-01
35045 |  | New Mexico | San Juan | 7993111 | 82413813 | 73437812 | 350450274 | EQPT11-008 | EQPT11-008 | Milagro Cogeneration and Gas Plant | 43 | 4.4 | 80 | 10 | 328 | 6024 | 76.7 | 213112 | -107.9425 | 36.7386 | 381 | R60-0028 |  | 120 | 54814 | 2 | 54814_G_2 | 87413 |  | R60-0028
35045 |  | New Mexico | San Juan | 7993111 | 82413913 | 73437712 | 350450274 | EQPT10-007 | EQPT10-007 | Milagro Cogeneration and Gas Plant | 21.1 | 2.2 | 80 | 10 | 328 | 6024 | 76.7 | 213112 | -107.9425 | 36.7386 | 381 | R60-0028 |  | 120 | 54814 | 1 | 54814_G_1 | 87413 |  | R60-0028
36001 |  | New York | Albany | 7801011 | 3435813 | 58863312 | 4012200044 | U00005 | 00005 | BETHLEHEM ENERGY CENTER | 0.0088 | 5.5e-05 | 185 | 3.5 | 300 | 5.3 |  | 221112 | -73.7638 | 42.595 |  | R63-0040 | 125 | 100 | 2539 | 10001 | 2539_G_10001 | 12077 |  | R63-0040
36001 |  | New York | Albany | 7801011 | 64136913 | 58863812 | 4012200044 | U00010 | ST001 | BETHLEHEM ENERGY CENTER | 131.4665 | 9.0237 | 248 | 19 | 308 | 208 |  | 221112 | -73.7638 | 42.595 |  |  | 125 | 100 | 2539 | 10002 | 2539_G_10001-3 | 12077
36001 |  | New York | Albany | 7801011 | 64136913 | 94087512 | 4012200044 | U00010 | ST005 | BETHLEHEM ENERGY CENTER | 0.03379 | 0.002325 | 26 | 0.75 | 917 |  | 60 | 221112 | -73.7638 | 42.595 |  |  | 125 | 100 | 2539 | 10002 | 2539_G_10001-3 | 12077
36001 |  | New York | Albany | 7801011 | 97074613 | 94087712 | 4012200044 | U00020 | ST018 | BETHLEHEM ENERGY CENTER | 0.24375 | 0.01603 | 12 | 0.5 | 855 |  | 128 | 221112 | -73.7638 | 42.595 |  |  | 125 | 160 | 2539 | 10003 | 2539_G_10003 | 12077
36001 |  | New York | Albany | 7801111 | 3434913 | 3311712 | 4012200078 | U00001 | 00001 | SELKIRK COGENERATION PROJECT | 237.8455 | 10.7357 | 200 | 15 | 72 | 0 | 61.9 | 221112 | -73.85 | 42.57 | 1220 | R63-0083 | 125 | 999 | 10725 | CTG101 | 10725_G_GEN2 | 12158 | 28 | R63-0083
36001 |  | New York | Albany | 7801111 | 3435013 | 58863912 | 4012200078 | U00002 | 00002 | SELKIRK COGENERATION PROJECT | 144.019 | 18.3113 | 200 | 15 | 72 | 0 |  | 221112 | -73.8603 | 42.5757 | 80 | R63-0083 | 125 | 999 | 10725 | CTG201 | 10725_G_GEN3 | 12158 | 28 | R63-0083
36003 |  | New York | Allegany | 8377511 | 1494013 | 1384912 | 9025800018 | U1GTDB | 00001 | RG&E ALLEGANY STATION #133 | 9.411 | 0.1915 | 213 | 11.2 | 210 | 86 | 52 | 221112 | -78.06 | 42.5 | 38 | R63-0083 | 125 | 120 | 10619 | 00001 | 7784_G_1 | 14735 | 99 | R63-0083
36007 |  | New York | Broome | 8380411 | 1485913 | 1376812 | 7034600045 | W00003 | 00001 | AES WESTOVER | 12.2 | 20.9 | 265 | 2.3 | 186 | 1.4 | 68.6 | 221112 | -75.97 | 42.11 | 1070 | R63-0142 | 125 | 100 | 2526 | 13 | 2526_B_11_13 | 13790 |  | R63-0142
36013 |  | New York | Chautauqua | 7805611 | 2860713 | 2751512 | 9060300021 | U00001 | 00001 | DUNKIRK STEAM GENERATING STATION | 205.3 | 697.9 | 312 | 2.3 | 186 | 1.4 | 38.7 | 221112 | -79.34 | 42.49 | 975 | R63-0142 | 125 | 100 | 2554 | 1 | 2554_B_1 | 14048 |  | R63-0080&R63-01&R63-0142
36013 |  | New York | Chautauqua | 7805611 | 2860813 | 2751112 | 9060300021 | U00002 | 00002 | DUNKIRK STEAM GENERATING STATION | 253.3 | 863.2 | 312 | 2.3 | 186 | 1.4 | 65 | 221112 | -79.34 | 42.49 | 950 | R63-0142 | 125 | 100 | 2554 | 2 | 2554_B_2 | 14048 |  | R63-0142
36013 |  | New York | Chautauqua | 7805611 | 2860913 | 2751212 | 9060300021 | U00003 | 00003 | DUNKIRK STEAM GENERATING STATION | 1244.9 | 4091.6 | 310 | 2.3 | 186 | 1.4 | 65 | 221112 | -79.34 | 42.49 | 2250 | R63-0142 | 125 | 100 | 2554 | 3 | 2554_B_3_4 | 14048 | 10 | R63-0142
36013 |  | New York | Chautauqua | 7806011 | 2858513 | 2749212 | 9060800053 | U00004 | 00004 | SAMUEL A CARLSON GENERATING STATION | 27.9432 | 189.0028 | 195 | 7 | 72 | 0 | 65 | 221112 | -79.24 | 42.09 | 190 | R63-0040 | 125 | 100 | 2682 | 10 | 2682_B_10 | 14701 | 10 | R63-0040
36013 |  | New York | Chautauqua | 7806011 | 2858613 | 2749312 | 9060800053 | U00003 | 00003 | SAMUEL A CARLSON GENERATING STATION | 62.8768 | 464.5045 | 195 | 10 | 72 | 0 | 65 | 221112 | -79.24 | 42.09 | 190 |  | 125 | 100 | 2682 | 9 | 2682_B_9_12 | 14701 | 10 | R63-0040
36019 |  | New York | Clinton | 8375111 | 1671213 | 1592412 | 5094200106 | U00001 | 00001 | SARANAC POWER PARTNERS COGENERATION FAC | 34.757 | 3.6249 | 160 | 16 | 72 | 0 | 60.2 | 221112 | -73.45 | 44.71 | 1680 | R63-0083 | 125 | 160 | 54574 | 00001 | 54574_G_GEN1 | 12901 | 109&139 | R63-0083&R63-0087
36019 |  | New York | Clinton | 8375111 | 1671313 | 1592612 | 5094200106 | U00002 | 00002 | SARANAC POWER PARTNERS COGENERATION FAC | 13.4201 | 1.4223 | 160 | 16 | 72 | 0 | 64.9 | 221112 | -73.45 | 44.71 | 1680 | R63-0083 | 125 | 120 | 54574 | 00002 | 54574_G_GEN2 | 12901 | 109&139 | R63-0083
36019 |  | New York | Clinton | 8375111 | 1671413 | 1592712 | 5094200106 | U00003 | 00003 | SARANAC POWER PARTNERS COGENERATION FAC | 20.7984 | 0.21314 | 120 | 5 | 72 | 0 | 13.4 | 221112 | -73.45 | 44.71 | 85 | R63-0040 | 125 | 100 |  |  | 54574_G_GEN3 | 12901 |  | R63-0040
36029 |  | New York | Erie | 8504011 | 550013 | 58948012 | 9146400130 | U00003 | SC2930 | HUNTLEY STEAM GENERATING STATION |  |  | 70.2 | 2.5 | 82 | 2.4 |  | 221112 | -78.9304 | 42.9706 |  |  | 125 | 770 |  |  | 2549_B_67_68 | 14150
36029 |  | New York | Erie | 8504011 | 550513 | 58948212 | 9146400130 | EI0001 | SC5019 | HUNTLEY STEAM GENERATING STATION |  |  | 24 | 1.4 | 93 | 0.1 |  | 221112 | -78.9304 | 42.9706 |  |  | 125 | 999 | 2549 | 68 | 2549_B_67_68 | 14150
36029 |  | New York | Erie | 8504011 | 550513 | 58948312 | 9146400130 | EI0001 | SC5020 | HUNTLEY STEAM GENERATING STATION |  |  | 19.7 | 0.7 | 71 | 0 |  | 221112 | -78.9304 | 42.9706 |  |  | 125 | 999 | 2549 | 68 | 2549_B_67_68 | 14150
36029 |  | New York | Erie | 8504011 | 550713 | 548512 | 9146400130 | U00002 | 00002 | HUNTLEY STEAM GENERATING STATION | 1229.6 | 4315.6 | 350 | 20.5 | 186 | 45.7 | 38.7 | 221112 | -78.93 | 42.97 | 2280 | R63-0142 | 125 | 100 | 2549 | 67 | 2549_B_67_68 | 14150 | 10 | R63-0142
36029 |  | New York | Erie | 8504011 | 550713 | 58947912 | 9146400130 | U00002 | 11111 | HUNTLEY STEAM GENERATING STATION | [7 empty] | 221112 | -78.9304 | 42.9706 | 2280 | R63-0142 | 125 | 100 | 2549 | 67 | 2549_B_67_68 | 14150 | 10 | R63-0142
36029 |  | New York | Erie | 8504011 | 91632813 | 58947912 | 9146400130 | 000004 | 11111 | HUNTLEY STEAM GENERATING STATION | [7 empty] | 221112 | -78.9304 | 42.9706 |  |  | 125 | 690 |  |  | 2549_B_67_68 | 14150
36029 |  | New York | Erie | 8504111 | 549813 | 58916012 | 9146400153 | Y00002 | 11111 | INDECK-YERKES ENERGY SERVICES | 8.79 | 0.1311 | [5 empty] | 221112 | -78.9179 | 42.9673 | 19 | R63-0040 | 125 | 100 | 50451 | 1 | 50451_G_GEN2 | 14150 |  | R63-0040
36029 |  | New York | Erie | 8504111 | 549913 | 548112 | 9146400153 | Y00001 | 00001 | INDECK-YERKES ENERGY SERVICES | 8.2825 | 0.033 | 150 | 9.8 | 232 | 91.7 | 74 | 221112 | -78.91 | 42.96 | 29 | R63-0083 | 125 | 120 |  |  | 50451_G_GEN1 | 14150 | 28 | R63-0083
36037 |  | New York | Genesee | 8462711 | 1616913 | 1529212 | 8180200045 | 1CMBTN | 00001 | BATAVIA POWER PLANT | 0.11757 | 0.0025881 | 150 | 11 | 72 | 0 | 60.2 | 221112 | -78.15 | 42.98 | 38 |  | 125 | 999 |  |  | 54593_G_GEN1 | 14020
36039 |  | New York | Greene | 9333711 | 64138713 | 58869112 | 4192200055 | U00002 | 00002 | ATHENS GENERATING PLANT | 79.919 | 24.3144 | 180 | 19 | 242 | 457.7 |  | 221112 | -73.8504 | 42.2719 |  |  | 125 | 120 |  |  | 55405_G_CT1 | 12015
36039 |  | New York | Greene | 9333711 | 64138813 | 58869212 | 4192200055 | U00003 | 00003 | ATHENS GENERATING PLANT | 49.9375 | 21.9448 | 180 | 19 | 242 | 457.7 |  | 221112 | -73.8504 | 42.2719 |  |  | 125 | 120 | 55405 | 3 | 55405_G_CT3 | 12015
36047 |  | New York | Kings | 7992311 | 4113813 | 58836112 | 2610200116 | GW0005 | 0GT11 | GOWANUS GENERATING STATION | 1.4995 | 0.0985 | 57 | 18.1 | 930 | 132.8 | 31 | 221112 | -74.0018 | 40.6615 | 299 | R63-0087 | 125 | 999 |  |  | 2494_G_CT02-7 | 11232 |  | R63-0087
36047 |  | New York | Kings | 7992311 | 97070713 | 58836112 | 2610200116 | G00001 | 0GT11 | GOWANUS GENERATING STATION | 118.9495 | 0.76468 | 57 | 18.1 | 930 | 132.8 | 31 | 221112 | -74.0018 | 40.6615 |  |  | 125 | 120 |  |  | 2494_G_GT11 | 11232
36047 |  | New York | Kings | 8038811 | 3680113 | 3551912 | 2610100042 | UFAC01 | FUGIT1 | CON EDISON - HUDSON AVE STATION |  |  | 10 | 0 | 72 |  |  | 22133 | -73.98 | 40.7 | 14 | R63-0113 | 183 | 999 |  |  | 2496_G_GT3 | 11201 |  | R63-0113
36047 |  | New York | Kings | 8038811 | 3680113 | 58833712 | 2610100042 | UFAC01 | 11111 | CON EDISON - HUDSON AVE STATION | 0.1935 | 0.013 | [5 empty] | 22133 | -73.9803 | 40.7049 | 14 | R63-0087 | 183 | 999 |  |  | 2496_G_GT3 | 11201 |  | R63-0087
36047 |  | New York | Kings | 8039511 | 3677313 | 58836012 | 2610200086 | NA0005 | 11111 | NARROWS GENERATING STATION | 148.746 | 4.2939 | [5 empty] | 221112 | -74.0234 | 40.6499 |  |  | 125 | 999 |  |  | 2499_G_CT01 | 11232
36047 |  | New York | Kings | 8039511 | 64125713 | 58836012 | 2610200086 | NA0006 | 11111 | NARROWS GENERATING STATION | 218.0035 | 9.8045 | [5 empty] | 221112 | -74.0234 | 40.6499 |  |  | 125 | 999 |  |  | 2499_G_CT02 | 11232
36047 |  | New York | Kings | 8105011 | 4819613 | 4664012 | 2610100185 | U00001 | 00001 | BROOKLYN NAVY YARD COGENERATION PLANT | 35.447 | 3.0216 | 310 | 17 | 240 | 263.6 | 70 | 221112 | -73.96 | 40.7 | 85 | R63-0083 | 125 | 999 | 54914 | 1 | 54914_G_01 | 11205 | 139&65 | R63-0083&R63-0087
36047 |  | New York | Kings | 8105011 | 4819713 | 4663912 | 2610100185 | U00002 | 00002 | BROOKLYN NAVY YARD COGENERATION PLANT | 35.0981 | 2.9766 | 310 | 17 | 240 | 263.6 | 70 | 221112 | -73.96 | 40.7 | 85 | R63-0083 | 125 | 120 | 54914 | 2 | 54914_G_02 | 11205 |  | R63-0083
36047 |  | New York | Kings | 8105011 | 4819813 | 4664112 | 2610100185 | U00003 | 00003 | BROOKLYN NAVY YARD COGENERATION PLANT | 0.35525 | 0.00775 | 135 | 1.2 | 690 | 3.2 | 55.1 | 221112 | -73.96 | 40.7 | 30 | R63-0083 | 125 | 120 |  |  | 54914_G_03 | 11205 |  | R63-0083
36047 |  | New York | Kings | 8105011 | 4819913 | 4664212 | 2610100185 | U00004 | 00004 | BROOKLYN NAVY YARD COGENERATION PLANT | 0.35525 | 0.00775 | 135 | 1.2 | 690 | 3.2 | 55.1 | 221112 | -73.96 | 40.7 | 30 | R63-0083 | 125 | 120 |  |  | 54914_G_04 | 11205 |  | R63-0083
36049 |  | New York | Lewis | 8469511 | 570213 | 568812 | 6232000018 | U00001 | 00001 | BEAVER FALLS GENERATING FACILITY | 2.8139 | 0.018877 | 213 | 11.2 | 200 | 121 | 73 | 221112 | -75.43 | 43.88 | 52 | R63-0083 | 125 | 120 | 10617 | 1 | 10617_G_GEN1 | 13305 |  | R63-0083
36059 |  | New York | Nassau | 7221211 | 7565813 | 7486512 | 1282000357 | 100002 | 00002 | FREEPORT POWER PLANT #1 | 0.27983 | 0.02162 | 40 | 2.5 | 72 | 0 | 72.9 | 221112 | -73.59 | 40.65 | 3 | R63-0087 | 125 | 160 |  |  | 2678_G_3 | 11520 |  | R63-0087
36059 |  | New York | Nassau | 7221211 | 7565913 | 7486812 | 1282000357 | 100001 | 00001 | FREEPORT POWER PLANT #1 | 0.21005 | 0.0108 | 46 | 2.5 | 72 | 0 | 72.9 | 221112 | -73.59 | 40.65 | 2 | R63-0087 | 125 | 160 |  |  | 2678_G_2 | 11520 |  | R63-0087
36059 |  | New York | Nassau | 7221211 | 7566313 | 7486412 | 1282000357 | 100003 | 00003 | FREEPORT POWER PLANT #1 | 0.080825 | 0.005365 | 55 | 3 | 72 | 0 | 72.9 | 221112 | -73.59 | 40.65 | 5 | R63-0087 | 125 | 160 |  |  | 2678_G_4 | 11520 |  | R63-0087
36059 |  | New York | Nassau | 7221311 | 7565613 | 7486312 | 1282000358 | 200004 | 00004 | FREEPORT POWER PLANT #2 | 1.3058 | 0.05102 | 80 | 8 | 72 | 0 | 61.7 | 221112 | -73.56 | 40.64 | 17 | R63-0083 | 125 | 120 |  |  | 2679_G_3 | 11520 |  | R63-0083
36059 |  | New York | Nassau | 7221611 | 7562513 | 7485012 | 1282000553 | U00015 | 00015 | EF BARRETT POWER STATION | 27.6795 | 0.1675 | 36 | 7.6 | 1150 | 83.3 | 110 | 221112 | -73.64 | 40.61 | 42 | R63-0083 | 125 | 120 |  |  | 2511_G_12 | 11558 |  | R63-0083
36059 |  | New York | Nassau | 7221611 | 7562713 | 7484112 | 1282000553 | U00009 | 00009 | EF BARRETT POWER STATION | 9.9727 | 0.0655 | 52 | 9.9 | 1028 | 58.9 | 46 | 221112 | -73.64 | 40.61 | 17 | R63-0083 | 125 | 120 |  |  | 2511_G_6 | 11558 |  | R63-0083
36059 |  | New York | Nassau | 7221611 | 7562813 | 7484812 | 1282000553 | U00008 | 00008 | EF BARRETT POWER STATION | 5.4765 | 0.027 | 52 | 9.9 | 1028 | 58.9 | 46 | 221112 | -73.64 | 40.61 | 18 | R63-0083 | 125 | 120 |  |  | 2511_G_5 | 11558 |  | R63-0083
36059 |  | New York | Nassau | 7221611 | 7562913 | 7483812 | 1282000553 | U00007 | 00007 | EF BARRETT POWER STATION | 14.3012 | 0.20411 | 52 | 9.9 | 1028 | 58.9 | 46 | 221112 | -73.64 | 40.61 | 16 | R63-0083 | 125 | 120 |  |  | 2511_G_4 | 11558 |  | R63-0083
36059 |  | New York | Nassau | 7221611 | 7563013 | 7484412 | 1282000553 | U00006 | 00006 | EF BARRETT POWER STATION | 3.6082 | 0.029016 | 52 | 9.9 | 1028 | 58.9 | 46 | 221112 | -73.64 | 40.61 | 18 | R63-0083 | 125 | 120 |  |  | 2511_G_3 | 11558 |  | R63-0083
36059 |  | New York | Nassau | 7221611 | 7563113 | 7484512 | 1282000553 | U00005 | 00005 | EF BARRETT POWER STATION | 5.4353 | 0.0325 | 52 | 9.9 | 1028 | 58.9 | 46 | 221112 | -73.64 | 40.61 | 17 | R63-0083 | 125 | 120 |  |  | 2511_G_GT2 | 11558 |  | R63-0083
36059 |  | New York | Nassau | 7221611 | 7563213 | 7483212 | 1282000553 | U00004 | 00004 | EF BARRETT POWER STATION | 3.0236 | 0.0225 | 52 | 9.9 | 1028 | 58.9 | 46 | 221112 | -73.64 | 40.61 | 18 | R63-0083 | 125 | 120 |  |  | 2511_G_GT1 | 11558 |  | R63-0083
36059 |  | New York | Nassau | 7221611 | 7563313 | 7484612 | 1282000553 | U00002 | 00002 | EF BARRETT POWER STATION | 94.2354 | 4.6721 | 350 | 10.2 | 309 | 157.7 | 115 | 221112 | -73.64 | 40.61 | 2000 |  | 125 | 100 | 2511 | 20 | 2511_B_20 | 11558
36059 |  | New York | Nassau | 7221611 | 7563413 | 7483112 | 1282000553 | U00001 | 00001 | EF BARRETT POWER STATION | 292.3923 | 9.5418 | 250 | 16 | 309 | 157.8 | 47 | 221112 | -73.64 | 40.61 | 2300 |  | 125 | 100 | 2511 | 10 | 2511_B_10 | 11558
36059 |  | New York | Nassau | 7221611 | 7563513 | 7483712 | 1282000553 | U00012 | 00012 | EF BARRETT POWER STATION | 40.8228 | 0.2605 | 36 | 7.6 | 1150 | 83.3 | 110 | 221112 | -73.64 | 40.61 | 43 | R63-0083 | 125 | 120 |  |  | 2511_G_9 | 11558 |  | R63-0083
36059 |  | New York | Nassau | 7221611 | 7563613 | 7484312 | 1282000553 | U00011 | 00011 | EF BARRETT POWER STATION | 13.6014 | 0.0915 | 52 | 9.9 | 1028 | 58.9 | 46 | 221112 | -73.64 | 40.61 | 17 | R63-0083 | 125 | 120 |  |  | 2511_G_8 | 11558 |  | R63-0083
36059 |  | New York | Nassau | 7221611 | 7563713 | 7484912 | 1282000553 | U00014 | 00014 | EF BARRETT POWER STATION | 27.6795 | 0.1675 | 36 | 7.6 | 1150 | 83.3 | 110 | 221112 | -73.64 | 40.61 | 41 | R63-0083 | 125 | 120 |  |  | 2511_G_11 | 11558 |  | R63-0083
36059 |  | New York | Nassau | 7221611 | 7563813 | 7483512 | 1282000553 | U00016 | 00016 | EF BARRETT POWER STATION | 32.0039 | 0.18 | 36 | 7.6 | 1150 | 83.3 | 110 | 221112 | -73.64 | 40.61 |  | R63-0083 | 125 | 120 | 2511 | U00016 | 2511_G_13 | 11558 |  | R63-0083
36059 |  | New York | Nassau | 7221611 | 7563913 | 7484712 | 1282000553 | U00017 | 00017 | EF BARRETT POWER STATION | 32.0039 | 0.18 | 36 | 7.6 | 1150 | 83.3 | 110 | 221112 | -73.64 | 40.61 |  | R63-0083 | 125 | 120 | 2511 | U00017 | 2511_G_14 | 11558 |  | R63-0083
36059 |  | New York | Nassau | 7221611 | 7564013 | 7483912 | 1282000553 | U00018 | 00018 | EF BARRETT POWER STATION | 27.4026 | 0.1675 | 36 | 7.6 | 1150 | 83.3 | 110 | 221112 | -73.64 | 40.61 |  | R63-0083 | 125 | 120 | 2511 | U00018 | 2511_G_15 | 11558 |  | R63-0083
36059 |  | New York | Nassau | 7221611 | 7564113 | 7483412 | 1282000553 | U00019 | 00019 | EF BARRETT POWER STATION | 27.4026 | 0.1675 | 36 | 7.6 | 1150 | 83.3 | 110 | 221112 | -73.64 | 40.61 |  | R63-0083 | 125 | 120 | 2511 | U00019 | 2511_G_16 | 11558 |  | R63-0083
36059 |  | New York | Nassau | 7221611 | 7564413 | 7484012 | 1282000553 | U00013 | 00013 | EF BARRETT POWER STATION | 40.8228 | 0.2605 | 36 | 7.6 | 1150 | 83.3 | 110 | 221112 | -73.64 | 40.61 | 1720 | R63-0083 | 125 | 120 |  |  | 2511_G_10 | 11558 |  | R63-0083
36059 |  | New York | Nassau | 7221911 | 7561913 | 58811612 | 1282000753 | 1RVCPP | 00014 | ROCKVILLE CENTRE POWER PLANT | 24.67 | 2.2772 | 90 | 3.2 | 850 | 15.6 |  | 221112 | -73.6401 | 40.6585 | 3 |  | 125 | 999 |  |  | 2695_G_8 | 11571 | 139 | R63-0087
36059 |  | New York | Nassau | 7222111 | 7561213 | 58812112 | 1282001015 | 1GTADB | 11111 | TRIGEN CENTRL UTILITY PLT - MITCHL FIELD | 15.8227 | 0.29477 | [5 empty] | 22121 | -73.5897 | 40.726 | 633 |  | 125 | 999 | 52056 | 00004 | 52056_G_00004 | 11530 |  | R63-0040
36059 |  | New York | Nassau | 7222111 | 7561213 | 7481812 | 1282001015 | 1GTADB | 00004 | TRIGEN CENTRL UTILITY PLT - MITCHL FIELD | 246.031 | 5.9589 | 125 | 12 | 72 | 0 | 32.4 | 22121 | -73.58 | 40.72 | 633 | R63-0083 | 125 | 999 | 52056 | 00004 | 52056_G_00004 | 11530 | 99 | R63-0083
36059 |  | New York | Nassau | 7222111 | 7561313 | 58812112 | 1282001015 | 1SBSGU | 11111 | TRIGEN CENTRL UTILITY PLT - MITCHL FIELD | 9.6099 | 0.092582 | [5 empty] | 22121 | -73.5897 | 40.726 | 12 | R63-0040 | 125 | 100 |  |  | 52056_G_ST1 | 11530 |  | R63-0040
36059 |  | New York | Nassau | 7222811 | 7558313 | 7479112 | 1282200481 | U00018 | 00018 | GLENWOOD MAIN POWER STATION | 45.9224 | 0.457 | 247 | 13 | 329 | 95.4 | 43 | 221112 | -73.64 | 40.82 | 1060 |  | 125 | 100 | 2514 | 40 | 2514_B_40 | 11547
36059 |  | New York | Nassau | 7222811 | 7558413 | 7479312 | 1282200481 | U00019 | 00019 | GLENWOOD MAIN POWER STATION | 59.444 | 0.5565 | 247 | 13 | 329 | 95.4 | 43 | 221112 | -73.64 | 40.82 | 1060 |  | 125 | 100 | 2514 | 50 | 2514_B_50 | 11547
36059 |  | New York | Nassau | 7222811 | 7558513 | 7479212 | 1282200481 | U00021 | 00021 | GLENWOOD MAIN POWER STATION | 4.1497 | 0.7865 | 59 | 20.9 | 980 | 127.8 | 35 | 221112 | -73.64 | 40.82 | 51 |  | 125 | 120 | 2514 | U00021 | 2514_G_GT3 | 11547
36059 |  | New York | Nassau | 7222811 | 7558713 | 7479412 | 1282200481 | U00020 | 00020 | GLENWOOD MAIN POWER STATION | 4.2817 | 0.8115 | 59 | 20.9 | 980 | 127.8 | 35 | 221112 | -73.64 | 40.82 | 49 |  | 125 | 120 | 2514 | U00020 | 2514_G_GT2 | 11547
36059 |  | New York | Nassau | 7223211 | 7557013 | 7477612 | 1282400490 | UGT011 | 00011 | GLENWOOD LANDING ENERGY CENTER | 0.80463 | 0.045 | 38 | 11 | 980 | 58.9 | 61.7 | 221112 | -73.64 | 40.83 | 14 |  | 125 | 120 |  |  | 7869_G_GT1 | 11547
36059 |  | New York | Nassau | 7223311 | 7556813 | 7477512 | 1282400947 | U00001 | 00001 | TBG COGEN FACILITY | 56.8 | 0.293 |  |  | 72 | 0 | 85 | 221112 | -73.49 | 40.74 | 22 |  | 125 | 120 | 50292 | GT1 | 50292_G_GEN2 | 11801
36061 |  | New York | New York | 7986111 | 5576613 | 5438012 | 2620200032 | 590020 | 00001 | CON ED-59TH ST STA | 440.542 | 297.9175 | 507 | 16.5 | 370 | 217.4 | 61 | 221112 | -73.99 | 40.77 | 13 |  | 125 | 100 | 2503 | BLR115 | 2503_G_GT1 | 10019
36061 |  | New York | New York | 7994011 | 4097013 | 58849012 | 2620600012 | ER0001 | 00003 | CON ED-EAST RIVER GENERATING STATION | 842.6755 | 42.6335 | 370 | 15 | 325 | 191.8 | 33 | 221112 | -73.9733 | 40.7278 | 1930 | R63-0142 | 125 | 100 | 2493 | 70 | 2493_B_60_70 | 10009 |  | R63-0142
36061 |  | New York | New York | 7995311 | 4074613 | 3972612 | 2620400019 | 740020 | 00001 | CON ED-74TH STREET STA | 494.4045 | 597.65 | 494 | 16 | 363 | 373.9 | 112 | 221112 | -73.9526 | 40.7682 | 2510 |  | 125 | 100 | 2504 | 120 | 2504_B_12x | 10021
36063 |  | New York | Niagara | 7417211 | 7978813 | 58926612 | 9291200059 | U00001 | 11111 | FORTISTAR NORTH TONAWANDA INC | 0.3039 | 0.0018234 | [5 empty] | 221112 | -78.8531 | 43.0489 | 40 | R63-0040 | 125 | 999 | 54131 | NTCT1 | 54131_G_GEN1 | 14120 |  | R63-0040
36063 |  | New York | Niagara | 7417211 | 7978813 | 7875512 | 9291200059 | U00001 | 00001 | FORTISTAR NORTH TONAWANDA INC | 6.194 | 0.23234 | 165 | 10.5 | 222 | 128 | 74 | 221112 | -78.85 | 43.04 | 40 | R63-0083 | 125 | 999 | 54131 | NTCT1 | 54131_G_GEN1 | 14120 | 28 | R63-0083
36063 |  | New York | Niagara | 7417211 | 7979113 | 7875812 | 9291200059 | U00002 | 00002 | FORTISTAR NORTH TONAWANDA INC | 1.0902 | 0.071692 | 68 | 1.4 | 918 | 2.7 | 115 | 221112 | -78.85 | 43.04 | 16 | R63-0087 | 125 | 160 |  |  | 54131_G_GEN2 | 14120 |  | R63-0087
36063 |  | New York | Niagara | 7417511 | 7977913 | 58941712 | 9292600016 | U3GTDB | 00005 | LOCKPORT COGENERATION FACILITY | 28.5 | 0.00061061 | 100 | 13 | 1002 | 199.1 |  | 221112 | -78.7447 | 43.162 | 45 |  | 125 | 999 | 54041 | 011854 | 54041_G_GEN2 | 14094
36063 |  | New York | Niagara | 7417511 | 7977913 | 7874312 | 9292600016 | U3GTDB | 00006 | LOCKPORT COGENERATION FACILITY | 4.2095 | 0.025257 | 100 | 13 | 1002 | 11945.9 | 90 | 221112 | -78.74 | 43.16 | 45 | R63-0040 | 125 | 999 | 54041 | 011855 | 54041_G_GEN2 | 14094 |  | R63-0040
36063 |  | New York | Niagara | 7417811 | 7974613 | 7871312 | 9293800003 | S00001 | 00001 | AES SOMERSET LLC | 5437.4 | 10024 | 612 | 2.3 | 186 | 1.4 | 65 | 221112 | -78.6058 | 43.3574 | 6280 | R63-0142 | 125 | 100 | 6082 | 1 | 6082_B_1 | 14012 | 10&10&39&139 | R63-0142
36065 |  | New York | Oneida | 7243711 | 7486713 | 7417312 | 6301400011 | 1CMBTN | 00001 | STERLING ENERGY FACILITY | 2.0507 | 0.071561 | 150 | 11 | 72 | 0 | 60.2 | 221112 | -75.6 | 43.07 | 16 | R63-0083 | 125 | 999 | 50744 | 00001 | 50744_G_GEN2 | 13461 |  | R63-0083&R63-0087
36067 |  | New York | Onondaga | 7435811 | 7947913 | 7844412 | 7312600127 | 1TURBS | 00001 | CARR STREET GENERATING STATION | 2.1749 | 0.0368 | 125 | 10.5 | 215 | 84.1 | 58 | 221112 | -76.08 | 43.06 | 24 | R63-0083 | 125 | 999 | 50978 | B | 50978_G_GEN3 | 13057 | 139 | R63-0083
36067 |  | New York | Onondaga | 7435911 | 7947513 | 7843912 | 7313200035 | U00001 | 00001 | WPS SYRACUSE GENERATION LLC | 10.8238 | 0.037556 | 223 | 13.5 | 194 | 142.3 | 60 | 221112 | -76.22 | 43.06 | 59 | R63-0083 | 125 | 120 | 10621 | 1 | 10621_G_GEN1 | 13209 |  | R63-0083
36067 |  | New York | Onondaga | 7435911 | 7947613 | 7844112 | 7313200035 | U00006 | 00006 | WPS SYRACUSE GENERATION LLC | 0.2088 | 0.0012528 | 40 | 0.8 | 535 | 0.3 | 28 | 221112 | -76.22 | 43.06 | 34 | R63-0040 | 125 | 100 |  |  | 10621_G_GEN2 | 13209 |  | R63-0040
36067 |  | New York | Onondaga | 7981811 | 6453313 | 58891012 | 7313200052 | EI0001 | SC182 | SYRACUSE ENERGY CORPORATION | 0.0453 | 0.0029775 | 38.5 | 2.9 | 617 | 8.2 |  | 221112 | -76.2089 | 43.0645 | 11 | R63-0087 | 125 | 160 |  |  | 50651_G_GEN2 | 13204 |  | R63-0087
36067 |  | New York | Onondaga | 7981811 | 6453613 | 6411212 | 7313200052 | U00BLR | 00001 | SYRACUSE ENERGY CORPORATION | 647.206 | 1912.0357 | 265 | 13 | 350 | 119.5 | 54 | 221112 | -76.2 | 43.06 | 1380 |  | 125 | 100 | 50651 | BLR1 | 50651_B_1_5 | 13204
36071 |  | New York | Orange | 8427211 | 1626913 | 1540912 | 3330900040 | 100001 | 00001 | SHOEMAKER GAS TURBINE FACILITY | 9.6 | 2.4175 | 45 | 1.7 | 72 | 0 | 60.2 | 221112 | -74.422 | 41.4332 | 37 |  | 125 | 120 | 2632 | 1 | 2632_G_SHOE | 10940
36071 |  | New York | Orange | 8427711 | 1624913 | 58851812 | 3334600011 | U00005 | 11111 | DANSKAMMER GENERATING STATION | 0.44696 | 0.029378 | [5 empty] | 221112 | -73.9646 | 41.573 | 2 | R63-0087 | 125 | 160 |  |  | 2480_G_5 | 12550 |  | R63-0087
36071 |  | New York | Orange | 8427711 | 1625013 | 1539112 | 3334600011 | UD0002 | 00002 | DANSKAMMER GENERATING STATION | 6.9 | 24.3865 | 220 | 12 | 330 | 79.2 | 42 | 221112 | -73.96 | 41.57 | 904 | R63-0142 | 125 | 100 | 2480 | 2 | 2480_B_2 | 12550 |  | R63-0142
36071 |  | New York | Orange | 8427711 | 1625213 | 58851812 | 3334600011 | U00006 | 11111 | DANSKAMMER GENERATING STATION | 0.47716 | 0.031363 | [5 empty] | 221112 | -73.9646 | 41.573 | 2 | R63-0087 | 125 | 160 |  |  | 2480_G_6 | 12550 |  | R63-0087
36071 |  | New York | Orange | 8427711 | 1625313 | 1539512 | 3334600011 | UD0001 | 00001 | DANSKAMMER GENERATING STATION | 6.7 | 15.3 | 220 | 12 | 330 | 79.2 | 42 | 221112 | -73.96 | 41.57 | 709 | R63-0142 | 125 | 100 | 2480 | 1 | 2480_B_1 | 12550 |  | R63-0142
36071 |  | New York | Orange | 8427711 | 1625413 | 1538912 | 3334600011 | UD0004 | 00004 | DANSKAMMER GENERATING STATION | 1293.6035 | 5003.8995 | 240 | 12.6 | 304 | 186.5 | 90 | 221112 | -73.96 | 41.57 | 2420 | R63-0142 | 125 | 100 | 2480 | 4 | 2480_B_4 | 12550 | 204 | R63-0142
36071 |  | New York | Orange | 8427711 | 1625613 | 1539412 | 3334600011 | UD0003 | 00003 | DANSKAMMER GENERATING STATION | 861.9977 | 3328.2 | 240 | 9.4 | 302 | 104.5 | 90 | 221112 | -73.96 | 41.57 | 1340 | R63-0142 | 125 | 100 | 2480 | 3 | 2480_B_3 | 12550 | 204 | R63-0142
36071 |  | New York | Orange | 8427811 | 1624513 | 1538512 | 3334600075 | UR0001 | 00001 | ROSETON GENERATING STATION | 132.4999 | 143.3527 | 260 | 23 | 265 | 416.7 | 60 | 221112 | -73.98 | 41.57 | 7030 | R63-0142 | 125 | 100 | 8006 | 1 | 8006_B_1 | 12550 | 16&99&99 | R63-0142
36071 |  | New York | Orange | 8427811 | 1624813 | 1538612 | 3334600075 | UR0002 | 00002 | ROSETON GENERATING STATION | 210.3001 | 141.5752 | 260 | 23 | 265 | 416.7 | 60 | 221112 | -73.98 | 41.57 | 6990 | R63-0142 | 125 | 100 | 8006 | 2 | 8006_B_2 | 12550 | 16&99 | R63-0142
36075 |  | New York | Oswego | 7980511 | 6466313 | 6433112 | 7351200030 | U00005 | 00005 | OSWEGO HARBOR POWER | 54.8 | 257.8 | 700 | 2.3 | 186 | 1.4 | 58.9 | 221112 | -76.53 | 43.45 | 9420 | R63-0142 | 125 | 100 | 2594 | 5 | 2594_B_5 | 13126 |  | R63-0142
36075 |  | New York | Oswego | 7980511 | 6466613 | 6432912 | 7351200030 | U00006 | 00006 | OSWEGO HARBOR POWER | 34.5 | 115.5 | 700 | 2.3 | 186 | 1.4 | 58.9 | 221112 | -76.53 | 43.45 | 9490 | R63-0142 | 125 | 100 | 2594 | 6 | 2594_B_6 | 13126 |  | R63-0142
36075 |  | New York | Oswego | 8538911 | 462613 | 468812 | 7351200005 | W00001 | 00001 | INDECK-OSWEGO LIMITED PARTNERSHIP | 17.1134 | 0.18641 | 150 | 11 | 225 | 95 | 60 | 221112 | -76.49 | 43.46 | 16 | R63-0083 | 125 | 120 |  |  | 50450_G_GEN2 | 13126 |  | R63-0083
36075 |  | New York | Oswego | 8539211 | 461113 | 467212 | 7355600040 | 100GTU | 00001 | INDEPENDENCE STATION | 204.9415 | 7.1695 | 195 | 18.5 | 200 | 170.5 | 38 | 221112 | -76.44 | 43.49 | 2130 | R63-0083 | 125 | 120 | 54547 | 2 | 54547_G_3 | 13126 |  | R63-0083
36075 |  | New York | Oswego | 8539211 | 461313 | 467412 | 7355600040 | 100GEN | 00006 | INDEPENDENCE STATION | 0.43 | 0.007 | 100 | 1.5 | 900 | 4 | 134 | 221112 | -76.44 | 43.49 | 2130 | R63-0083 | 125 | 120 | 54547 | 1 | 54547_G_1 | 13126 |  | R63-0083
36081 |  | New York | Queens | 12681711 | 64122513 | 58828212 | 2630100191 | U00001 | 11111 | ASTORIA GAS TURBINE POWER | 136.182 | 1.1475 | [5 empty] | 221112 | -73.9067 | 40.7778 |  |  | 125 | 120 |  |  | 55243_G_10 | 11105
36081 |  | New York | Queens | 12681711 | 64122613 | 58828312 | 2630100191 | A00005 | SD005 | ASTORIA GAS TURBINE POWER | 0.1075 | 0.001 | 12 | 0.3 | 72 | 0 |  | 221112 | -73.9067 | 40.7778 | 19 |  | 125 | 160 |  |  | 55243_G_13 | 11105
36081 |  | New York | Queens | 7763311 | 64122013 | 58827412 | 2630100072 | U00001 | 00004 | ASTORIA ENERGY LLC & ASTORIA ENERGY II L | 273.833 | 14.8095 | 269 | 37 | 328 | 1321.1 | 75.6 | 221112 | -73.8966 | 40.7825 |  |  | 125 | 100 |  |  | 55375_G_ST1a | 11105
36081 |  | New York | Queens | 7763311 | 64122113 | 58827512 | 2630100072 | U00002 | 00005 | ASTORIA ENERGY LLC & ASTORIA ENERGY II L | 0.04251 | 0.00913 | 50 | 0.5 | 189 | 0 |  | 221112 | -73.8966 | 40.7825 |  |  | 125 | 160 |  |  | 55375_G_ST1b | 11105
36081 |  | New York | Queens | 7982311 | 6450613 | 58827812 | 2630100185 | AS0003 | 00041 | ASTORIA GENERATING STATION | 109.6 | 36.9 | 299 | 14 | 280 | 189.4 |  | 221112 | -73.9077 | 40.785 | 3750 | R63-0142 | 125 | 100 | 8906 | 40 | 8906_B_40 | 11105 |  | R63-0142
36081 |  | New York | Queens | 7982311 | 6450813 | 58827912 | 2630100185 | AS0004 | 00051 | ASTORIA GENERATING STATION | 154.3 | 16.2001 | 299 | 14 | 280 | 185.5 |  | 221112 | -73.9077 | 40.785 | 4190 | R63-0142 | 125 | 100 | 8906 | 50 | 8906_B_50 | 11105 |  | R63-0142
36081 |  | New York | Queens | 7982311 | 6450913 | 6408212 | 2630100185 | AS0002 | 00031 | ASTORIA GENERATING STATION | 291.8 | 22.7 | 299 | 14 | 270 | 184.2 | 71 | 221112 | -73.9 | 40.78 | 3960 | R63-0142 | 125 | 100 | 8906 | 30 | 8906_B_30 | 11105 | 26 | R63-0142
36081 |  | New York | Queens | 7982311 | 6451013 | 6408112 | 2630100185 | AS0001 | 00001 | ASTORIA GENERATING STATION | 12.2 |  | 299 | 13.7 | 270 | 173.6 | 71 | 221112 | -73.9 | 40.78 | 1630 |  | 125 | 100 | 8906 | 20 | 8906_B_20 | 11105
36081 |  | New York | Queens | 8309011 | 201013 | 213112 | 2630400024 | UCT201 | CT201 | RAVENSWOOD GENERATING STATION | 10.4138 | 0.01585 |  |  | 1125 | 0 | 60.2 | 221112 | -73.94 | 40.75 | 38 |  | 125 | 120 | 2500 | CT02-1 | 2500_G_GT21 | 11101
36081 |  | New York | Queens | 8309011 | 201113 | 58830112 | 2630400024 | UCT202 | 11111 | RAVENSWOOD GENERATING STATION | 11.009 | 0.01575 | [5 empty] | 221112 | -73.946 | 40.7597 | 38 |  | 125 | 120 | 2500 | CT02-2 | 2500_G_GT22 | 11101
36081 |  | New York | Queens | 8309011 | 201213 | 58830112 | 2630400024 | UCT203 | 11111 | RAVENSWOOD GENERATING STATION | 12.5783 | 0.01885 | [5 empty] | 221112 | -73.946 | 40.7597 | 38 |  | 125 | 120 | 2500 | CT02-3 | 2500_G_GT23 | 11101
36081 |  | New York | Queens | 8309011 | 201313 | 58830112 | 2630400024 | UCT204 | 11111 | RAVENSWOOD GENERATING STATION | 8.3779 | 0.01215 | [5 empty] | 221112 | -73.946 | 40.7597 | 37 |  | 125 | 120 | 2500 | CT02-4 | 2500_G_GT24 | 11101
36081 |  | New York | Queens | 8309011 | 201413 | 58830112 | 2630400024 | UCT301 | 11111 | RAVENSWOOD GENERATING STATION | 12.5024 | 0.0179 | [5 empty] | 221112 | -73.946 | 40.7597 | 38 |  | 125 | 120 | 2500 | CT03-1 | 2500_G_GT31 | 11101
36081 |  | New York | Queens | 8309011 | 201513 | 58830112 | 2630400024 | UCT304 | 11111 | RAVENSWOOD GENERATING STATION | 1.9351 | 0.00265 | [5 empty] | 221112 | -73.946 | 40.7597 | 30 |  | 125 | 120 | 2500 | CT03-4 | 2500_G_GT34 | 11101
36081 |  | New York | Queens | 8309011 | 201613 | 58830112 | 2630400024 | UCT303 | 11111 | RAVENSWOOD GENERATING STATION | 10.1283 | 0.0151 | [5 empty] | 221112 | -73.946 | 40.7597 | 36 |  | 125 | 120 | 2500 | CT03-3 | 2500_G_GT33 | 11101
36081 |  | New York | Queens | 8309011 | 201713 | 213612 | 2630400024 | UCT005 | CT005 | RAVENSWOOD GENERATING STATION | 1.7046 | 0.01811 | 47 | 13.7 | 1000 | 0 | 60.2 | 221112 | -73.94 | 40.75 | 16 | R63-0083 | 125 | 120 |  |  | 2500_G_GT5 | 11101 |  | R63-0083
36081 |  | New York | Queens | 8309011 | 201813 | 212712 | 2630400024 | UCT006 | CT006 | RAVENSWOOD GENERATING STATION | 1.0818 | 0.011268 | 47 | 13.7 | 1000 | 0 | 60.2 | 221112 | -73.94 | 40.75 | 17 | R63-0083 | 125 | 120 |  |  | 2500_G_GT6 | 11101 |  | R63-0083
36081 |  | New York | Queens | 8309011 | 201913 | 58830112 | 2630400024 | UCT302 | 11111 | RAVENSWOOD GENERATING STATION | 9.8845 | 0.0144 | [5 empty] | 221112 | -73.946 | 40.7597 | 35 |  | 125 | 120 | 2500 | CT03-2 | 2500_G_GT32 | 11101
36081 |  | New York | Queens | 8309011 | 202113 | 211812 | 2630400024 | U00020 | 00020 | RAVENSWOOD GENERATING STATION | 144.3 | 20.38 | 499 | 13.5 | 260 | 377.8 | 158 | 221112 | -73.94 | 40.75 | 4170 | R63-0142 | 125 | 100 | 2500 | 20 | 2500_B_20 | 11101 |  | R63-0142
36081 |  | New York | Queens | 8309011 | 202213 | 213512 | 2630400024 | U00010 | 00010 | RAVENSWOOD GENERATING STATION | 215.758 | 23.3731 | 499 | 13.333 | 260 | 368.7 | 158 | 221112 | -73.94 | 40.75 | 4200 | R63-0142 | 125 | 100 | 2500 | 10 | 2500_B_10 | 11101 |  | R63-0142
36081 |  | New York | Queens | 8309011 | 202513 | 211912 | 2630400024 | UCT011 | CT011 | RAVENSWOOD GENERATING STATION | 0.92474 | 0.042455 | 35 | 12.5 | 750 | 0 | 60.2 | 221112 | -73.94 | 40.75 | 20 |  | 125 | 120 |  |  | 2500_G_GT11 | 11101
36081 |  | New York | Queens | 8309011 | 202513 | 58830112 | 2630400024 | UCT011 | 11111 | RAVENSWOOD GENERATING STATION | 5.7278 | 0.060855 | [5 empty] | 221112 | -73.946 | 40.7597 | 20 |  | 125 | 120 |  |  | 2500_G_GT11 | 11101
36081 |  | New York | Queens | 8309011 | 202613 | 211612 | 2630400024 | UCT010 | CT010 | RAVENSWOOD GENERATING STATION | 0.07706 | 0.00354 | 35 | 12.5 | 750 | 0 | 60.2 | 221112 | -73.94 | 40.75 | 21 |  | 125 | 120 |  |  | 2500_G_GT10 | 11101
36081 |  | New York | Queens | 8309011 | 202613 | 58830112 | 2630400024 | UCT010 | 11111 | RAVENSWOOD GENERATING STATION | 5.2962 | 0.05627 | [5 empty] | 221112 | -73.946 | 40.7597 | 21 |  | 125 | 120 |  |  | 2500_G_GT10 | 11101
36081 |  | New York | Queens | 8309011 | 202713 | 211512 | 2630400024 | UCT004 | CT004 | RAVENSWOOD GENERATING STATION | 1.5762 | 0.01675 | 47 | 13.7 | 1000 | 0 | 60.2 | 221112 | -73.94 | 40.75 | 15 | R63-0083 | 125 | 120 |  |  | 2500_G_GT4 | 11101 |  | R63-0083
36081 |  | New York | Queens | 8309011 | 202813 | 211712 | 2630400024 | UCT009 | CT009 | RAVENSWOOD GENERATING STATION | 1.3871 | 0.06368 | 35 | 12.5 | 750 | 0 | 60.2 | 221112 | -73.94 | 40.75 | 21 |  | 125 | 120 |  |  | 2500_G_GT9 | 11101
36081 |  | New York | Queens | 8309011 | 202813 | 58830112 | 2630400024 | UCT009 | 11111 | RAVENSWOOD GENERATING STATION | 6.0455 | 0.064235 | [5 empty] | 221112 | -73.946 | 40.7597 | 21 |  | 125 | 120 |  |  | 2500_G_GT9 | 11101
36081 |  | New York | Queens | 8309011 | 202913 | 212112 | 2630400024 | UCT001 | GT001 | RAVENSWOOD GENERATING STATION | 1.1394 | 0.0121 | 28 | 10.1 | 920 | 0 | 61.9 | 221112 | -73.94 | 40.75 | 8 | R63-0083 | 125 | 120 |  |  | 2500_G_GT1 | 11101 |  | R63-0083
36081 |  | New York | Queens | 8309011 | 203213 | 212912 | 2630400024 | UCT007 | CT007 | RAVENSWOOD GENERATING STATION | 1.0818 | 0.011268 | 47 | 13.7 | 1000 | 0 | 60.2 | 221112 | -73.94 | 40.75 | 16 | R63-0083 | 125 | 120 |  |  | 2500_G_GT7 | 11101 |  | R63-0083
36081 |  | New York | Queens | 8309011 | 203413 | 211412 | 2630400024 | U00030 | 00030 | RAVENSWOOD GENERATING STATION | 329.5 | 44.9122 | 499 | 23.5 | 270 | 812.5 | 112 | 221112 | -73.94 | 40.75 | 9380 | R63-0142 | 125 | 100 | 2500 | 30 | 2500_B_30 | 11101 |  | R63-0142
36081 |  | New York | Queens | 8310611 | 196813 | 207012 | 2630800040 | U00001 | 00001 | NATIONAL GRID - FAR ROCKAWAY STATION | 150.222 | 1.1194 | 266 | 10.2 | 313 | 86.2 | 63 | 221112 | -73.76 | 40.61 | 1140 |  | 125 | 100 | 2513 | 40 | 2513_B_40 | 11691
36083 |  | New York | Rensselaer | 7863911 | 3601013 | 3465912 | 4381400029 | 1GTDBS | 00001 | RENSSELAER COGEN FACILITY | 1.357 | 0.13544 | 150 | 11.5 | 266 | 131.9 | 76 | 221112 | -73.74 | 42.62 | 47 | R63-0083 | 125 | 120 | 54034 | 1GTDBS | 54034_G_GEN1 | 12144 | 139 | R63-0083
36083 |  | New York | Rensselaer | 7864311 | 3599713 | 3464712 | 4384400008 | 10GTDB | 00001 | EPCOR POWER CASTLETON | 33.359 | 0.58395 | 145 | 12 | 250 | 97.8 | 52 | 221112 | -73.74 | 42.53 | 43 |  | 125 | 120 | 10190 | 1 | 10190_G_GEN1 | 12033 |  | R63-0083
36083 |  | New York | Rensselaer | 7864311 | 3599813 | 3464612 | 4384400008 | 100AUX | 00005 | EPCOR POWER CASTLETON | 1.029 | 0.00441 | 85 | 3.333 | 375 | 16.4 | 50 | 221112 | -73.74 | 42.53 | 25 |  | 125 | 100 |  |  | 10190_G_GEN2 | 12033
36085 |  | New York | Richmond | 7844111 | 3597313 | 58829112 | 2640300014 | AK0001 | MT0107 | ARTHUR KILL GENERATING STATION | 768.5785 | 5.2333 | 193.8 | 7.8 | 324 | 33 |  | 221112 | -74.1976 | 40.5856 | 5500 |  | 125 | 100 | 2490 | 20 | 2490_B_30 | 10314
36085 |  | New York | Richmond | 7844111 | 3597413 | 3462312 | 2640300014 | AK0003 | 00003 | ARTHUR KILL GENERATING STATION | 0.0205 | 5.34e-05 | 42 | 3 | 425 | 6.5 | 55 | 221112 | -74.19 | 40.58 | 3720 |  | 125 | 100 |  |  | 2490_B_20 | 10314
36085 |  | New York | Richmond | 7844111 | 3597513 | 3462112 | 2640300014 | AK0005 | GT001 | ARTHUR KILL GENERATING STATION | 2.688 | 0.031699 | 47 | 16.4 | 935 | 127.8 | 61.9 | 221112 | -74.19 | 40.58 | 15 | R63-0083 | 125 | 120 |  |  | 2490_G_GT1 | 10314 |  | R63-0083
36087 |  | New York | Rockland | 7952711 | 3502213 | 3383712 | 3392600059 | 100001 | 00001 | ALLIANCE ENERGY- HILLBURN GAS TURBINE FA | 0.7 |  | 45 | 1.7 | 72 | 0 | 60.2 | 221112 | -74.16 | 41.12 | 38 |  | 125 | 120 | 2628 | 001 | 2628_G_GEN1 | 10931
36087 |  | New York | Rockland | 8175411 | 4454713 | 4330912 | 3392200003 | 100001 | 00001 | BOWLINE POINT GENERATING STATION | 152.9 | 1 | 286 | 18.8 | 292 | 513.9 | 114 | 221112 | -73.96 | 41.2 | 7000 | R63-0142 | 125 | 100 | 2625 | 1 | 2625_B_1 | 10993 | 149 | R63-0142
36087 |  | New York | Rockland | 8175411 | 4454713 | 58846212 | 3392200003 | 100001 | 11111 | BOWLINE POINT GENERATING STATION | 2.9161 | 0.017497 | [5 empty] | 221112 | -73.967 | 41.2055 | 7000 | R63-0142 | 125 | 100 | 2625 | 1 | 2625_B_1 | 10993 |  | R63-0142
36087 |  | New York | Rockland | 8175411 | 4454813 | 4330812 | 3392200003 | 100002 | 00002 | BOWLINE POINT GENERATING STATION | 7 | 0.2 | 286 | 18.8 | 268 | 384.7 | 84 | 221112 | -73.96 | 41.2 | 7600 | R63-0142 | 125 | 100 | 2625 | 2 | 2625_B_2 | 10993 | 99 | R63-0142
36089 |  | New York | St Lawrence | 7968411 | 3491713 | 3373112 | 6405800046 | 100GTU | 00001 | MASSENA ENERGY FACILITY | 0.76255 | 0.0099147 |  |  | 72 | 0 | 64.9 | 221112 | -74.89 | 44.94 | 46 |  | 125 | 120 | 54592 | 001 | 54592_G_GEN1 | 13662 | 99 | R63-0083
36089 |  | New York | St Lawrence | 7968411 | 3491913 | 58879912 | 6405800046 | U00002 | SC181 | MASSENA ENERGY FACILITY | 0.041 | 0.003 | 57.3 | 11.4 | 734 | 106 |  | 221112 | -74.8926 | 44.95 | 35 | R63-0083 | 125 | 120 |  |  | 54592_G_GEN2 | 13662 |  | R63-0083
36091 |  | New York | Saratoga | 7819511 | 3429313 | 3306012 | 5412600028 | U00001 | 00001 | INDECK-CORINTH ENERGY CENTER | 95.856 | 2.1155 | 237 | 15 | 275 | 220.8 | 75 | 221112 | -73.8 | 43.24 | 76 | R63-0083 | 125 | 120 | 50458 | 1 | 50458_G_GEN1 | 12822 |  | R63-0083
36103 |  | New York | Suffolk | 7942611 | 2539113 | 2450112 | 1473601438 | UGT001 | GT001 | SOUTHAMPTON GT FACILITY | 12.4782 | 0.7045 | 38 | 11.4 | 900 | 58.9 | 60.2 | 221112 | -72.38 | 40.9 | 7 |  | 125 | 120 |  |  | 2519_G_1 | 11968
36103 |  | New York | Suffolk | 7942711 | 2538913 | 2449812 | 1473800455 | UGT001 | GT001 | SOUTHOLD GT FACILITY | 7.8337 | 0.4425 | 38 | 11.4 | 900 | 58.9 | 60.2 | 221112 | -72.39 | 41.09 | 12 |  | 125 | 120 |  |  | 2520_G_1 | 11944
36103 |  | New York | Suffolk | 7981511 | 6455213 | 6413112 | 1472200107 | UGT0S1 | GT0S1 | PORT JEFFERSON POWER STATION | 0.0067643 | 0.00044481 | 20 | 0.4 | 400 | 0 | 3 | 221112 | -73.07 | 40.94 | 40 |  | 125 | 160 |  |  | 2517_G_GT3 | 11777
36103 |  | New York | Suffolk | 7981511 | 6455313 | 6413512 | 1472200107 | U00002 | 00002 | PORT JEFFERSON POWER STATION | 75.9648 | 127.3101 | 425 | 10.2 | 310 | 165 | 122 | 221112 | -73.07 | 40.94 | 1950 | R63-0142 | 125 | 100 | 2517 | 3 | 2517_B_3 | 11777 | 10 | R63-0142
36103 |  | New York | Suffolk | 7981511 | 6455413 | 6413212 | 1472200107 | UGT001 | GT001 | PORT JEFFERSON POWER STATION | 1.0866 | 0.0485 | 38 | 11.7 | 980 | 82 | 46 | 221112 | -73.07 | 40.94 | 39 |  | 125 | 120 |  |  | 2517_G_GT2 | 11777
36103 |  | New York | Suffolk | 7981511 | 6455613 | 6413312 | 1472200107 | U00003 | 00003 | PORT JEFFERSON POWER STATION | 113.8195 | 117.9913 | 425 | 10.2 | 310 | 165 | 122 | 221112 | -73.07 | 40.94 | 2000 | R63-0142 | 125 | 100 | 2517 | 4 | 2517_B_4 | 11777 | 10 | R63-0142
36103 |  | New York | Suffolk | 7981711 | 6454013 | 6412012 | 1472200926 | U00001 | EP001 | RICHARD M FLYNN POWER PLANT | 120.8396 | 6.1 | 120 | 17.5 | 72 | 0 | 32.4 | 221112 | -73.06 | 40.81 | 1320 | R63-0083 | 125 | 120 | 7314 | 001 | 7314_G_NA1 | 11742 |  | R63-0083
36103 |  | New York | Suffolk | 8121711 | 4705613 | 4551212 | 1472600130 | U00001 | 00001 | NORTHPORT POWER STATION | 243.4656 | 202.6497 | 600 | 16.8 | 325 | 306.6 | 84 | 221112 | -73.34 | 40.92 | 3900 | R63-0142 | 125 | 100 | 2516 | 1 | 2516_B_1 | 11768 | 10 | R63-0142
36103 |  | New York | Suffolk | 8121711 | 4705713 | 4551612 | 1472600130 | U00002 | 00002 | NORTHPORT POWER STATION | 381.8595 | 461.547 | 600 | 16.8 | 325 | 306.6 | 84 | 221112 | -73.34 | 40.92 | 3900 | R63-0142 | 125 | 100 | 2516 | 2 | 2516_B_2 | 11768 | 10 | R63-0142
36103 |  | New York | Suffolk | 8121711 | 4705813 | 4551312 | 1472600130 | U00003 | 00003 | NORTHPORT POWER STATION | 391.8943 | 272.4042 | 600 | 16.8 | 325 | 306.6 | 84 | 221112 | -73.34 | 40.92 | 3900 | R63-0142 | 125 | 100 | 2516 | 3 | 2516_B_3 | 11768 | 10 | R63-0142
36103 |  | New York | Suffolk | 8121711 | 4705913 | 4551012 | 1472600130 | U00004 | 00004 | NORTHPORT POWER STATION | 408.5119 | 116.6143 | 600 | 16.8 | 325 | 306.6 | 84 | 221112 | -73.34 | 40.92 | 3800 | R63-0142 | 125 | 100 | 2516 | 4 | 2516_B_4 | 11768 | 10 | R63-0142
36103 |  | New York | Suffolk | 8452011 | 579613 | 578712 | 1472001046 | UGT001 | GT001 | WEST BABYLON GT FACILITY | 17.1509 | 5.985 | 46 | 20.6 | 980 | 127.8 | 61.7 | 221112 | -73.34 | 40.69 | 49 | R63-0083 | 125 | 120 | 2521 | UGT001 | 2521_G_4 | 11704 |  | R63-0083
36103 |  | New York | Suffolk | 8452411 | 575713 | 576412 | 1472200105 | U00018 | 00018 | HOLTSVILLE GT FACILITY | 5.888 | 0.4445 | 44 | 7.2 | 1280 | 87.4 | 127 | 221112 | -73.06 | 40.81 |  |  | 125 | 120 | 8007 | U00018 | 8007_X_U00018 | 11742
36103 |  | New York | Suffolk | 8452411 | 575813 | 574812 | 1472200105 | U00001 | 00001 | HOLTSVILLE GT FACILITY | 14.4401 | 0.4645 | 44 | 7.2 | 1260 | 87.4 | 127 | 221112 | -73.06 | 40.81 | 53 |  | 125 | 120 | 8007 | U00001 | 8007_G_1 | 11742
36103 |  | New York | Suffolk | 8452411 | 575913 | 576212 | 1472200105 | U00011 | 00011 | HOLTSVILLE GT FACILITY | 7.0026 | 0.5285 | 44 | 7.2 | 1280 | 87.4 | 127 | 221112 | -73.06 | 40.81 |  |  | 125 | 120 | 8007 | U00011 | 8007_X_U00011 | 11742
36103 |  | New York | Suffolk | 8452411 | 576013 | 575512 | 1472200105 | U00012 | 00012 | HOLTSVILLE GT FACILITY | 7.0026 | 0.5285 | 44 | 7.2 | 1280 | 87.4 | 127 | 221112 | -73.06 | 40.81 |  |  | 125 | 120 | 8007 | U00012 | 8007_X_U00012 | 11742
36103 |  | New York | Suffolk | 8452411 | 576113 | 576312 | 1472200105 | U00013 | 00013 | HOLTSVILLE GT FACILITY | 5.3947 | 0.4195 | 44 | 7.2 | 1280 | 87.4 | 127 | 221112 | -73.06 | 40.81 |  |  | 125 | 120 | 8007 | U00013 | 8007_X_U00013 | 11742
36103 |  | New York | Suffolk | 8452411 | 576213 | 576812 | 1472200105 | U00014 | 00014 | HOLTSVILLE GT FACILITY | 5.3947 | 0.4195 | 44 | 7.2 | 1280 | 87.4 | 127 | 221112 | -73.06 | 40.81 |  |  | 125 | 120 | 8007 | U00014 | 8007_X_U00014 | 11742
36103 |  | New York | Suffolk | 8452411 | 576313 | 576012 | 1472200105 | U00015 | 00015 | HOLTSVILLE GT FACILITY | 5.4744 | 0.4255 | 44 | 7.2 | 1280 | 87.4 | 127 | 221112 | -73.06 | 40.81 |  |  | 125 | 120 | 8007 | U00015 | 8007_X_U00015 | 11742
36103 |  | New York | Suffolk | 8452411 | 576413 | 575912 | 1472200105 | U00009 | 00009 | HOLTSVILLE GT FACILITY | 11.5645 | 0.372 | 44 | 7.2 | 1260 | 87.4 | 127 | 221112 | -73.06 | 40.81 | 57 |  | 125 | 120 | 8007 | U00009 | 8007_G_9 | 11742
36103 |  | New York | Suffolk | 8452411 | 576513 | 575812 | 1472200105 | U00017 | 00017 | HOLTSVILLE GT FACILITY | 5.888 | 0.4445 | 44 | 7.2 | 1280 | 87.4 | 127 | 221112 | -73.06 | 40.81 |  |  | 125 | 120 | 8007 | U00017 | 8007_X_U00017 | 11742
36103 |  | New York | Suffolk | 8452411 | 576613 | 575312 | 1472200105 | U00008 | 00008 | HOLTSVILLE GT FACILITY | 9.0505 | 0.291 | 44 | 7.2 | 1260 | 87.4 | 127 | 221112 | -73.06 | 40.81 | 52 |  | 125 | 120 | 8007 | U00008 | 8007_G_8 | 11742
36103 |  | New York | Suffolk | 8452411 | 576713 | 577012 | 1472200105 | U00019 | 00019 | HOLTSVILLE GT FACILITY | 10.8796 | 0.798 | 44 | 7.2 | 1280 | 87.4 | 127 | 221112 | -73.06 | 40.81 |  |  | 125 | 120 | 8007 | U00019 | 8007_X_U00019 | 11742
36103 |  | New York | Suffolk | 8452411 | 576813 | 575612 | 1472200105 | U00020 | 00020 | HOLTSVILLE GT FACILITY | 10.8796 | 0.798 | 44 | 7.2 | 1280 | 87.4 | 127 | 221112 | -73.06 | 40.81 |  |  | 125 | 120 | 8007 | U00020 | 8007_X_U00020 | 11742
36103 |  | New York | Suffolk | 8452411 | 577313 | 576112 | 1472200105 | U00016 | 00016 | HOLTSVILLE GT FACILITY | 5.4744 | 0.4255 | 44 | 7.2 | 1280 | 87.4 | 127 | 221112 | -73.06 | 40.81 |  |  | 125 | 120 | 8007 | U00016 | 8007_X_U00016 | 11742
36103 |  | New York | Suffolk | 8452411 | 577413 | 575212 | 1472200105 | U00002 | 00002 | HOLTSVILLE GT FACILITY | 14.4401 | 0.4645 | 44 | 7.2 | 1260 | 87.4 | 127 | 221112 | -73.06 | 40.81 | 55 |  | 125 | 120 | 8007 | U00002 | 8007_G_2 | 11742
36103 |  | New York | Suffolk | 8452411 | 577513 | 576512 | 1472200105 | U00005 | 00005 | HOLTSVILLE GT FACILITY | 10.809 | 0.3475 | 44 | 7.2 | 1260 | 87.4 | 127 | 221112 | -73.06 | 40.81 | 50 |  | 125 | 120 | 8007 | U00005 | 8007_G_5 | 11742
36103 |  | New York | Suffolk | 8452411 | 577613 | 575712 | 1472200105 | U00007 | 00007 | HOLTSVILLE GT FACILITY | 9.0505 | 0.291 | 44 | 7.2 | 1260 | 87.4 | 127 | 221112 | -73.06 | 40.81 | 52 |  | 125 | 120 | 8007 | U00007 | 8007_G_7 | 11742
36103 |  | New York | Suffolk | 8452411 | 577713 | 576912 | 1472200105 | U00010 | 00010 | HOLTSVILLE GT FACILITY | 11.5645 | 0.372 | 44 | 7.2 | 1260 | 87.4 | 127 | 221112 | -73.06 | 40.81 | 50 |  | 125 | 120 | 8007 | U00010 | 8007_G_10 | 11742
36103 |  | New York | Suffolk | 8452411 | 577813 | 575412 | 1472200105 | U00004 | 00004 | HOLTSVILLE GT FACILITY | 9.6415 | 0.31 | 44 | 7.2 | 1260 | 87.4 | 127 | 221112 | -73.06 | 40.81 | 52 |  | 125 | 120 | 8007 | U00004 | 8007_G_4 | 11742
36103 |  | New York | Suffolk | 8452411 | 577913 | 576712 | 1472200105 | U00003 | 00003 | HOLTSVILLE GT FACILITY | 9.6415 | 0.31 | 44 | 7.2 | 1260 | 87.4 | 127 | 221112 | -73.06 | 40.81 | 50 |  | 125 | 120 | 8007 | U00003 | 8007_G_3 | 11742
36103 |  | New York | Suffolk | 8452411 | 578013 | 574912 | 1472200105 | U00006 | 00006 | HOLTSVILLE GT FACILITY | 10.809 | 0.3475 | 44 | 7.2 | 1260 | 87.4 | 127 | 221112 | -73.06 | 40.81 | 52 |  | 125 | 120 | 8007 | U00006 | 8007_G_6 | 11742
36103 |  | New York | Suffolk | 8452511 | 575113 | 574612 | 1472200108 | UGT008 | GT008 | WADING RIVER GT FACILITY | 16.2491 | 16.356 | 70 | 19.9 | 1000 | 191.7 | 61.7 | 221112 | -72.86 | 40.96 | 81 | R63-0083 | 125 | 120 | 7146 | UGT008 | 7146_G_02 | 11786 |  | R63-0083
36103 |  | New York | Suffolk | 8452511 | 575313 | 574312 | 1472200108 | UGT007 | GT007 | WADING RIVER GT FACILITY | 17.0482 | 18.4355 | 70 | 19.9 | 1000 | 191.7 | 61.7 | 221112 | -72.86 | 40.96 | 78 | R63-0083 | 125 | 120 | 7146 | UGT007 | 7146_G_1 | 11786 |  | R63-0083
36103 |  | New York | Suffolk | 8452511 | 575413 | 574712 | 1472200108 | UGT013 | GT013 | WADING RIVER GT FACILITY | 4.9014 | 1.394 | 45 | 22.1 | 920 | 127.8 | 61.7 | 221112 | -72.86 | 40.96 |  | R63-0083 | 125 | 120 | 7146 | UGT013 | 7146_X_UGT013 | 11786 |  | R63-0083
36103 |  | New York | Suffolk | 8452511 | 575513 | 574212 | 1472200108 | UGT009 | GT009 | WADING RIVER GT FACILITY | 16.8721 | 16.5825 | 70 | 19.9 | 1000 | 191.7 | 61.7 | 221112 | -72.86 | 40.96 | 81 | R63-0083 | 125 | 120 | 7146 | UGT009 | 7146_G_03 | 11786 |  | R63-0083
36103 |  | New York | Suffolk | 8452511 | 575613 | 574412 | 1472200108 | UGT014 | GT014 | WADING RIVER GT FACILITY | 1.8621 | 0.65 | 45 | 14.6 | 1040 | 79.2 | 61.7 | 221112 | -72.86 | 40.96 |  | R63-0083 | 125 | 120 | 7146 | UGT014 | 7146_X_UGT014 | 11786 |  | R63-0083
36103 |  | New York | Suffolk | 8452911 | 574413 | 573412 | 1472202441 | 100001 | P0001 | NISSEQUOGUE COGEN PARTNERS PLANT | 119.16 | 0.786 | 218 | 9 | 326 | 155 | 117 | 221112 | -73.12 | 40.91 | 670 | R63-0083 | 125 | 120 | 54149 | 1 | 54149_G_GEN1 | 11794 | 99 | R63-0083
36103 |  | New York | Suffolk | 8453011 | 574013 | 573112 | 1472400036 | UDG002 | DG002 | MONTAUK GENERATING FACILITY | 3.8611 | 0.007 | 27 | 2.2 | 851 | 2.3 | 35 | 221112 | -71.9578 | 41.0424 | 2 | R63-0087 | 125 | 160 |  |  | 2515_G_2 | 11954 |  | R63-0087
36103 |  | New York | Suffolk | 8453011 | 574113 | 573312 | 1472400036 | UDG003 | DG003 | MONTAUK GENERATING FACILITY | 5.5666 | 0.0105 | 27 | 2.2 | 851 | 2.3 | 35 | 221112 | -71.9578 | 41.0424 | 2 | R63-0087 | 125 | 160 |  |  | 2515_G_3 | 11954 |  | R63-0087
36103 |  | New York | Suffolk | 8453011 | 574213 | 573212 | 1472400036 | UDG004 | DG004 | MONTAUK GENERATING FACILITY | 5.4434 | 0.01 | 27 | 2.2 | 851 | 2.3 | 35 | 221112 | -71.9578 | 41.0424 | 2 | R63-0087 | 125 | 160 |  |  | 2515_G_4 | 11954 |  | R63-0087
36103 |  | New York | Suffolk | 8474611 | 292813 | 306312 | 1472400345 | UDG002 | DG002 | EAST HAMPTON GT FACILITY | 6.1973 | 0.0125 | 27 | 2.2 | 851 | 2.3 | 35 | 221112 | -72.21 | 40.96 | 2 | R63-0087 | 125 | 160 |  |  | 2512_G_2 | 11937 |  | R63-0087
36103 |  | New York | Suffolk | 8474611 | 292913 | 306212 | 1472400345 | UDG003 | DG003 | EAST HAMPTON GT FACILITY | 6.4154 | 0.013 | 27 | 2.2 | 851 | 2.3 | 35 | 221112 | -72.21 | 40.96 | 2 | R63-0087 | 125 | 160 |  |  | 2512_G_3 | 11937 |  | R63-0087
36103 |  | New York | Suffolk | 8474611 | 293013 | 306012 | 1472400345 | UDG004 | DG004 | EAST HAMPTON GT FACILITY | 6.252 | 0.0125 | 27 | 2.2 | 851 | 2.3 | 35 | 221112 | -72.21 | 40.96 | 2 | R63-0087 | 125 | 160 |  |  | 2512_G_4 | 11937 |  | R63-0087
36103 |  | New York | Suffolk | 8474611 | 293113 | 306112 | 1472400345 | UGT001 | GT001 | EAST HAMPTON GT FACILITY | 43.6397 | 15.1825 | 39 | 17.1 | 1150 | 83.3 | 61.7 | 221112 | -72.21 | 40.96 | 19 | R63-0083 | 125 | 120 | 2512 | UGT001 | 2512_G_1 | 11937 |  | R63-0083
36109 |  | New York | Tompkins | 8542611 | 228113 | 237212 | 7503200019 | M00001 | NEW01 | AES CAYUGA | 1827.3 | 10492.4 | 374 | 2.3 | 186 | 1.4 | 65 | 221112 | -76.63 | 42.6 | 4050 | R63-0142 | 125 | 100 | 2535 | 1 | 2535_B_1_2 | 14882 | 139&39 | R63-0142
36121 |  | New York | Wyoming | 7814811 | 3615513 | 3480812 | 9563200010 | S00001 | 00001 | INDECK-SILVER SPRINGS COGENERATION | 5.6636 | 0.03911 | 135 | 11.5 | 290 | 109.4 | 64 | 221112 | -78.07 | 42.65 | 34 | R63-0083 | 125 | 120 | 50449 | 1 | 50449_G_GEN1 | 14550 |  | R63-0083
36123 |  | New York | Yates | 7935711 | 3543313 | 3413912 | 8573600004 | G00004 | 00004 | AES GREENIDGE LLC | 138.2685 | 82.3475 | 250 | 2.333 | 186 | 98.1 | 19.5 | 221112 | -76.9486 | 42.6791 | 1340 | R63-0142 | 125 | 100 | 2527 | 6 | 2527_B_6 | 14441 |  | R63-0142
37019 |  | North Carolina | Brunswick | 8176711 | 6824813 | 69495512 | 3701900067 | G-29 | 1 | CPI USA North Carolina - Southport Plant | 849.5 | 2454.7 | 198 | 8.67 | 315 | 3542.3 | 60 | 221112 | -78.0121 | 33.9437 | 18 |  | 125 | 100 | 10378 | BLR01A | 10378_B_1A_2C | 28461 | 127
37021 |  | North Carolina | Buncombe | 8392811 | 1654113 | 1569412 | 0628 | 1 | 001 | Duke Energy Progress , Inc. - Asheville | 377.72 | 1039.16 | 327 | 16.5 | 124 |  | 56.8 | 221112 | -82.5436 | 35.4707 | 2160 | R63-0142 | 125 | 100 | 2706 | 1 | 2706_B_1 | 28704 | 128&215&139 | R63-0142
37021 |  | North Carolina | Buncombe | 8392811 | 1654213 | 1569712 | 0628 | 2 | 002 | Duke Energy Progress , Inc. - Asheville | 659.45 | 1202.52 | 327 | 16.5 | 121 |  | 56.1 | 221112 | -82.5436 | 35.4706 | 2100 | R63-0142 | 125 | 100 | 2706 | 2 | 2706_B_2 | 28704 | 128&215&139 | R63-0142
37021 |  | North Carolina | Buncombe | 8392811 | 1654313 | 1569612 | 0628 | 3 | 003 | Duke Energy Progress , Inc. - Asheville | 14.81 | 0.26 | 60 | 16.2 | 1131 | 38400.1 | 186.3 | 221112 | -82.5404 | 35.4722 | 1930 | R63-0083 | 125 | 120 | 2706 | 3 | 2706_G_GT1 | 28704 | 213 | R63-0083
37021 |  | North Carolina | Buncombe | 8392811 | 1654413 | 1569512 | 0628 | 4 | 004 | Duke Energy Progress , Inc. - Asheville | 13.96 | 0.23 | 60 | 16.2 | 1131 | 38400.1 | 186.3 | 221112 | -82.5403 | 35.4729 | 1930 | R63-0083 | 125 | 120 | 2706 | 4 | 2706_G_GT2 | 28704 | 213 | R63-0083
37035 |  | North Carolina | Catawba | 8370411 | 408113 | 69507212 | 3703500073 | G-2 | 4 | Duke Energy Carolinas, LLC - Marshall St | 4734.8 | 1304.7 | 281 | 19.5 | 291 | 38913.8 | 130.3 | 221112 | -80.9658 | 35.5972 | 7110 | R63-0142 | 125 | 100 | 2727 | 4 | 2727_B_4 | 28682 | 128&68&67 | R63-0142
37035 |  | North Carolina | Catawba | 8370411 | 408613 | 69507112 | 3703500073 | G-1 | 3 | Duke Energy Carolinas, LLC - Marshall St | 828.7 | 1291 | 281 | 19.5 | 291 | 38913.8 | 130.3 | 221112 | -80.9658 | 35.5972 | 7110 | R63-0142 | 125 | 100 | 2727 | 3 | 2727_B_3 | 28682 | 128&99&67&128&99&67&32 | R63-0142
37035 |  | North Carolina | Catawba | 8370411 | 75331613 | 69506912 | 3703500073 | GR10 | 1 | Duke Energy Carolinas, LLC - Marshall St | 1551.2 | 576.6 | 281 | 15 | 313 | 23549 | 133.3 | 221112 | -80.9658 | 35.5972 | 4760 | R63-0142 | 125 | 100 | 2727 | 1 | 2727_B_1 | 28682 | 128&99&67 | R63-0142
37035 |  | North Carolina | Catawba | 8370411 | 75331813 | 95873912 | 3703500073 | GR11 | CS1&2 | Duke Energy Carolinas, LLC - Marshall St | 1971.1 | 680.6 | 315 | 29.5 | 124 | 39300.8 | 57.5 | 221112 | -80.9658 | 35.5972 | 4540 | R63-0142 | 125 | 100 | 2727 | 2 | 2727_B_2 | 28682 | 128&99&67 | R63-0142
37037 |  | North Carolina | Chatham | 8430611 | 1451913 | 69469812 | 3703700063 | G-2 | EP-2 | Progress Energy Carolinas - Cape Fear Pl | 1243.52 | 4688.15 | 201 | 15.1 | 255 | 10404.5 | 58.1 | 221112 | -79.0506 | 35.5934 | 1930 | R63-0142 | 125 | 100 | 2708 | 6 | 2708_B_6 | 27559 | 128 | R63-0142
37037 |  | North Carolina | Chatham | 8430611 | 1452213 | 69469712 | 3703700063 | G-1 | EP-1 | Progress Energy Carolinas - Cape Fear Pl | 900.69 | 3414.83 | 201 | 12.1 | 268 | 8129.8 | 70.7 | 221112 | -79.0506 | 35.5934 | 1640 | R63-0142 | 125 | 100 | 2708 | 5 | 2708_B_5 | 27559 | 128 | R63-0142
37049 |  | North Carolina | Craven | 8505111 | 546713 | 69206112 | 3704900158 | G-1 | stack1 | Craven County Wood Energy | 946.8 | 15.7 | 230 | 10.7 | 315 | 4046.4 | 45 | 221118 | -77.1678 | 35.1322 | 666 | R63-0040 | 125 | 100 | 10525 | ES5A | 10525_B_ES5A | 28562 | 128&210 | R63-0040
37051 |  | North Carolina | Cumberland | 8134411 | 5498113 | 69415312 | 3705100094 | G-35 | STACK3 | Public Works Commission Butler-Warner Ge | 25.6256 | 0.7128 | 74.5 | 14.2 | 410 | 586.4 | 3.7 | 221112 | -78.8295 | 35.0983 | 20 |  |  | 120 | 1016 | GT-1 | 1016_G_7 | 28306 | 46
37051 |  | North Carolina | Cumberland | 8134411 | 5498113 | 69415412 | 3705100094 | G-35 | STACK1 | Public Works Commission Butler-Warner Ge | 3.4944 | 0.0972 | 42.8 | 11.9 | 900 | 910 | 8.2 | 221112 | -78.8295 | 35.0983 | 20 |  |  | 120 | 1016 | GT-6 | 1016_G_7 | 28306 | 46
37055 |  | North Carolina | Dare | 8135811 | 5494513 | 69016912 | 3705500021 | G-8 | EP001 | NCEMC - Buxton | 5.0328 | 0.0012 | 53 | 2.33 | 620 | 388.1 | 91 | 221122 | -75.5351 | 35.2674 | 3 | R63-0087 | 125 | 160 |  |  | 2783_G_1A | 27920 |  | R63-0087
37055 |  | North Carolina | Dare | 8135811 | 5494513 | 95918912 | 3705500021 | G-8 | EP002 | NCEMC - Buxton | 7.9686 | 0.0019 | 53 | 2.33 | 620 | 388.1 | 91 | 221122 | -75.5351 | 35.2674 | 3 | R63-0087 | 125 | 160 |  |  | 2783_G_1A | 27920 |  | R63-0087
37055 |  | North Carolina | Dare | 8135811 | 5494513 | 95919012 | 3705500021 | G-8 | EP003 | NCEMC - Buxton | 8.8074 | 0.0021 | 53 | 2.33 | 620 | 388.1 | 91 | 221122 | -75.5351 | 35.2674 | 3 | R63-0087 | 125 | 160 |  |  | 2783_G_1A | 27920 |  | R63-0087
37055 |  | North Carolina | Dare | 8135811 | 5494513 | 95919112 | 3705500021 | G-8 | EP004 | NCEMC - Buxton | 10.0656 | 0.0024 | 53 | 2.33 | 620 | 388.1 | 91 | 221122 | -75.5351 | 35.2674 | 3 | R63-0087 | 125 | 160 |  |  | 2783_G_1A | 27920 |  | R63-0087
37055 |  | North Carolina | Dare | 8135811 | 5494513 | 95919212 | 3705500021 | G-8 | EP005 | NCEMC - Buxton | 10.0656 | 0.0024 | 53 | 2.33 | 620 | 388.1 | 91 | 221122 | -75.5351 | 35.2674 | 3 | R63-0087 | 125 | 160 |  |  | 2783_G_1A | 27920 |  | R63-0087
37061 |  | North Carolina | Duplin | 8003011 | 75310913 | 69498712 | 3706100116 | GR10 | 1 | Coastal Carolina Clean Power LLC | 251.09 | 106.64 | 150 | 6.92 | 325 | 1985.8 | 52.8 | 221112 | -77.8615 | 35.018 |  |  | 125 | 100 | 10381 | BLR01A | 10381_B_1A | 28349 | 100&121
37065 |  | North Carolina | Edgecombe | 8124311 | 4678013 | 68858512 | 3706500146 | G-26 | EP-1 | Edgecombe Genco, LLC | 810.2 | 176.13 | 198 | 8.67 | 175 | 4841.1 | 82 | 221118 | -77.7528 | 36.0377 | 750 | R63-0142 | 125 | 100 | 10384 | BLR01A | 10384_B_1A | 27809 | 127&215 | R63-0142
37065 |  | North Carolina | Edgecombe | 8124311 | 4679213 | 68858312 | 3706500146 | G-27 | EP-2 | Edgecombe Genco, LLC | 795.3 | 155.6 | 198 | 8.67 | 175 | 4841.1 | 82 | 221118 | -77.7528 | 36.0377 | 750 | R63-0142 | 125 | 100 | 10384 | BLR02A | 10384_B_2B | 27809 | 127&215 | R63-0142
37071 |  | North Carolina | Gaston | 8137511 | 4669913 | 84460312 | 3707100039 | G-15 | ES-2 | Duke Power Company, LLC - Allen Steam St | 421.9 | 201.9 | 252 | 11 | 333 | 12164.2 | 128 | 221112 | -81.0086 | 35.1895 | 1980 | R63-0142 | 125 | 100 | 2718 | 2 | 2718_B_2 | 28012 | 128 | R63-0142
37071 |  | North Carolina | Gaston | 8137511 | 4670113 | 84460512 | 3707100039 | G-17 | ES-4 | Duke Power Company, LLC - Allen Steam St | 1303.5 | 400.4 | 252 | 13.5 | 302 | 22615.9 | 158 | 221112 | -81.0086 | 35.1895 | 3390 | R63-0142 | 125 | 100 | 2718 | 4 | 2718_B_4 | 28012 | 128&99&32 | R63-0142
37071 |  | North Carolina | Gaston | 8137511 | 4670213 | 84460612 | 3707100039 | G-18 | ES-5 | Duke Power Company, LLC - Allen Steam St | 1071.1 | 472.2 | 252 | 13.5 | 302 | 22615.9 | 158 | 221112 | -81.0086 | 35.1895 | 3390 | R63-0142 | 125 | 100 | 2718 | 5 | 2718_B_5 | 28012 | 128&99&32 | R63-0142
37071 |  | North Carolina | Gaston | 8137511 | 4670413 | 84460412 | 3707100039 | G-16 | ES-3 | Duke Power Company, LLC - Allen Steam St | 1101.8 | 366.2 | 252 | 13.5 | 302 | 22615.9 | 158 | 221112 | -81.0086 | 35.1895 | 3390 | R63-0142 | 125 | 100 | 2718 | 3 | 2718_B_3 | 28012 | 128&99&32 | R63-0142
37071 |  | North Carolina | Gaston | 8137511 | 4670513 | 84461012 | 3707100039 | G-14 | ES-1 | Duke Power Company, LLC - Allen Steam St | 502.4 | 224.5 | 252 | 11 | 333 | 12164.2 | 128 | 221112 | -81.0086 | 35.1895 | 1980 | R63-0142 | 125 | 100 | 2718 | 1 | 2718_B_1 | 28012 | 128&140 | R63-0142
37071 |  | North Carolina | Gaston | 8176211 | 6827813 | 69136112 | 3707100040 | G-19 | 8 | Duke Energy Carolinas, LLC - Riverbend S | 220.3 | 1203.7 | 327 | 8.5 | 327 | 4013 | 70.7 | 221112 | -80.9747 | 35.3603 | 1260 | R63-0142 | 125 | 100 | 2732 | 8 | 2732_B_9 | 28020 | 128 | R63-0142
37071 |  | North Carolina | Gaston | 8176211 | 6827913 | 69136212 | 3707100040 | G-20 | 9 | Duke Energy Carolinas, LLC - Riverbend S | 317.2 | 2381.2 | 327 | 9 | 324 | 5080.5 | 79.9 | 221112 | -80.9747 | 35.3603 | 1630 | R63-0142 | 125 | 100 | 2732 | 9 | 2732_B_10 | 28020 | 128 | R63-0142
37071 |  | North Carolina | Gaston | 8176211 | 6828113 | 69136012 | 3707100040 | G-18 | 7 | Duke Energy Carolinas, LLC - Riverbend S | 173.2 | 1127.8 | 327 | 8.5 | 327 | 4013 | 70.7 | 221112 | -80.9747 | 35.3603 | 1550 | R63-0142 | 125 | 100 | 2732 | 7 | 2732_B_8 | 28020 | 128 | R63-0142
37071 |  | North Carolina | Gaston | 8176211 | 6828413 | 69136312 | 3707100040 | G-17 | 10 | Duke Energy Carolinas, LLC - Riverbend S | 393.6 | 2406.1 | 327 | 9 | 324 | 5080.5 | 79.9 | 221112 | -80.9747 | 35.3603 | 1730 | R63-0142 | 125 | 100 | 2732 | 10 | 2732_B_7 | 28020 | 128 | R63-0142
37083 |  | North Carolina | Halifax | 8048111 | 6362813 | 69496412 | 3708300174 | G-7 | EP-1 | Roanoke Valley Energy Facility | 1694.4 | 550.4 | 375 | 12 | 165 | 7916.8 | 70 | 221112 | -77.6175 | 36.4365 | 1700 | R63-0142 | 125 | 100 | 54035 | 1 | 54035_B_BLR1 | 27890 | 127&41&205 | R63-0142
37083 |  | North Carolina | Halifax | 8048111 | 6362913 | 69495912 | 3708300174 | G-27 | EP-15 | Roanoke Valley Energy Facility | 282 | 165.7 | 380 | 6.5 | 160 | 2455.5 | 74 | 221112 | -77.6175 | 36.4365 | 560 | R63-0142 | 125 | 100 | 54755 | 2 | 54755_B_BLR2 | 27890 | 127&41&140 | R63-0142
37083 |  | North Carolina | Halifax | 8286911 | 454813 | 69375812 | 3708300170 | G-4 | Aux2 | Rosemary Power Station | 0.08 |  | 155 | 4 | 310 | 366.9 | 29.2 | 221112 | -77.6627 | 36.4535 | 54 |  | 125 | 100 |  |  | 50555_G_GEN3 | 27870 | 205
37083 |  | North Carolina | Halifax | 8286911 | 455013 | 69376112 | 3708300170 | G-2 | CT2 | Rosemary Power Station | 30.8 | 1.9 | 145 | 11 | 230 | 5901.6 | 62.1 | 221112 | -77.6627 | 36.4535 | 541 | R63-0083 | 125 | 120 | 50555 | 2 | 50555_G_GEN2 | 27870 | 213 | R63-0083
37083 |  | North Carolina | Halifax | 8286911 | 455213 | 69376012 | 3708300170 | G-1 | CT1 | Rosemary Power Station | 57.8 | 1.6 | 145 | 15 | 230 | 12652.8 | 71.6 | 221112 | -77.6627 | 36.4535 | 1140 | R63-0083 | 125 | 120 | 50555 | 1 | 50555_G_GEN1 | 27870 | 213 | R63-0083
37095 |  | North Carolina | Hyde | 8312611 | 189213 | 69016612 | 3709500028 | G-1 | EP001 | NCEMC - Ocracoke | 6.02 |  | 53 | 2.3 | 620 | 378.1 | 91 | 221122 | -75.9804 | 35.1094 | 3 | R63-0087 | 125 | 160 |  |  | 6377_G_1 | 27960 |  | R63-0087
37109 |  | North Carolina | Lincoln | 7731511 | 3480013 | 69137512 | 3710900082 | G-58 | 1 | Duke Energy Corporation LCTS | 87.3 | 4.2 | 65 | 13.8 | 882 | 25575.2 | 171 | 221112 | -81.0372 | 35.4316 | 1450 | R63-0083 | 125 | 120 |  |  | 7277_G_14 | 28164 |  | R63-0083
37129 |  | North Carolina | New Hanover | 8547211 | 1553813 | 69470912 | 3712900036 | G-185 | ICT2A | Carolina Power and Light Company d/b/a | 0.72 | 0.3 | 49.6 | 14 | 845 | 13331 | 86.6 | 221112 | -77.9864 | 34.2829 | 477 | R63-0083 | 125 | 120 | 2713 | 2A | 2713_G_GTA | 28401 |  | R63-0083
37129 |  | North Carolina | New Hanover | 8547211 | 1554013 | 69471012 | 3712900036 | G-186 | ICT2B | Carolina Power and Light Company d/b/a | 5.84 | 2.43 | 49.6 | 14 | 845 | 13331 | 86.6 | 221112 | -77.9864 | 34.2829 | 477 | R63-0083 | 125 | 120 | 2713 | 2B | 2713_G_GTB | 28401 |  | R63-0083
37129 |  | North Carolina | New Hanover | 8547211 | 1554113 | 69470812 | 3712900036 | G-184 | ICT1 | Carolina Power and Light Company d/b/a | 1.01 | 0.03 | 36.5 | 10.2 | 802 | 5017.2 | 61.4 | 221112 | -77.9864 | 34.2829 | 11 | R63-0083 | 125 | 120 |  |  | 2713_G_GT1 | 28401 |  | R63-0083
37129 |  | North Carolina | New Hanover | 8547211 | 1554213 | 69470712 | 3712900036 | G-189 | Unit 3 | Carolina Power and Light Company d/b/a | 2859.13 | 8850.23 | 551 | 16.4 | 297 | 24736.3 | 117.1 | 221112 | -77.9864 | 34.2829 | 4960 | R63-0142 | 125 | 100 | 2713 | 3 | 2713_B_3 | 28401 | 128 | R63-0142
37129 |  | North Carolina | New Hanover | 8547211 | 1554313 | 69470612 | 3712900036 | G-188 | UNIT 1 | Carolina Power and Light Company d/b/a | 578.46 | 2047.03 | 551 | 18 | 288 | 17329.3 | 68.1 | 221112 | -77.9864 | 34.2829 | 1400 | R63-0142 | 125 | 100 | 2713 | 2 | 2713_B_2 | 28401 | 128 | R63-0142
37129 |  | North Carolina | New Hanover | 8547211 | 1554413 | 69470612 | 3712900036 | G-187 | UNIT 1 | Carolina Power and Light Company d/b/a | 588.79 | 2083.59 | 551 | 18 | 288 | 17329.3 | 68.1 | 221112 | -77.9864 | 34.2829 | 1400 | R63-0142 | 125 | 100 | 2713 | 1 | 2713_B_1 | 28401 | 128 | R63-0142
37135 |  | North Carolina | Orange | 8438211 | 316713 | 68808212 | 3713500043 | G-61 | 14-136 | University of North Carolina at Chapel H | 235.44 | 108.24 | 220 | 9 | 305 | 3568.9 | 56.1 | 61131 | -79.0623 | 35.9069 | 323 |  | 148 | 100 | 54276 | ES001 | 54276_B_ES001 | 27599 | 127&42 | R63-0040
37135 |  | North Carolina | Orange | 8438211 | 316813 | 68808212 | 3713500043 | G-62 | 14-136 | University of North Carolina at Chapel H | 181.33 | 84.79 | 220 | 9 | 305 | 3568.9 | 56.1 | 61131 | -79.0623 | 35.9069 | 323 | R63-0040 | 148 | 100 | 54276 | ES002 | 54276_B_ES002 | 27599 | 127&42 | R63-0040
37135 |  | North Carolina | Orange | 8438211 | 316913 | 68808112 | 3713500043 | G-63 | EP-4 | University of North Carolina at Chapel H | 3.98 | 0.04 | 208 | 6 | 300 | 1334.5 | 47.2 | 61131 | -79.0623 | 35.9069 | 338 | R63-0040 | 148 | 100 | 54276 | ES003 | 54276_G_ES003 | 27599 |  | R63-0040
37145 |  | North Carolina | Person | 7826011 | 2214613 | 69466412 | 3714500029 | G-29 | EP-1a | Progress Energy - Roxboro Plant | 1098.5 | 1650.02 | 400 | 22 | 126 | 17714.2 | 46.6 | 221112 | -79.0702 | 36.4817 | 4720 | R63-0142 | 125 | 100 | 2712 | 1 | 2712_B_1 | 27343 | 128&141&139 | R63-0142
37145 |  | North Carolina | Person | 7826011 | 2214813 | 69466012 | 3714500029 | G-36 | EP-4a | Progress Energy - Roxboro Plant | 2232.9 | 3101.02 | 400 | 30.5 | 127 | 34339 | 47 | 221112 | -79.0702 | 36.4817 | 4300 | R63-0142 | 125 | 100 | 2712 | 4A | 2712_B_4A | 27343 | 128&41&141&139 | R63-0142
37145 |  | North Carolina | Person | 7826011 | 2215313 | 69466312 | 3714500029 | G-35 | EP-3a | Progress Energy - Roxboro Plant | 2531.74 | 2720.04 | 400 | 30.5 | 128 | 34339 | 47 | 221112 | -79.0702 | 36.4817 | 4260 | R63-0142 | 125 | 100 | 2712 | 3B | 2712_B_3B | 27343 | 128&141&139 | R63-0142
37145 |  | North Carolina | Person | 7826011 | 2215313 | 69466912 | 3714500029 | G-35 | EP-3 | Progress Energy - Roxboro Plant |  |  | 800 | 23.9 | 302 | 49932.2 | 111.3 | 221112 | -79.0702 | 36.4817 | 4260 | R63-0142 | 125 | 100 |  |  | 2712_B_3B | 27343 |  | R63-0142
37145 |  | North Carolina | Person | 7826011 | 2215413 | 69466212 | 3714500029 | G-30 | EP-2a | Progress Energy - Roxboro Plant | 924.71 | 1864.02 | 400 | 28.5 | 126 | 32088.4 | 50.3 | 221112 | -79.0702 | 36.4817 | 7040 | R63-0142 | 125 | 100 | 2712 | 2 | 2712_B_2 | 27343 | 128&141&139&128&41&141&139 | R63-0142
37145 |  | North Carolina | Person | 7826111 | 2214013 | 69467812 | 3714500045 | G-46 | ES-1 | Progress Energy - Mayo Facility | 1510.28 | 7235.33 | 380 | 30.5 | 125 | 39166.7 | 53.6 | 221112 | -78.89 | 36.526 | 4550 | R63-0142 | 125 | 100 | 6250 | 1A | 6250_B_1A | 27574 | 128&139&128&51&139 | R63-0142
37145 |  | North Carolina | Person | 7826311 | 2212213 | 69494612 | 3714500056 | G-21 | S1 | CPI USA North Carolina - Roxboro Plant | 310 | 966.5 | 198 | 8.67 | 315 | 3542.3 | 60 | 221112 | -78.9612 | 36.4347 |  |  | 125 | 100 | 10379 | BLR01A | 10379_B_01ABC | 27573 | 127
37153 |  | North Carolina | Richmond | 8490411 | 281213 | 69465112 | 3715300070 | G-9 | EP-UNIT 8 | Progress Energy Carolinas Inc. - Richmon | 51 | 3.3 | 145 | 17.7 | 184 | 16239.8 | 66 | 221112 | -79.7402 | 34.8388 | 1630 | R63-0083 | 125 | 120 | 7805 | 8 | 7805_G_8 | 28345 | 139 | R63-0083
37153 |  | North Carolina | Richmond | 8490411 | 281313 | 69465212 | 3715300070 | G-21 | EP-AUX BOI | Progress Energy Carolinas Inc. - Richmon | 0.34 |  | 40 | 2 | 480 | 96.4 | 30.7 | 221112 | -79.7402 | 34.8388 | 168 |  | 125 | 100 |  |  | 7805_G_ST4 | 28345
37153 |  | North Carolina | Richmond | 8490411 | 281513 | 69465012 | 3715300070 | G-15 | EP-Unit 7 | Progress Energy Carolinas Inc. - Richmon | 46.05 | 3.21 | 145 | 17.7 | 184 | 16239.8 | 66 | 221112 | -79.7402 | 34.8388 | 1630 | R63-0083 | 125 | 120 | 7805 | 7 | 7805_G_7 | 28345 | 139 | R63-0083
37153 |  | North Carolina | Richmond | 8490411 | 281613 | 69464912 | 3715300070 | G-14 | EP-Unit 6 | Progress Energy Carolinas Inc. - Richmon | 69.17 | 1.13 | 115 | 17.7 | 1089 | 38335.7 | 155.8 | 221112 | -79.7402 | 34.8388 | 1630 | R63-0083 | 125 | 120 | 7805 | 6 | 7805_G_6 | 28345 | 213&25 | R63-0083
37153 |  | North Carolina | Richmond | 8490411 | 281713 | 69465612 | 3715300070 | G-10 | EP-UNIT 1 | Progress Energy Carolinas Inc. - Richmon | 64.13 | 1.1 | 115 | 17.7 | 1089 | 38335.7 | 155.8 | 221112 | -79.7402 | 34.8388 | 1630 | R63-0083 | 125 | 120 | 7805 | 1 | 7805_G_001 | 28345 | 213&25 | R63-0083
37153 |  | North Carolina | Richmond | 8490411 | 281813 | 69465712 | 3715300070 | G-11 | EP-UNIT 2 | Progress Energy Carolinas Inc. - Richmon | 49.05 | 0.78 | 115 | 17.7 | 1089 | 38335.7 | 155.8 | 221112 | -79.7402 | 34.8388 | 1630 | R63-0083 | 125 | 120 | 7805 | 2 | 7805_G_002 | 28345 | 213&25 | R63-0083
37153 |  | North Carolina | Richmond | 8490411 | 281913 | 69465812 | 3715300070 | G-12 | EP-UNIT 3 | Progress Energy Carolinas Inc. - Richmon | 61.09 | 0.99 | 115 | 17.7 | 1089 | 38335.7 | 155.8 | 221112 | -79.7402 | 34.8388 | 1630 | R63-0083 | 125 | 120 | 7805 | 3 | 7805_G_003 | 28345 | 213&25 | R63-0083
37153 |  | North Carolina | Richmond | 8490411 | 282013 | 69465912 | 3715300070 | G-13 | EP-UNIT 4 | Progress Energy Carolinas Inc. - Richmon | 63.11 | 1.02 | 115 | 17.7 | 1089 | 38335.7 | 155.8 | 221112 | -79.7402 | 34.8388 | 1630 | R63-0083 | 125 | 120 | 7805 | 4 | 7805_G_004 | 28345 | 213&25 | R63-0083
37153 |  | North Carolina | Richmond | 8490411 | 98738513 | 95896812 | 3715300070 | G-31 | EP-ES13 | Progress Energy Carolinas Inc. - Richmon | 55.22 | 3.82 | 205 | 18 | 260 | 18779.8 | 73.8 | 221112 | -79.7402 | 34.8388 |  |  | 125 | 120 |  |  | 7805_G_001a | 28345 | 65
37153 |  | North Carolina | Richmond | 8490411 | 98738613 | 95896912 | 3715300070 | G-32 | EP-ES14 | Progress Energy Carolinas Inc. - Richmon | 56.25 | 4.22 | 205 | 18 | 260 | 18779.8 | 73.8 | 221112 | -79.7402 | 34.8388 |  |  | 125 | 120 |  |  | 7805_G_001b | 28345 | 65
37155 |  | North Carolina | Robeson | 8491111 | 278513 | 69469412 | 3715500147 | G-29 | EP-4 | Progress Energy Carolinas, Inc., W.H. We | 7 | 2.9 | 62.9 | 19 | 1038 | 17834 | 62.9 | 221112 | -78.9744 | 34.5881 | 573 | R63-0083 | 125 | 120 | 2716 | 6 | 2716_G_GT4 | 28358 |  | R63-0083
37155 |  | North Carolina | Robeson | 8491111 | 278613 | 69469512 | 3715500147 | G-28 | EP-5 | Progress Energy Carolinas, Inc., W.H. We | 6.6 | 2.7 | 62.9 | 19 | 1038 | 17834 | 62.9 | 221112 | -78.9744 | 34.5881 | 573 | R63-0083 | 125 | 120 | 2716 | 5 | 2716_G_GT3 | 28358 |  | R63-0083
37155 |  | North Carolina | Robeson | 8491111 | 278713 | 69469312 | 3715500147 | G-27 | EP-3 | Progress Energy Carolinas, Inc., W.H. We | 6.1 | 2.6 | 62.9 | 19 | 1038 | 17834 | 62.9 | 221112 | -78.9744 | 34.5881 | 573 | R63-0083 | 125 | 120 | 2716 | 4 | 2716_G_GT2 | 28358 |  | R63-0083
37155 |  | North Carolina | Robeson | 8491111 | 278813 | 69469212 | 3715500147 | G-26 | EP-2 | Progress Energy Carolinas, Inc., W.H. We | 332.8 | 1143.21 | 200 | 12.5 | 291 | 3472.9 | 28.3 | 221112 | -78.9744 | 34.5881 | 1300 | R63-0142 | 125 | 100 | 2716 | 3 | 2716_B_3 | 28358 | 128 | R63-0142
37155 |  | North Carolina | Robeson | 8491111 | 278913 | 69469112 | 3715500147 | G-25 | EP-1 | Progress Energy Carolinas, Inc., W.H. We | 285.3 | 546.06 | 200 | 12.5 | 306 | 8344.9 | 68 | 221112 | -78.9744 | 34.5881 | 700 | R63-0142 | 125 | 100 | 2716 | 2 | 2716_B_2 | 28358 | 128 | R63-0142
37155 |  | North Carolina | Robeson | 8491111 | 279013 | 69469112 | 3715500147 | G-24 | EP-1 | Progress Energy Carolinas, Inc., W.H. We | 114.35 | 225.05 | 200 | 12.5 | 306 | 8344.9 | 68 | 221112 | -78.9744 | 34.5881 | 700 | R63-0142 | 125 | 100 | 2716 | 1 | 2716_B_1 | 28358 | 128 | R63-0142
37155 |  | North Carolina | Robeson | 8491111 | 279113 | 69469612 | 3715500147 | G-23 | EP-6 | Progress Energy Carolinas, Inc., W.H. We | 6.9 | 2.9 | 62.9 | 19 | 1038 | 17834 | 62.9 | 221112 | -78.9744 | 34.5881 | 573 | R63-0083 | 125 | 120 | 2716 | 7 | 2716_G_GT1 | 28358 |  | R63-0083
37157 |  | North Carolina | Rockingham | 8009611 | 4041413 | 69505612 | 3715700015 | G-21 | EP-3A | Duke Energy Carolinas, LLC - Dan River S | 135.85 | 534.75 | 188 | 9 | 331 | 5025.8 | 79 | 221112 | -79.7206 | 36.4861 | 1710 | R63-0142 | 125 | 100 | 2723 | 3 | 2723_B_3 | 27288 | 128 | R63-0142
37157 |  | North Carolina | Rockingham | 8009611 | 4041413 | 69505712 | 3715700015 | G-21 | EP-3B | Duke Energy Carolinas, LLC - Dan River S | 135.85 | 534.75 | 188 | 9 | 331 | 5025.8 | 79 | 221112 | -79.7206 | 36.4861 | 1710 | R63-0142 | 125 | 100 | 2723 | 3 | 2723_B_3 | 27288 | 128 | R63-0142
37157 |  | North Carolina | Rockingham | 8009611 | 4041513 | 69506112 | 3715700015 | G-22 | EP-1 | Duke Energy Carolinas, LLC - Dan River S | 130.1 | 437.6 | 180 | 10.5 | 347 | 6580.9 | 76 | 221112 | -79.7206 | 36.4861 | 1140 | R63-0142 | 125 | 100 | 2723 | 1 | 2723_B_1 | 27288 | 128 | R63-0142
37157 |  | North Carolina | Rockingham | 8009611 | 4041913 | 69505512 | 3715700015 | G-23 | EP-2 | Duke Energy Carolinas, LLC - Dan River S | 130.9 | 439.6 | 180 | 10.5 | 347 | 6580.9 | 76 | 221112 | -79.7206 | 36.4861 | 1140 | R63-0142 | 125 | 100 | 2723 | 2 | 2723_B_2 | 27288 | 128 | R63-0142
37159 |  | North Carolina | Rowan | 8506911 | 265613 | 69139312 | 3715900004 | G-5 | ES-9 Stack | Duke Power Company, LLC - Buck Steam Sta | 333.2 | 1907.5 | 216 | 8 | 334 | 4624.4 | 92 | 221112 | -80.3773 | 35.7136 | 1440 | R63-0142 | 125 | 100 | 2720 | 9 | 2720_B_9 | 28146 | 128 | R63-0142
37159 |  | North Carolina | Rowan | 8506911 | 265713 | 69139312 | 3715900004 | G-4 | ES-9 Stack | Duke Power Company, LLC - Buck Steam Sta | 305.8 | 1931.5 | 216 | 8 | 334 | 4624.4 | 92 | 221112 | -80.3773 | 35.7136 | 1440 | R63-0142 | 125 | 100 | 2720 | 8 | 2720_B_8 | 28146 | 128 | R63-0142
37159 |  | North Carolina | Rowan | 8506911 | 265713 | 95800412 | 3715900004 | G-4 | ES-8 Stack | Duke Power Company, LLC - Buck Steam Sta |  |  | 216 | 8 | 334 | 4624.4 | 92 | 221112 | -80.3773 | 35.7136 | 1440 | R63-0142 | 125 | 100 | 2720 | 8 | 2720_B_8 | 28146 |  | R63-0142
37159 |  | North Carolina | Rowan | 8508011 | 255913 | 68936112 | 3715900163 | G-1 | Unit 1 | Plant Rowan County | 5.3 | 0.1 | 100 | 17.7 | 1066 | 38335.7 | 155.8 | 221112 | -80.6028 | 35.7317 | 1630 |  | 125 | 120 | 7826 | 1 | 7826_G_001 | 28147
37159 |  | North Carolina | Rowan | 8508011 | 256013 | 68936212 | 3715900163 | G-2 | Unit 2 | Plant Rowan County | 4.7 | 0.1 | 100 | 17.7 | 1066 | 38335.7 | 155.8 | 221112 | -80.6028 | 35.7317 | 1630 |  | 125 | 120 | 7826 | 2 | 7826_G_002 | 28147
37159 |  | North Carolina | Rowan | 8508011 | 256113 | 68935912 | 3715900163 | G-3 | Unit 3 | Plant Rowan County | 7.7 | 0.3 | 100 | 17.7 | 1066 | 38335.7 | 155.8 | 221112 | -80.6028 | 35.7317 | 1630 |  | 125 | 120 | 7826 | 3 | 7826_G_003 | 28147
37159 |  | North Carolina | Rowan | 8508011 | 74216013 | 89416812 | 3715900163 | G-4 | Unit 4 | Plant Rowan County | 53.2 | 2.7 | 184 | 19 | 184 | 16481.5 | 58.1 | 221112 | -80.6028 | 35.7317 | 1630 |  | 125 | 140 | 7826 | 4 | 7826_G_4 | 28147 | 65
37159 |  | North Carolina | Rowan | 8508011 | 74216113 | 68935612 | 3715900163 | G-5 | Unit 5 | Plant Rowan County | 56.4 | 2.7 | 184 | 19 | 184 | 16481.5 | 58.1 | 221112 | -80.6028 | 35.7317 | 1630 |  | 125 | 140 | 7826 | 5 | 7826_G_5 | 28147 | 65
37161 |  | North Carolina | Rutherford | 8300611 | 452213 | 95800612 | 3716100028 | G-86 | EP-FGD-5 | Duke Energy Carolinas, LLC - Cliffside S | 709.5 | 308.1 | 494 | 25 | 118 | 27601.8 | 56.2 | 221112 | -81.762 | 35.2182 | 6080 | R63-0142 | 125 | 100 | 2721 | 5 | 2721_B_5 | 28024 | 109&52&32&206&128&128 | R63-0142
37169 |  | North Carolina | Stokes | 8514011 | 1578413 | 69134112 | 3716900004 | G-18 | EP-2 | Duke Energy Carolinas, LLC - Belews Cree | 1961 | 1631.7 | 600 | 24.5 | 307 | 64586.6 | 137 | 221112 | -80.0592 | 36.2825 | 12600 | R63-0142 | 125 | 100 | 8042 | 2 | 8042_B_2 | 27009 | 128&99&32&205&139 | R63-0142
37169 |  | North Carolina | Stokes | 8514011 | 1578913 | 69134412 | 3716900004 | G-17 | EP-1 | Duke Energy Carolinas, LLC - Belews Cree | 2040.7 | 1675.9 | 600 | 24.5 | 307 | 64586.6 | 137 | 221112 | -80.0592 | 36.2825 | 12300 | R63-0142 | 125 | 100 | 8042 | 1 | 8042_B_1 | 27009 | 128&99&32 | R63-0142
37191 |  | North Carolina | Wayne | 7265811 | 10757413 | 69468512 | 3719100017 | G-2 | U 1/2 | Progress Energy - H.F. Lee Plant | 584.14 | 1544.52 | 300 | 13.5 | 280 | 12882.5 | 90 | 221112 | -78.0875 | 35.3807 | 919 | R63-0142 | 125 | 100 | 2709 | 1 | 2709_B_1 | 27530 | 112&128 | R63-0142
37191 |  | North Carolina | Wayne | 7265811 | 10757513 | 69468612 | 3719100017 | G-4 | U 3 | Progress Energy - H.F. Lee Plant | 1734.45 | 7046.6 | 300 | 19 | 299 | 37766 | 133.2 | 221112 | -78.0875 | 35.3807 | 3230 | R63-0142 | 125 | 100 | 2709 | 3 | 2709_B_3 | 27530 | 112&128 | R63-0142
37191 |  | North Carolina | Wayne | 7265811 | 10757613 | 69468512 | 3719100017 | G-3 | U 1/2 | Progress Energy - H.F. Lee Plant | 253.66 | 1015.41 | 300 | 13.5 | 280 | 12882.5 | 90 | 221112 | -78.0875 | 35.3807 | 1190 | R63-0142 | 125 | 100 | 2709 | 2 | 2709_B_2 | 27530 | 128 | R63-0142
37191 |  | North Carolina | Wayne | 7265811 | 10757813 | 69469012 | 3719100017 | G-20 | 12/13 | Progress Energy - H.F. Lee Plant | 21.9 | 1.26 | 100 | 17.7 | 1122 | 39369.1 | 160 | 221112 | -78.0875 | 35.3807 | 21 | R63-0083 | 125 | 120 | 2709 | 12 | 2709_G_GT4 | 27530 |  | R63-0083
37191 |  | North Carolina | Wayne | 7265811 | 10758013 | 69468812 | 3719100017 | G-18 | ICT234 | Progress Energy - H.F. Lee Plant | 0.79 | 0.33 | 34 | 11.3 | 906 | 10490.1 | 104.6 | 221112 | -78.0875 | 35.3807 | 21 | R63-0083 | 125 | 120 | 2709 | 6 | 2709_G_GT2 | 27530 |  | R63-0083
37191 |  | North Carolina | Wayne | 7265811 | 10758113 | 69468912 | 3719100017 | G-19 | 10/11 | Progress Energy - H.F. Lee Plant | 13.07 | 0.71 | 100 | 17.7 | 1122 | 39369.1 | 160 | 221112 | -78.0875 | 35.3807 | 21 | R63-0083 | 125 | 120 | 2709 | 10 | 2709_G_GT3 | 27530 |  | R63-0083
38055 |  | North Dakota | Mclean | 8011011 | 64296413 | 59074712 | 347 | 973 | 618 | Coal Creek Station | 4397.7 | 7161.2 | 675 | 26.5 | 230 | 40710.8 | 84.6 | 221112 | -101.1576 | 47.381 | 6550 | R63-0142 | 125 | 100 | 6030 | 1 | 6030_B_1 | 58576 |  | R63-0142
38055 |  | North Dakota | Mclean | 8011011 | 64296513 | 59074812 | 347 | 974 | 619 | Coal Creek Station | 3579.7 | 7905.7 | 653 | 29 | 178 | 38082.1 | 73.8 | 221112 | -101.1576 | 47.381 | 6380 | R63-0142 | 125 | 100 | 6030 | 2 | 6030_B_2 | 58576 |  | R63-0142
38057 |  | North Dakota | Mercer | 8086311 | 64283513 | 59068612 | 338 | 480 | 151 | Leland Olds Station | 1433.4 | 13218.8 | 350 | 18.79 | 300 | 5000 |  | 221112 | -101.3202 | 47.2825 | 3080 | R63-0142 | 125 | 100 | 2817 | 1 | 2817_B_1 | 58571 |  | R63-0142
38057 |  | North Dakota | Mercer | 8086311 | 64283613 | 59068612 | 338 | 481 | 151 | Leland Olds Station | 3537.3 | 25571 | 350 | 18.79 | 300 | 5000 |  | 221112 | -101.3202 | 47.2825 | 5530 | R63-0142 | 125 | 100 | 2817 | 2 | 2817_B_2 | 58571 |  | R63-0142
38057 |  | North Dakota | Mercer | 8086411 | 64288913 | 59072112 | 342 | 541 | 164 | Stanton Station | 1079 | 2256 | 255 | 15 | 300 | 2500 |  | 221112 | -101.3318 | 47.2865 | 1880 | R63-0142 | 125 | 100 | 2824 | 1 | 2824_B_1 | 58571 |  | R63-0142
38057 |  | North Dakota | Mercer | 8086411 | 64289013 | 59072112 | 342 | 542 | 164 | Stanton Station | 755 | 144 | 255 | 15 | 300 | 2500 |  | 221112 | -101.3318 | 47.2865 | 780 | R63-0142 | 125 | 100 | 2824 | 10 | 2824_B_10 | 58571 |  | R63-0142
38057 |  | North Dakota | Mercer | 8086511 | 64298413 | 59076112 | 349 | 484 | 156 | Antelope Valley Station | 4284 | 5176 | 600 | 25.779 | 300 | 6666.7 |  | 221112 | -101.8373 | 47.3679 | 4930 | R63-0142 | 125 | 100 | 6469 | B1 | 6469_B_B1 | 58523 |  | R63-0142
38057 |  | North Dakota | Mercer | 8086511 | 64298513 | 59076112 | 349 | 485 | 156 | Antelope Valley Station | 6263 | 8730 | 600 | 25.779 | 300 | 6666.7 |  | 221112 | -101.8373 | 47.3679 | 4930 | R63-0142 | 125 | 100 | 6469 | B2 | 6469_B_B2 | 58523 |  | R63-0142
38057 |  | North Dakota | Mercer | 8086611 | 64297413 | 59075512 | 348 | 979 | 624 | Coyote Station | 13018.7 | 13423.7 | 498 | 21 | 220 | 35317.6 | 102 | 221112 | -101.8157 | 47.2224 | 5800 | R63-0142 | 125 | 100 | 8222 | B1 | 8222_B_B1 | 58523 |  | R63-0142
38059 |  | North Dakota | Morton | 8087011 | 64287213 | 59071212 | 341 | 950 | 599 | RM Heskett Station | 350 | 1119 | 300 | 7.25 | 430 | 3129.9 | 75.7 | 221112 | -100.8857 | 46.8675 | 350 | R63-0142 | 125 | 100 |  |  | 2790_B_B1 | 58554 |  | R63-0142
38059 |  | North Dakota | Morton | 8087011 | 64287313 | 59071312 | 341 | 951 | 600 | RM Heskett Station | 950.5 | 1989.6 | 300 | 12 | 302 | 6974.3 | 61.7 | 221112 | -100.8857 | 46.8675 | 1260 | R63-0142 | 125 | 100 | 2790 | B2 | 2790_B_B2 | 58554 |  | R63-0142
38065 |  | North Dakota | Oliver | 8087911 | 64290913 | 59073612 | 344 | 1786 | 1296 | Milton R. Young Station | 4657.9 | 4049 | 300 | 19 | 335 | 19716.7 | 70 | 221112 | -101.2129 | 47.0671 | 3200 | R63-0142 | 125 | 100 | 2823 | B1 | 2823_B_B1 | 58530 |  | R63-0142
38065 |  | North Dakota | Oliver | 8087911 | 64291013 | 59073712 | 344 | 1787 | 1297 | Milton R. Young Station | 6707.9 | 1868.6 | 550 | 25 | 178 | 28416.7 | 61 | 221112 | -101.2129 | 47.0671 | 6300 | R63-0142 | 125 | 100 | 2823 | B2 | 2823_B_B2 | 58530 |  | R63-0142
39001 |  | Ohio | Adams | 8101311 | 5525713 | 68508212 | 0701000007 | B004 | 2460131 | DP&L, J.M. Stuart Generating Station (07 | 1030 | 1577.5 | 800 | 19 | 290 | 33333.3 |  | 221112 | -83.6939 | 38.6361 | 5650 | R63-0142 | 125 | 100 | 2850 | 4 | 2850_B_4 | 45101 | 128&99&141 | R63-0142
39001 |  | Ohio | Adams | 8101311 | 5525713 | 68508512 | 0701000007 | B004 | 154664 | DP&L, J.M. Stuart Generating Station (07 | 1030 | 1577.5 | 800 | 26 | 127 | 33333.3 |  | 221112 | -83.6939 | 38.6361 | 5650 | R63-0142 | 125 | 100 | 2850 | 4 | 2850_B_4 | 45101 | 128&99&141 | R63-0142
39001 |  | Ohio | Adams | 8101311 | 5525813 | 68508112 | 0701000007 | B003 | 154663 | DP&L, J.M. Stuart Generating Station (07 | 1058 | 990 | 800 | 26 | 127 | 33333.3 |  | 221112 | -83.6939 | 38.6361 | 5650 | R63-0142 | 125 | 100 | 2850 | 3 | 2850_B_3 | 45101 | 128&99&141 | R63-0142
39001 |  | Ohio | Adams | 8101311 | 5525813 | 68508412 | 0701000007 | B003 | 2460130 | DP&L, J.M. Stuart Generating Station (07 | 1058 | 990 | 800 | 19 | 290 | 33333.3 |  | 221112 | -83.6939 | 38.6361 | 5650 | R63-0142 | 125 | 100 | 2850 | 3 | 2850_B_3 | 45101 | 128&99&141 | R63-0142
39001 |  | Ohio | Adams | 8101311 | 5525913 | 68508012 | 0701000007 | B002 | 154662 | DP&L, J.M. Stuart Generating Station (07 | 829 | 686 | 800 | 26 | 127 | 33333.3 |  | 221112 | -83.6939 | 38.6361 | 5650 | R63-0142 | 125 | 100 | 2850 | 2 | 2850_B_2 | 45101 | 128&99&141 | R63-0142
39001 |  | Ohio | Adams | 8101311 | 5525913 | 68508912 | 0701000007 | B002 | 2460129 | DP&L, J.M. Stuart Generating Station (07 | 829 | 686 | 800 | 19 | 290 | 33333.3 |  | 221112 | -83.6939 | 38.6361 | 5650 | R63-0142 | 125 | 100 | 2850 | 2 | 2850_B_2 | 45101 | 128&99&141 | R63-0142
39001 |  | Ohio | Adams | 8101311 | 5526513 | 68508312 | 0701000007 | B001 | 154661 | DP&L, J.M. Stuart Generating Station (07 | 962 | 967 | 800 | 26 | 127 | 33333.3 |  | 221112 | -83.6939 | 38.6361 | 5650 | R63-0142 | 125 | 100 | 2850 | 1 | 2850_B_1 | 45101 | 128&99&141 | R63-0142
39001 |  | Ohio | Adams | 8101311 | 5526513 | 68508612 | 0701000007 | B001 | 2460125 | DP&L, J.M. Stuart Generating Station (07 | 962 | 967 | 800 | 19 | 290 | 33333.3 |  | 221112 | -83.6939 | 38.6361 | 5650 | R63-0142 | 125 | 100 | 2850 | 1 | 2850_B_1 | 45101 | 128&99&141 | R63-0142
39001 |  | Ohio | Adams | 8101411 | 5524813 | 68509312 | 0701000060 | B001 | 154838 | DP&L, Killen Generating Station (0701000 | 3614 | 7721 | 900 | 29 | 121 | 36367.2 |  | 221112 | -83.4803 | 38.6903 | 5930 | R63-0142 | 125 | 100 | 6031 | 2 | 6031_B_2 | 45144 |  | R63-0142
39007 |  | Ohio | Ashtabula | 8103911 | 5517913 | 68106512 | 0204010000 | B008 | 34390 | FirstEnergy Generation Corp., Ashtabula | 1148 | 3454 | 373 | 17 | 255 | 11666.7 |  | 221112 | -80.7698 | 41.9088 | 2330 | R63-0142 | 125 | 100 | 2835 | 7 | 2835_B_7 | 44004-0 | 128&99 | R63-0142
39017 |  | Ohio | Butler | 7920911 | 3177713 | 68617312 | 1409040212 | B010 | 207163 | Smart Papers - Hamilton Mill (1409040212 | 140.08 | 724.07 | 214 | 11 | 379 | 2075.5 |  | 322121 | -84.5622 | 39.4086 | 420 |  | 133 | 100 | 50247 | B010 | 50247_B_B010 | 45013-2 | 121&128
39017 |  | Ohio | Butler | 8454911 | 304613 | 68618112 | 1409040243 | B008 | 207627 | City of Hamilton Department of Public Ut | 98.8 | 280.0059 | 162.8 | 7.5 | 341 | 2116.7 |  | 221112 | -84.5544 | 39.4099 | 325 | R63-0142 | 125 | 100 | 2917 | 8 | 2917_B_8 | 45011 | 128 | R63-0142
39017 |  | Ohio | Butler | 8454911 | 305013 | 68617912 | 1409040243 | B009 | 207628 | City of Hamilton Department of Public Ut | 100.2 | 296.6 | 166 | 10.3 | 325 | 3600 |  | 221112 | -84.5544 | 39.4099 | 729 | R63-0142 | 125 | 100 | 2917 | 9 | 2917_B_9 | 45011 | 100&99&128 | R63-0142
39017 |  | Ohio | Butler | 8455211 | 303513 | 68620112 | 1409120656 | B002 | 208668 | Duke Energy Kentucky, Woodsdale Generati | 6.2 | 0.056 | 213 | 15 | 955 | 25683.3 |  | 221112 | -84.4611 | 39.4489 | 1240 |  | 125 | 120 | 7158 | **GT2 | 7158_G_GT2 | 45067 | 99
39017 |  | Ohio | Butler | 8455211 | 303613 | 68620412 | 1409120656 | B006 | 208672 | Duke Energy Kentucky, Woodsdale Generati | 8.6 | 0.048 | 213 | 15 | 955 | 25683.3 |  | 221112 | -84.4611 | 39.4489 | 1240 |  | 125 | 120 | 7158 | **GT6 | 7158_G_GT6 | 45067 | 99
39017 |  | Ohio | Butler | 8455211 | 303713 | 68620312 | 1409120656 | B005 | 208671 | Duke Energy Kentucky, Woodsdale Generati | 8.7 | 0.059 | 213 | 15 | 955 | 25683.3 |  | 221112 | -84.4611 | 39.4489 | 1240 |  | 125 | 120 | 7158 | **GT5 | 7158_G_GT5 | 45067 | 99
39017 |  | Ohio | Butler | 8455211 | 303813 | 68620212 | 1409120656 | B004 | 208670 | Duke Energy Kentucky, Woodsdale Generati | 12.6 | 0.067 | 213 | 15 | 955 | 25683.3 |  | 221112 | -84.4611 | 39.4489 | 1240 |  | 125 | 120 | 7158 | **GT4 | 7158_G_GT4 | 45067 | 99
39017 |  | Ohio | Butler | 8455211 | 303913 | 68620012 | 1409120656 | B001 | 208667 | Duke Energy Kentucky, Woodsdale Generati | 11.9 | 0.082 | 213 | 15 | 955 | 25683.3 |  | 221112 | -84.4611 | 39.4489 | 1240 |  | 125 | 120 | 7158 | **GT1 | 7158_G_GT1 | 45067 | 99
39017 |  | Ohio | Butler | 8455211 | 304013 | 68620512 | 1409120656 | B003 | 208669 | Duke Energy Kentucky, Woodsdale Generati | 11.7 | 0.073 | 213 | 15 | 955 | 25683.3 |  | 221112 | -84.4611 | 39.4489 | 1240 |  | 125 | 120 | 7158 | **GT3 | 7158_G_GT3 | 45067 | 99
39025 |  | Ohio | Clermont | 8294311 | 1540113 | 68623412 | 1413090154 | B006 | 210403 | Duke Energy Ohio, Wm. H. Zimmer Station | 8439 | 18040 | 573 | 42 | 130 | 65000 |  | 221112 | -84.2284 | 38.869 | 12000 | R63-0142 | 125 | 100 | 6019 | 1 | 6019_B_1 | 45153-9 | 128&99&141&140 | R63-0142
39025 |  | Ohio | Clermont | 8294411 | 1538613 | 68625112 | 1413100008 | B005 | 210598 | Duke Energy Ohio, W.C. Beckjord Station | 2447 | 30560 | 450 | 19 | 300 | 37121.7 |  | 221112 | -84.2925 | 38.9911 | 2370 | R63-0142 | 125 | 100 | 2830 | 5 | 2830_B_5 | 45157-9 | 128&99 | R63-0142
39025 |  | Ohio | Clermont | 8294411 | 1538713 | 68624512 | 1413100008 | B010 | 210571 | Duke Energy Ohio, W.C. Beckjord Station | 0.7 | 0.0016 | 39 | 26.8 | 973 | 18216.7 |  | 221112 | -84.2925 | 38.9911 | 766 |  | 125 | 120 |  |  | 2830_G_GT4 | 45157-9
39025 |  | Ohio | Clermont | 8294411 | 1538813 | 68623912 | 1413100008 | B007 | 210568 | Duke Energy Ohio, W.C. Beckjord Station | 2.1 | 0.004836 | 39 | 26.8 | 973 | 18216.7 |  | 221112 | -84.2925 | 38.9911 | 766 |  | 125 | 120 |  |  | 2830_G_GT1 | 45157-9
39025 |  | Ohio | Clermont | 8294411 | 1539013 | 68624112 | 1413100008 | B003 | 210557 | Duke Energy Ohio, W.C. Beckjord Station | 15.7 | 42 | 375 | 12 | 309 | 7733.3 |  | 221112 | -84.2925 | 38.9911 | 1220 | R63-0142 | 125 | 100 | 2830 | 3 | 2830_B_3 | 45157-9 | 128&99 | R63-0142
39025 |  | Ohio | Clermont | 8294411 | 1539113 | 68624012 | 1413100008 | B002 | 210556 | Duke Energy Ohio, W.C. Beckjord Station | 17.86 | 44.37 | 300 | 12 | 308 | 6096.7 |  | 221112 | -84.2925 | 38.9911 | 999 | R63-0142 | 125 | 100 | 2830 | 2 | 2830_B_2 | 45157-9 | 128 | R63-0142
39025 |  | Ohio | Clermont | 8294411 | 1539413 | 68624612 | 1413100008 | B008 | 210569 | Duke Energy Ohio, W.C. Beckjord Station | 2 | 0.004465 | 39 | 26.8 | 973 | 18216.7 |  | 221112 | -84.2925 | 38.9911 | 766 |  | 125 | 120 |  |  | 2830_G_GT2 | 45157-9
39025 |  | Ohio | Clermont | 8294411 | 1539513 | 68624712 | 1413100008 | B004 | 210558 | Duke Energy Ohio, W.C. Beckjord Station | 832.7 | 2884 | 375 | 12 | 280 | 9800 |  | 221112 | -84.2925 | 38.9911 | 1420 | R63-0142 | 125 | 100 | 2830 | 4 | 2830_B_4 | 45157-9 | 128&99 | R63-0142
39025 |  | Ohio | Clermont | 8294411 | 1539613 | 68625112 | 1413100008 | B006 | 210598 | Duke Energy Ohio, W.C. Beckjord Station | 4220 | 57310 | 450 | 19 | 300 | 37121.7 |  | 221112 | -84.2925 | 38.9911 | 3980 | R63-0142 | 125 | 100 | 2830 | 6 | 2830_B_6 | 45157-9 | 128&99 | R63-0142
39025 |  | Ohio | Clermont | 8294411 | 1539713 | 68623712 | 1413100008 | B009 | 210570 | Duke Energy Ohio, W.C. Beckjord Station | 0.2 | 0.0007745 | 39 | 26.8 | 973 | 18216.7 |  | 221112 | -84.2925 | 38.9911 | 766 |  | 125 | 120 |  |  | 2830_G_GT3 | 45157-9
39031 |  | Ohio | Coshocton | 8010811 | 4030913 | 68430312 | 0616000000 | B007 | 135221 | Conesville Power Plant (0616000000) | 3443.43 | 1680.06 | 800 | 26 | 125 | 41666.7 |  | 221112 | -81.8797 | 40.185 | 4090 | R63-0142 | 125 | 100 | 2840 | 5 | 2840_B_5 | 43811-9 | 128&141 | R63-0142
39031 |  | Ohio | Coshocton | 8010811 | 4031113 | 68429612 | 0616000000 | B004 | 135225 | Conesville Power Plant (0616000000) | 1029.18 | 1803.32 | 800 | 26 | 290 | 44166.7 |  | 221112 | -81.8797 | 40.185 | 7960 | R63-0142 | 125 | 100 | 2840 | 4 | 2840_B_4 | 43811-9 | 128&141&140 | R63-0142
39031 |  | Ohio | Coshocton | 8010811 | 4031213 | 68430312 | 0616000000 | B008 | 135221 | Conesville Power Plant (0616000000) | 3973.4 | 1939.06 | 800 | 26 | 125 | 41666.7 |  | 221112 | -81.8797 | 40.185 | 4090 | R63-0142 | 125 | 100 | 2840 | 6 | 2840_B_6 | 43811-9 | 128&141 | R63-0142
39031 |  | Ohio | Coshocton | 8010811 | 4031713 | 68430112 | 0616000000 | B003 | 135223 | Conesville Power Plant (0616000000) | 442.56 | 4033.14 | 450 | 17.4 | 290 | 8166.7 |  | 221112 | -81.8797 | 40.185 | 1860 | R63-0142 | 125 | 100 | 2840 | 3 | 2840_B_3 | 43811-9 | 128 | R63-0142
39035 |  | Ohio | Cuyahoga | 8250811 | 62513 | 68558412 | 1318000245 | B006 | 179504 | Cleveland Electric Illuminating Co., Lak | 771.3 | 1942 | 320 | 17 | 307 | 15000 |  | 221112 | -81.6375 | 41.5333 | 2240 | R63-0142 | 125 | 100 | 2838 | 18 | 2838_B_18 | 44103 |  | R63-0142
39037 |  | Ohio | Darke | 8257111 | 36113 | 82008512 | 0819070237 | B003 | 161172 | Buckeye Power Greenville Station (081907 | 2.46 | 0.01799 | 60 | 9.5 | 890 | 6533.3 |  | 221112 | -84.615 | 40.0747 | 25 |  | 125 | 120 |  |  | 55228_G_GT2 | 45331 | 99
39037 |  | Ohio | Darke | 8257111 | 36213 | 82008112 | 0819070237 | B001 | 161170 | Buckeye Power Greenville Station (081907 | 2.5 | 0.0183 | 60 | 9.5 | 890 | 6533.3 |  | 221112 | -84.6153 | 40.0742 | 25 |  | 125 | 120 |  |  | 55228_G_GT1 | 45331 | 99
39037 |  | Ohio | Darke | 8257111 | 36413 | 82008012 | 0819070237 | B005 | 161174 | Buckeye Power Greenville Station (081907 | 2.51 | 0.01844 | 60 | 9.5 | 890 | 6533.3 |  | 221112 | -84.615 | 40.0742 | 25 |  | 125 | 120 |  |  | 55228_G_GT3 | 45331 | 99
39037 |  | Ohio | Darke | 8257111 | 36613 | 82008412 | 0819070237 | B007 | 161176 | Buckeye Power Greenville Station (081907 | 1.93 | 0.01425 | 60 | 9.5 | 890 | 6533.3 |  | 221112 | -84.615 | 40.0747 | 25 |  | 125 | 120 |  |  | 55228_G_GT4 | 45331 | 99
39039 |  | Ohio | Defiance | 8257511 | 35213 | 68255912 | 0320010006 | P003 | 84688 | Richland Stryker Generation LLC (0320010 | 8.9 | 0.07 | 98 | 18 | 960 | 30000 |  | 221112 | -84.3389 | 41.3042 | 1670 |  | 125 | 120 |  |  | 2880_G_6 | 43512
39039 |  | Ohio | Defiance | 8257511 | 35713 | 88642512 | 0320010006 | P002 | 84686 | Richland Stryker Generation LLC (0320010 | 9.3 | 0.08 | 64.8 | 18 | 960 | 30000 |  | 221112 | -84.3389 | 41.3042 | 1670 |  | 125 | 120 |  |  | 2880_G_5 | 43512 | 99
39053 |  | Ohio | Gallia | 7983011 | 6441313 | 68438112 | 0627000003 | B004 | 136969 | Ohio Valley Electric Corp., Kyger Creek | 1231 | 22690 | 1000 | 29.3 | 350 | 74250 |  | 221112 | -82.1271 | 38.9196 | 217 | R63-0142 | 125 | 100 | 2876 | 1 | 2876_B_4 | 45620 | 128&99&141 | R63-0142
39053 |  | Ohio | Gallia | 7983011 | 6441513 | 68438112 | 0627000003 | B002 | 136969 | Ohio Valley Electric Corp., Kyger Creek | 1164 | 28980 | 1000 | 29.3 | 350 | 74250 |  | 221112 | -82.1271 | 38.9196 | 217 | R63-0142 | 125 | 100 | 2876 | 4 | 2876_B_2 | 45620 | 128&99&141 | R63-0142
39053 |  | Ohio | Gallia | 7983011 | 6441613 | 68438112 | 0627000003 | B003 | 136969 | Ohio Valley Electric Corp., Kyger Creek | 2915 | 31630 | 1000 | 29.3 | 350 | 74250 |  | 221112 | -82.1271 | 38.9196 | 217 | R63-0142 | 125 | 100 | 2876 | 3 | 2876_B_3 | 45620 | 128&99&141 | R63-0142
39053 |  | Ohio | Gallia | 7983011 | 6441713 | 68438112 | 0627000003 | B001 | 136969 | Ohio Valley Electric Corp., Kyger Creek | 1166 | 29010 | 1000 | 29.3 | 350 | 74250 |  | 221112 | -82.1271 | 38.9196 | 217 | R63-0142 | 125 | 100 | 2876 | 2 | 2876_B_1 | 45620 | 128&99&141 | R63-0142
39053 |  | Ohio | Gallia | 7983011 | 6441913 | 68438112 | 0627000003 | B005 | 136969 | Ohio Valley Electric Corp., Kyger Creek | 2820 | 30610 | 1000 | 29.3 | 350 | 74250 |  | 221112 | -82.1271 | 38.9196 | 217 | R63-0142 | 125 | 100 | 2876 | 5 | 2876_B_5 | 45620 | 128&99&141 | R63-0142
39053 |  | Ohio | Gallia | 8148511 | 5952713 | 68439112 | 0627010056 | B003 | 137243 | General James M. Gavin Power Plant (0627 | 3513.47 | 17200.78 | 830 | 42 | 122 | 36626.7 |  | 221112 | -82.1158 | 38.9342 | 11900 | R63-0142 | 125 | 100 | 8102 | 1 | 8102_B_1 | 45620-0 | 128&141&140 | R63-0142
39053 |  | Ohio | Gallia | 8148511 | 5953013 | 68438912 | 0627010056 | B004 | 137244 | General James M. Gavin Power Plant (0627 | 3480.1 | 16060.58 | 830 | 42 | 125 | 36235 |  | 221112 | -82.115 | 38.9355 | 11900 | R63-0142 | 125 | 100 | 8102 | 2 | 8102_B_2 | 45620-0 | 128&141&140 | R63-0142
39061 |  | Ohio | Hamilton | 7738711 | 2470813 | 68659512 | 1431350093 | B016 | 225121 | Duke Energy Ohio, Miami Fort Station (14 | 1942 | 2386 | 800 | 23.5 | 130 | 29583.3 |  | 221112 | -84.8033 | 39.1128 | 5020 | R63-0142 | 125 | 100 | 2832 | 8 | 2832_B_8 | 45052-0 | 128&99&141 | R63-0142
39061 |  | Ohio | Hamilton | 7738711 | 2471113 | 68658412 | 1431350093 | B007 | 225111 | Duke Energy Ohio, Miami Fort Station (14 | 1673 | 21760 | 590 | 17 | 258 | 12108.3 |  | 221112 | -84.8033 | 39.1128 | 1530 | R63-0142 | 125 | 100 | 2832 | 6 | 2832_B_6 | 45052-0 | 128&99 | R63-0142
39061 |  | Ohio | Hamilton | 7738711 | 2471413 | 68659112 | 1431350093 | B015 | 225118 | Duke Energy Ohio, Miami Fort Station (14 | 2870 | 2765 | 800 | 23.5 | 130 | 29583.3 |  | 221112 | -84.8033 | 39.1128 | 5020 | R63-0142 | 125 | 100 | 2832 | 7 | 2832_B_7 | 45052-0 | 128&99&141 | R63-0142
39081 |  | Ohio | Jefferson | 8115711 | 6045913 | 68446712 | 0641050002 | B002 | 140252 | Cardinal Power Plant (Cardinal Operating | 579.4 | 1651.28 | 1000 | 29.1 | 130 | 33166.7 |  | 221112 | -80.6467 | 40.2528 | 5280 | R63-0142 | 125 | 100 | 2828 | 2 | 2828_B_2 | 43913-1 | 128&99&141 | R63-0142
39081 |  | Ohio | Jefferson | 8115711 | 6046013 | 68446612 | 0641050002 | B001 | 140249 | Cardinal Power Plant (Cardinal Operating | 671.99 | 3166.11 | 1000 | 29.1 | 130 | 33166.7 |  | 221112 | -80.6467 | 40.2531 | 5280 | R63-0142 | 125 | 100 | 2828 | 1 | 2828_B_1 | 43913-1 | 128&99&141 | R63-0142
39081 |  | Ohio | Jefferson | 8115711 | 6046113 | 68447112 | 0641050002 | B009 | 140254 | Cardinal Power Plant (Cardinal Operating | 988.55 | 20301.51 | 423 | 0.1 | 116 | 200000 |  | 221112 | -80.6486 | 40.2522 | 5980 | R63-0142 | 125 | 100 | 2828 | 3 | 2828_B_3 | 43913-1 | 128&99&141 | R63-0142
39081 |  | Ohio | Jefferson | 8115711 | 6046213 | 68446412 | 0641050002 | B008 | 140253 | Cardinal Power Plant (Cardinal Operating | 6.8 | 1.33 | 70 | 6 | 647 | 3816.7 |  | 221112 | -80.6483 | 40.2275 | 498 |  | 125 | 100 | 2828 | B008 | 2828_B_B008 | 43913-1
39081 |  | Ohio | Jefferson | 8190811 | 4408813 | 88664712 | 0641160017 | B010 | 4094990 | W. H. SAMMIS PLANT (0641160017) | 1126 | 410.1 | 850 | 55.4 | 116 | 100506.6 |  | 221112 | -80.6325 | 40.5289 | 1820 | R63-0142 | 125 | 100 | 2866 | 4 | 2866_B_4 | 43961-0 | 100&99&141 | R63-0142
39081 |  | Ohio | Jefferson | 8190811 | 4409013 | 68451012 | 0641160017 | B002 | 141285 | W. H. SAMMIS PLANT (0641160017) | 1.01 | 0.02 | 19.9 | 3.4 | 746 | 415 |  | 221112 | -80.6339 | 40.5319 | 3 |  | 125 | 160 |  |  | 2866_G_A | 43961-0
39081 |  | Ohio | Jefferson | 8190811 | 4409413 | 88664712 | 0641160017 | B013 | 4094990 | W. H. SAMMIS PLANT (0641160017) | 2045 | 1505 | 850 | 55.4 | 116 | 100506.6 |  | 221112 | -80.6325 | 40.5289 | 6070 | R63-0142 | 125 | 100 | 2866 | 7 | 2866_B_7 | 43961-0 | 128&99&141&140 | R63-0142
39081 |  | Ohio | Jefferson | 8190811 | 4409613 | 88664712 | 0641160017 | B008 | 4094990 | W. H. SAMMIS PLANT (0641160017) | 871.1 | 348.4 | 850 | 55.4 | 116 | 100506.6 |  | 221112 | -80.6325 | 40.5289 | 1820 | R63-0142 | 125 | 100 | 2866 | 2 | 2866_B_2 | 43961-0 | 100&99&141 | R63-0142
39081 |  | Ohio | Jefferson | 8190811 | 4409713 | 88664712 | 0641160017 | B007 | 4094990 | W. H. SAMMIS PLANT (0641160017) | 934.6 | 373.3 | 850 | 55.4 | 116 | 100506.6 |  | 221112 | -80.6325 | 40.5289 | 1820 | R63-0142 | 125 | 100 | 2866 | 1 | 2866_B_1 | 43961-0 | 100&99&141 | R63-0142
39081 |  | Ohio | Jefferson | 8190811 | 4409813 | 88664712 | 0641160017 | B012 | 4094990 | W. H. SAMMIS PLANT (0641160017) | 724.2 | 709.5 | 850 | 55.4 | 116 | 100506.6 |  | 221112 | -80.6325 | 40.5289 | 6070 | R63-0142 | 125 | 100 | 2866 | 6 | 2866_B_6 | 43961-0 | 128&99&141&140 | R63-0142
39081 |  | Ohio | Jefferson | 8190811 | 4409913 | 88664712 | 0641160017 | B011 | 4094990 | W. H. SAMMIS PLANT (0641160017) | 860.4 | 416.7 | 850 | 55.4 | 116 | 100506.6 |  | 221112 | -80.6325 | 40.5289 | 3000 | R63-0142 | 125 | 100 | 2866 | 5 | 2866_B_5 | 43961-0 | 128&99&141 | R63-0142
39081 |  | Ohio | Jefferson | 8190811 | 4410213 | 88664712 | 0641160017 | B009 | 4094990 | W. H. SAMMIS PLANT (0641160017) | 982.1 | 389.8 | 850 | 55.4 | 116 | 100506.6 |  | 221112 | -80.6325 | 40.5289 | 1820 | R63-0142 | 125 | 100 | 2866 | 3 | 2866_B_3 | 43961-0 | 100&99&141 | R63-0142
39081 |  | Ohio | Jefferson | 8291611 | 216813 | 68449412 | 0641090234 | B002 | 140981 | Mingo Junction Energy Center, LLC (06410 | 6.58 | 12.36 | 140 | 10 | 350 | 1560.7 |  | 221330 | -80.6042 | 40.3197 | 180 |  |  | 100 |  |  | 55611_B_BOIL2 | 43938
39081 |  | Ohio | Jefferson | 8291611 | 216913 | 68449512 | 0641090234 | B001 | 140980 | Mingo Junction Energy Center, LLC (06410 | 0.04 |  | 140 | 10 | 350 | 1560.7 |  | 221330 | -80.6042 | 40.3197 | 180 |  |  | 100 |  |  | 55611_B_BOIL1 | 43938
39081 |  | Ohio | Jefferson | 8291611 | 217013 | 68449612 | 0641090234 | B004 | 140983 | Mingo Junction Energy Center, LLC (06410 | 74.48 | 73.6 | 140 | 10 | 520 | 1560.7 |  | 221330 | -80.6042 | 40.3197 | 180 |  |  | 100 |  |  | 55611_B_BOIL4 | 43938
39081 |  | Ohio | Jefferson | 8291611 | 217113 | 68449312 | 0641090234 | B003 | 140982 | Mingo Junction Energy Center, LLC (06410 | 74.48 | 136.5 | 140 | 10 | 520 | 1560.7 |  | 221330 | -80.6042 | 40.3197 | 180 |  |  | 100 |  |  | 55611_B_BOIL3 | 43938
39085 |  | Ohio | Lake | 8149311 | 5945213 | 68131612 | 0243110008 | B001 | 46097 | PAINESVILLE MUNICIPAL ELECTRIC PLANT (02 | 465.201 | 2274.03 | 157 | 8 | 300 | 1783.3 |  | 221112 | -81.2539 | 41.7261 | 250 |  | 125 | 100 |  |  | 2936_B_5 | 44077-3
39085 |  | Ohio | Lake | 8149311 | 5945213 | 85697412 | 0243110008 | B001 | 3365387 | PAINESVILLE MUNICIPAL ELECTRIC PLANT (02 | 4.699 | 22.97 | [5 empty] | 221112 | -81.2539 | 41.7261 | 250 |  | 125 | 100 |  |  | 2936_B_5 | 44077-3
39085 |  | Ohio | Lake | 8149311 | 5945413 | 68131412 | 0243110008 | B004 | 46099 | PAINESVILLE MUNICIPAL ELECTRIC PLANT (02 | 38.6892 | 443.718 | 171 | 11.4 | 350 | 1833.3 |  | 221112 | -81.2539 | 41.7261 | 379 |  | 125 | 100 |  |  | 2936_B_4 | 44077-3
39085 |  | Ohio | Lake | 8149311 | 5945413 | 85697412 | 0243110008 | B004 | 3365387 | PAINESVILLE MUNICIPAL ELECTRIC PLANT (02 | 0.3908 | 4.482 | [5 empty] | 221112 | -81.2539 | 41.7261 | 379 |  | 125 | 100 |  |  | 2936_B_4 | 44077-3
39085 |  | Ohio | Lake | 8149511 | 5943313 | 68139112 | 0243160009 | B005 | 48184 | CLEVELAND ELECTRIC ILLUMINATING CO., EA | 5329 | 34270 | 600 | 24 | 236 | 14683.3 |  | 221112 | -81.4395 | 41.6748 | 6040 | R63-0142 | 125 | 100 | 2837 | 5 | 2837_B_5 | 44095 |  | R63-0142
39085 |  | Ohio | Lake | 8149511 | 5943413 | 68139212 | 0243160009 | B004 | 48183 | CLEVELAND ELECTRIC ILLUMINATING CO., EA | 1181 | 3336 | 540 | 16 | 260 | 7616.7 |  | 221112 | -81.4395 | 41.6748 | 2250 | R63-0142 | 125 | 100 | 2837 | 4 | 2837_B_4 | 44095 |  | R63-0142
39085 |  | Ohio | Lake | 8149511 | 5943613 | 68138812 | 0243160009 | B006 | 48185 | CLEVELAND ELECTRIC ILLUMINATING CO., EA | 5.2 | 2.3 | 30 | 16.4 | 498 | 6600 |  | 221112 | -81.4395 | 41.6748 | 469 |  | 125 | 120 | 2837 | 6 | 2837_G_6 | 44095
39085 |  | Ohio | Lake | 8149511 | 5943713 | 68138912 | 0243160009 | B001 | 48180 | CLEVELAND ELECTRIC ILLUMINATING CO., EA | 814.8 | 4306 | 540 | 12 | 260 | 4283.3 |  | 221112 | -81.4395 | 41.6748 | 1320 | R63-0142 | 125 | 100 | 2837 | 1 | 2837_B_1 | 44095 |  | R63-0142
39085 |  | Ohio | Lake | 8149511 | 5943813 | 68138612 | 0243160009 | B003 | 48182 | CLEVELAND ELECTRIC ILLUMINATING CO., EA | 606.5 | 3329 | 540 | 12 | 260 | 4283.3 |  | 221112 | -81.4395 | 41.6748 | 1320 | R63-0142 | 125 | 100 | 2837 | 3 | 2837_B_3 | 44095 |  | R63-0142
39085 |  | Ohio | Lake | 8149511 | 5943913 | 68139012 | 0243160009 | B002 | 48181 | CLEVELAND ELECTRIC ILLUMINATING CO., EA | 509.4 | 3057 | 540 | 12 | 260 | 4283.3 |  | 221112 | -81.4395 | 41.6748 | 1320 | R63-0142 | 125 | 100 | 2837 | 2 | 2837_B_2 | 44095 |  | R63-0142
39087 |  | Ohio | Lawrence | 9279711 | 55248513 | 68514012 | 0744000150 | P001 | 155713 | Duke Energy Hanging Rock II, LLC (074400 | 47.9 | 0.27 | 150 | 18 | 219 | 17040.5 |  | 221112 | -82.7847 | 38.5731 | 170 |  | 125 | 120 | 55736 | CTG1 | 55736_G_CTG1 | 45638 | 99
39087 |  | Ohio | Lawrence | 9279711 | 55248613 | 68513212 | 0744000150 | P002 | 155714 | Duke Energy Hanging Rock II, LLC (074400 | 42.6 | 0.28 | 150 | 18 | 219 | 17040.5 |  | 221112 | -82.785 | 38.5728 | 170 |  | 125 | 120 | 55736 | CTG2 | 55736_G_CTG2 | 45638 | 99
39087 |  | Ohio | Lawrence | 9279711 | 55250113 | 68513412 | 0744000150 | P003 | 155715 | Duke Energy Hanging Rock II, LLC (074400 | 39.9 | 0.25 | 150 | 18 | 219 | 17040.5 |  | 221112 | -82.7836 | 38.5744 | 170 |  | 125 | 120 | 55736 | CTG3 | 55736_G_CTG3 | 45638 | 99
39087 |  | Ohio | Lawrence | 9279711 | 55250213 | 68513512 | 0744000150 | P004 | 155716 | Duke Energy Hanging Rock II, LLC (074400 | 40.9 | 0.27 | 150 | 18 | 219 | 17040.5 |  | 221112 | -82.7839 | 38.5742 | 170 |  | 125 | 120 | 55736 | CTG4 | 55736_G_CTG4 | 45638 | 99
39093 |  | Ohio | Lorain | 8130811 | 6011413 | 68141212 | 0247030013 | B013 | 49640 | Avon Lake Power Plant (0247030013) | 1.84 | 0.07 | 40 | 15.3 | 999 | 16.7 |  | 221112 | -82.0543 | 41.5046 | 469 |  | 125 | 120 |  |  | 2836_G_13 | 44012-0
39093 |  | Ohio | Lorain | 8130811 | 6011613 | 68141012 | 0247030013 | B010 | 49638 | Avon Lake Power Plant (0247030013) | 75.2 | 591.3 | 524 | 10.5 | 380 | 7854.7 |  | 221112 | -82.0543 | 41.5046 | 1130 | R63-0142 | 125 | 100 | 2836 | 10 | 2836_B_10 | 44012-0 |  | R63-0142
39093 |  | Ohio | Lorain | 8130811 | 6011813 | 68141112 | 0247030013 | B012 | 49639 | Avon Lake Power Plant (0247030013) | 4582 | 31450 | 600 | 24 | 310 | 23111.5 |  | 221112 | -82.0543 | 41.5046 | 6040 | R63-0142 | 125 | 100 | 2836 | 12 | 2836_B_12 | 44012-0 | 128&140 | R63-0142
39095 |  | Ohio | Lucas | 8302011 | 444413 | 68391912 | 0448020006 | B002 | 125176 | Toledo Edison Co., Bay Shore Plant (0448 | 1464 | 2235 | 469 | 23 | 153 | 16858.3 |  | 221112 | -83.4375 | 41.6925 | 859 | R63-0142 | 125 | 100 | 2878 | 2 | 2878_B_2 | 43616-0 | 128&99 | R63-0142
39095 |  | Ohio | Lucas | 8302011 | 444513 | 68391912 | 0448020006 | B003 | 125176 | Toledo Edison Co., Bay Shore Plant (0448 | 1709 | 2610 | 469 | 23 | 153 | 16858.3 |  | 221112 | -83.4375 | 41.6925 | 835 | R63-0142 | 125 | 100 | 2878 | 3 | 2878_B_3 | 43616-0 | 128&99 | R63-0142
39095 |  | Ohio | Lucas | 8302011 | 444713 | 68391912 | 0448020006 | B004 | 125176 | Toledo Edison Co., Bay Shore Plant (0448 | 2342 | 3576 | 469 | 23 | 153 | 16858.3 |  | 221112 | -83.4375 | 41.6925 | 1200 | R63-0142 | 125 | 100 | 2878 | 4 | 2878_B_4 | 43616-0 | 128&99 | R63-0142
39095 |  | Ohio | Lucas | 8302011 | 444813 | 68391812 | 0448020006 | B006 | 125175 | Toledo Edison Co., Bay Shore Plant (0448 | 804.3 | 2576 | 300 | 12 | 303 | 9150 |  | 221112 | -83.4389 | 41.6917 | 1790 | R63-0142 | 125 | 100 | 2878 | 1 | 2878_B_1 | 43616-0 |  | R63-0142
39109 |  | Ohio | Miami | 8497311 | 1570113 | 82017212 | 0855100041 | B007 | 164639 | Piqua Municipal Power System (0855100041 | 0.8309 | 0.4768 | 41 | 11.3 | 650 | 700 |  | 221112 | -84.2364 | 40.1319 | 20 |  | 125 | 120 |  |  | 2937_G_8 | 45356-5
39113 |  | Ohio | Montgomery | 8049911 | 6334013 | 82034112 | 0857780013 | B005 | 176020 | DP&L, O.H. Hutchings Generating Station | 69.5 | 225.5 | 250 | 13.9 | 303 | 7933.3 |  | 221112 | -84.2875 | 39.6069 | 703 | R63-0142 | 125 | 100 | 2848 | H-5 | 2848_B_H-5 | 45432-4 | 128&99 | R63-0142
39113 |  | Ohio | Montgomery | 8049911 | 6334213 | 82033912 | 0857780013 | B003 | 176019 | DP&L, O.H. Hutchings Generating Station | 44.2 | 126.3 | 250 | 13.9 | 303 | 7933.3 |  | 221112 | -84.2875 | 39.6069 | 720 | R63-0142 | 125 | 100 | 2848 | H-3 | 2848_B_H-3 | 45432-4 | 128&99 | R63-0142
39113 |  | Ohio | Montgomery | 8049911 | 6334813 | 82034212 | 0857780013 | B002 | 176018 | DP&L, O.H. Hutchings Generating Station | 29.3 | 66.9 | 250 | 13.9 | 303 | 7933.3 |  | 221112 | -84.2875 | 39.6069 | 701 | R63-0142 | 125 | 100 | 2848 | H-2 | 2848_B_H-2 | 45432-4 | 128 | R63-0142
39113 |  | Ohio | Montgomery | 8049911 | 6334913 | 82034212 | 0857780013 | B001 | 176018 | DP&L, O.H. Hutchings Generating Station | 20.3 | 46.3 | 250 | 13.9 | 303 | 7933.3 |  | 221112 | -84.2875 | 39.6069 | 736 | R63-0142 | 125 | 100 | 2848 | H-1 | 2848_B_H-1 | 45432-4 | 128 | R63-0142
39113 |  | Ohio | Montgomery | 8049911 | 6335013 | 82034112 | 0857780013 | B006 | 176020 | DP&L, O.H. Hutchings Generating Station | 56.7 | 183.7 | 250 | 13.9 | 303 | 7933.3 |  | 221112 | -84.2875 | 39.6069 | 727 | R63-0142 | 125 | 100 | 2848 | H-6 | 2848_B_H-6 | 45432-4 | 128&99 | R63-0142
39129 |  | Ohio | Pickaway | 7371611 | 8079913 | 68078412 | 0165000006 | B004 | 25363 | Picway Power Plant (0165000006) | 210.97 | 1259.53 | 288 | 13 | 283 | 6500 |  | 221112 | -83.01 | 39.7928 | 1290 | R63-0142 | 125 | 100 | 2843 | 9 | 2843_B_9 | 43137-9 | 128 | R63-0142
39139 |  | Ohio | Richland | 8448511 | 1420513 | 68313112 | 0370020002 | B008 | 103680 | SHELBY MUNICIPAL LIGHT PLANT (0370020002 | 31.1319 | 132.6003 | 190 | 8.5 | 350 | 1500 |  | 221112 | -82.6567 | 40.88 | 133 |  | 125 | 100 |  |  | 2943_B_1a | 44875-0 | 121&128
39139 |  | Ohio | Richland | 8448511 | 73650113 | 68313012 | 0370020002 | P002 | 103682 | SHELBY MUNICIPAL LIGHT PLANT (0370020002 | 0.2802 | 0.011811 | 30 | 1 | 920 | 250 |  | 221112 | -82.6564 | 40.88 |  |  | 125 | 160 |  |  | 2943_B_1b | 44875-0
39143 |  | Ohio | Sandusky | 15483111 | 96948213 | 93869612 | 0372030241 | P001 | 5038080 | AMP Fremont Energy Center (0372030241) | 9.53 | 3.52 | 64.8 | 11.4 | 650 | 6353 |  | 221112 | -83.1655 | 41.3778 | 2810 |  | 125 | 120 | 55701 | CT01 | 55701_G_CT01 | 43420 | 140&99
39143 |  | Ohio | Sandusky | 15483111 | 96948313 | 93869712 | 0372030241 | P002 | 5038081 | AMP Fremont Energy Center (0372030241) | 5.43 | 1.03 | 64.8 | 11.4 | 650 | 6353 |  | 221112 | -83.1655 | 41.3778 | 2810 |  | 125 | 120 | 55701 | CT02 | 55701_G_CT02 | 43420 | 140&99
39155 |  | Ohio | Trumbull | 7328911 | 10658013 | 68183312 | 0278060023 | B002 | 61086 | Niles Plant (0278060023) | 17.297 | 92.463 | 398 | 15.6 | 130 | 7581.2 |  | 221112 | -80.7467 | 41.1663 | 1230 | R63-0142 | 125 | 100 | 2861 | 2 | 2861_B_2 | 44446-1 | 128&141&140 | R63-0142
39155 |  | Ohio | Trumbull | 7328911 | 10658013 | 68183512 | 0278060023 | B002 | 61087 | Niles Plant (0278060023) | 18.003 | 96.237 | 398 | 15.6 | 130 | 7581.2 |  | 221112 | -80.7467 | 41.1663 | 1230 | R63-0142 | 125 | 100 | 2861 | 2 | 2861_B_2 | 44446-1 | 128&141&140 | R63-0142
39155 |  | Ohio | Trumbull | 7328911 | 10658113 | 68183312 | 0278060023 | B001 | 61086 | Niles Plant (0278060023) | 849.9 | 4668 | 398 | 15.6 | 130 | 7581.2 |  | 221112 | -80.7467 | 41.1663 | 1230 | R63-0142 | 125 | 100 | 2861 | 1 | 2861_B_1 | 44446-1 | 128&141&140 | R63-0142
39157 |  | Ohio | Tuscarawas | 7345511 | 10655413 | 68485112 | 0679010146 | B004 | 150534 | Dover Municipal Light Plant (0679010146) | 277.5612 | 1396.0008 | 120 | 7.2 | 380 | 2166.7 |  | 221112 | -81.4722 | 40.5207 | 247 |  | 125 | 100 |  |  | 2914_B_4 | 44622-1 | 100
39161 |  | Ohio | Van Wert | 9216911 | 55667813 | 68338512 | 0381000043 | P001 | 109049 | Robert P. Mone Plant (0381000043) | 4.1 | 0.019 | 114.5 | 18 | 1150 | 38333.3 |  | 221112 | -84.7397 | 40.93 | 167 |  | 125 | 120 | 7872 | 1 | 7872_G_1 | 45832
39161 |  | Ohio | Van Wert | 9216911 | 55667913 | 68338312 | 0381000043 | P002 | 109050 | Robert P. Mone Plant (0381000043) | 3.6 | 0.018 | 114.5 | 18 | 1150 | 38333.3 |  | 221112 | -84.7392 | 40.93 | 167 |  | 125 | 120 | 7872 | 2 | 7872_G_2 | 45832
39161 |  | Ohio | Van Wert | 9216911 | 55668013 | 68338412 | 0381000043 | P003 | 109051 | Robert P. Mone Plant (0381000043) | 2.1 | 0.017 | 114.5 | 18 | 1150 | 38333.3 |  | 221112 | -84.7397 | 40.9047 | 167 |  | 125 | 120 | 7872 | 3 | 7872_G_3 | 45832
39167 |  | Ohio | Washington | 8130311 | 6019713 | 68489812 | 0684000000 | B005 | 151490 | Muskingum River Power Plant (0684000000) | 2290.19 | 24310.03 | 828 | 25 | 315 | 55516.7 |  | 221112 | -81.6794 | 39.5908 | 2150 | R63-0142 | 125 | 100 | 2872 | 4 | 2872_B_4 | 45786 | 128 | R63-0142
39167 |  | Ohio | Washington | 8130311 | 6019913 | 68489812 | 0684000000 | B004 | 151490 | Muskingum River Power Plant (0684000000) | 2325.12 | 24680.02 | 828 | 25 | 315 | 55516.7 |  | 221112 | -81.6794 | 39.5908 | 2150 | R63-0142 | 125 | 100 | 2872 | 3 | 2872_B_3 | 45786 | 128 | R63-0142
39167 |  | Ohio | Washington | 8130311 | 6020113 | 68489912 | 0684000000 | B006 | 151495 | Muskingum River Power Plant (0684000000) | 836.8 | 19515.54 | 828 | 22 | 315 | 35000 |  | 221112 | -81.6861 | 39.5883 | 5550 | R63-0142 | 125 | 100 | 2872 | 5 | 2872_B_5 | 45786 | 128&99 | R63-0142
39167 |  | Ohio | Washington | 8130311 | 6020213 | 68489812 | 0684000000 | B002 | 151490 | Muskingum River Power Plant (0684000000) | 1713.06 | 18190.01 | 828 | 25 | 315 | 55516.7 |  | 221112 | -81.6794 | 39.5908 | 2050 | R63-0142 | 125 | 100 | 2872 | 1 | 2872_B_1 | 45786 | 128 | R63-0142
39167 |  | Ohio | Washington | 8130311 | 6020313 | 68489812 | 0684000000 | B003 | 151490 | Muskingum River Power Plant (0684000000) | 1641.15 | 17420.03 | 828 | 25 | 315 | 55516.7 |  | 221112 | -81.6794 | 39.5908 | 2050 | R63-0142 | 125 | 100 | 2872 | 2 | 2872_B_2 | 45786 | 128 | R63-0142
39167 |  | Ohio | Washington | 9212911 | 55703813 | 68493212 | 0684000213 | B001 | 152171 | Columbus Southern Power Company - Waterf | 0.1755 | 0.001053 | 90 | 4.5 | 30 | 800 |  | 221112 | -81.7172 | 39.5339 | 85.2 |  | 125 | 100 |  |  | 55503_G_CTG1a | 45786
39167 |  | Ohio | Washington | 9212911 | 55703913 | 68493412 | 0684000213 | P001 | 152168 | Columbus Southern Power Company - Waterf | 31 | 1.696 | 120 | 19 | 30 | 17692.5 |  | 221112 | -81.7169 | 39.5333 | 2100 |  | 125 | 120 | 55503 | 1 | 55503_G_CTG1b | 45786 | 140
39167 |  | Ohio | Washington | 9212911 | 55704013 | 68493112 | 0684000213 | P002 | 152169 | Columbus Southern Power Company - Waterf | 40.6 | 1.77 | 120 | 19 | 30 | 17692.5 |  | 221112 | -81.7169 | 39.5331 | 2100 |  | 125 | 120 | 55503 | 2 | 55503_G_CTG2 | 45786 | 140
39167 |  | Ohio | Washington | 9212911 | 55704113 | 68493312 | 0684000213 | P003 | 152170 | Columbus Southern Power Company - Waterf | 37 | 1.903 | 120 | 19 | 30 | 17692.5 |  | 221112 | -81.7169 | 39.5325 | 2100 |  | 125 | 120 | 55503 | 3 | 55503_G_CTG3 | 45786 | 140
39167 |  | Ohio | Washington | 9213011 | 55703313 | 68492512 | 0684000212 | P001 | 152123 | Washington Energy Facility (0684000212) | 40.4 | 3.2 | 140 | 18 | 228 | 17040.5 |  | 221112 | -81.6489 | 39.5825 | 170 |  | 125 | 120 | 55397 | CT1 | 55397_G_CT1 | 45715-1 | 99
39167 |  | Ohio | Washington | 9213011 | 55703413 | 68493012 | 0684000212 | P002 | 152124 | Washington Energy Facility (0684000212) | 34.55 | 2.01 | 140 | 18 | 228 | 17040.5 |  | 221112 | -81.6489 | 39.5825 | 170 |  | 125 | 120 | 55397 | CT2 | 55397_G_CT2 | 45715-1 | 99
39169 |  | Ohio | Wayne | 3950711 | 34858213 | 68191212 | 0285010188 | B001 | 65067 | Department of Public Utilities, City of | 915.7721 | 5944.001 | 250 | 10 | 298 | 3901.7 |  | 221112 | -81.7658 | 40.8486 | 316 |  | 125 | 100 |  |  | 2935_B_12 | 44667-0 | 128
39169 |  | Ohio | Wayne | 3950711 | 34858313 | 68191212 | 0285010188 | B004 | 65067 | Department of Public Utilities, City of | 871.7721 | 5659.001 | 250 | 10 | 298 | 3901.7 |  | 221112 | -81.7658 | 40.8486 | 365 |  | 125 | 100 |  |  | 2935_B_13 | 44667-0 | 128
39169 |  | Ohio | Wayne | 3950711 | 34858413 | 68191112 | 0285010188 | B005 | 2292735 | Department of Public Utilities, City of | 7.155 | 89.98 | 137 | 7 | 370 | 1333.3 |  | 221112 | -81.7656 | 40.8489 | 111 |  | 125 | 100 |  |  | 2935_B_10 | 44667-0 | 121&128
39169 |  | Ohio | Wayne | 3950711 | 34858513 | 68191112 | 0285010188 | B006 | 2292735 | Department of Public Utilities, City of | 107 | 1345 | 137 | 7 | 370 | 1333.3 |  | 221112 | -81.7656 | 40.8489 | 201 |  | 125 | 100 |  |  | 2935_B_11 | 44667-0 | 121&128
39173 |  | Ohio | Wood | 9253811 | 55202213 | 68350512 | 0387000377 | P002 | 113254 | Troy Energy, LLC (0387000377) | 5.7 | 0.104 | 114.5 | 18 | 1100 | 38333.3 |  | 221112 | -83.4608 | 41.4536 | 191 |  | 125 | 120 | 55348 | 2 | 55348_G_2 | 43443
39173 |  | Ohio | Wood | 9253811 | 55202313 | 68350712 | 0387000377 | P003 | 113255 | Troy Energy, LLC (0387000377) | 4.5 | 0.0895 | 114.5 | 18 | 1100 | 38333.3 |  | 221112 | -83.4608 | 41.4536 | 191 |  | 125 | 120 | 55348 | 3 | 55348_G_3 | 43443
39173 |  | Ohio | Wood | 9253811 | 55202413 | 68350612 | 0387000377 | P004 | 113256 | Troy Energy, LLC (0387000377) | 4.7033 | 0.0881 | 114.5 | 18 | 1100 | 38333.3 |  | 221112 | -83.4608 | 41.4536 | 191 |  | 125 | 120 | 55348 | 4 | 55348_G_4 | 43443
40015 |  | Oklahoma | Caddo | 1046611 | 46954813 | 44544412 | 1699 | 10723 | 10723 | WESTERN FARMERS ANADARKO PLT | 919.787 | 0.739 | 81 | 13.5 | 325 | 5842.2 | 33.5 | 221112 | -98.2246 | 35.0827 | 852 |  | 125 | 120 |  |  | 3006_G_6 | 73005 |  | R63-0083
40015 |  | Oklahoma | Caddo | 1046611 | 46955113 | 44544112 | 1699 | 10722 | 10722 | WESTERN FARMERS ANADARKO PLT | 748.786 | 0.602 | 81 | 13.5 | 325 | 5842.2 | 33.5 | 221112 | -98.2246 | 35.0822 | 852 |  | 125 | 120 |  |  | 3006_G_5 | 73005 |  | R63-0083
40015 |  | Oklahoma | Caddo | 1046611 | 46955213 | 44543812 | 1699 | 10721 | 10721 | WESTERN FARMERS ANADARKO PLT | 657.771 | 0.516 | 81 | 13.5 | 325 | 5842.2 | 33.5 | 221112 | -98.2252 | 35.0827 | 852 |  | 125 | 120 |  |  | 3006_G_4 | 73005 |  | R63-0083
40015 |  | Oklahoma | Caddo | 1046611 | 46955313 | 44544312 | 1699 | 10719 | 10719 | WESTERN FARMERS ANADARKO PLT | 0.155 | 0.003 | 51 | 4.4 | 390 | 1006.8 | 66.2 | 221112 | -98.2262 | 35.0827 | 223 |  | 125 | 100 |  |  | 3006_B_2 | 73005
40015 |  | Oklahoma | Caddo | 1046611 | 46955413 | 44543912 | 1699 | 10720 | 10720 | WESTERN FARMERS ANADARKO PLT | 17.948 | 0.038 | 111 | 7.5 | 260 | 1798.8 | 40.7 | 221112 | -98.2258 | 35.0827 | 531 |  | 125 | 100 | 3006 | 3 | 3006_B_3 | 73005
40015 |  | Oklahoma | Caddo | 1046611 | 46955513 | 44544212 | 1699 | 10718 | 10718 | WESTERN FARMERS ANADARKO PLT | 0.196 | 0.003 | 51 | 4.4 | 390 | 1006.8 | 66.2 | 221112 | -98.2264 | 35.0827 | 223 |  | 125 | 100 |  |  | 3006_B_1 | 73005
40015 |  | Oklahoma | Caddo | 1046611 | 72362113 | 66490112 | 1699 | 44187 | 44178 | WESTERN FARMERS ANADARKO PLT | 0.058 | 0.004 | 11 | 0.4 | 820 | 34.3 | 274.8 | 221112 | -98.2306 | 35.0835 | 309 |  | 125 | 160 |  |  | 3006_B_1d | 73005
40015 |  | Oklahoma | Caddo | 1046611 | 88766613 | 85626012 | 1699 | 44118 | 44119 | WESTERN FARMERS ANADARKO PLT | 2.353 | 0.023 | 60 | 10 | 803 | 9793.8 | 124.7 | 221112 | -98.2306 | 35.0835 | 463 |  | 125 | 120 | 3006 | 9 | 3006_G_9 | 73005 | 213
40015 |  | Oklahoma | Caddo | 1046611 | 88766813 | 85625912 | 1699 | 44124 | 44125 | WESTERN FARMERS ANADARKO PLT | 2.825 | 0.025 | 60 | 10 | 803 | 9793.8 | 124.7 | 221112 | -98.2306 | 35.0835 | 463 |  | 125 | 120 | 3006 | 11 | 3006_G_11 | 73005 | 213
40015 |  | Oklahoma | Caddo | 1046611 | 88766913 | 85625712 | 1699 | 44123 | 44124 | WESTERN FARMERS ANADARKO PLT | 2.449 | 0.023 | 60 | 10 | 803 | 9793.8 | 124.7 | 221112 | -98.2306 | 35.0835 | 463 |  | 125 | 120 | 3006 | 10 | 3006_G_10 | 73005 | 213
40015 |  | Oklahoma | Caddo | 8536511 | 478813 | 482212 | 214 | 8758 | 8758 | PSO SOUTHWESTERN PWR STA | 1442.09 | 2.29 | 140 | 14 | 275 | 8207.9 | 53.3 | 221112 | -98.3523 | 35.0992 | 3290 |  | 125 | 100 | 2964 | 8003 | 2964_B_8003 | 73005
40015 |  | Oklahoma | Caddo | 8536511 | 478913 | 482312 | 214 | 16416 | 16483 | PSO SOUTHWESTERN PWR STA | 0.379 | 0.016 | 8 | 2.4 | 580 | 180.6 | 39.9 | 221112 | -98.3516 | 35.1 | 1.85 | R63-0087 | 125 | 160 |  |  | 2964_G_IC1 | 73005 |  | R63-0087
40015 |  | Oklahoma | Caddo | 8536511 | 479213 | 482112 | 214 | 8757 | 8757 | PSO SOUTHWESTERN PWR STA | 135.32 | 0.299 | 141 | 10 | 340 | 2571.2 | 33 | 221112 | -98.3518 | 35.0996 | 940 |  | 125 | 100 | 2964 | 801N | 2964_B_8002 | 73005
40015 |  | Oklahoma | Caddo | 8536511 | 479313 | 482412 | 214 | 8755 | 8755 | PSO SOUTHWESTERN PWR STA | 47.07 | 0.134 | 114 | 6.9 | 340 | 1257.8 | 33.6 | 221112 | -98.3515 | 35.1001 | 482 |  | 125 | 100 | 2964 | 8002 | 2964_B_801N | 73005
40015 |  | Oklahoma | Caddo | 8536511 | 479413 | 482512 | 214 | 8756 | 8756 | PSO SOUTHWESTERN PWR STA | 41.96 | 0.133 | 114 | 6.9 | 340 | 1257.9 | 33.6 | 221112 | -98.3517 | 35.0999 | 482 |  | 125 | 100 | 2964 | 801S | 2964_B_801S | 73005
40017 |  | Oklahoma | Canadian | 8350811 | 908313 | 834612 | 1205 | 9931 | 9931 | MUSTANG GNRTNG STA | 24.422 | 0.126 | 250 | 10.5 | 290 | 2235.3 | 25.8 | 221112 | -97.671 | 35.4665 | 479 | R63-0040 | 125 | 100 |  |  | 2953_B_2 | 73127 |  | R63-0040
40017 |  | Oklahoma | Canadian | 8350811 | 908413 | 834312 | 1205 | 9930 | 9930 | MUSTANG GNRTNG STA | 28.497 | 0.117 | 250 | 10.5 | 305 | 2235.3 | 25.8 | 221112 | -97.6707 | 35.4665 | 474 | R63-0040 | 125 | 100 |  |  | 2953_B_1 | 73127 |  | R63-0040
40017 |  | Oklahoma | Canadian | 8350811 | 908513 | 834412 | 1205 | 9933 | 9933 | MUSTANG GNRTNG STA | 1004.82 | 1.645 | 188 | 17.5 | 292 | 7668.4 | 31.9 | 221112 | -97.6716 | 35.4663 | 2220 | R63-0040 | 125 | 100 | 2953 | 4 | 2953_B_4 | 73127 |  | R63-0040
40017 |  | Oklahoma | Canadian | 8350811 | 908613 | 834512 | 1205 | 9932 | 9932 | MUSTANG GNRTNG STA | 333.496 | 0.809 | 167 | 12.6 | 297 | 3993.1 | 32 | 221112 | -97.6712 | 35.4663 | 1150 | R63-0040 | 125 | 100 | 2953 | 3 | 2953_B_3 | 73127 |  | R63-0040
40023 |  | Oklahoma | Choctaw | 8449511 | 1415813 | 1300612 | 1700 | 10724 | 10724 | HUGO GNRTNG STA | 2707.101 | 9278.499 | 500 | 26 | 260 | 25000 | 47.1 | 221112 | -95.321 | 34.0147 | 4600 | R63-0142 | 125 | 100 | 6772 | 1 | 6772_B_1 | 74735 | 128 | R63-0142
40031 |  | Oklahoma | Comanche | 7320211 | 8336213 | 8222812 | 211 | 8746 | 8746 | PSO COMANCHE PWR STA | 1064.93 | 1.28 | 53 | 10.2 | 355 | 12390 | 147 | 221112 | -98.3245 | 34.5418 | 94 | R63-0083 | 125 | 120 | 8059 | 7251 | 8059_G_1G1 | 73501 |  | R63-0083
40031 |  | Oklahoma | Comanche | 7320211 | 8336313 | 8222712 | 211 | 8747 | 8747 | PSO COMANCHE PWR STA | 730.81 | 0.91 | 53 | 10.2 | 359 | 12390 | 147 | 221112 | -98.3245 | 34.5416 | 94 | R63-0083 | 125 | 120 | 8059 | 7252 | 8059_G_1G2 | 73501 |  | R63-0083
40031 |  | Oklahoma | Comanche | 7320211 | 8336513 | 8222512 | 211 | 17747 | 17407 | PSO COMANCHE PWR STA | 0.851 | 0.005 | 8 | 2.4 | 580 | 180.6 | 39.9 | 221112 | -98.3243 | 34.5418 | 2860 | R63-0087 | 125 | 160 |  |  | 8059_G_IC1 | 73501 |  | R63-0087
40079 |  | Oklahoma | Le Flore | 8148711 | 5950413 | 5812712 | 11 | 8316 | 8315 | COGENERATION PLT | 470.52 | 783.6 | 350 | 17 | 350 | 13333.6 | 58.7 | 221112 | -94.6469 | 35.1928 | 85 | R63-0142 | 125 | 100 |  |  | 10671_B_1B | 74951 | 127&41&29 | R63-0142
40079 |  | Oklahoma | Le Flore | 8148711 | 5951013 | 5812712 | 11 | 8317 | 8315 | COGENERATION PLT | 529.96 | 838.2 | 350 | 17 | 350 | 13333.6 | 58.7 | 221112 | -94.6469 | 35.1928 | 85 | R63-0142 | 125 | 100 |  |  | 10671_B_2A | 74951 | 127&41&29 | R63-0142
40079 |  | Oklahoma | Le Flore | 8148711 | 5951113 | 5812712 | 11 | 8315 | 8315 | COGENERATION PLT | 662.03 | 915.5 | 350 | 17 | 350 | 13333.6 | 58.7 | 221112 | -94.6469 | 35.1928 | 85 | R63-0040&R63-01 | 125 | 100 |  |  | 10671_B_1A | 74951 | 127&41&29 | R63-0040&R63-01&R63-0142
40079 |  | Oklahoma | Le Flore | 8148711 | 5951313 | 5812712 | 11 | 8318 | 8315 | COGENERATION PLT | 488.26 | 806.9 | 350 | 17 | 350 | 13333.6 | 58.7 | 221112 | -94.6469 | 35.1928 | 523 | R63-0142 | 125 | 100 |  |  | 10671_B_2B | 74951 | 127&41&29 | R63-0142
40087 |  | Oklahoma | Mcclain | 882511 | 47401413 | 44953212 | 3694 | 17140 | 185 | MCCLAIN ENGRY FACLTY | 0.044 | 0.001 | 54 | 2 | 404 | 100.4 | 32 | 221112 | -97.59 | 35.2958 | 22 |  | 125 | 100 |  |  | 55457_G_ST1 | 73065 | 24
40087 |  | Oklahoma | Mcclain | 882511 | 47401513 | 44953112 | 3694 | 17139 | 180 | MCCLAIN ENGRY FACLTY | 167.12 | 3.526 | 157 | 18 | 182 | 14859.3 | 58.4 | 221112 | -97.5889 | 35.2958 | 614 | R63-0083 | 125 | 120 | 55457 | CT2 | 55457_G_CT2 | 73065 | 29 | R63-0083
40087 |  | Oklahoma | Mcclain | 882511 | 47401613 | 44953312 | 3694 | 17138 | 175 | MCCLAIN ENGRY FACLTY | 156.796 | 3.164 | 157 | 18 | 182 | 14859.3 | 58.4 | 221112 | -97.5894 | 35.2958 | 614 | R63-0083 | 125 | 120 | 55457 | CT1 | 55457_G_CT1 | 73065 | 29 | R63-0083
40097 |  | Oklahoma | Mayes | 8350611 | 909213 | 835412 | 2396 | 17125 | 112 | CHOUTEAU PWR PLT | 74.95 | 1.45 | 130 | 16.7 | 200 | 17891.7 | 66.6 | 221112 | -95.2773 | 36.2223 | 1780 | R63-0083 | 125 | 120 | 7757 | 2 | 7757_G_2 | 74337 | 65 | R63-0083
40097 |  | Oklahoma | Mayes | 8350611 | 909613 | 835812 | 2396 | 17120 | 106 | CHOUTEAU PWR PLT | 58.74 | 1.22 | 130 | 16.7 | 200 | 17891.7 | 66.6 | 221112 | -95.2776 | 36.2223 | 1780 | R63-0083 | 125 | 120 | 7757 | 1 | 7757_G_1 | 74337 | 65 | R63-0083
40097 |  | Oklahoma | Mayes | 8522311 | 484513 | 487612 | 799 | 9258 | 9258 | CHOUTEAU COAL FIRED COMPLEX | 7507.521 | 4232.722 | 505 | 18.2 | 300 | 17236.6 | 66 | 221112 | -95.2885 | 36.1883 | 5420 | R63-0142 | 125 | 100 | 165 | 2 | 165_B_2 | 74337 | 10&13&128&129 | R60-0026&R63-01&R63-0142
40097 |  | Oklahoma | Mayes | 8522311 | 484813 | 488012 | 799 | 9257 | 9257 | CHOUTEAU COAL FIRED COMPLEX | 7544.788 | 14790.313 | 505 | 20 | 306 | 32427.6 | 106.1 | 221112 | -95.2894 | 36.1891 | 4920 | R60-0026&R63-01 | 125 | 100 | 165 | 1 | 165_B_1 | 74337 | 128 | R60-0026&R63-01
40101 |  | Oklahoma | Muskogee | 8506011 | 535113 | 531912 | 1209 | 9944 | 9944 | MUSKOGEE GNRTNG STA | 5748.39 | 9417.37 | 350 | 24 | 264 | 25200.8 | 56.2 | 221112 | -95.2886 | 35.7618 | 5480 | R63-0142 | 125 | 100 | 2952 | 4 | 2952_B_4 | 74434 | 128 | R63-0142
40101 |  | Oklahoma | Muskogee | 8506011 | 535213 | 531612 | 1209 | 9945 | 9945 | MUSKOGEE GNRTNG STA | 5239.25 | 8322.06 | 350 | 24 | 264 | 25200.8 | 56.2 | 221112 | -95.2879 | 35.7622 | 5480 | R63-0142 | 125 | 100 | 2952 | 5 | 2952_B_5 | 74434 | 128 | R63-0142
40101 |  | Oklahoma | Muskogee | 8506011 | 535313 | 531512 | 1209 | 9946 | 9946 | MUSKOGEE GNRTNG STA | 5523.58 | 9192.74 | 500 | 21.5 | 264 | 30059.8 | 81.5 | 221112 | -95.2872 | 35.7622 | 5480 | R63-0142 | 125 | 100 | 2952 | 6 | 2952_B_6 | 74434 | 128 | R63-0142
40103 |  | Oklahoma | Noble | 8519411 | 519913 | 517612 | 1211 | 9953 | 9953 | SOONER GNRTNG STA | 5446.65 | 9463.8 | 500 | 20 | 264 | 31962.8 | 106.1 | 221112 | -97.0503 | 36.4566 | 5120 | R63-0142 | 125 | 100 | 6095 | 1 | 6095_B_1 | 74651 | 128 | R63-0142
40103 |  | Oklahoma | Noble | 8519411 | 520013 | 517712 | 1211 | 9954 | 9954 | SOONER GNRTNG STA | 5678.96 | 9630.35 | 500 | 20 | 264 | 31962.8 | 106.1 | 221112 | -97.0495 | 36.4568 | 5120 | R63-0142 | 125 | 100 | 6095 | 2 | 6095_B_2 | 74651 | 128 | R63-0142
40109 |  | Oklahoma | Oklahoma | 8185411 | 5362313 | 5196912 | 1208 | 9940 | 9940 | HORSESHOE LAKE GNRTNG STA | 429.423 | 1.588 | 189 | 15.5 | 296 | 7470.5 | 39.6 | 221112 | -97.1793 | 35.5077 | 2380 | R63-0040 | 125 | 100 | 2951 | 7 | 2951_G_ST7 | 73045 |  | R63-0040
40109 |  | Oklahoma | Oklahoma | 8185411 | 5362413 | 5196812 | 1208 | 9939 | 9939 | HORSESHOE LAKE GNRTNG STA | 367.578 | 0.86 | 177 | 15.5 | 300 | 5659 | 30 | 221112 | -97.1792 | 35.5073 | 1740 | R63-0040 | 125 | 100 | 2951 | 6 | 2951_B_6 | 73045 |  | R63-0040
40109 |  | Oklahoma | Oklahoma | 8185411 | 5362513 | 5197012 | 1208 | 17310 | 339 | HORSESHOE LAKE GNRTNG STA | 10.036 | 0.069 | 45 | 9 | 852 | 146.9 | 2.3 | 221112 | -97.1723 | 35.4998 | 386 | R63-0083 | 125 | 120 | 2951 | 9 | 2951_G_9 | 73045 | 213 | R63-0083
40109 |  | Oklahoma | Oklahoma | 8185411 | 5362613 | 5196612 | 1208 | 17311 | 16993 | HORSESHOE LAKE GNRTNG STA | 11.872 | 0.079 | 45 | 9 | 852 | 146.9 | 2.3 | 221112 | -97.1796 | 35.5083 | 386 | R63-0083 | 125 | 120 | 2951 | 10 | 2951_G_10 | 73045 | 213 | R63-0083
40109 |  | Oklahoma | Oklahoma | 8185411 | 5363013 | 5196312 | 1208 | 9942 | 9942 | HORSESHOE LAKE GNRTNG STA | 282.695 | 1.321 | 186 | 22 | 268 | 12095 | 31.8 | 221112 | -97.1789 | 35.5082 | 3960 | R63-0040 | 125 | 100 | 2951 | 8 | 2951_B_8 | 73045 |  | R63-0040
40109 |  | Oklahoma | Oklahoma | 8185511 | 5362113 | 5196212 | 1407 | 10016 | 10016 | POWERSMITH COGENERATION PLT | 204.043 | 1.287 | 78 | 14.2 | 275 | 40850 | 257.9 | 221330 | -97.6492 | 35.4411 | 927 | R63-0083 | 125 | 120 |  |  | 50558_G_GT01 | 73179 | 213 | R63-0083
40109 |  | Oklahoma | Oklahoma | 9219711 | 57748313 | 51658012 | 4240 | 20263 | 20367 | REDBUD PWR PLT | 54.168 | 2.603 | 190 | 18 | 170 | 15497.2 | 60.9 | 221112 | -97.2241 | 35.6868 | 160 | R63-0083 | 125 | 120 | 55463 | CT-01 | 55463_G_CT-01 | 73054 | 139 | R63-0083
40109 |  | Oklahoma | Oklahoma | 9219711 | 57748413 | 51658112 | 4240 | 20264 | 20368 | REDBUD PWR PLT | 56.489 | 2.798 | 190 | 18 | 170 | 15497.2 | 60.9 | 221112 | -97.2243 | 35.6863 | 160 | R63-0083 | 125 | 120 | 55463 | CT-02 | 55463_G_CT-02 | 73054 | 139 | R63-0083
40109 |  | Oklahoma | Oklahoma | 9219711 | 57748513 | 51658212 | 4240 | 20265 | 20369 | REDBUD PWR PLT | 56.158 | 2.94 | 190 | 18 | 170 | 15497.2 | 60.9 | 221112 | -97.2245 | 35.6858 | 160 | R63-0083 | 125 | 120 | 55463 | CT-03 | 55463_G_CT-03 | 73054 | 139 | R63-0083
40109 |  | Oklahoma | Oklahoma | 9219711 | 57748613 | 51658312 | 4240 | 20266 | 20370 | REDBUD PWR PLT | 55.357 | 2.795 | 190 | 18 | 170 | 15497.2 | 60.9 | 221112 | -97.2248 | 35.6853 | 160 | R63-0083 | 125 | 120 | 55463 | CT-04 | 55463_G_CT-04 | 73054 | 139 | R63-0083
40121 |  | Oklahoma | Pittsburg | 1024211 | 47334213 | 44879412 | 4258 | 19117 | 18908 | TENASKA KIAMICHI GNRTG STA | 93.48 | 0.26 | 165 | 19 | 206 | 17675.2 | 62.3 | 221112 | -95.9343 | 34.6844 | 2530 |  | 125 | 140 | 55501 | CTGDB1 | 55501_G_CTGDB1 | 74553 | 205
40121 |  | Oklahoma | Pittsburg | 1024211 | 47334313 | 44879312 | 4258 | 19118 | 18909 | TENASKA KIAMICHI GNRTG STA | 89.22 | 0.3 | 165 | 19 | 206 | 17675.2 | 62.3 | 221112 | -95.9343 | 34.684 | 2530 |  | 125 | 140 | 55501 | CTGDB2 | 55501_G_CTGDB2 | 74553 | 205
40121 |  | Oklahoma | Pittsburg | 1024211 | 72371913 | 66500312 | 4258 | 21673 | 22061 | TENASKA KIAMICHI GNRTG STA | 82.76 | 0.39 | 165 | 19 | 206 | 17675.2 | 62.3 | 221112 | -95.9343 | 34.6831 | 2530 |  | 125 | 140 | 55501 | CTGDB3 | 55501_G_CTGDB3 | 74553 | 205
40121 |  | Oklahoma | Pittsburg | 1024211 | 72372013 | 66500512 | 4258 | 21674 | 22062 | TENASKA KIAMICHI GNRTG STA | 75.18 | 0.61 | 165 | 19 | 206 | 17675.2 | 62.3 | 221112 | -95.9343 | 34.6827 | 2530 |  | 125 | 140 | 55501 | CTGDB4 | 55501_G_CTGDB4 | 74553 | 205
40131 |  | Oklahoma | Rogers | 8212411 | 6698313 | 6664412 | 212 | 8750 | 8750 | PSO NORTHEASTERN PWR STA | 6946.423 | 9033.843 | 600 | 27 | 250 | 25936.8 | 45.3 | 221112 | -95.6992 | 36.4265 | 4780 | R63-0142 | 125 | 100 | 2963 | 3313 | 2963_B_3313 | 74053 | 128&24&24 | R63-0142
40131 |  | Oklahoma | Rogers | 8212411 | 6698513 | 6664212 | 212 | 8749 | 8749 | PSO NORTHEASTERN PWR STA | 1778.69 | 2.361 | 183 | 18 | 249 | 13593.8 | 53.4 | 221112 | -95.7011 | 36.4323 | 4750 |  | 125 | 100 | 2963 | 3302 | 2963_B_3302 | 74053
40131 |  | Oklahoma | Rogers | 8212411 | 6698613 | 6664812 | 212 | 16414 | 16481 | PSO NORTHEASTERN PWR STA | 0.43 | 0.001 | 20 | 3 | 770 | 383.3 | 54.2 | 221112 | -95.7012 | 36.4306 | 5160 | R63-0087 | 125 | 160 |  |  | 2963_G_IC1 | 74053 |  | R63-0087
40131 |  | Oklahoma | Rogers | 8212411 | 6698813 | 6664412 | 212 | 8751 | 8750 | PSO NORTHEASTERN PWR STA | 6847.235 | 8904.855 | 600 | 27 | 250 | 25936.8 | 45.3 | 221112 | -95.6992 | 36.4265 | 4780 | R63-0142 | 125 | 100 | 2963 | 3314 | 2963_B_3314 | 74053 | 128&24&24 | R63-0142
40131 |  | Oklahoma | Rogers | 8212411 | 6698913 | 6664012 | 212 | 17869 | 17535 | PSO NORTHEASTERN PWR STA | 204.884 | 0.183 | 150 | 18.83 | 200 | 18000 | 64.6 | 221112 | -95.7011 | 36.4312 | 1680 | R63-0083 | 125 | 120 | 2963 | 3301A | 2963_B_3301A | 74053 |  | R63-0083
40131 |  | Oklahoma | Rogers | 8212411 | 6699113 | 6664712 | 212 | 18380 | 18069 | PSO NORTHEASTERN PWR STA | 217.863 | 0.195 | 150 | 18 | 200 | 18000 | 70.7 | 221112 | -95.7011 | 36.431 | 1680 | R63-0083 | 125 | 120 | 2963 | 3301B | 2963_B_3301B | 74053 |  | R63-0083
40133 |  | Oklahoma | Seminole | 8007311 | 5014013 | 4839612 | 1210 | 9951 | 9951 | SEMINOLE GNRTNG STA | 849.244 | 3.207 | 350 | 18 | 282 | 16562.5 | 65.1 | 221112 | -96.7254 | 34.9655 | 5500 |  | 125 | 100 | 2956 | 3 | 2956_B_3 | 74849 | 210
40133 |  | Oklahoma | Seminole | 8007311 | 5014113 | 4839512 | 1210 | 9952 | 9952 | SEMINOLE GNRTNG STA | 0.699 | 0.001 | 25 | 10.8 | 895 | 125 | 1.4 | 221112 | -96.7254 | 34.9642 | 300 | R63-0083 | 125 | 120 |  |  | 2956_G_GT1 | 74849 |  | R63-0083
40133 |  | Oklahoma | Seminole | 8007311 | 5014213 | 4839712 | 1210 | 9949 | 9949 | SEMINOLE GNRTNG STA | 1284.61 | 4.058 | 178 | 15 | 247 | 7867.9 | 44.5 | 221112 | -96.7254 | 34.9642 | 5480 |  | 125 | 100 | 2956 | 1 | 2956_B_1 | 74849
40133 |  | Oklahoma | Seminole | 8007311 | 5014313 | 4839412 | 1210 | 9950 | 9950 | SEMINOLE GNRTNG STA | 1570.76 | 4.485 | 178 | 15 | 247 | 7867.9 | 44.5 | 221112 | -96.7254 | 34.9647 | 5480 |  | 125 | 100 | 2956 | 2 | 2956_B_2 | 74849
40143 |  | Oklahoma | Tulsa | 7218011 | 10018913 | 9864612 | 3594 | 18816 | 18643 | GREEN COUNTRY ENGRY PROJECT | 1.11 | 0.01 | 83 | 2 | 510 | 163.3 | 52 | 221112 | -95.9348 | 35.9838 | 24 |  | 125 | 100 |  |  | 55146_G_STG1 | 74037
40143 |  | Oklahoma | Tulsa | 7218011 | 10019113 | 9864512 | 3594 | 18815 | 18642 | GREEN COUNTRY ENGRY PROJECT | 175.27 | 0.97 | 150 | 18 | 173 | 18041.7 | 70 | 221112 | -95.9362 | 35.9831 | 265 | R63-0083 | 125 | 120 | 55146 | CTGEN3 | 55146_G_CTG3 | 74037 | 65 | R63-0083
40143 |  | Oklahoma | Tulsa | 7218011 | 10019313 | 9864112 | 3594 | 18813 | 18640 | GREEN COUNTRY ENGRY PROJECT | 100.16 | 1.313 | 150 | 18 | 173 | 18041.7 | 70 | 221112 | -95.9345 | 35.9826 | 265 | R63-0083 | 125 | 120 | 55146 | CTGEN1 | 55146_G_CTG1 | 74037 | 139 | R63-0083
40143 |  | Oklahoma | Tulsa | 7218011 | 10019613 | 9864212 | 3594 | 18814 | 18641 | GREEN COUNTRY ENGRY PROJECT | 122.84 | 2.53 | 150 | 18 | 173 | 18041.7 | 70 | 221112 | -95.9341 | 35.983 | 265 | R63-0083 | 125 | 120 | 55146 | CTGEN2 | 55146_G_CTG2 | 74037 | 65 | R63-0083
40143 |  | Oklahoma | Tulsa | 8186111 | 5349813 | 5183912 | 213 | 16415 | 16482 | PSO RIVERSIDE JENKS PWR STA | 0.672 | 0.028 | 8 | 3 | 770 | 383.3 | 54 | 221112 | -95.957 | 35.9963 | 29 | R63-0087 | 125 | 160 |  |  | 4940_G_IC1 | 74037 |  | R63-0087
40143 |  | Oklahoma | Tulsa | 8186111 | 5349913 | 5184012 | 213 | 8753 | 8753 | PSO RIVERSIDE JENKS PWR STA | 1218.552 | 3.8 | 300 | 18 | 249 | 13593.8 | 53.4 | 221112 | -95.9572 | 35.998 | 4680 |  | 125 | 100 | 4940 | 1501 | 4940_B_1501 | 74037 | 25
40143 |  | Oklahoma | Tulsa | 8186111 | 5350213 | 5183512 | 213 | 8754 | 8754 | PSO RIVERSIDE JENKS PWR STA | 1365.654 | 4.1 | 300 | 18 | 249 | 13593.8 | 53.4 | 221112 | -95.9566 | 35.9976 | 4770 |  | 125 | 100 | 4940 | 1502 | 4940_B_1502 | 74037 | 25
40143 |  | Oklahoma | Tulsa | 8416111 | 650113 | 649512 | 215 | 8762 | 8762 | PSO TULSA PWR STA | 177.325 | 0.596 | 184 | 9 | 340 | 2812.8 | 44.2 | 221112 | -95.9917 | 36.1169 | 1820 |  | 125 | 100 | 2965 | 1404 | 2965_B_1404 | 74101
40143 |  | Oklahoma | Tulsa | 8416111 | 650213 | 649712 | 215 | 16417 | 16484 | PSO TULSA PWR STA | 0.121 | 0.025 | 20 | 3.9 | 770 | 383.3 | 32 | 221112 | -95.991 | 36.115 | 3600 | R63-0087 | 125 | 160 |  |  | 2965_G_IC1 | 74101 |  | R63-0087
40143 |  | Oklahoma | Tulsa | 8416111 | 650413 | 649612 | 215 | 8760 | 8760 | PSO TULSA PWR STA | 162.233 | 0.582 | 184 | 9 | 340 | 2812.8 | 44.2 | 221112 | -95.9915 | 36.1161 | 1820 |  | 125 | 100 | 2965 | 1402 | 2965_B_1402 | 74101
40143 |  | Oklahoma | Tulsa | 8416111 | 72255013 | 66381112 | 215 | 8761 | 8761 | PSO TULSA PWR STA | 36.68 | 0.088 | 184 | 9 | 320 | 1960.7 | 30.8 | 221112 | -95.9916 | 36.1166 | 1270 |  | 125 | 100 | 2965 | 1403 | 2965_B_1403 | 74101
40145 |  | Oklahoma | Wagoner | 8350011 | 912113 | 837912 | 3662 | 18790 | 18613 | ONETA GNRTNG STA | 104.02 | 1.68 | 144 | 20 | 180 | 14828.3 | 47.2 | 221112 | -95.6952 | 36.0121 | 1580 | R63-0083 | 125 | 120 | 55225 | CTG-4 | 55225_G_CTG4 | 74014 | 205 | R63-0083
40145 |  | Oklahoma | Wagoner | 8350011 | 912213 | 838012 | 3662 | 18787 | 18610 | ONETA GNRTNG STA | 93.81 | 1.54 | 144 | 20 | 180 | 14828.3 | 47.2 | 221112 | -95.6952 | 36.0112 | 1580 | R63-0083 | 125 | 120 | 55225 | CTG-1 | 55225_G_CTG1 | 74014 | 205 | R63-0083
40145 |  | Oklahoma | Wagoner | 8350011 | 912313 | 838212 | 3662 | 18789 | 18612 | ONETA GNRTNG STA | 104 | 1.83 | 144 | 20 | 180 | 14828.3 | 47.2 | 221112 | -95.6952 | 36.0118 | 1580 | R63-0083 | 125 | 120 | 55225 | CTG-3 | 55225_G_CTG3 | 74014 | 205 | R63-0083
40145 |  | Oklahoma | Wagoner | 8350011 | 912513 | 838112 | 3662 | 18788 | 18611 | ONETA GNRTNG STA | 102.33 | 1.72 | 144 | 20 | 180 | 14828.3 | 47.2 | 221112 | -95.6952 | 36.0114 | 1580 | R63-0083 | 125 | 120 | 55225 | CTG-2 | 55225_G_CTG2 | 74014 | 205 | R63-0083
40153 |  | Oklahoma | Woodward | 8518611 | 527313 | 524012 | 1701 | 10730 | 10730 | MOORELAND GNRTNG STA | 172.119 | 0.785 | 154 | 12 | 252 | 7516.7 | 66.5 | 221112 | -99.2242 | 36.4352 | 1760 |  | 125 | 100 | 3008 | 3 | 3008_B_3 | 73852 | 147
40153 |  | Oklahoma | Woodward | 8518611 | 527413 | 523912 | 1701 | 10729 | 10729 | MOORELAND GNRTNG STA | 146.591 | 0.695 | 153 | 12 | 220 | 6533.3 | 57.8 | 221112 | -99.2247 | 36.4352 | 1620 |  | 125 | 100 | 3008 | 2 | 3008_B_2 | 73852 | 147
40153 |  | Oklahoma | Woodward | 8518611 | 527513 | 523812 | 1701 | 10728 | 10728 | MOORELAND GNRTNG STA | 18.53 | 0.034 | 125 | 10 | 250 | 2450 | 31.2 | 221112 | -99.2254 | 36.4352 | 756 |  | 125 | 100 | 3008 | 1 | 3008_B_1 | 73852 | 147
41035 |  | Oregon | Klamath | 9223711 | 55311013 | 66278512 | 18-0003 | PS-1 | STK-1 | Klamath Cogeneration Proj | 56.1 | 6.66 | 36.2 | 8.6 | 617 |  | 76.3 | 221118 | -121.8072 | 42.1748 | 1900 | R63-0083 | 125 | 120 | 55103 | CT1 | 55103_G_CT1 | 97603-9 |  | R63-0083
41035 |  | Oregon | Klamath | 9223711 | 55311113 | 66278612 | 18-0003 | PS-2 | STK-2 | Klamath Cogeneration Proj | 53.7 | 6.43 | 36.2 | 8.6 | 617 |  | 76.3 | 221118 | -121.8072 | 42.1748 | 1900 | R63-0083 | 125 | 120 | 55103 | CT2 | 55103_G_CT2 | 97603-9 |  | R63-0083
41039 |  | Oregon | Lane | 10763611 | 59280213 | 108301412 | 206470 | EU-1 | RPB-1 | Seneca Sustainable Energy, LLC | 134.54 | 17 | 98 | 9 | 325 | 165500 | 43.4 | 22111 | -123.1807 | 44.1159 | 353 |  |  | 100 |  |  | 57457_B_1 | 97402
41049 |  | Oregon | Morrow | 8171111 | 5385813 | 66282012 | 25-0016 | PS-1 | STK-1 | PGE Boardman | 4048 | 13100 | 656 | 22.5 | 302 | 37772.7 | 95 | 221112 | -119.8075 | 45.6933 | 0.98 | R63-0142 | 125 | 100 | 6106 | 1SG | 6106_B_1SG | 97818 | 128 | R63-0142
41049 |  | Oregon | Morrow | 8184111 | 72158213 | 66282312 | 25-0031 | PS-1 | STK-1 | Coyote Springs Plant | 35.9 | 1 | 57.3 | 11.5 | 734 |  | 61.7 | 221112 | -119.6738 | 45.8485 | 1900 |  | 125 | 120 | 7350 | CTG1 | 7350_G_CTG1 | 97818
41049 |  | Oregon | Morrow | 8184111 | 72158313 | 66282412 | 25-0031 | PS-2 | STK-2 | Coyote Springs Plant | 35.9 | 1 | 64.8 | 11.4 | 650 |  | 61.9 | 221112 | -119.6738 | 45.8485 | 2180 |  | 125 | 120 | 7350 | CTG2 | 7350_G_CTG2 | 97818
41059 |  | Oregon | Umatilla | 1099311 | 68339113 | 62735612 | 30-0118 | PS-1 | STK-1 | Hermiston Power | 34.5 | 1.28 | 36.2 | 8.6 | 617 |  | 76.3 | 221112 | -119.3136 | 45.7935 | 1860 |  | 125 | 120 | 55328 | CTG-1 | 55328_G_CTG-1 | 97838
41059 |  | Oregon | Umatilla | 1099311 | 68339213 | 62735712 | 30-0118 | PS-2 | STK-2 | Hermiston Power | 32.4 | 1.2 | 36.2 | 8.6 | 617 |  | 76.3 | 221112 | -119.3136 | 45.7935 | 1860 |  | 125 | 120 | 55328 | CTG-2 | 55328_G_CTG-2 | 97838
41059 |  | Oregon | Umatilla | 8518911 | 72158513 | 66282612 | 30-0113 | PS-1 | STK-1 | Hermiston Generating Company, L.P. | 72.7 | 2.79 | 64.8 | 11.4 | 650 |  | 61.9 | 221112 | -119.37 | 45.8042 | 1700 |  | 125 | 120 | 54761 | 1 | 54761_B_1 | 97838 | 139
41059 |  | Oregon | Umatilla | 8518911 | 72158613 | 66282712 | 30-0113 | PS-2 | STK-2 | Hermiston Generating Company, L.P. | 66.7 | 2.79 | 64.8 | 11.4 | 650 |  | 61.9 | 221112 | -119.37 | 45.8042 | 1700 |  | 125 | 120 | 54761 | 2 | 54761_B_2 | 97838 | 139
42001 |  | Pennsylvania | Adams | 4713111 | 28152513 | 26996912 | 420010122 | 101 | S101 | GENON WHOLESALE GEN LP/HUNTERSTOWN PLT | 29.6 | 3 | 195 | 18.5 | 208 | 17838.6 | 66.4 | 221118 | -77.1672 | 39.8692 | 2250 | R63-0083 | 125 | 120 |  |  | 55976_G_101 | 17325-7 | 65 | R63-0083
42001 |  | Pennsylvania | Adams | 4713111 | 67433513 | 62037012 | 420010122 | 201 | S201 | GENON WHOLESALE GEN LP/HUNTERSTOWN PLT | 27.7 | 3 | 195 | 18.5 | 208 | 17838.6 | 66.4 | 221118 | -77.165 | 39.865 | 2250 |  | 125 | 120 |  |  | 55976_G_201 | 17325-7 | 65
42001 |  | Pennsylvania | Adams | 4713111 | 67433613 | 62037112 | 420010122 | 301 | S301 | GENON WHOLESALE GEN LP/HUNTERSTOWN PLT | 26.1 | 3 | 195 | 18.5 | 208 | 17838.6 | 66.4 | 221118 | -77.165 | 39.865 | 2250 |  | 125 | 120 |  |  | 55976_G_301 | 17325-7 | 65
42001 |  | Pennsylvania | Adams | 4713311 | 28152013 | 26996512 | 420010869 | 101 | S01 | GENON REMA LLC/HAMILTON | 4.84 | 0.38 | 50 | 1.3 | 1060 | 10900 | 0.1 | 221112 | -76.9902 | 39.9081 | 305 | R63-0083 | 125 | 100 |  |  | 3109_G_1 | 17301 |  | R63-0083
42001 |  | Pennsylvania | Adams | 4713411 | 28151913 | 26996412 | 420010876 | 101 | S01 | GENON REMA LLC/ORRTANNA | 4.41 | 0.22 | 38 | 1.2 | 1060 | 10900 | 0.1 | 221112 | -77.3504 | 39.8469 | 305 | R63-0083 | 125 | 100 |  |  | 3112_G_1 | 17353 |  | R63-0083
42003 |  | Pennsylvania | Allegheny | 2990311 | 38213013 | 95946712 | 4200300580 | 001 | S1 | ALLEGHENY ENERGY SUPPLY/SPRINGDALE | 9.7 | 0.075 | 75 | 9 | 692 | 9039.8 | 217.9 | 221121 | -79.7672 | 40.5442 | 44 | R63-0083 | 125 | 100 |  |  | 55196_G_UNT1 | 15144 |  | R63-0083
42003 |  | Pennsylvania | Allegheny | 2990311 | 38213113 | 95946812 | 4200300580 | 002 | S2 | ALLEGHENY ENERGY SUPPLY/SPRINGDALE | 8.2 | 0.071 | 75 | 9 | 762 | 9039.8 | 217.9 | 221121 | -79.7672 | 40.5442 | 44 |  | 125 | 100 |  |  | 55196_G_UNT2 | 15144
42003 |  | Pennsylvania | Allegheny | 2990311 | 38213213 | 95946912 | 4200300580 | 003 | S3 | ALLEGHENY ENERGY SUPPLY/SPRINGDALE | 9.32 | 0.416 | 398 | 18 | 200 | 17007.5 | 219.8 | 221121 | -79.7672 | 40.5442 | 167 | R63-0083 | 125 | 100 |  |  | 55710_G_UNT3 | 15144 |  | R63-0083
42003 |  | Pennsylvania | Allegheny | 2990311 | 38213313 | 95947012 | 4200300580 | 004 | S4 | ALLEGHENY ENERGY SUPPLY/SPRINGDALE | 12.846 | 0.719 | 398 | 18 | 200 | 17007.5 | 219.8 | 221121 | -79.7672 | 40.5442 | 167 |  | 125 | 100 |  |  | 55710_G_UNT4 | 15144
42003 |  | Pennsylvania | Allegheny | 8404811 | 98945613 | 95972012 | 4200300157 | 031 | S1 | GENON ENERGY INC/CHESWICK STA | 3293.4967 | 9290.1973 | 751 | 21 | 286 | 36359.6 | 344.5 | 221112 | -79.7904 | 40.5383 |  | R63-0142 | 125 | 100 | 8226 | 1 | 8226_B_1 | 15024 |  | R63-0142
42003 |  | Pennsylvania | Allegheny | 8404911 | 361713 | 95971212 | 4200300158 | 001 | S2 | GENON ENERGY INC/BRUNOT ISLE POWER PLT | 0.8 | 0.0091 | 69 | 12.6 | 439 | 12424.9 | 327.8 | 221121 | -80.0447 | 40.4647 | 300 | R63-0083 | 125 | 100 |  |  | 3096_G_1A | 15204 |  | R63-0083
42003 |  | Pennsylvania | Allegheny | 8404911 | 361913 | 95971212 | 4200300158 | 002 | S2 | GENON ENERGY INC/BRUNOT ISLE POWER PLT | 0.5 | 0.0057 | 69 | 12.6 | 439 | 12424.9 | 327.8 | 221121 | -80.0447 | 40.4647 | 918 |  | 125 | 100 |  |  | 3096_G_2B | 15204
42005 |  | Pennsylvania | Armstrong | 3865811 | 37166313 | 35417612 | 420050001 | 032 | S04 | ALLEGHENY ENERGY SUPPLY CO/ARMSTRONG POW | 1625.9 | 13242.6 | 1008 | 14.6 | 354 | 13333.4 | 79.7 | 221112 | -79.4657 | 40.929 | 1760 | R63-0142 | 125 | 100 | 3178 | 2 | 3178_B_2 | 16210-3 | 128 | R63-0142
42005 |  | Pennsylvania | Armstrong | 3865811 | 37166513 | 35417712 | 420050001 | 031 | S03 | ALLEGHENY ENERGY SUPPLY CO/ARMSTRONG POW | 1482.8 | 12495.9 | 1008 | 14.6 | 344 | 12333.3 | 73.7 | 221112 | -79.4657 | 40.929 | 1930 | R63-0142 | 125 | 100 | 3178 | 1 | 3178_B_1 | 16210-3 | 128 | R63-0142
42005 |  | Pennsylvania | Armstrong | 3866111 | 37164513 | 35416712 | 420050012 | 032 | S02 | GENON NE MGMT CO/KEYSTONE STA | 11145.3406 | 24602.7869 | 800 | 27.2 | 301 | 55411.4 | 95.4 | 221112 | -79.3418 | 40.6602 | 8720 | R63-0142 | 125 | 100 | 3136 | 2 | 3136_B_2 | 15774-2 | 128 | R63-0142
42005 |  | Pennsylvania | Armstrong | 3866111 | 37164713 | 35416912 | 420050012 | 031 | S01 | GENON NE MGMT CO/KEYSTONE STA | 9613.6042 | 21837.9956 | 800 | 27.2 | 301 | 55411.4 | 95.4 | 221112 | -79.3418 | 40.6602 | 8720 | R63-0142 | 125 | 100 | 3136 | 1 | 3136_B_1 | 15774-2 | 128 | R63-0142
42005 |  | Pennsylvania | Armstrong | 3866111 | 37164813 | 35416312 | 420050012 | 102 | S04 | GENON NE MGMT CO/KEYSTONE STA | 7.58 | 1.12 | 18 | 4 | 800 | 384.6 | 30.6 | 221112 | -79.3418 | 40.6602 | 2700 |  | 125 | 120 |  |  | 3136_G_4 | 15774-2
42005 |  | Pennsylvania | Armstrong | 3866111 | 37165013 | 35416612 | 420050012 | 101 | S03 | GENON NE MGMT CO/KEYSTONE STA | 7.46 | 0.92 | 18 | 4 | 800 | 393.3 | 31.3 | 221112 | -79.3418 | 40.6602 | 2700 |  | 125 | 120 |  |  | 3136_G_3 | 15774-2
42005 |  | Pennsylvania | Armstrong | 3866111 | 37165113 | 35416512 | 420050012 | 103 | S05 | GENON NE MGMT CO/KEYSTONE STA | 8.43 | 1.05 | 18 | 4 | 800 | 403.1 | 32.1 | 221112 | -79.3418 | 40.6602 | 2700 |  | 125 | 120 |  |  | 3136_G_5 | 15774-2
42005 |  | Pennsylvania | Armstrong | 3866111 | 37165513 | 35416212 | 420050012 | 104 | S06 | GENON NE MGMT CO/KEYSTONE STA | 8.08 | 0.98 | 18 | 4 | 800 | 393.3 | 31.3 | 221112 | -79.3418 | 40.6602 | 2700 |  | 125 | 120 |  |  | 3136_G_6 | 15774-2
42005 |  | Pennsylvania | Armstrong | 3866811 | 37160913 | 62042812 | 420050121 | 203 | S03 | ARMSTRONG ENERGY LTD/S BEND | 6.3 | 0.12 | 119 | 18 | 1100 | 50000 | 196.5 | 221112 | -79.3503 | 40.6383 | 1930 | R63-0083 | 125 | 120 | 55347 | 3 | 55347_G_3 | 15774 |  | R63-0083
42005 |  | Pennsylvania | Armstrong | 3866811 | 37161113 | 62042612 | 420050121 | 201 | S01 | ARMSTRONG ENERGY LTD/S BEND | 6.3 | 0.13 | 119 | 18 | 1100 | 50000 | 196.5 | 221112 | -79.3503 | 40.6383 | 1930 | R63-0083 | 125 | 120 | 55347 | 1 | 55347_G_1 | 15774 |  | R63-0083
42005 |  | Pennsylvania | Armstrong | 3866811 | 37161213 | 62042712 | 420050121 | 202 | S02 | ARMSTRONG ENERGY LTD/S BEND | 3.6 | 0.08 | 119 | 18 | 1100 | 50000 | 196.5 | 221112 | -79.3503 | 40.6383 | 1930 | R63-0083 | 125 | 120 | 55347 | 2 | 55347_G_2 | 15774 |  | R63-0083
42005 |  | Pennsylvania | Armstrong | 3866811 | 37161313 | 62042912 | 420050121 | 204 | S04 | ARMSTRONG ENERGY LTD/S BEND | 7.2 | 0.14 | 119 | 18 | 1100 | 50000 | 196.5 | 221112 | -79.3503 | 40.6383 | 1930 | R63-0083 | 125 | 120 | 55347 | 4 | 55347_G_4 | 15774 |  | R63-0083
42007 |  | Pennsylvania | Beaver | 3853711 | 37815013 | 36066612 | 420070005 | 031 | S02 | FIRSTENERGY GEN LLC/BRUCE MANSFIELD PLT | 2198.399 | 2967.6521 | 950 | 19.2 | 126 | 21750 | 75.1 | 221112 | -80.42 | 40.6344 | 7910 | R63-0142 | 125 | 100 | 6094 | 1 | 6094_B_1 | 15077 | 129 | R63-0142
42007 |  | Pennsylvania | Beaver | 3853711 | 37815013 | 36067012 | 420070005 | 031 | S01 | FIRSTENERGY GEN LLC/BRUCE MANSFIELD PLT | 2198.399 | 2967.6521 | 950 | 19.2 | 126 | 21750 | 75.1 | 221112 | -80.42 | 40.6344 | 7910 | R63-0142 | 125 | 100 | 6094 | 1 | 6094_B_1 | 15077 | 129 | R63-0142
42007 |  | Pennsylvania | Beaver | 3853711 | 37815113 | 36066412 | 420070005 | 032 | S04 | FIRSTENERGY GEN LLC/BRUCE MANSFIELD PLT | 1627.4012 | 3518.2511 | 950 | 19.2 | 126 | 21750 | 75.1 | 221112 | -80.42 | 40.6344 | 7910 | R63-0142 | 125 | 100 | 6094 | 2 | 6094_B_2 | 15077 | 129 | R63-0142
42007 |  | Pennsylvania | Beaver | 3853711 | 37815113 | 36066712 | 420070005 | 032 | S03 | FIRSTENERGY GEN LLC/BRUCE MANSFIELD PLT | 1627.4012 | 3518.2511 | 950 | 19.2 | 126 | 21750 | 75.1 | 221112 | -80.42 | 40.6344 | 7910 | R63-0142 | 125 | 100 | 6094 | 2 | 6094_B_2 | 15077 | 129 | R63-0142
42007 |  | Pennsylvania | Beaver | 3853711 | 37815213 | 36066512 | 420070005 | 033 | S05 | FIRSTENERGY GEN LLC/BRUCE MANSFIELD PLT | 1949.1977 | 4111.8977 | 600 | 19.2 | 126 | 21750 | 75.1 | 221112 | -80.42 | 40.6344 | 7910 | R63-0142 | 125 | 100 | 6094 | 3 | 6094_B_3 | 15077 | 128&129 | R63-0142
42007 |  | Pennsylvania | Beaver | 3853711 | 37815213 | 36066812 | 420070005 | 033 | S06 | FIRSTENERGY GEN LLC/BRUCE MANSFIELD PLT | 1949.1977 | 4111.8977 | 600 | 19.2 | 126 | 21750 | 75.1 | 221112 | -80.42 | 40.6344 | 7910 | R63-0142 | 125 | 100 | 6094 | 3 | 6094_B_3 | 15077 | 128&129 | R63-0142
42007 |  | Pennsylvania | Beaver | 7991511 | 5082613 | 4895112 | 420070032 | 035 | S01 | HORSEHEAD CORP/MONACA SMELTER | 331.1999 | 694.3 | 275 | 11 | 300 | 7333.4 | 77.1 | 331410 | -80.3365 | 40.6706 | 600 | R63-0040&R63-01 | 177 | 100 | 50130 | 35 | 50130_B_BLR2 | 15061-2 | 121&129&128 | R63-0040&R63-01&R63-0083&R63-01
42007 |  | Pennsylvania | Beaver | 7991511 | 5084213 | 4895112 | 420070032 | 034 | S01 | HORSEHEAD CORP/MONACA SMELTER | 359.1001 | 695.3 | 275 | 11 | 300 | 7333.4 | 77.1 | 331410 | -80.3365 | 40.6706 | 600 | R63-0040&R63-01 | 177 | 100 | 50130 | 34 | 50130_B_BLR1 | 15061-2 | 121&129&128 | R63-0040&R63-01&R63-0083&R63-01
42007 |  | Pennsylvania | Beaver | 8141311 | 4581913 | 4439012 | 420070042 | 032 | S02 | AES BEAVER VALLEY LLC/BEAVER VALLEY LLC | 702.1 | 838.9998 | 200 | 7.8 | 135 | 2540 | 53.2 | 221112 | -80.3559 | 40.6538 | 550 | R63-0142 | 125 | 100 | 10676 | 032 | 10676_B_2 | 15061-2 | 128&99 | R63-0142
42007 |  | Pennsylvania | Beaver | 8141311 | 4582013 | 4439112 | 420070042 | 035 | S05 | AES BEAVER VALLEY LLC/BEAVER VALLEY LLC | 457.5999 | 516.5999 | 200 | 4.8 | 135 | 1440 | 79.6 | 221112 | -80.3559 | 40.6538 | 285 | R63-0142 | 125 | 100 | 10676 | 035 | 10676_B_5 | 15061-2 | 128&99 | R63-0142
42007 |  | Pennsylvania | Beaver | 8141311 | 4582113 | 4438812 | 420070042 | 034 | S04 | AES BEAVER VALLEY LLC/BEAVER VALLEY LLC | 734.3002 | 902.4999 | 200 | 7.8 | 135 | 2800 | 58.6 | 221112 | -80.3559 | 40.6538 | 550 | R63-0142 | 125 | 100 | 10676 | 034 | 10676_B_4 | 15061-2 | 128&99 | R63-0142
42007 |  | Pennsylvania | Beaver | 8141311 | 4582213 | 4438912 | 420070042 | 033 | S03 | AES BEAVER VALLEY LLC/BEAVER VALLEY LLC | 811.4998 | 912.3997 | 200 | 7.8 | 135 | 2500 | 52.3 | 221112 | -80.3559 | 40.6538 | 550 | R63-0142 | 125 | 100 | 10676 | 033 | 10676_B_3 | 15061-2 | 128&99 | R63-0142
42011 |  | Pennsylvania | Berks | 3857011 | 37799613 | 36051112 | 420110045 | 035 | S05 | GENON REMA LLC/TITUS GEN STA | 1.31 | 0.31 | 21 | 11 | 900 | 7222.9 | 76 | 221112 | -75.9084 | 40.3059 | 17 | R63-0083 | 125 | 120 |  |  | 3115_G_5 | 19508-8 |  | R63-0083
42011 |  | Pennsylvania | Berks | 3857011 | 37799713 | 91637412 | 420110045 | 033 | S123 | GENON REMA LLC/TITUS GEN STA | 242.98 | 1459.0901 | 350 | 20 | 282 | 20000 | 63.7 | 221112 | -75.9081 | 40.3061 | 801 | R63-0142 | 125 | 100 | 3115 | 3 | 3115_B_3 | 19508-8 | 128 | R63-0142
42011 |  | Pennsylvania | Berks | 3857011 | 37799813 | 91637412 | 420110045 | 031 | S123 | GENON REMA LLC/TITUS GEN STA | 234.2196 | 1405.3367 | 350 | 20 | 282 | 20000 | 63.7 | 221112 | -75.9081 | 40.3061 | 801 | R63-0142 | 125 | 100 | 3115 | 1 | 3115_B_1 | 19508-8 | 128 | R63-0142
42011 |  | Pennsylvania | Berks | 3857011 | 37800013 | 91637412 | 420110045 | 032 | S123 | GENON REMA LLC/TITUS GEN STA | 203.8998 | 1221.6713 | 350 | 20 | 282 | 20000 | 63.7 | 221112 | -75.9081 | 40.3061 | 801 | R63-0142 | 125 | 100 | 3115 | 2 | 3115_B_2 | 19508-8 | 128 | R63-0142
42011 |  | Pennsylvania | Berks | 3857011 | 37800113 | 36051012 | 420110045 | 034 | S04 | GENON REMA LLC/TITUS GEN STA | 0.47 | 0.1 | 26 | 10 | 900 | 7222.9 | 92 | 221112 | -75.9084 | 40.3059 | 16 | R63-0083 | 125 | 120 |  |  | 3115_G_4 | 19508-8 |  | R63-0083
42017 |  | Pennsylvania | Bucks | 2878411 | 37949413 | 36207512 | 420170578 | 733 | S03 | EXELON GENERATION CO/FALLS TWP PEAK PWR | 1.0947 | 0.2736 | 34 | 10 | 1090 | 12136.2 | 154.5 | 221112 | -74.7896 | 40.1788 | 295 | R63-0083 | 125 | 120 |  |  | 3162_G_3 | 19067-3 |  | R63-0083
42017 |  | Pennsylvania | Bucks | 2878411 | 37949513 | 36207712 | 420170578 | 732 | S02 | EXELON GENERATION CO/FALLS TWP PEAK PWR | 1.2559 | 0.3139 | 34 | 10 | 1090 | 12136.2 | 154.5 | 221112 | -74.7896 | 40.1788 | 295 | R63-0083 | 125 | 120 |  |  | 3162_G_2 | 19067-3 |  | R63-0083
42017 |  | Pennsylvania | Bucks | 2878411 | 37949613 | 36207612 | 420170578 | 731 | S01 | EXELON GENERATION CO/FALLS TWP PEAK PWR | 1.0283 | 0.257 | 34 | 10 | 1090 | 12136.2 | 154.5 | 221112 | -74.7896 | 40.1788 | 295 | R63-0083 | 125 | 120 |  |  | 3162_G_1 | 19067-3 |  | R63-0083
42017 |  | Pennsylvania | Bucks | 7410911 | 10377613 | 10268712 | 420170306 | 044 | S02 | EXELON GENERATION CO/FAIRLESS HILLS GEN | 24.8 | 26.9032 | 146 | 14.8 | 400 | 2644.4 | 15.4 | 221112 | -74.7494 | 40.1428 | 468 | R63-0040 | 125 | 100 | 7701 | PHBLR4 | 7701_B_PHBLR4 | 19030-5 |  | R63-0040
42017 |  | Pennsylvania | Bucks | 8004311 | 5056413 | 4872212 | 420170006 | 031 | S02 | EXELON GENERATION CO/CROYDON GEN STA | 3.9637 | 0.16 | 37 | 20.2 | 850 | 8617.4 | 27 | 221112 | -74.899 | 40.0836 | 46 | R63-0083 | 125 | 120 |  |  | 8012_G_11 | 19007 |  | R63-0083
42017 |  | Pennsylvania | Bucks | 8004311 | 5056413 | 4872912 | 420170006 | 031 | S01 | EXELON GENERATION CO/CROYDON GEN STA | 3.9637 | 0.16 | 37 | 20.2 | 850 | 8617.4 | 27 | 221112 | -74.899 | 40.0836 | 46 | R63-0083 | 125 | 120 |  |  | 8012_G_11 | 19007 |  | R63-0083
42017 |  | Pennsylvania | Bucks | 8004311 | 5056513 | 4872512 | 420170006 | 032 | S03 | EXELON GENERATION CO/CROYDON GEN STA | 3.8283 | 0.1546 | 37 | 20.2 | 850 | 8617.4 | 27 | 221112 | -74.899 | 40.0836 | 46 | R63-0083 | 125 | 120 |  |  | 8012_G_12 | 19007 |  | R63-0083
42017 |  | Pennsylvania | Bucks | 8004311 | 5056513 | 4873512 | 420170006 | 032 | S04 | EXELON GENERATION CO/CROYDON GEN STA | 3.8283 | 0.1546 | 37 | 20.2 | 850 | 8617.4 | 27 | 221112 | -74.899 | 40.0836 | 46 | R63-0083 | 125 | 120 |  |  | 8012_G_12 | 19007 |  | R63-0083
42017 |  | Pennsylvania | Bucks | 8004311 | 5056613 | 4872712 | 420170006 | 034 | S07 | EXELON GENERATION CO/CROYDON GEN STA | 3.4649 | 0.1399 | 37 | 20.2 | 850 | 8617.4 | 27 | 221112 | -74.899 | 40.0836 | 46 | R63-0083 | 125 | 120 |  |  | 8012_G_22 | 19007 |  | R63-0083
42017 |  | Pennsylvania | Bucks | 8004311 | 5056613 | 4873312 | 420170006 | 034 | S08 | EXELON GENERATION CO/CROYDON GEN STA | 3.4649 | 0.1399 | 37 | 20.2 | 850 | 8617.4 | 26.9 | 221112 | -74.899 | 40.0836 | 46 | R63-0083 | 125 | 120 |  |  | 8012_G_22 | 19007 |  | R63-0083
42017 |  | Pennsylvania | Bucks | 8004311 | 5056813 | 4872112 | 420170006 | 037 | S14 | EXELON GENERATION CO/CROYDON GEN STA | 2.3424 | 0.0946 | 37 | 20.2 | 850 | 8617.4 | 27 | 221112 | -74.899 | 40.0836 | 46 | R63-0083 | 125 | 120 |  |  | 8012_G_41 | 19007 |  | R63-0083
42017 |  | Pennsylvania | Bucks | 8004311 | 5056813 | 4872412 | 420170006 | 037 | S13 | EXELON GENERATION CO/CROYDON GEN STA | 2.3424 | 0.0946 | 37 | 20.2 | 850 | 8617.4 | 26.9 | 221112 | -74.899 | 40.0836 | 46 | R63-0083 | 125 | 120 |  |  | 8012_G_41 | 19007 |  | R63-0083
42017 |  | Pennsylvania | Bucks | 8004311 | 5056913 | 4872612 | 420170006 | 038 | S16 | EXELON GENERATION CO/CROYDON GEN STA | 2.4389 | 0.0985 | 37 | 20.2 | 750 | 7629.3 | 23.8 | 221112 | -74.899 | 40.0836 | 46 | R63-0083 | 125 | 120 |  |  | 8012_G_42 | 19007 |  | R63-0083
42017 |  | Pennsylvania | Bucks | 8004311 | 5056913 | 4872812 | 420170006 | 038 | S15 | EXELON GENERATION CO/CROYDON GEN STA | 2.4389 | 0.0985 | 37 | 20.2 | 750 | 7629.3 | 23.8 | 221112 | -74.899 | 40.0836 | 46 | R63-0083 | 125 | 120 |  |  | 8012_G_42 | 19007 |  | R63-0083
42017 |  | Pennsylvania | Bucks | 8004311 | 5057013 | 4873012 | 420170006 | 033 | S05 | EXELON GENERATION CO/CROYDON GEN STA | 2.6353 | 0.1064 | 37 | 20.2 | 750 | 7629.3 | 23.8 | 221112 | -74.899 | 40.0836 | 46 | R63-0083 | 125 | 120 |  |  | 8012_G_21 | 19007 |  | R63-0083
42017 |  | Pennsylvania | Bucks | 8004311 | 5057013 | 4873112 | 420170006 | 033 | S06 | EXELON GENERATION CO/CROYDON GEN STA | 2.6353 | 0.1064 | 37 | 20.2 | 750 | 7629.3 | 23.8 | 221112 | -74.899 | 40.0836 | 46 | R63-0083 | 125 | 120 |  |  | 8012_G_21 | 19007 |  | R63-0083
42017 |  | Pennsylvania | Bucks | 8004311 | 5057113 | 4873212 | 420170006 | 035 | S09 | EXELON GENERATION CO/CROYDON GEN STA | 2.2492 | 0.0908 | 37 | 20.2 | 850 | 8617.4 | 26.9 | 221112 | -74.899 | 40.0836 | 46 | R63-0083 | 125 | 120 |  |  | 8012_G_31 | 19007 |  | R63-0083
42017 |  | Pennsylvania | Bucks | 8004311 | 5057113 | 4873612 | 420170006 | 035 | S10 | EXELON GENERATION CO/CROYDON GEN STA | 2.2492 | 0.0908 | 37 | 20.2 | 850 | 8617.4 | 26.9 | 221112 | -74.899 | 40.0836 | 46 | R63-0083 | 125 | 120 |  |  | 8012_G_31 | 19007 |  | R63-0083
42017 |  | Pennsylvania | Bucks | 9202811 | 57827213 | 51959612 | 420170131 | 101 | S101 | FAIRLESS ENERGY LLC/FALLS TWP | 52.31 | 4.5123 | 195 | 19 | 178 | 17886.6 | 63.1 | 221112 | -74.7425 | 40.1469 | 2280 | R63-0083 | 125 | 120 | 55298 | 1A | 55298_G_CT1A | 19030-5 | 65 | R63-0083
42017 |  | Pennsylvania | Bucks | 9202811 | 57827313 | 51962612 | 420170131 | 102 | S102 | FAIRLESS ENERGY LLC/FALLS TWP | 48.1155 | 4.2905 | 195 | 19 | 178 | 17886.6 | 63.1 | 221112 | -74.7425 | 40.1469 | 2280 | R63-0083 | 125 | 120 | 55298 | 1B | 55298_G_CT1B | 19030-5 | 65 | R63-0083
42017 |  | Pennsylvania | Bucks | 9202811 | 57827413 | 51965012 | 420170131 | 105 | S105 | FAIRLESS ENERGY LLC/FALLS TWP | 49.0418 | 4.2434 | 195 | 19 | 178 | 17886.6 | 63.1 | 221112 | -74.7425 | 40.1469 | 2280 | R63-0083 | 125 | 120 | 55298 | 2A | 55298_G_CT2A | 19030-5 | 65 | R63-0083
42017 |  | Pennsylvania | Bucks | 9202811 | 57827513 | 51965512 | 420170131 | 106 | S106 | FAIRLESS ENERGY LLC/FALLS TWP | 50.5203 | 4.4251 | 195 | 19 | 178 | 17886.6 | 63.1 | 221112 | -74.7425 | 40.1469 | 2280 | R63-0083 | 125 | 120 | 55298 | 2B | 55298_G_CT2B | 19030-5 | 65 | R63-0083
42021 |  | Pennsylvania | Cambria | 6594311 | 17845713 | 17346212 | 420210033 | 031 | S01 | EBENSBURG POWER CO/EBENSBURG COGENERATIO | 307.7997 | 1936.7015 | 250 | 8.5 | 300 | 5478.6 | 96.6 | 221112 | -78.746 | 40.4645 | 705 | R63-0142 | 125 | 100 | 10603 | 031 | 10603_B_031 | 15948 | 100 | R63-0142
42021 |  | Pennsylvania | Cambria | 6594411 | 17845413 | 17345612 | 420210034 | 031 | S31 | INTER POWER AHLCON L/COLVER POWER PROJ | 707.9002 | 2880.7007 | 398 | 12 | 270 | 4583.3 | 40.5 | 221112 | -78.7982 | 40.5538 | 1210 | R63-0142 | 125 | 100 | 10143 | AAB01 | 10143_B_ABB01 | 15927-4 | 100&129 | R63-0040&R63-01&R63-0142
42021 |  | Pennsylvania | Cambria | 6594511 | 17844813 | 17345312 | 420210046 | 031 | S01 | CAMBRIA COGEN CO/EBENSBURG | 344 | 946 | 230 | 7.5 | 380 | 4033.3 | 91.3 | 221112 | -78.7019 | 40.4794 | 560 | R63-0142 | 125 | 100 | 10641 | 1 | 10641_B_B1 | 15931-4 | 100 | R63-0142
42021 |  | Pennsylvania | Cambria | 6594511 | 17844913 | 17345012 | 420210046 | 032 | S02 | CAMBRIA COGEN CO/EBENSBURG | 369 | 995 | 230 | 7.5 | 380 | 4033.3 | 91.3 | 221112 | -78.7019 | 40.4794 | 560 | R63-0142 | 125 | 100 | 10641 | 2 | 10641_B_B2 | 15931-4 | 100 | R63-0142
42025 |  | Pennsylvania | Carbon | 7889011 | 2746813 | 2664212 | 420250023 | 032 | S01 | PANTHER CREEK PARTNERS/NESQUEHONING PLT | 272.8999 | 286.2 | 350 | 7.5 | 350 | 9021.2 | 204.1 | 221112 | -75.8768 | 40.8557 | 600 | R63-0142 | 125 | 100 | 50776 | 2 | 50776_B_BLR2 | 18240-2 | 100&129 | R63-0142
42025 |  | Pennsylvania | Carbon | 7889011 | 2746913 | 2664212 | 420250023 | 031 | S01 | PANTHER CREEK PARTNERS/NESQUEHONING PLT | 278.2995 | 284.9 | 350 | 7.5 | 350 | 9021.2 | 204.1 | 221112 | -75.8768 | 40.8557 | 600 | R63-0142 | 125 | 100 | 50776 | 1 | 50776_B_BLR1 | 18240-2 | 100&129 | R63-0142
42029 |  | Pennsylvania | Chester | 2980011 | 38531013 | 36823312 | 420290023 | 031 | S01 | EXELON GEN CO/CROMBY GEN STA | 435.5003 | 710.8996 | 300 | 14 | 240 | 9050.7 | 58.8 | 221112 | -75.5289 | 40.153 | 1540 | R63-0142 | 125 | 100 | 3159 | 1 | 3159_B_1 | 19460-1 | 100&129&128&121 | R63-0142
42029 |  | Pennsylvania | Chester | 2980011 | 38531313 | 36822912 | 420290023 | 734 | S06 | EXELON GEN CO/CROMBY GEN STA | 0.1866 | 0.0071 | 20 | 3 | 690 | 440 | 62.2 | 221112 | -75.5289 | 40.153 | 3 |  | 125 | 690 |  |  | 3159_G_ICI | 19460-1
42029 |  | Pennsylvania | Chester | 2980011 | 38531413 | 36822812 | 420290023 | 032 | S02 | EXELON GEN CO/CROMBY GEN STA | 51.2 | 109.5 | 300 | 14 | 240 | 8642.9 | 56.1 | 221112 | -75.5289 | 40.153 | 2300 | R63-0142 | 125 | 100 | 3159 | 2 | 3159_B_2 | 19460-1 |  | R63-0142
42031 |  | Pennsylvania | Clarion | 8004711 | 5052713 | 4868312 | 420310406 | 031 | ST031 | PINEY CREEK LP/PINEY CREEK POWER PLT | 269.8004 | 1477.1004 | 275 | 7.3 | 310 | 1391.7 | 33.1 | 221112 | -79.4394 | 41.1845 | 450 | R63-0142 | 125 | 100 | 54144 | 031 | 54144_B_031 | 16214-3 | 100 | R63-0142
42033 |  | Pennsylvania | Clearfield | 2985011 | 38387013 | 36658212 | 420330021 | 031 | S01 | GENON REMA LLC/SHAWVILLE GEN STA | 722.2003 | 4829.1046 | 600 | 12.5 | 286 | 22028 | 179.5 | 221112 | -78.3664 | 41.0669 | 1340 | R63-0142 | 125 | 100 | 3131 | 1 | 3131_B_1 | 16873-0 | 128&65 | R63-0142
42033 |  | Pennsylvania | Clearfield | 2985011 | 38387313 | 36657912 | 420330021 | 033 | S02 | GENON REMA LLC/SHAWVILLE GEN STA | 1063.2741 | 8017.2812 | 854 | 19 | 243 | 26126.8 | 92.2 | 221112 | -78.3664 | 41.0669 | 1790 | R63-0142 | 125 | 100 | 3131 | 3 | 3131_B_3 | 16873-0 | 128 | R63-0142
42033 |  | Pennsylvania | Clearfield | 2985011 | 38387513 | 36658012 | 420330021 | P101 | S03 | GENON REMA LLC/SHAWVILLE GEN STA | 0.45 | 0.03 | 1 | 0.1 | 320 | 24.8 | 0.1 | 221112 | -78.3664 | 41.0669 | 2 | R63-0087 | 125 | 160 |  |  | 3131_G_5 | 16873-0 |  | R63-0087
42033 |  | Pennsylvania | Clearfield | 2985011 | 38387813 | 36657912 | 420330021 | 034 | S02 | GENON REMA LLC/SHAWVILLE GEN STA | 1055.0125 | 7877.4953 | 854 | 19 | 243 | 26126.8 | 92.2 | 221112 | -78.3664 | 41.0669 | 1790 | R63-0142 | 125 | 100 | 3131 | 4 | 3131_B_4 | 16873-0 | 128 | R63-0142
42033 |  | Pennsylvania | Clearfield | 2985011 | 38387913 | 36658212 | 420330021 | 032 | S01 | GENON REMA LLC/SHAWVILLE GEN STA | 689.6003 | 4473.904 | 600 | 12.5 | 286 | 22028 | 179.5 | 221112 | -78.3664 | 41.0669 | 1340 | R63-0142 | 125 | 100 | 3131 | 2 | 3131_B_2 | 16873-0 | 128&65 | R63-0142
42033 |  | Pennsylvania | Clearfield | 2985011 | 38388013 | 36658012 | 420330021 | P102 | S03 | GENON REMA LLC/SHAWVILLE GEN STA | 0.43 | 0.02 | 1 | 0.1 | 320 | 24.8 | 0.1 | 221112 | -78.3664 | 41.0669 | 2 | R63-0087 | 125 | 160 |  |  | 3131_G_6 | 16873-0 |  | R63-0087
42033 |  | Pennsylvania | Clearfield | 2985011 | 38388113 | 36658012 | 420330021 | P103 | S03 | GENON REMA LLC/SHAWVILLE GEN STA | 0.33 | 0.02 | 1 | 0.1 | 320 | 24.8 | 0.1 | 221112 | -78.3664 | 41.0669 | 2 | R63-0087 | 125 | 160 |  |  | 3131_G_7 | 16873-0 |  | R63-0087
42035 |  | Pennsylvania | Clinton | 6602011 | 19033913 | 18494012 | 420350677 | P101 | S01 | PPL MARTINS CREEK LL/LOCK HAVEN CTS | 0.75 | 0.125 | 40 | 2 | 280 | 16.7 | 5.3 | 221112 | -77.5 | 41.1167 | 19 | R63-0087 | 125 | 120 |  |  | 3147_G_CTG | 17745 |  | R63-0087
42041 |  | Pennsylvania | Cumberland | 6464111 | 18721213 | 18165112 | 420410045 | 031 | S01 | GENON REMA LLC/MOUNTAIN | 18.97 | 0.29 | 22 | 15.3 | 955 | 9748.7 | 53 | 221112 | -77.1757 | 40.1224 | 326 | R63-0083 | 125 | 100 |  |  | 3111_G_31 | 17065 |  | R63-0083
42041 |  | Pennsylvania | Cumberland | 6464111 | 18721313 | 18165012 | 420410045 | 032 | S02 | GENON REMA LLC/MOUNTAIN | 13.77 | 0.21 | 22 | 15.3 | 955 | 9748.7 | 53 | 221112 | -77.1757 | 40.1224 | 326 | R63-0083 | 125 | 100 |  |  | 3111_G_32 | 17065 |  | R63-0083
42041 |  | Pennsylvania | Cumberland | 6464511 | 18718913 | 18163312 | 420410494 | 031 | S01 | PPL MARTINS CREEK LLC/WEST SHORE CTG SIT | 1.81 | 0.37 | 25 | 6 | 898 | 9550 | 0.1 | 221112 | -76.9167 | 40.2167 | 19 | R63-0083 | 125 | 120 |  |  | 3154_G_CTG1 | 17011 |  | R63-0083
42041 |  | Pennsylvania | Cumberland | 6464511 | 18719013 | 18163212 | 420410494 | 032 | S02 | PPL MARTINS CREEK LLC/WEST SHORE CTG SIT | 1.57 | 0.321 | 25 | 6 | 898 | 955 | 33.8 | 221112 | -76.9167 | 40.2167 | 19 | R63-0083 | 125 | 120 |  |  | 3154_G_CTG2 | 17011 |  | R63-0083
42043 |  | Pennsylvania | Dauphin | 6465211 | 18718113 | 18162212 | 420430013 | 033 | S02 | NRG ENERGY CTR PAXTON LLC/HARRISBURG | 29.65 | 0.1 | 223 | 12 | 350 | 1180.7 | 10.4 | 221330 | -76.8771 | 40.2641 | 214 |  | 125 | 100 |  |  | 50373_G_GEN2 | 17101-2
42043 |  | Pennsylvania | Dauphin | 6660711 | 17773213 | 17281212 | 420430209 | P103 | S03 | PPL MARTINS CREEK LLC/HARRISBURG CTG SIT | 1.41 | 0.33 | 25 | 6 | 895 | 671.7 | 23.8 | 221112 | -76.8833 | 40.3278 | 14 | R63-0083 | 125 | 120 |  |  | 3143_G_CTG3 | 17104-2 |  | R63-0083
42043 |  | Pennsylvania | Dauphin | 6660711 | 17773313 | 17280912 | 420430209 | P104 | S04 | PPL MARTINS CREEK LLC/HARRISBURG CTG SIT | 1.75 | 0.42 | 25 | 6 | 895 | 6716.7 | 237.5 | 221112 | -76.8833 | 40.3278 | 24 | R63-0083 | 125 | 120 |  |  | 3143_G_CTG4 | 17104-2 |  | R63-0083
42043 |  | Pennsylvania | Dauphin | 6660711 | 17773413 | 17281112 | 420430209 | P102 | S02 | PPL MARTINS CREEK LLC/HARRISBURG CTG SIT | 1.78 | 0.42 | 25 | 6 | 895 | 6716.7 | 237.5 | 221112 | -76.8833 | 40.3278 | 14 | R63-0083 | 125 | 120 |  |  | 3143_G_CTG2 | 17104-2 |  | R63-0083
42043 |  | Pennsylvania | Dauphin | 6660711 | 17773513 | 17281012 | 420430209 | P101 | S01 | PPL MARTINS CREEK LLC/HARRISBURG CTG SIT | 0.82 | 0.19 | 25 | 6 | 895 | 6716.7 | 237.5 | 221112 | -76.8833 | 40.3278 | 14 | R63-0083 | 125 | 120 |  |  | 3143_G_CTG1 | 17104-2 |  | R63-0083
42045 |  | Pennsylvania | Delaware | 10723711 | 58814513 | 54431712 | 420450317 | 031 | S031 | FPL ENERGY MARCUS HOOK LP/750 MW | 17.218 |  | 275 | 6.5 | 306 | 1959.2 | 59.1 | 221112 | -75.4274 | 39.8098 | 393 | R63-0040 | 125 | 100 | 55801 | AB01 | 55801_G_AB01 | 19061 |  | R63-0040
42045 |  | Pennsylvania | Delaware | 10723711 | 58814613 | 54431812 | 420450317 | 032 | S032 | FPL ENERGY MARCUS HOOK LP/750 MW | 24.926 |  | 275 | 6.5 | 306 | 1959.2 | 59.1 | 221112 | -75.4274 | 39.8098 | 393 | R63-0040 | 125 | 100 | 55801 | AB02 | 55801_G_AB02 | 19061 |  | R63-0040
42045 |  | Pennsylvania | Delaware | 10723711 | 58814713 | 54431912 | 420450317 | 033 | S033 | FPL ENERGY MARCUS HOOK LP/750 MW | 23.457 |  | 275 | 6.5 | 306 | 1959.2 | 59.1 | 221112 | -75.4274 | 39.8098 | 393 | R63-0040 | 125 | 100 | 55801 | AB03 | 55801_G_AB03 | 19061 |  | R63-0040
42045 |  | Pennsylvania | Delaware | 10723711 | 58814813 | 54432012 | 420450317 | 034 | S034 | FPL ENERGY MARCUS HOOK LP/750 MW | 24.891 |  | 275 | 6.5 | 306 | 1959.2 | 59.1 | 221112 | -75.4274 | 39.8098 | 393 | R63-0040 | 125 | 100 | 55801 | AB04 | 55801_G_AB04 | 19061 |  | R63-0040
42045 |  | Pennsylvania | Delaware | 10723711 | 58814913 | 54432112 | 420450317 | 101 | S101 | FPL ENERGY MARCUS HOOK LP/750 MW | 71.7 | 2.9 | 275 | 20 | 200 | 18333.3 | 58.4 | 221112 | -75.4274 | 39.8098 | 2280 | R63-0083 | 125 | 120 | 55801 | 0001 | 55801_G_CTIB | 19061 | 65 | R63-0083
42045 |  | Pennsylvania | Delaware | 10723711 | 58815013 | 54432212 | 420450317 | 102 | S102 | FPL ENERGY MARCUS HOOK LP/750 MW | 74 | 3.2 | 275 | 20 | 200 | 18333.3 | 58.4 | 221112 | -75.4274 | 39.8098 | 2280 | R63-0083 | 125 | 120 | 55801 | 0002 | 55801_G_STG | 19061 | 65 | R63-0083
42045 |  | Pennsylvania | Delaware | 10723711 | 58850313 | 54432312 | 420450317 | 103 | S103 | FPL ENERGY MARCUS HOOK LP/750 MW | 71.5 | 3 | 275 | 20 | 200 | 18333.3 | 58.4 | 221112 | -75.4274 | 39.8098 | 2280 | R63-0083 | 125 | 120 | 55801 | 0003 | 55801_G_CT13 | 19061 | 65 | R63-0083
42045 |  | Pennsylvania | Delaware | 4724511 | 67456613 | 26606812 | 420450220 | 731 | S031 | FPL ENERGY MH50 LP/MARCUS HOOK | 5.8 | 0.036 | 100 | 12 | 369 | 9016.7 | 79.7 | 221112 | -75.4275 | 39.8099 | 696 |  | 125 | 120 | 50074 | 001 | 50074_G_001 | 19061
42045 |  | Pennsylvania | Delaware | 4724611 | 27721513 | 86083712 | 420450221 | 031 | S031 | LIBERTY ELEC POWER LLC/EDDYSTONE PLT | 60.7 | 3.3 | 200 | 20 | 197 | 15740 | 50.1 | 221112 | -75.3361 | 39.8622 | 2240 | R63-0083 | 125 | 120 | 55231 | 0001 | 55231_G_GTG1 | 19022-1 |  | R63-0083
42045 |  | Pennsylvania | Delaware | 4724611 | 27721713 | 86083712 | 420450221 | 032 | S031 | LIBERTY ELEC POWER LLC/EDDYSTONE PLT | 59.4 | 3.4 | 200 | 20 | 197 | 15740 | 50.1 | 221112 | -75.3361 | 39.8622 | 2240 | R63-0083 | 125 | 120 | 55231 | 0002 | 55231_G_GTG2 | 19022-1 |  | R63-0083
42045 |  | Pennsylvania | Delaware | 6595211 | 17836013 | 17335912 | 420450016 | 035 | S12 | KIMBERLY CLARK PA LLC/CHESTER OPR | 183.4401 | 1262.1999 | 295 | 8 | 375 | 5993.7 | 119.3 | 322121 | -75.3607 | 39.8434 | 799 | R63-0142 | 133 | 100 | 50410 | 035 | 50410_B_10 | 19013 | 100&129 | R63-0142
42045 |  | Pennsylvania | Delaware | 6662011 | 17764113 | 17273112 | 420450014 | 038 | S05 | EXELON GENERATION CO/EDDYSTONE | 0.8883 | 0.2454 | 32 | 11.9 | 735 | 6916.7 | 62.2 | 221112 | -75.3244 | 39.8631 | 13 | R63-0083 | 125 | 120 |  |  | 3161_G_20 | 19022-1 |  | R63-0083
42045 |  | Pennsylvania | Delaware | 6662011 | 17764213 | 17272712 | 420450014 | 037 | S04 | EXELON GENERATION CO/EDDYSTONE | 1.3298 | 0.3674 | 32 | 11.9 | 735 | 6916.7 | 62.2 | 221112 | -75.3244 | 39.8631 | 13 | R63-0083 | 125 | 120 |  |  | 3161_G_10 | 19022-1 |  | R63-0083
42045 |  | Pennsylvania | Delaware | 6662011 | 17764413 | 17273312 | 420450014 | 032 | S02 | EXELON GENERATION CO/EDDYSTONE | 282.2998 | 436.6002 | 248 | 18.5 | 203 | 18025.8 | 67.1 | 221112 | -75.3244 | 39.8631 | 2810 | R63-0142 | 125 | 100 | 3161 | 2 | 3161_B_2 | 19022-1 | 128&75&129 | R63-0142
42045 |  | Pennsylvania | Delaware | 6662011 | 17764613 | 17273912 | 420450014 | 041 | S03 | EXELON GENERATION CO/EDDYSTONE | 45.2241 | 29.5578 | 249 | 24 | 297 | 25444.9 | 56.2 | 221112 | -75.3244 | 39.8631 | 4120 | R63-0142 | 125 | 100 | 3161 | 4 | 3161_B_4 | 19022-1 | 128 | R63-0142
42045 |  | Pennsylvania | Delaware | 6662011 | 17764713 | 17273912 | 420450014 | 033 | S03 | EXELON GENERATION CO/EDDYSTONE | 54.5811 | 36.2423 | 249 | 24 | 297 | 25444.9 | 56.2 | 221112 | -75.3244 | 39.8631 | 4120 | R63-0142 | 125 | 100 | 3161 | 3 | 3161_B_3 | 19022-1 | 128 | R63-0142
42045 |  | Pennsylvania | Delaware | 6662011 | 17765113 | 17273412 | 420450014 | 040 | S07 | EXELON GENERATION CO/EDDYSTONE | 1.2734 | 0.3426 | 32 | 11.9 | 735 | 6916.7 | 62.2 | 221112 | -75.3244 | 39.8631 | 17 | R63-0083 | 125 | 120 |  |  | 3161_G_40 | 19022-1 |  | R63-0083
42045 |  | Pennsylvania | Delaware | 6662011 | 17765213 | 17273512 | 420450014 | 039 | S06 | EXELON GENERATION CO/EDDYSTONE | 0.9722 | 0.2615 | 32 | 11.9 | 735 | 6916.7 | 62.2 | 221112 | -75.3244 | 39.8631 | 17 | R63-0083 | 125 | 120 |  |  | 3161_G_30 | 19022-1 |  | R63-0083
42045 |  | Pennsylvania | Delaware | 6662011 | 17765313 | 17272812 | 420450014 | 031 | S01 | EXELON GENERATION CO/EDDYSTONE | 406.0999 | 435.3004 | 248 | 18.5 | 202 | 21526.3 | 80.1 | 221112 | -75.3244 | 39.8631 | 2700 | R63-0142 | 125 | 100 | 3161 | 1 | 3161_B_1 | 19022-1 | 128&75&129 | R63-0142
42047 |  | Pennsylvania | Elk | 6559611 | 17956513 | 17449112 | 420470005 | 040 | S16 | DOMTAR PAPER CO/JOHNSONBURG MILL | 288.9363 | 62.2833 | 288 | 10 | 310 | 3000 | 38.2 | 322121 | -78.6775 | 41.4909 | 306 |  | 133 | 100 | 54638 | 040 | 54638_B_040 | 15845-1 | 128&129 | R63-0040
42047 |  | Pennsylvania | Elk | 6559611 | 17957013 | 17449112 | 420470005 | 041 | S16 | DOMTAR PAPER CO/JOHNSONBURG MILL | 281.6741 | 60.6625 | 288 | 10 | 310 | 3000 | 38.2 | 322121 | -78.6775 | 41.4909 | 306 | R63-0040 | 133 | 100 | 54638 | 041 | 54638_B_041 | 15845-1 | 128&129 | R63-0040
42051 |  | Pennsylvania | Fayette | 3767811 | 37874113 | 36129712 | 420510119 | 101 | S01 | ALLEGHENY ENERGY SUPPLY CO/GANS POWER ST | 10 | 0.1 | 75 | 9 | 816 | 9039.8 | 142.1 | 221112 | -79.8388 | 39.7475 | 29.2 | R63-0083 | 125 | 120 |  |  | 55377_G_UNT8 | 15439 |  | R63-0083
42051 |  | Pennsylvania | Fayette | 3767811 | 37874213 | 36129612 | 420510119 | 102 | S02 | ALLEGHENY ENERGY SUPPLY CO/GANS POWER ST | 10 | 0.1 | 75 | 9 | 816 | 9039.8 | 142.1 | 221112 | -79.8388 | 39.7475 | 29.2 | R63-0083 | 125 | 120 |  |  | 55377_G_UNT9 | 15439 |  | R63-0083
42051 |  | Pennsylvania | Fayette | 9207411 | 54831913 | 51994812 | 420510122 | 101 | S01 | DUKE ENERGY FAYETTE II LLC/FAYETTE ENERG | 39.14 | 3.71 | 200 | 20 | 200 | 17639.8 | 56.1 | 221112 | -79.9139 | 39.8574 | 2340 | R63-0083 | 125 | 120 | 55516 | CTG1 | 55516_G_CTG1 | 15461-2 |  | R63-0083
42051 |  | Pennsylvania | Fayette | 9207411 | 54832013 | 52021512 | 420510122 | 102 | S02 | DUKE ENERGY FAYETTE II LLC/FAYETTE ENERG | 42.81 | 3.79 | 200 | 20 | 200 | 17639.8 | 56.1 | 221112 | -79.9139 | 39.8574 | 2340 | R63-0083 | 125 | 120 | 55516 | CTG2 | 55516_G_CTG2 | 15461-2 |  | R63-0083
42055 |  | Pennsylvania | Franklin | 3769311 | 37867413 | 36123112 | 420550085 | 012 | S012 | ALLEGHENY ENERGY SUPPLY CO LLC/CHAMBERSB | 15.1 |  | 75 | 9 | 816 | 9039.8 | 142.1 | 221112 | -77.6833 | 39.8667 | 44 | R63-0083 | 125 | 120 |  |  | 55654_G_UN12 | 17201 |  | R63-0083
42055 |  | Pennsylvania | Franklin | 3769311 | 37867513 | 36123212 | 420550085 | 013 | S013 | ALLEGHENY ENERGY SUPPLY CO LLC/CHAMBERSB | 15.2 |  | 75 | 9 | 816 | 9039.8 | 142.1 | 221112 | -77.6833 | 39.8667 | 44 | R63-0083 | 125 | 120 |  |  | 55654_G_UN13 | 17201 |  | R63-0083
42055 |  | Pennsylvania | Franklin | 3769511 | 37866613 | 36122512 | 420550609 | 106 | S06 | CHAMBERSBURG BORO/DIESEL POWER PLT | 4.37 | 0.09 | 35 | 1.6 | 660 | 429 | 213.3 | 221112 | -77.6627 | 39.9419 | 2 | R63-0087 | 125 | 160 |  |  | 7397_G_6 | 17201-1 |  | R63-0087
42055 |  | Pennsylvania | Franklin | 3769511 | 37866713 | 36122412 | 420550609 | 105 | S05 | CHAMBERSBURG BORO/DIESEL POWER PLT | 4.46 | 0.09 | 35 | 1.6 | 615 | 429 | 213.3 | 221112 | -77.6627 | 39.9419 | 2 | R63-0087 | 125 | 160 |  |  | 7397_G_5 | 17201-1 |  | R63-0087
42055 |  | Pennsylvania | Franklin | 3769511 | 37866813 | 36122612 | 420550609 | 107 | S07 | CHAMBERSBURG BORO/DIESEL POWER PLT | 1.68 | 0.12 | 1 | 0.1 | 400 | 619.6 | 0.1 | 221112 | -77.6627 | 39.9419 | 3 | R63-0087 | 125 | 160 |  |  | 7397_G_7 | 17201-1 |  | R63-0087
42059 |  | Pennsylvania | Greene | 3746611 | 37864513 | 36120312 | 420590006 | 031 | S01 | ALLEGHENY ENERGY SUPPLY CO/HATFIELDS FER | 9640.398 | 600.4 | 700 | 22.5 | 310 | 54676.4 | 137.5 | 221112 | -79.9268 | 39.8555 | 5770 | R63-0142 | 125 | 100 | 3179 | 1 | 3179_B_1 | 15461-2 | 128 | R63-0142
42059 |  | Pennsylvania | Greene | 3746611 | 37864613 | 36120312 | 420590006 | 032 | S01 | ALLEGHENY ENERGY SUPPLY CO/HATFIELDS FER | 4207.501 | 265 | 700 | 22.5 | 310 | 54676.4 | 137.5 | 221112 | -79.9268 | 39.8555 | 5770 | R63-0142 | 125 | 100 | 3179 | 2 | 3179_B_2 | 15461-2 | 128 | R63-0142
42059 |  | Pennsylvania | Greene | 3746611 | 37864613 | 36120412 | 420590006 | 032 | S02 | ALLEGHENY ENERGY SUPPLY CO/HATFIELDS FER | 4207.501 | 265 | 700 | 22.5 | 310 | 54676.4 | 137.5 | 221112 | -79.9268 | 39.8555 | 5770 | R63-0142 | 125 | 100 | 3179 | 2 | 3179_B_2 | 15461-2 | 128 | R63-0142
42059 |  | Pennsylvania | Greene | 3746611 | 37864713 | 36120412 | 420590006 | 033 | S02 | ALLEGHENY ENERGY SUPPLY CO/HATFIELDS FER | 7977.0038 | 801 | 700 | 22.5 | 310 | 54676.4 | 137.5 | 221112 | -79.9268 | 39.8555 | 5770 | R63-0142 | 125 | 100 | 3179 | 3 | 3179_B_3 | 15461-2 | 128 | R63-0142
42063 |  | Pennsylvania | Indiana | 2905911 | 38672213 | 36955112 | 420630001 | 032 | S10 | GENON NE MGMT CO/CONEMAUGH PLT | 9083.6028 | 3831.0005 | 525 | 28 | 122 | 44850 | 72.8 | 221112 | -79.0611 | 40.3842 | 8060 | R63-0142 | 125 | 100 | 3118 | 2 | 3118_B_2 | 15944-9 | 128&129 | R63-0142
42063 |  | Pennsylvania | Indiana | 2905911 | 38672413 | 36955712 | 420630001 | 105 | S05 | GENON NE MGMT CO/CONEMAUGH PLT | 0.61 | 0.06 | 18 | 4 | 800 | 750.3 | 59.7 | 221112 | -79.0611 | 40.3842 | 3 |  | 125 | 160 |  |  | 3118_G_B | 15944-9
42063 |  | Pennsylvania | Indiana | 2905911 | 38672913 | 36955012 | 420630001 | 104 | S04 | GENON NE MGMT CO/CONEMAUGH PLT | 0.61 | 0.06 | 18 | 4 | 800 | 750.3 | 59.7 | 221112 | -79.0611 | 40.3842 | 3 |  | 125 | 160 |  |  | 3118_G_A | 15944-9
42063 |  | Pennsylvania | Indiana | 2905911 | 38673013 | 36954912 | 420630001 | 031 | S09 | GENON NE MGMT CO/CONEMAUGH PLT | 8469.3 | 3357.8007 | 525 | 28 | 122 | 44850 | 72.8 | 221112 | -79.0611 | 40.3842 | 8060 | R63-0142 | 125 | 100 | 3118 | 1 | 3118_B_1 | 15944-9 | 128&129 | R63-0142
42063 |  | Pennsylvania | Indiana | 2905911 | 38673113 | 36955912 | 420630001 | 106 | S06 | GENON NE MGMT CO/CONEMAUGH PLT | 0.62 | 0.05 | 18 | 4 | 800 | 750.3 | 59.7 | 221112 | -79.0611 | 40.3842 | 3 |  | 125 | 160 |  |  | 3118_G_C | 15944-9
42063 |  | Pennsylvania | Indiana | 2905911 | 38673213 | 36955512 | 420630001 | 107 | S07 | GENON NE MGMT CO/CONEMAUGH PLT | 0.63 | 0.05 | 185 | 4 | 800 | 750.3 | 59.7 | 221112 | -79.0611 | 40.3842 | 3 |  | 125 | 160 |  |  | 3118_G_D | 15944-9
42063 |  | Pennsylvania | Indiana | 3005111 | 67474613 | 36637912 | 420630002 | 034 | S04 | GENON WHOLESALE GEN/SEWARD GEN STA | 937.5097 | 3659.79 | 600 | 17.3 | 165 | 15353.3 | 65.3 | 221112 | -79.0342 | 40.4079 | 2530 | R63-0142 | 125 | 100 | 3130 | 1 | 3130_B_1 | 15944-8 | 100&140 | R63-0142
42063 |  | Pennsylvania | Indiana | 3005111 | 67474713 | 36637912 | 420630002 | 035 | S04 | GENON WHOLESALE GEN/SEWARD GEN STA | 831.6799 | 3344.6 | 600 | 17.3 | 165 | 15353.3 | 65.3 | 221112 | -79.0342 | 40.4079 | 2530 | R63-0142 | 125 | 100 | 3130 | 2 | 3130_B_2 | 15944-8 | 100&140 | R63-0142
42063 |  | Pennsylvania | Indiana | 3005211 | 38366413 | 36637412 | 420630003 | 032 | S02 | HOMER CITY GEN LP/ CENTER TWP | 2771.0963 | 37351.5996 | 800 | 24 | 310 | 38639.1 | 85.4 | 221112 | -79.1968 | 40.5136 | 6790 | R63-0142 | 125 | 100 | 3122 | 2 | 3122_B_2 | 15748-8 | 128&65 | R63-0142
42063 |  | Pennsylvania | Indiana | 3005211 | 38366513 | 36637312 | 420630003 | 031 | S01 | HOMER CITY GEN LP/ CENTER TWP | 2625.9984 | 41853.2253 | 800 | 24 | 310 | 38639.1 | 85.4 | 221112 | -79.1968 | 40.5136 | 6790 | R63-0142 | 125 | 100 | 3122 | 1 | 3122_B_1 | 15748-8 | 128&65 | R63-0142
42063 |  | Pennsylvania | Indiana | 3005211 | 38366713 | 36637612 | 420630003 | 033 | S04 | HOMER CITY GEN LP/ CENTER TWP | 3625.0002 | 4390.798 | 854 | 27 | 125 | 35946.7 | 62.8 | 221112 | -79.1968 | 40.5136 | 7260 | R63-0142 | 125 | 100 | 3122 | 3 | 3122_B_3 | 15748-8 | 128&65&129 | R63-0142
42069 |  | Pennsylvania | Lackawanna | 3022411 | 38354113 | 36624312 | 420690022 | 034 | S034 | PEI POWER CORP/ARCHBALD | 10.4 | 0.08 | 237 | 11 | 817 | 8906.4 | 93.7 | 221112 | -75.539 | 41.4816 | 356 |  | 125 | 100 | 50279 | 2 | 50279_G_Gen2 | 18403-2
42073 |  | Pennsylvania | Lawrence | 3776611 | 37248913 | 35502212 | 420730025 | 036 | S06 | GENON POWER MIDWEST LP/NEW CASTLE POWER | 0.2 |  | 19 | 3.5 | 746 | 973.5 | 101.1 | 221112 | -80.3679 | 40.938 | 2 |  | 125 | 690 |  |  | 3138_G_EMDA | 16160
42073 |  | Pennsylvania | Lawrence | 3776611 | 37249013 | 35502112 | 420730025 | 034 | T01 | GENON POWER MIDWEST LP/NEW CASTLE POWER | 381.2003 | 2499.5016 | 750 | 19.1 | 300 | 43876.1 | 153.2 | 221112 | -80.3679 | 40.938 | 1030 | R63-0142 | 125 | 100 | 3138 | 4 | 3138_B_4 | 16160 | 128 | R63-0142
42073 |  | Pennsylvania | Lawrence | 3776611 | 37249213 | 35502112 | 420730025 | 033 | T01 | GENON POWER MIDWEST LP/NEW CASTLE POWER | 327.1995 | 2029.8019 | 750 | 19.1 | 300 | 43876.1 | 153.2 | 221112 | -80.3679 | 40.938 | 1030 | R63-0142 | 125 | 100 | 3138 | 3 | 3138_B_3 | 16160 | 128 | R63-0142
42073 |  | Pennsylvania | Lawrence | 3776611 | 37249513 | 35502112 | 420730025 | 035 | T01 | GENON POWER MIDWEST LP/NEW CASTLE POWER | 601.0999 | 2981.0019 | 750 | 19.1 | 300 | 43876.1 | 153.2 | 221112 | -80.3679 | 40.938 | 1320 | R63-0142 | 125 | 100 | 3138 | 5 | 3138_B_5 | 16160 | 128 | R63-0142
42075 |  | Pennsylvania | Lebanon | 3897711 | 37131813 | 35385012 | 420750069 | T002 | S002 | PPL IRONWOOD LLC/LEBANON | 110.17 | 5.49 | 1 | 0.1 | 190 | 23501.4 | 0.1 | 221112 | -76.3658 | 40.3509 | 2900 | R63-0083 | 125 | 120 | 55337 | 0002 | 55337_G_CT2 | 17042-9 | 109 | R63-0083
42075 |  | Pennsylvania | Lebanon | 3897711 | 37131913 | 35385112 | 420750069 | T001 | S001 | PPL IRONWOOD LLC/LEBANON | 102.07 | 5.32 | 1 | 0.1 | 190 | 23501.4 | 0.1 | 221112 | -76.3658 | 40.3509 | 2900 | R63-0083 | 125 | 120 | 55337 | 0001 | 55337_G_CT1 | 17042-9 | 109 | R63-0083
42077 |  | Pennsylvania | Lehigh | 5452111 | 27541513 | 26433812 | 420770544 | 002 | S20 | PPL MARTINS CREEK LLC/ALLENTOWN CTG SITE | 3.34 | 0.68 | 25 | 6 | 895 | 6716.7 | 237.5 | 221112 | -75.5166 | 40.6333 | 14 | R63-0083 | 125 | 120 |  |  | 3139_G_CTG2 | 18101-1 |  | R63-0083
42077 |  | Pennsylvania | Lehigh | 5452111 | 27541613 | 26433912 | 420770544 | 004 | S40 | PPL MARTINS CREEK LLC/ALLENTOWN CTG SITE | 3.34 | 0.67 | 25 | 6 | 895 | 6716.7 | 237.5 | 221112 | -75.5166 | 40.6333 | 14 | R63-0083 | 125 | 120 |  |  | 3139_G_CTG4 | 18101-1 |  | R63-0083
42077 |  | Pennsylvania | Lehigh | 5452111 | 27541713 | 26434112 | 420770544 | 001 | S10 | PPL MARTINS CREEK LLC/ALLENTOWN CTG SITE | 3.13 | 0.63 | 25 | 6 | 895 | 6716.7 | 237.5 | 221112 | -75.5166 | 40.6333 | 14 | R63-0083 | 125 | 120 |  |  | 3139_G_CTG1 | 18101-1 |  | R63-0083
42077 |  | Pennsylvania | Lehigh | 5452111 | 27541813 | 26434012 | 420770544 | 003 | S30 | PPL MARTINS CREEK LLC/ALLENTOWN CTG SITE | 3.11 | 0.63 | 25 | 6 | 895 | 6716.7 | 237.5 | 221112 | -75.5166 | 40.6333 | 14 | R63-0083 | 125 | 120 |  |  | 3139_G_CTG3 | 18101-1 |  | R63-0083
42079 |  | Pennsylvania | Luzerne | 4473111 | 27692313 | 62121312 | 420790597 | CT02 | S02 | PPL MARTINS CREEK LLC/HARWOOD CTS | 1.125 | 0.229 | 25 | 6 | 895 | 6716.7 | 237.6 | 221112 | -75.9833 | 40.9528 | 14 | R63-0083 | 125 | 120 |  |  | 3144_G_CTG2 | 18202 |  | R63-0083
42079 |  | Pennsylvania | Luzerne | 4473111 | 27692413 | 62121312 | 420790597 | CT01 | S02 | PPL MARTINS CREEK LLC/HARWOOD CTS | 1.19 | 0.243 | 25 | 6 | 895 | 6716.7 | 237.6 | 221112 | -75.9833 | 40.9528 | 14 | R63-0083 | 125 | 120 |  |  | 3144_G_CTG1 | 18202 |  | R63-0083
42079 |  | Pennsylvania | Luzerne | 4473211 | 27692113 | 62122312 | 420790798 | CT001 | S001 | PPL MARTINS CREEK LLC/JENKINS CTG | 1.8 | 0.455 | 25 | 6 | 895 | 6716.7 | 237.6 | 221112 | -75.8121 | 41.2877 | 14 | R63-0083 | 125 | 120 |  |  | 3146_G_CTG1 | 18702 |  | R63-0083
42079 |  | Pennsylvania | Luzerne | 4473211 | 27692213 | 62122412 | 420790798 | CT002 | S002 | PPL MARTINS CREEK LLC/JENKINS CTG | 1.862 | 0.469 | 25 | 6 | 895 | 6716.7 | 237.6 | 221112 | -75.8121 | 41.2877 | 14 | R63-0083 | 125 | 120 |  |  | 3146_G_CTG2 | 18702 |  | R63-0083
42079 |  | Pennsylvania | Luzerne | 4744211 | 27693213 | 26584212 | 420790202 | TURBN | STACK | HAZLETON GEN LLC/HAZLE TWP | 7.2 |  | 225 | 13.3 | 307 | 14566.7 | 105 | 221112 | -76.0415 | 40.9281 | 865 | R63-0083 | 125 | 120 |  |  | 10870_G_GEN1 | 18202-9 |  | R63-0083
42081 |  | Pennsylvania | Lycoming | 5450811 | 27550113 | 26441812 | 420810005 | P102 | S102 | PPL MARTINS CREEK LLC/WILLIAMSPORT CTS | 2.16 | 0.43 | 25 | 6 | 895 | 6716.7 | 237.5 | 221112 | -77.01 | 41.24 | 14 | R63-0083 | 125 | 120 |  |  | 3155_G_CTG2 | 17701 |  | R63-0083
42081 |  | Pennsylvania | Lycoming | 5450811 | 27550213 | 26441712 | 420810005 | P101 | S101 | PPL MARTINS CREEK LLC/WILLIAMSPORT CTS | 2.3 | 0.46 | 10 | 1.5 | 1500 | 250 | 141.4 | 221112 | -77.01 | 41.24 | 14 | R63-0083 | 125 | 120 |  |  | 3155_G_CTG1 | 17701 |  | R63-0083
42089 |  | Pennsylvania | Monroe | 3748611 | 37854913 | 36111512 | 420890795 | 101 | S01 | GENON REMA LLC/SHAWNEE | 1.95 | 0.23 | 31 | 17.2 | 1060 | 10625 | 45.7 | 221112 | -75.0594 | 41.061 | 305 | R63-0083 | 125 | 100 |  |  | 3114_G_1 | 18356 |  | R63-0083
42091 |  | Pennsylvania | Montgomery | 3692211 | 37043513 | 35301812 | 420910625 | 032 | S02 | EXELON GENERATION CO/MOSER GENERATING ST | 10 | 2.157 | 22 | 13.4 | 1090 | 12489.6 | 88.6 | 221112 | -75.5833 | 40.3334 | 284 |  | 125 | 120 |  |  | 3163_G_2 | 19464
42091 |  | Pennsylvania | Montgomery | 3692211 | 37043613 | 35301912 | 420910625 | 033 | S03 | EXELON GENERATION CO/MOSER GENERATING ST | 13.33 | 2.875 | 22 | 13.4 | 1090 | 12489.6 | 88.6 | 221112 | -75.5833 | 40.3334 | 284 |  | 125 | 120 |  |  | 3163_G_3 | 19464
42091 |  | Pennsylvania | Montgomery | 3692211 | 37043713 | 35301712 | 420910625 | 031 | S01 | EXELON GENERATION CO/MOSER GENERATING ST | 12.154 | 2.621 | 22 | 13.4 | 1090 | 12489.6 | 88.6 | 221112 | -75.5833 | 40.3334 | 284 |  | 125 | 120 |  |  | 3163_G_1 | 19464
42093 |  | Pennsylvania | Montour | 3881111 | 37158713 | 35410312 | 420930003 | 031 | S031 | PPL MONTOUR LLC/MONTOUR SES | 6515.6047 | 8281.598 | 600 | 20 | 290 | 25749.8 | 82 | 221112 | -76.6665 | 41.0701 | 7320 | R63-0142 | 125 | 100 | 3149 | 1 | 3149_B_1 | 17884 | 128 | R63-0142
42093 |  | Pennsylvania | Montour | 3881111 | 37158913 | 35410412 | 420930003 | 032 | S032 | PPL MONTOUR LLC/MONTOUR SES | 6198.1009 | 9482.7013 | 600 | 20 | 290 | 27932.8 | 88.9 | 221112 | -76.6665 | 41.0701 | 7240 | R63-0142 | 125 | 100 | 3149 | 2 | 3149_B_2 | 17884 | 128 | R63-0142
42095 |  | Pennsylvania | Northampton | 12796911 | 67547913 | 62165912 | 420950256 | 101 | S01 | LOWER MT BETHEL ENERGY LLC/BANGOR | 66.2 | 3.9 | 225 | 18 | 219 | 63.1 | 0.3 | 221112 | -75.1077 | 40.799 | 1760 |  | 125 | 120 | 55667 | CT01 | 55667_G_CT01 | 18013 | 65
42095 |  | Pennsylvania | Northampton | 12796911 | 67548013 | 62166012 | 420950256 | 102 | S02 | LOWER MT BETHEL ENERGY LLC/BANGOR | 67.4 | 3.7 | 225 | 18 | 219 | 63.7 | 0.3 | 221112 | -75.1077 | 40.799 | 1760 |  | 125 | 120 | 55667 | CT02 | 55667_G_CT02 | 18013 | 65
42095 |  | Pennsylvania | Northampton | 3881711 | 37150613 | 35402412 | 420950010 | 033 | S02 | PPL MARTINS CREEK LLC/MARTINS CREEK | 480.2003 | 171.5999 | 600 | 22.5 | 300 | 47540.1 | 119.6 | 221112 | -75.1076 | 40.796 | 7720 | R63-0142 | 125 | 100 | 3148 | 3 | 3148_B_3 | 18063 |  | R63-0142
42095 |  | Pennsylvania | Northampton | 3881711 | 37151113 | 35402512 | 420950010 | 034 | S03 | PPL MARTINS CREEK LLC/MARTINS CREEK | 423.6998 | 102.8998 | 600 | 22.5 | 300 | 47540.1 | 119.6 | 221112 | -75.1076 | 40.796 | 7720 | R63-0142 | 125 | 100 | 3148 | 4 | 3148_B_4 | 18063 |  | R63-0142
42095 |  | Pennsylvania | Northampton | 3881811 | 37149513 | 35401912 | 420950011 | 104 | Z04 | GENON REMA LLC/PORTLAND GENERATING STA | 0.5 |  |  |  | 200 | 0.2 | 0.1 | 221112 | -75.079 | 40.9083 | 23 | R63-0087 | 125 | 160 |  |  | 3113_G_4 | 18351 |  | R63-0087
42095 |  | Pennsylvania | Northampton | 3881811 | 37149813 | 35401512 | 420950011 | 109 | S109 | GENON REMA LLC/PORTLAND GENERATING STA | 0.09 |  | 15 | 1 | 100 | 8.3 | 10.6 | 221112 | -75.079 | 40.9083 | 17 | R63-0087 | 125 | 160 |  |  | 3113_G_3 | 18351 |  | R63-0087
42095 |  | Pennsylvania | Northampton | 3881811 | 37149913 | 35401212 | 420950011 | 105 | Z05 | GENON REMA LLC/PORTLAND GENERATING STA | 0.02 |  |  |  | 200 | 0.2 | 0.1 | 221112 | -75.079 | 40.9083 | 1950 | R63-0087 | 125 | 160 |  |  | 3113_G_5 | 18351 |  | R63-0087
42095 |  | Pennsylvania | Northampton | 3881811 | 37150013 | 35401112 | 420950011 | 031 | S01 | GENON REMA LLC/PORTLAND GENERATING STA | 443.8997 | 4845.0969 | 398 | 10.3 | 291 | 9186.1 | 110.2 | 221112 | -75.079 | 40.9083 | 1660 | R63-0142 | 125 | 100 | 3113 | 1 | 3113_B_1 | 18351 | 128 | R63-0142
42095 |  | Pennsylvania | Northampton | 3881811 | 37150113 | 35401412 | 420950011 | 032 | S02 | GENON REMA LLC/PORTLAND GENERATING STA | 1522.6972 | 10301.9185 | 400 | 12.6 | 293 | 11793.3 | 94.6 | 221112 | -75.079 | 40.9083 | 2510 | R63-0142 | 125 | 100 | 3113 | 2 | 3113_B_2 | 18351 | 128 | R63-0142
42095 |  | Pennsylvania | Northampton | 3883511 | 37138613 | 35391012 | 420950254 | 036 | S06 | CALPINE BETHLEHEM LLC/BETHLEHEM | 10.15 | 1.05 | 136 | 18.4 | 990 | 28333.3 | 106.6 | 221112 | -75.3135 | 40.619 | 1570 |  | 125 | 690 |  |  | 55690_G_STG8 | 18015-6
42095 |  | Pennsylvania | Northampton | 3883511 | 37138613 | 62165712 | 420950254 | 036 | S16 | CALPINE BETHLEHEM LLC/BETHLEHEM | 10.15 | 1.05 | 188 | 17 | 990 | 15250 | 67.2 | 221112 | -75.3147 | 40.6175 | 1570 |  | 125 | 690 |  |  | 55690_G_STG8 | 18015-6
42095 |  | Pennsylvania | Northampton | 3883511 | 37138713 | 35391612 | 420950254 | 031 | S01 | CALPINE BETHLEHEM LLC/BETHLEHEM | 8.45 | 0.8 | 136 | 18.4 | 990 | 28333.3 | 106.6 | 221112 | -75.3135 | 40.619 | 1570 |  | 125 | 690 |  |  | 55690_G_CTG3 | 18015-6
42095 |  | Pennsylvania | Northampton | 3883511 | 37138713 | 62165312 | 420950254 | 031 | S11 | CALPINE BETHLEHEM LLC/BETHLEHEM | 8.45 | 0.8 | 188 | 17 | 990 | 15250 | 67.2 | 221112 | -75.3147 | 40.6175 | 1570 |  | 125 | 690 |  |  | 55690_G_CTG3 | 18015-6
42095 |  | Pennsylvania | Northampton | 3883511 | 37138813 | 35390912 | 420950254 | 032 | S02 | CALPINE BETHLEHEM LLC/BETHLEHEM | 14.2 | 1.35 | 136 | 18.4 | 990 | 28333.3 | 106.6 | 221112 | -75.3135 | 40.619 | 1570 |  | 125 | 690 |  |  | 55690_G_CTG7 | 18015-6
42095 |  | Pennsylvania | Northampton | 3883511 | 37138813 | 62165412 | 420950254 | 032 | S12 | CALPINE BETHLEHEM LLC/BETHLEHEM | 14.2 | 1.35 | 188 | 17 | 990 | 15250 | 67.2 | 221112 | -75.3147 | 40.6175 | 1570 |  | 125 | 690 |  |  | 55690_G_CTG7 | 18015-6
42095 |  | Pennsylvania | Northampton | 3883511 | 37139013 | 35391312 | 420950254 | 035 | S05 | CALPINE BETHLEHEM LLC/BETHLEHEM | 10.2 | 0.8 | 136 | 18.4 | 990 | 28333.3 | 106.6 | 221112 | -75.3135 | 40.619 | 1570 |  | 125 | 690 |  |  | 55690_G_STG4 | 18015-6
42095 |  | Pennsylvania | Northampton | 3883511 | 37139013 | 62165612 | 420950254 | 035 | S15 | CALPINE BETHLEHEM LLC/BETHLEHEM | 10.2 | 0.8 | 188 | 17 | 990 | 15250 | 67.2 | 221112 | -75.3147 | 40.6175 | 1570 |  | 125 | 690 |  |  | 55690_G_STG4 | 18015-6
42095 |  | Pennsylvania | Northampton | 6558911 | 17966613 | 17460812 | 420950536 | 001 | S01 | NORTHAMPTON GEN CO/NORTHAMPTON | 440.3997 | 546.0003 | 275 | 9.5 | 270 | 6295.2 | 88.9 | 221112 | -75.4783 | 40.6925 | 1150 | R63-0142 | 125 | 100 | 50888 | NGC01 | 50888_G_NGC01 | 18067-9 | 100 | R63-0142
42097 |  | Pennsylvania | Northumberland | 3762011 | 37027513 | 35286112 | 420970031 | 031 | S031 | MT CARMEL COGEN/CULM FIRED COGEN PLT | 308.6001 | 391.3 | 307 | 9 | 550 | 3833.3 | 60.4 | 221112 | -76.4552 | 40.8094 | 624 | R63-0142 | 125 | 100 | 10343 | SG-101 | 10343_B_SG-101 | 17832 | 100 | R63-0142
42097 |  | Pennsylvania | Northumberland | 3762511 | 37025813 | 35284412 | 420970144 | 031 | S01 | VIKING ENERGY NORTHUMBERLAND LLC/COGEN P | 166.1076 | 20.7012 | 135 | 6 | 300 | 2747.1 | 97.1 | 221112 | -76.8041 | 40.9186 | 250 |  | 125 | 100 |  |  | 50771_B_B1a | 17857-8 | 128
42097 |  | Pennsylvania | Northumberland | 3762511 | 67555813 | 62174012 | 420970144 | 032 | Z01 | VIKING ENERGY NORTHUMBERLAND LLC/COGEN P | 0.0479 | 0.0003 |  |  | 68 | 1.7 | 0.1 | 221112 | -76.8041 | 40.9186 |  |  | 125 | 100 |  |  | 50771_B_B1b | 17857-8
42101 |  | Pennsylvania | Philadelphia | 6531411 | 103862713 | 107522712 | 4210104942 | 001 | S1 | VEOLIA ENERGY/SCHUYLKILL STA | 0.59 | 1.06 | 228 | 16 | 350 | 3966.7 | 64.6 | 221330 | -75.1883 | 39.9422 | 785 |  | 125 | 100 | 50607 | 24 | 50607_G_24 | 19146 | 99
42101 |  | Pennsylvania | Philadelphia | 6531411 | 103862813 | 107522812 | 4210104942 | 002 | S2 | VEOLIA ENERGY/SCHUYLKILL STA | 16.15 | 45.31 | 228 | 16 | 350 | 3966.7 | 64.6 | 221330 | -75.1883 | 39.9422 | 785 |  | 125 | 100 | 50607 | 23 | 50607_G_23 | 19146
42101 |  | Pennsylvania | Philadelphia | 6531411 | 103862913 | 107522912 | 4210104942 | 005 | S5 | VEOLIA ENERGY/SCHUYLKILL STA | 108.9 | 192.8 | 255 | 24 | 350 | 3683.3 | 26.6 | 221330 | -75.1883 | 39.9422 | 761 |  | 125 | 100 | 50607 | 26 | 50607_B_26 | 19146 | 99
42101 |  | Pennsylvania | Philadelphia | 6531511 | 103763213 | 107437612 | 4210104944 | 001 | S1 | GRAYS FERRY COGEN PARTNERSHIP/PHILA | 124.04 | 2.5 | 255 | 18 | 254 | 16382.5 | 211.3 | 221118 | -75.1886 | 39.9425 | 1880 |  | 125 | 120 | 54785 | 2 | 54785_G_GEN2 | 19146
42101 |  | Pennsylvania | Philadelphia | 6531511 | 103763413 | 107437712 | 4210104944 | 003 | S2 | GRAYS FERRY COGEN PARTNERSHIP/PHILA | 52.3 | 8.6 | 280 | 10.6 | 338 | 5891.3 | 223.1 | 221118 | -75.1886 | 39.9425 | 1100 |  | 125 | 100 | 54785 | 25 | 54785_G_GEN1 | 19146
42101 |  | Pennsylvania | Philadelphia | 6559811 | 103757513 | 107434812 | 4210104904 | 003 | S3 | EXELON GENERATION CO/SCHUYLKILL STA | 32.321 | 42.3637 | 275 | 14.1 | 230 | 12159 | 253.9 | 221118 | -75.1883 | 39.9425 | 2150 |  | 125 | 100 | 3169 | 1 | 3169_B_1 | 19137
42107 |  | Pennsylvania | Schuylkill | 4105111 | 34990413 | 33285712 | 421070025 | 032 | S01 | GILBERTON POWER CO/JOHN B RICH MEM POWER | 105.3002 | 656.8998 | 326 | 7 | 325 | 6932.7 | 180.2 | 221112 | -76.1995 | 40.7902 | 520 | R63-0142 | 125 | 100 | 10113 | 032 | 10113_B_CFB2 | 17931-2 | 100 | R63-0142
42107 |  | Pennsylvania | Schuylkill | 4105111 | 34990513 | 33285712 | 421070025 | 031 | S01 | GILBERTON POWER CO/JOHN B RICH MEM POWER | 105.3 | 656.9004 | 326 | 7 | 325 | 6932.7 | 180.2 | 221112 | -76.1995 | 40.7902 | 520 | R63-0142 | 125 | 100 | 10113 | 031 | 10113_B_CFB1 | 17931-2 | 100 | R63-0142
42107 |  | Pennsylvania | Schuylkill | 4105211 | 67563513 | 33284712 | 421070054 | 031 | S01 | NORTHEASTERN POWER CO/MCADOO COGEN | 103.4004 | 706.1 | 250 | 7.5 | 350 | 3839 | 86.9 | 221112 | -75.9914 | 40.875 | 750 | R63-0142 | 125 | 100 | 50039 | 031 | 50039_B_031 | 18237 | 121 | R63-0142
42107 |  | Pennsylvania | Schuylkill | 4735811 | 27908813 | 26791012 | 421070023 | 031 | S01 | WPS WESTWOOD GEN LLC/GEN STA | 219.6116 | 268.0294 | 320 | 8.5 | 350 | 4786 | 84.4 | 221112 | -76.4541 | 40.6175 | 592 | R63-0040&R63-01 | 125 | 100 | 50611 | 031 | 50611_B_031 | 17981-1 | 100 | R63-0040&R63-01&R63-0142
42107 |  | Pennsylvania | Schuylkill | 4736011 | 27907713 | 26790212 | 421070598 | CT01 | S01 | PPL MARTINS CREEK LLC/FISHBACH CTS | 1.87 | 0.234 | 25 | 6 | 898 | 9550 | 337.8 | 221112 | -76.2001 | 40.7111 | 19 | R63-0083 | 125 | 120 |  |  | 3142_G_UNT1 | 17974 |  | R63-0083
42107 |  | Pennsylvania | Schuylkill | 4736011 | 27907813 | 26790112 | 421070598 | CT02 | S02 | PPL MARTINS CREEK LLC/FISHBACH CTS | 2.45 | 0.306 | 25 | 6 | 898 | 9550 | 337.8 | 221112 | -76.2001 | 40.7111 | 19 | R63-0083 | 125 | 120 |  |  | 3142_G_UNT2 | 17974 |  | R63-0083
42107 |  | Pennsylvania | Schuylkill | 8331411 | 108013 | 98712 | 421070022 | 031 | S01 | WHEELABRATOR FRACKVILLE/MOREA PLT | 443.2001 | 467.6005 | 311 | 9 | 350 | 2516.7 | 39.6 | 221112 | -76.1782 | 40.7821 | 547 | R63-0142 | 125 | 100 | 50879 | GEN1 | 50879_B_BLR1 | 17931-2 | 100 | R63-0142
42107 |  | Pennsylvania | Schuylkill | 8406511 | 352313 | 370612 | 421070024 | CU031 | EP031 | SCHUYLKILL ENERGY RES/ST NICHOLAS COGEN | 253.2999 | 1880.095 | 310 | 11 | 365 | 7906.6 | 83.3 | 221112 | -76.1734 | 40.8225 | 1180 | R63-0142 | 125 | 100 | 54634 | 1 | 54634_B_1 | 17976-1 | 100&75 | R63-0040&R63-01&R63-0142
42109 |  | Pennsylvania | Snyder | 4737311 | 27901713 | 26785812 | 421090002 | 033 | S002 | SUNBURY GENERATION LP/SUNBURY SES | 255.9998 | 2115.9999 | 300 | 15 | 325 | 7801.4 | 44.3 | 221112 | -76.8254 | 40.8379 | 525 | R63-0142 | 125 | 100 | 3152 | 2A | 3152_B_2A | 17876 | 100&121 | R63-0142
42109 |  | Pennsylvania | Snyder | 4737311 | 27901813 | 26785212 | 421090002 | 031 | S001 | SUNBURY GENERATION LP/SUNBURY SES | 210.9996 | 2060.0011 | 300 | 15 | 325 | 7801.4 | 44.3 | 221112 | -76.8254 | 40.8379 | 525 | R63-0142 | 125 | 100 | 3152 | 1A | 3152_B_1A | 17876 | 100&121 | R63-0142
42109 |  | Pennsylvania | Snyder | 4737311 | 27901913 | 26785912 | 421090002 | 036 | S004 | SUNBURY GENERATION LP/SUNBURY SES | 554.0002 | 5765.0013 | 300 | 15 | 300 | 10752.7 | 61 | 221112 | -76.8254 | 40.8379 | 1360 | R63-0142 | 125 | 100 | 3152 | 4 | 3152_B_4 | 17876 | 128 | R63-0142
42109 |  | Pennsylvania | Snyder | 4737311 | 27902013 | 26785612 | 421090002 | P137 | S037 | SUNBURY GENERATION LP/SUNBURY SES | 0.0527 | 0.0623 | 50 | 5 | 896 | 6822.6 | 0.1 | 221112 | -76.8254 | 40.8379 | 5 | R63-0087 | 125 | 160 |  |  | 3152_G_DI2 | 17876 |  | R63-0087
42109 |  | Pennsylvania | Snyder | 4737311 | 27902213 | 26785512 | 421090002 | P139 | S039 | SUNBURY GENERATION LP/SUNBURY SES | 0.2064 | 0.3649 | 52 | 14.4 | 960 | 11118 | 68.2 | 221112 | -76.8254 | 40.8379 | 20 | R63-0083 | 125 | 120 |  |  | 3152_G_CTG1 | 17876 |  | R63-0083
42109 |  | Pennsylvania | Snyder | 4737311 | 27902313 | 26785712 | 421090002 | P140 | S040 | SUNBURY GENERATION LP/SUNBURY SES | 0.3084 | 0.3649 | 52 | 14.4 | 960 | 11118 | 68.2 | 221112 | -76.8254 | 40.8379 | 20 | R63-0083 | 125 | 120 |  |  | 3152_G_CTG2 | 17876 |  | R63-0083
42109 |  | Pennsylvania | Snyder | 4737311 | 27902413 | 26785812 | 421090002 | 034 | S002 | SUNBURY GENERATION LP/SUNBURY SES | 0 | 0.019 | 300 | 15 | 325 | 7801.4 | 44.3 | 221112 | -76.8254 | 40.8379 | 525 | R63-0142 | 125 | 100 | 3152 | 2B | 3152_B_2B | 17876 | 100&121 | R63-0142
42109 |  | Pennsylvania | Snyder | 4737311 | 27902513 | 26785212 | 421090002 | 032 | S001 | SUNBURY GENERATION LP/SUNBURY SES | 190.0003 | 1895.0012 | 300 | 15 | 325 | 7801.4 | 44.3 | 221112 | -76.8254 | 40.8379 | 525 | R63-0142 | 125 | 100 | 3152 | 1B | 3152_B_1B | 17876 | 100&121 | R63-0142
42109 |  | Pennsylvania | Snyder | 4737311 | 27902613 | 26785412 | 421090002 | 035 | S003 | SUNBURY GENERATION LP/SUNBURY SES | 422.9999 | 4043.003 | 300 | 15 | 295 | 7437.3 | 42 | 221112 | -76.8254 | 40.8379 | 1100 | R63-0142 | 125 | 100 | 3152 | 3 | 3152_B_3 | 17876 | 128 | R63-0142
42117 |  | Pennsylvania | Tioga | 3878511 | 37458813 | 35729512 | 421170100 | P101 | S01 | GENON REMA LLC/BLOSSBURG GEN STA | 13.31 | 0.13 | 32 | 10 | 900 | 2167.9 | 27.6 | 221112 | -77.0833 | 41.7222 | 19 | R63-0083 | 125 | 120 |  |  | 3120_G_1 | 16912 |  | R63-0083
42121 |  | Pennsylvania | Venango | 3880211 | 37451813 | 62197912 | 421210043 | 4A | S04A | HANDSOME LAKE ENERGY LLC/KENNERDELL | 1.5 |  | 53 | 14.3 | 831 | 6965 | 43.4 | 221112 | -79.8067 | 41.2925 | 50 | R63-0083 | 125 | 120 |  |  | 55233_G_GT04 | 16374-4 | 109 | R63-0083
42121 |  | Pennsylvania | Venango | 3880211 | 37451913 | 62198112 | 421210043 | 5A | S05A | HANDSOME LAKE ENERGY LLC/KENNERDELL | 1.4 |  | 53 | 14.3 | 831 | 6965 | 43.4 | 221112 | -79.8067 | 41.2925 | 50 | R63-0083 | 125 | 120 |  |  | 55233_G_GT05 | 16374-4 | 109 | R63-0083
42121 |  | Pennsylvania | Venango | 4760211 | 32052513 | 30668312 | 421210013 | 032 | S31 | SCRUBGRASS GENERATING CO LP/KENNERDELL P | 364.4202 | 944.2099 | 362 | 10.8 | 340 | 7333.3 | 80.7 | 221112 | -79.8114 | 41.2678 | 600 | R63-0142 | 125 | 100 | 50974 | 2 | 50974_B_UNIT 2 | 16374-3 | 100 | R63-0142
42121 |  | Pennsylvania | Venango | 4760211 | 32052813 | 30668312 | 421210013 | 031 | S31 | SCRUBGRASS GENERATING CO LP/KENNERDELL P | 327.65 | 909.9295 | 362 | 10.8 | 340 | 7333.3 | 80.7 | 221112 | -79.8114 | 41.2678 | 600 | R63-0142 | 125 | 100 | 50974 | 1 | 50974_B_UNIT 1 | 16374-3 | 100 | R63-0142
42125 |  | Pennsylvania | Washington | 3894811 | 37444613 | 35716812 | 421250014 | 031 | S01 | ALLEGHENY ENERGY SUPPLY CO/MITCHELL POWE | 0.118 | 0.11 | 193 | 14 | 375 | 4000 | 26 | 221112 | -79.9688 | 40.2213 | 507 | R63-0142 | 125 | 100 | 3181 | 1 | 3181_B_1 | 15067-2 |  | R63-0142
42125 |  | Pennsylvania | Washington | 3894811 | 37444713 | 35716912 | 421250014 | 034 | S04 | ALLEGHENY ENERGY SUPPLY CO/MITCHELL POWE | 1302.999 | 862.3 | 375 | 20 | 117 | 19784 | 63 | 221112 | -79.9688 | 40.2213 | 2990 | R63-0142 | 125 | 100 | 3181 | 33 | 3181_B_33 | 15067-2 | 128&52 | R63-0142
42125 |  | Pennsylvania | Washington | 3894811 | 37445013 | 35716812 | 421250014 | 032 | S01 | ALLEGHENY ENERGY SUPPLY CO/MITCHELL POWE | 0.1 | 0.1 | 193 | 14 | 375 | 4000 | 26 | 221112 | -79.9688 | 40.2213 | 400 | R63-0142 | 125 | 100 | 3181 | 2 | 3181_B_2 | 15067-2 |  | R63-0142
42125 |  | Pennsylvania | Washington | 3894811 | 37445113 | 35716812 | 421250014 | 033 | S01 | ALLEGHENY ENERGY SUPPLY CO/MITCHELL POWE | 0.021 | 0.021 | 193 | 14 | 375 | 4000 | 26 | 221112 | -79.9688 | 40.2213 | 574 | R63-0142 | 125 | 100 | 3181 | 3 | 3181_B_3 | 15067-2 |  | R63-0142
42125 |  | Pennsylvania | Washington | 3895011 | 37443713 | 35716312 | 421250024 | 031 | S01 | GENON POWER MIDWEST LP/ELRAMA POWER PLT | 43.88 | 34.11 | 392 | 26 | 125 | 26255.3 | 49.4 | 221112 | -79.9182 | 40.2531 | 1200 | R63-0142 | 125 | 100 | 3098 | 1 | 3098_B_1 | 15038 | 128&129 | R63-0142
42125 |  | Pennsylvania | Washington | 3895011 | 37443813 | 35716312 | 421250024 | 034 | S01 | GENON POWER MIDWEST LP/ELRAMA POWER PLT | 328.5599 | 254.0799 | 392 | 26 | 125 | 26255.3 | 49.4 | 221112 | -79.9182 | 40.2531 | 1890 | R63-0142 | 125 | 100 | 3098 | 4 | 3098_B_4 | 15038 | 128&129 | R63-0142
42125 |  | Pennsylvania | Washington | 3895011 | 37444013 | 35716312 | 421250024 | 033 | S01 | GENON POWER MIDWEST LP/ELRAMA POWER PLT | 87.29 | 65.8 | 392 | 26 | 125 | 26255.3 | 49.4 | 221112 | -79.9182 | 40.2531 | 1300 | R63-0142 | 125 | 100 | 3098 | 3 | 3098_B_3 | 15038 | 128&129 | R63-0142
42125 |  | Pennsylvania | Washington | 3895011 | 37444113 | 35716312 | 421250024 | 032 | S01 | GENON POWER MIDWEST LP/ELRAMA POWER PLT | 101.39 | 74.09 | 392 | 26 | 125 | 26255.3 | 49.4 | 221112 | -79.9182 | 40.2531 | 1200 | R63-0142 | 125 | 100 | 3098 | 2 | 3098_B_2 | 15038 | 128&129 | R63-0142
42133 |  | Pennsylvania | York | 3000911 | 38373713 | 36645112 | 421330888 | 102 | S02 | GENON REMA LLC/TOLNA | 6.09 | 0.19 | 30 | 7.8 | 932 | 9435.6 | 197.5 | 221112 | -76.6372 | 39.7638 | 27 | R63-0083 | 125 | 100 |  |  | 3116_G_32 | 17349 |  | R63-0083
42133 |  | Pennsylvania | York | 3000911 | 38373813 | 36645212 | 421330888 | 101 | S01 | GENON REMA LLC/TOLNA | 4.48 | 0.14 | 30 | 7.8 | 932 | 9435.6 | 197.5 | 221112 | -76.6372 | 39.7638 | 27 | R63-0083 | 125 | 100 |  |  | 3116_G_31 | 17349 |  | R63-0083
42133 |  | Pennsylvania | York | 3193911 | 38702013 | 36984112 | 421330020 | 033A | S03A | PPL BRUNNER ISLAND LLC/BRUNNER ISLAND | 9026.2013 | 9313.3023 | 600 | 19.8 | 310 | 44529.3 | 144.7 | 221112 | -76.6963 | 40.0975 | 7330 | R63-0142 | 125 | 100 | 3140 | 3 | 3140_B_3 | 17370 | 128&52 | R63-0142
42133 |  | Pennsylvania | York | 3193911 | 38702213 | 36983812 | 421330020 | 034 | S04 | PPL BRUNNER ISLAND LLC/BRUNNER ISLAND | 1.7 | 0.069 | 20 | 3 | 350 | 152.6 | 21.6 | 221112 | -76.6963 | 40.0975 | 26.2 | R63-0087 | 125 | 100 |  |  | 3140_G_BID1 | 17370 |  | R63-0087
42133 |  | Pennsylvania | York | 3193911 | 38702313 | 36983912 | 421330020 | 035 | S05 | PPL BRUNNER ISLAND LLC/BRUNNER ISLAND | 1.7 | 0.071 | 20 | 3 | 350 | 152.6 | 21.6 | 221112 | -76.6963 | 40.0975 | 26.2 | R63-0087 | 125 | 100 |  |  | 3140_G_BID2 | 17370 |  | R63-0087
42133 |  | Pennsylvania | York | 3193911 | 38702413 | 36984212 | 421330020 | 036 | S06 | PPL BRUNNER ISLAND LLC/BRUNNER ISLAND | 1.5 | 0.065 | 20 | 3 | 350 | 152.6 | 21.6 | 221112 | -76.6963 | 40.0975 | 26.2 | R63-0087 | 125 | 100 |  |  | 3140_G_BID3 | 17370 |  | R63-0087
42133 |  | Pennsylvania | York | 3193911 | 38702513 | 86081612 | 421330020 | 032 | S01A | PPL BRUNNER ISLAND LLC/BRUNNER ISLAND | 4465.2984 | 4739.5001 | 450 | 19.6 | 130 | 39166.7 | 155.2 | 221112 | -76.697 | 40.096 | 3800 | R63-0142 | 125 | 100 | 3140 | 2 | 3140_B_2 | 17370 | 128&52 | R63-0142
42133 |  | Pennsylvania | York | 3193911 | 38702613 | 86081612 | 421330020 | 031A | S01A | PPL BRUNNER ISLAND LLC/BRUNNER ISLAND | 3395.0998 | 3603.5026 | 450 | 19.6 | 130 | 39166.7 | 155.2 | 221112 | -76.697 | 40.096 | 3340 | R63-0142 | 125 | 100 | 3140 | 1 | 3140_B_1 | 17370 | 100&52 | R63-0142
42133 |  | Pennsylvania | York | 4966111 | 28925013 | 27701212 | 421330016 | 035 | S10 | PH GLATFELTER CO/SPRING GROVE | 465.9097 | 2362.7992 | 300 | 8 | 340 | 5450 | 108.4 | 322121 | -76.8661 | 39.8698 | 262 | R63-0040 | 133 | 100 | 50397 | 035 | 50397_B_1PB035 | 17362-1 | 121&128 | R63-0040
42133 |  | Pennsylvania | York | 4966111 | 28925713 | 27700812 | 421330016 | 036 | S16 | PH GLATFELTER CO/SPRING GROVE | 285.0799 | 299.0597 | 225 | 9 | 320 | 3666.7 | 57.7 | 322121 | -76.8661 | 39.8698 | 545 | R63-0142 | 133 | 100 | 50397 | 036 | 50397_B_5PB036 | 17362-1 | 128 | R63-0040&R63-01&R63-0142
42133 |  | Pennsylvania | York | 4966111 | 28925813 | 27701012 | 421330016 | 037 | S37 | PH GLATFELTER CO/SPRING GROVE | 251.9705 | 2.29 | 225 | 9 | 367 | 4050 | 63.7 | 322121 | -76.8661 | 39.8698 | 692 | R63-0045 | 133 | 100 |  |  | 50397_B_REC037 | 17362-1 | 128 | R63-0040&R63-0045
42133 |  | Pennsylvania | York | 4966111 | 28926113 | 27701212 | 421330016 | 033 | S10 | PH GLATFELTER CO/SPRING GROVE | 40.92 | 146.8503 | 300 | 8 | 340 | 5450 | 108.4 | 322121 | -76.8661 | 39.8698 | 140 | R63-0040 | 133 | 100 |  |  | 50397_B_3PB033 | 17362-1 | 121&128 | R63-0040
42133 |  | Pennsylvania | York | 4966111 | 28926613 | 27701212 | 421330016 | 034 | S10 | PH GLATFELTER CO/SPRING GROVE | 612.1305 | 2974.9798 | 300 | 8 | 340 | 5450 | 108.4 | 322121 | -76.8661 | 39.8698 | 364 | R63-0040 | 133 | 100 | 50397 | 034 | 50397_B_4PB034 | 17362-1 | 121&128 | R63-0040
44007 |  | Rhode Island | Providence | 3040211 | 88343013 | 84592212 | AIR2998 | 20100201 | 20100201 | OCEAN STATE POWER | 187.533 | 1.391 | [5 empty] | 221112 | -71.6701 | 42.0099 |  |  | 125 | 999 |  |  | 51030_G_GEN1a | 02830
44007 |  | Rhode Island | Providence | 3040211 | 88343113 | 84592312 | AIR2998 | 20200102 | 20200102 | OCEAN STATE POWER | 1.167 | 0.09 | [5 empty] | 221112 | -71.6701 | 42.0099 |  |  | 125 | 999 |  |  | 51030_G_GEN1b | 02830
44007 |  | Rhode Island | Providence | 5486911 | 88380413 | 84629612 | AIR936 | 10200602 | 10200602 | DOMINION ENERGY MANCHESTER STREET, INC. | 0.45 | 0.0085 | [5 empty] | 2211 | -71.4042 | 41.8167 |  |  | 125 | 999 | 3236 | 10 | 3236_X_10 | 02903
44007 |  | Rhode Island | Providence | 5486911 | 88380613 | 84629812 | AIR936 | 20100201 | 20100201 | DOMINION ENERGY MANCHESTER STREET, INC. | 279.8 | 6.085 | [5 empty] | 2211 | -71.4042 | 41.8167 |  |  | 125 | 999 | 3236 | 11 | 3236_X_11 | 02903
45003 |  | South Carolina | Aiken | 5045611 | 32105013 | 64002912 | 0080-0011 | 011 | 11 | SCE&G URQUHART | 16.1 | 8.9 | 45 | 9 | 822 | 9192.7 | 144.5 | 221112 | -81.9113 | 33.4341 | 435 |  | 125 | 999 |  |  | 3295_G_GT4 | 29841 | 212 | R63-0083
45003 |  | South Carolina | Aiken | 5045611 | 32105213 | 30726512 | 0080-0011 | 006 | 6 | SCE&G URQUHART | 0.63677 | 0.006766 | 30 | 10 | 796 | 5953.3 | 75.8 | 221112 | -81.9113 | 33.4341 | 232 | R63-0083 | 125 | 999 | 3295 | URQ4 | 3295_G_GT3 | 29841 |  | R63-0083
45003 |  | South Carolina | Aiken | 5045611 | 32105513 | 30726412 | 0080-0011 | 005 | 5 | SCE&G URQUHART | 0.83445 | 0.009741 | 30 | 10 | 796 | 5953.3 | 75.8 | 221112 | -81.9113 | 33.4341 | 232 | R63-0083 | 125 | 999 |  |  | 3295_G_GT2 | 29841 |  | R63-0083
45003 |  | South Carolina | Aiken | 5045611 | 32105613 | 30726212 | 0080-0011 | 003 | 3 | SCE&G URQUHART | 572.1 | 4702.7 | 200 | 15.5 | 300 | 6906.1 | 36.6 | 221112 | -81.9113 | 33.4341 | 820 | R63-0142 | 125 | 100 | 3295 | URQ3 | 3295_B_URQ3 | 29841 | 11&128 | R63-0142
45003 |  | South Carolina | Aiken | 5045611 | 32105713 | 30726012 | 0080-0011 | 004 | 4 | SCE&G URQUHART | 0.9781 | 0.011758 | 30 | 10 | 796 | 5969 | 76 | 221112 | -81.9113 | 33.4341 | 260 | R63-0083 | 125 | 999 |  |  | 3295_G_GT1 | 29841 |  | R63-0083
45003 |  | South Carolina | Aiken | 5045611 | 69719813 | 64003112 | 0080-0011 | 012 | 12 | SCE&G URQUHART | 114.3 | 3.1 | 150 | 20 | 332 | 8765.1 | 27.9 | 221112 | -81.9113 | 33.4341 | 1820 |  | 125 | 999 | 3295 | URQ5 | 3295_G_URQ5 | 29841 | 212
45003 |  | South Carolina | Aiken | 5045611 | 69720113 | 64003412 | 0080-0011 | 013 | 14 | SCE&G URQUHART | 104.4 | 2.5 |  |  | 72 | 0.2 | 1 | 221112 | -81.9113 | 33.4341 | 1820 |  | 125 | 999 | 3295 | URQ6 | 3295_G_URQ6 | 29841 | 212
45007 |  | South Carolina | Anderson | 4075711 | 69627113 | 63903212 | 0200-0144 | IA1 | 10 | SANTEE COOPER RAINEY | 6.96 | 0.9406 | 17 | 0.83 | 250 | 74.8 | 138.3 | 221112 | -82.7753 | 34.3478 |  |  | 125 | 999 |  |  | 7834_G_CT1A | 29655
45007 |  | South Carolina | Anderson | 4075711 | 69627113 | 63903312 | 0200-0144 | IA1 | 9 | SANTEE COOPER RAINEY | 0 | 0 | 17 | 0.83 | 250 | 74.8 | 138.3 | 221112 | -82.7753 | 34.3478 |  |  | 125 | 999 |  |  | 7834_G_CT1A | 29655
45007 |  | South Carolina | Anderson | 4075711 | 69627113 | 63903412 | 0200-0144 | IA1 | 8 | SANTEE COOPER RAINEY | 0.54 | 0.00324 | 17 | 0.83 | 250 | 74.8 | 138.3 | 221112 | -82.7753 | 34.3478 |  |  | 125 | 999 |  |  | 7834_G_CT1A | 29655
45007 |  | South Carolina | Anderson | 4075711 | 69627113 | 63903512 | 0200-0144 | IA1 | 11 | SANTEE COOPER RAINEY |  |  |  |  | 72 | 0.2 | 1 | 221112 | -82.7753 | 34.3478 |  |  | 125 | 999 |  |  | 7834_G_CT1A | 29655
45007 |  | South Carolina | Anderson | 4075711 | 69627313 | 31712312 | 0200-0144 | 001 | 2 | SANTEE COOPER RAINEY | 98.2 | 20.0823 | 155 | 18.5 | 178 | 15725 | 58.5 | 221112 | -82.7753 | 34.3478 | 1700 |  | 125 | 140 |  |  | 7834_G_CT1AB | 29655
45007 |  | South Carolina | Anderson | 4075711 | 69627313 | 31712412 | 0200-0144 | 001 | 1 | SANTEE COOPER RAINEY | 111.5 | 21.5632 | 155 | 18.5 | 178 | 15725 | 58.5 | 221112 | -82.7753 | 34.3478 | 1700 |  | 125 | 140 |  |  | 7834_G_CT1AB | 29655
45007 |  | South Carolina | Anderson | 4075711 | 69627413 | 31712612 | 0200-0144 | 002 | 3 | SANTEE COOPER RAINEY | 37.6 | 3.8799 | 115 | 18 | 1125 | 11273 | 44.3 | 221112 | -82.7753 | 34.3478 | 1700 |  | 125 | 120 |  |  | 7834_G_CT2AB | 29655
45007 |  | South Carolina | Anderson | 4075711 | 69627413 | 31712712 | 0200-0144 | 002 | 4 | SANTEE COOPER RAINEY | 27.5 | 2.924 | 115 | 18 | 1125 | 11273 | 44.3 | 221112 | -82.7753 | 34.3478 | 1700 |  | 125 | 120 |  |  | 7834_G_CT2AB | 29655
45007 |  | South Carolina | Anderson | 4075711 | 69627513 | 31712512 | 0200-0144 | 003 | 5 | SANTEE COOPER RAINEY | 6.7 | 0.61943 | 75 | 15 | 1100 | 24439.7 | 138.3 | 221112 | -82.7753 | 34.3478 | 977 |  | 125 | 120 |  |  | 7834_G_CT345 | 29655
45007 |  | South Carolina | Anderson | 4075711 | 69627513 | 63903012 | 0200-0144 | 003 | 6 | SANTEE COOPER RAINEY | 4.3 | 0.38077 | 75 | 15 | 1100 | 24439.7 | 138.3 | 221112 | -82.7753 | 34.3478 | 977 |  | 125 | 120 |  |  | 7834_G_CT345 | 29655
45007 |  | South Carolina | Anderson | 4075711 | 69627513 | 63903112 | 0200-0144 | 003 | 7 | SANTEE COOPER RAINEY | 5.2 | 0.46226 | 75 | 15 | 1100 | 24439.7 | 138.3 | 221112 | -82.7753 | 34.3478 | 977 |  | 125 | 120 |  |  | 7834_G_CT345 | 29655
45007 |  | South Carolina | Anderson | 4948311 | 30083013 | 28861612 | 0200-0004 | 002 | 2 | DUKE ENERGY LEE STEAM STATION | 225.2 | 1348.5 | 213 | 8 | 379 | 3669.4 | 73 | 221112 | -82.4353 | 34.6024 | 1220 | R63-0142 | 125 | 100 | 3264 | 2 | 3264_B_2 | 29669 | 128 | R63-0142
45007 |  | South Carolina | Anderson | 4948311 | 30083113 | 28861512 | 0200-0004 | 001 | 1 | DUKE ENERGY LEE STEAM STATION | 211.6 | 1250.8 | 213 | 8 | 379 | 3664.4 | 72.9 | 221112 | -82.4353 | 34.6024 | 1220 | R63-0142 | 125 | 100 | 3264 | 1 | 3264_B_1 | 29669 | 128 | R63-0142
45007 |  | South Carolina | Anderson | 4948311 | 30083513 | 28861912 | 0200-0004 | 003 | 3 | DUKE ENERGY LEE STEAM STATION | 498.4 | 3159.2 | 213 | 9 | 323 | 6870.7 | 108 | 221112 | -82.4353 | 34.6024 | 2250 | R63-0142 | 125 | 100 | 3264 | 3 | 3264_B_3 | 29669 | 128 | R63-0142
45007 |  | South Carolina | Anderson | 4948311 | 69644613 | 63918112 | 0200-0004 | 010 | 11 | DUKE ENERGY LEE STEAM STATION | 12.2 | 0.2 | 60 | 9 | 799 | 9771.6 | 153.6 | 221112 | -82.4353 | 34.6024 | 41 |  | 125 | 120 | 3264 | 7C | 3264_G_7C | 29669
45007 |  | South Carolina | Anderson | 4948311 | 69645513 | 63918312 | 0200-0004 | 011 | 12 | DUKE ENERGY LEE STEAM STATION | 13.9 | 0.2 | 60 | 9 | 799 | 9771.6 | 153.6 | 221112 | -82.4353 | 34.6024 | 41 |  | 125 | 120 | 3264 | 8C | 3264_G_8C | 29669
45013 |  | South Carolina | Beaufort | 8306411 | 212613 | 221112 | 0360-0006 | 003 | 3 | SANTEE COOPER HILTON HEAD | 0.44977 | 0.94639 | 32 | 15 | 990 | 21205.8 | 120 | 221112 | -80.6989 | 32.2099 | 700 | R63-0083 | 125 | 999 | 3318 | CT3 | 3318_G_3 | 29925 |  | R63-0083
45013 |  | South Carolina | Beaufort | 8306411 | 212713 | 221212 | 0360-0006 | 002 | 2 | SANTEE COOPER HILTON HEAD | 0.88741 | 0.50925 | 32 | 12.5 | 933 | 12271.9 | 100 | 221112 | -80.6989 | 32.2099 | 594 | R63-0083 | 125 | 999 | 3318 | CT2 | 3318_G_2 | 29925 |  | R63-0083
45013 |  | South Carolina | Beaufort | 8306411 | 212813 | 221312 | 0360-0006 | 001 | 1 | SANTEE COOPER HILTON HEAD | 0.92616 | 0.53149 | 32 | 12.5 | 917 | 12271.9 | 100 | 221112 | -80.6989 | 32.2099 | 594 | R63-0083 | 125 | 999 | 3318 | CT1 | 3318_G_1 | 29925 |  | R63-0083
45015 |  | South Carolina | Berkeley | 4120411 | 34984313 | 33280512 | 0420-0030 | 002 | 2 | SANTEE COOPER CROSS GENERATING STATION | 1208.7 | 3770.7 | 600 | 22 | 150 | 26609.4 | 70 | 221112 | -80.1132 | 33.3694 | 5200 | R63-0142 | 125 | 100 | 130 | 2 | 130_B_2 | 29468 | 128&67 | R63-0142
45015 |  | South Carolina | Berkeley | 4120411 | 34984413 | 33280412 | 0420-0030 | 001 | 1 | SANTEE COOPER CROSS GENERATING STATION | 1660.2 | 2179.5 | 600 | 22 | 150 | 32311.4 | 85 | 221112 | -80.1132 | 33.3694 | 5200 | R63-0142 | 125 | 100 | 130 | 1 | 130_B_1 | 29468 | 10&67&67 | R63-0142
45015 |  | South Carolina | Berkeley | 4120411 | 69629813 | 63905312 | 0420-0030 | 009 | 5 | SANTEE COOPER CROSS GENERATING STATION | 1245.8 | 1647.1 | 488 | 25 | 122 | 33821.3 | 68.9 | 221112 | -80.1132 | 33.3694 | 5400 | R63-0142 | 125 | 100 | 130 | 3 | 130_B_3 | 29468 | 128&67 | R63-0142
45015 |  | South Carolina | Berkeley | 4120411 | 69630213 | 63905112 | 0420-0030 | 010 | 6 | SANTEE COOPER CROSS GENERATING STATION | 1307.1 | 1566.2 | 488 | 25 | 122 | 33821.3 | 68.9 | 221112 | -80.1132 | 33.3694 | 5400 | R63-0142 | 125 | 100 | 130 | 4 | 130_B_4 | 29468 | 128 | R63-0142
45015 |  | South Carolina | Berkeley | 4834711 | 31810413 | 30430812 | 0420-0003 | 003 | 3 | SANTEE COOPER JEFFERIES | 613 | 3188.8 | 300 | 13 | 325 | 7459.6 | 56.2 | 221112 | -79.9871 | 33.242 | 1530 | R63-0142 | 125 | 100 | 3319 | 3 | 3319_B_3 | 29461 | 128 | R63-0142
45015 |  | South Carolina | Berkeley | 4834711 | 31810513 | 30431212 | 0420-0003 | 004 | 4 | SANTEE COOPER JEFFERIES | 580.7 | 3308 | 300 | 13 | 321 | 7167.6 | 54 | 221112 | -79.9871 | 33.242 | 1530 | R63-0142 | 125 | 100 | 3319 | 4 | 3319_B_4 | 29461 | 128 | R63-0142
45015 |  | South Carolina | Berkeley | 4834711 | 31810613 | 30431112 | 0420-0003 | 001 | 1 | SANTEE COOPER JEFFERIES | 1.7 | 6.1 | 175 | 6.5 | 318 | 1460.1 | 44 | 221112 | -79.9871 | 33.242 | 598 | R63-0142 | 125 | 100 |  |  | 3319_B_1 | 29461 |  | R63-0142
45015 |  | South Carolina | Berkeley | 4834711 | 31810713 | 30431012 | 0420-0003 | 002 | 2 | SANTEE COOPER JEFFERIES | 2.4 | 6.3 | 175 | 6.5 | 318 | 1460.1 | 44 | 221112 | -79.9871 | 33.242 | 598 | R63-0142 | 125 | 100 |  |  | 3319_B_2 | 29461 |  | R63-0142
45015 |  | South Carolina | Berkeley | 8306711 | 211113 | 220512 | 0420-0006 | 001 | 1 | SCE&G WILLIAMS | 1526.6 | 606.8 | 400 | 26 | 128 | 30740.9 | 57.9 | 221112 | -79.9286 | 33.0162 | 5500 | R63-0142 | 125 | 100 | 3298 | WIL1 | 3298_B_WIL1 | 29445 | 10&128 | R63-0142
45015 |  | South Carolina | Berkeley | 8306711 | 211213 | 220312 | 0420-0006 | 005 | 5 | SCE&G WILLIAMS | 6.7165 | 0.046116 | 31 | 7.86 | 863 | 3445 | 71 | 221112 | -79.9286 | 33.0162 | 362 | R63-0083 | 125 | 999 |  |  | 3298_G_2 | 29445 |  | R63-0083
45015 |  | South Carolina | Berkeley | 8306711 | 211413 | 220412 | 0420-0006 | 004 | 4 | SCE&G WILLIAMS | 4.0861 | 0.043415 | 31 | 7.86 | 863 | 3445 | 71 | 221112 | -79.9286 | 33.0162 | 362 | R63-0083 | 125 | 999 |  |  | 3298_G_1 | 29445 |  | R63-0083
45015 |  | South Carolina | Berkeley | 8306711 | 211413 | 63976312 | 0420-0006 | 004 | 6 | SCE&G WILLIAMS | 2.6293 | 0.003018 | 88 | 6.8 | 622 | 508.4 | 14 | 221112 | -79.9286 | 33.0162 | 362 | R63-0083 | 125 | 999 |  |  | 3298_G_1 | 29445 |  | R63-0083
45019 |  | South Carolina | Charleston | 2916211 | 38254413 | 36533012 | 0560-0029 | 001 | 1 | SCE&G HAGOOD | 0.0972 | 0.0016 | 125 | 16 | 977 | 30159.4 | 150 | 221112 | -79.9626 | 32.8265 | 1350 | R63-0083 | 125 | 120 |  |  | 3285_G_4 | 29405 | 213 | R63-0083
45019 |  | South Carolina | Charleston | 4120611 | 34983313 | 33277212 | 0560-0244 | 001 | 1 | COGEN SOUTH | 2011 | 801 | 403 | 11 | 161 | 5359.9 | 56.4 | 221118 | -79.9677 | 32.8936 | 1340 | R63-0040&R63-01 | 125 | 100 | 7737 | B001 | 7737_B_B001 | 29406 | 13&24&17&17 | R63-0040&R63-01&R63-0142
45021 |  | South Carolina | Cherokee | 3763611 | 37023113 | 35280912 | 0600-0060 | 001 | 1 | CHEROKEE COUNTY COGENERATION | 55 | 7.2723 | 98 | 12.3 | 208 | 8911.7 | 75 | 221112 | -81.6137 | 35.0724 | 796 | R63-0083 | 125 | 120 |  |  | 55043_G_ST1 | 29340 | 65 | R63-0083
45021 |  | South Carolina | Cherokee | 4074811 | 33223413 | 31717312 | 0600-0076 | 001 | 1 | BROAD RIVER ENERGY LLC | 30.36 | 0.47 | 75 | 18 | 1200 | 27991.7 | 110 | 221112 | -81.575 | 35.0772 | 1930 | R63-0083 | 125 | 120 |  |  | 55166_G_CT03 | 29340 |  | R63-0083
45021 |  | South Carolina | Cherokee | 4074811 | 33223413 | 31717412 | 0600-0076 | 001 | 3 | BROAD RIVER ENERGY LLC | 30.359 | 0.471 | 75 | 18 | 1200 | 27991.7 | 110 | 221112 | -81.575 | 35.0772 | 1930 | R63-0083 | 125 | 120 |  |  | 55166_G_CT03 | 29340 |  | R63-0083
45021 |  | South Carolina | Cherokee | 4074811 | 33223413 | 31717912 | 0600-0076 | 001 | 2 | BROAD RIVER ENERGY LLC | 31.82 | 0.488 | 75 | 18 | 1200 | 27991.7 | 110 | 221112 | -81.575 | 35.0772 | 1930 | R63-0083 | 125 | 120 |  |  | 55166_G_CT03 | 29340 |  | R63-0083
45021 |  | South Carolina | Cherokee | 4074811 | 33223513 | 31717512 | 0600-0076 | 002 | 4 | BROAD RIVER ENERGY LLC | 32.735 | 0.488 | 75 | 18 | 1200 | 27991.7 | 110 | 221112 | -81.575 | 35.0772 | 168 | R63-0083 | 125 | 120 |  |  | 55166_G_CT05 | 29340 |  | R63-0083
45021 |  | South Carolina | Cherokee | 4074811 | 33223513 | 31717612 | 0600-0076 | 002 | 5 | BROAD RIVER ENERGY LLC | 31.24 | 0.455 | 75 | 18 | 1200 | 27991.7 | 110 | 221112 | -81.575 | 35.0772 | 168 |  | 125 | 120 |  |  | 55166_G_CT05 | 29340
45029 |  | South Carolina | Colleton | 8335511 | 90513 | 85212 | 0740-0002 | 002 | 2 | SCE&G CANADYS | 798.8 | 4587.6 | 200 | 16 | 282 | 8324 | 41.4 | 221112 | -80.6234 | 33.0647 | 1160 | R63-0142 | 125 | 100 | 3280 | CAN2 | 3280_B_CAN2 | 29433 | 10&25&128 | R63-0142
45029 |  | South Carolina | Colleton | 8335511 | 90913 | 85012 | 0740-0002 | 001 | 1 | SCE&G CANADYS | 653.1 | 3843.6 | 200 | 16 | 288 | 7258.4 | 36.1 | 221112 | -80.6234 | 33.0647 | 1160 | R63-0142 | 125 | 100 | 3280 | CAN1 | 3280_B_CAN1 | 29433 | 10&25&128 | R63-0142
45029 |  | South Carolina | Colleton | 8335511 | 91013 | 84912 | 0740-0002 | 003 | 3 | SCE&G CANADYS | 1202 | 7200.4 | 200 | 16 | 285 | 13149.5 | 65.4 | 221112 | -80.6234 | 33.0647 | 2090 | R63-0142 | 125 | 999 | 3280 | CAN3 | 3280_B_CAN3 | 29433 | 100&16&25 | R63-0142
45031 |  | South Carolina | Darlington | 4951511 | 28948413 | 27724212 | 0820-0002 | 014 | 14 | PROGRESS ENERGY ROBINSON STATION | 2.1 | 1.4 | 40 | 20 | 833 | 22902.3 | 72.9 | 221112 | -80.158 | 34.4026 | 964 | R63-0083 | 125 | 120 | 3250 | 9 | 3250_G_9 | 29550 |  | R63-0083
45031 |  | South Carolina | Darlington | 4951511 | 28948513 | 27724512 | 0820-0002 | 001 | 1 | PROGRESS ENERGY ROBINSON STATION | 1613.22 | 4514.23 | 250 | 15 | 255 | 11239.1 | 63.6 | 221112 | -80.158 | 34.4026 | 2400 | R63-0142 | 125 | 100 | 3251 | 1 | 3251_B_1 | 29550 | 128 | R63-0142
45031 |  | South Carolina | Darlington | 4951511 | 28948713 | 27725612 | 0820-0002 | 002 | 5 | PROGRESS ENERGY ROBINSON STATION | 0.39736 | 0.004369 | 34 | 12.4 | 802 | 7740.9 | 64.1 | 221112 | -80.158 | 34.4026 | 268 | R63-0083 | 125 | 120 |  |  | 3251_G_GT1 | 29550 |  | R63-0083
45031 |  | South Carolina | Darlington | 4951511 | 28949013 | 27725512 | 0820-0002 | 006 | 6 | PROGRESS ENERGY ROBINSON STATION | 41.085 | 0.16033 | 40 | 20 | 833 | 22902.3 | 72.9 | 221112 | -80.158 | 34.4026 | 964 | R63-0083 | 125 | 120 | 3250 | 1 | 3250_G_1 | 29550 |  | R63-0083
45031 |  | South Carolina | Darlington | 4951511 | 28949113 | 27725412 | 0820-0002 | 007 | 7 | PROGRESS ENERGY ROBINSON STATION | 5.1 | 2.7 | 40 | 20 | 833 | 22902.3 | 72.9 | 221112 | -80.158 | 34.4026 | 964 | R63-0083 | 125 | 120 | 3250 | 2 | 3250_G_2 | 29550 |  | R63-0083
45031 |  | South Carolina | Darlington | 4951511 | 28949213 | 27725312 | 0820-0002 | 008 | 8 | PROGRESS ENERGY ROBINSON STATION | 32.85 | 0.893 | 40 | 20 | 833 | 22902.3 | 72.9 | 221112 | -80.158 | 34.4026 | 964 | R63-0083 | 125 | 120 | 3250 | 3 | 3250_G_3 | 29550 |  | R63-0083
45031 |  | South Carolina | Darlington | 4951511 | 28949313 | 27723812 | 0820-0002 | 009 | 9 | PROGRESS ENERGY ROBINSON STATION | 5.7 | 3.8 | 40 | 20 | 833 | 22902.3 | 72.9 | 221112 | -80.158 | 34.4026 | 964 | R63-0083 | 125 | 120 | 3250 | 4 | 3250_G_4 | 29550 |  | R63-0083
45031 |  | South Carolina | Darlington | 4951511 | 28949513 | 27725012 | 0820-0002 | 011 | 11 | PROGRESS ENERGY ROBINSON STATION | 5.5 | 3.8 | 40 | 20 | 833 | 22902.3 | 72.9 | 221112 | -80.158 | 34.4026 | 964 | R63-0083 | 125 | 120 | 3250 | 6 | 3250_G_6 | 29550 |  | R63-0083
45031 |  | South Carolina | Darlington | 4951511 | 28949613 | 27724612 | 0820-0002 | 013 | 13 | PROGRESS ENERGY ROBINSON STATION | 4.1 | 2.9 | 40 | 20 | 833 | 22902.3 | 72.9 | 221112 | -80.158 | 34.4026 | 964 | R63-0083 | 125 | 120 | 3250 | 8 | 3250_G_8 | 29550 |  | R63-0083
45031 |  | South Carolina | Darlington | 4951511 | 28949713 | 27724712 | 0820-0002 | 015 | 15 | PROGRESS ENERGY ROBINSON STATION | 3.3 | 2.3 | 40 | 20 | 833 | 22902.3 | 72.9 | 221112 | -80.158 | 34.4026 | 964 | R63-0083 | 125 | 120 | 3250 | 10 | 3250_G_10 | 29550 |  | R63-0083
45031 |  | South Carolina | Darlington | 4951511 | 28949913 | 27723912 | 0820-0002 | 017 | 17 | PROGRESS ENERGY ROBINSON STATION | 22.038 | 0.19033 | 60 | 19.9 | 1010 | 32968.8 | 106 | 221112 | -80.158 | 34.4026 | 1520 | R63-0083 | 125 | 120 | 3250 | 12 | 3250_G_12 | 29550 |  | R63-0083
45031 |  | South Carolina | Darlington | 4951511 | 28950013 | 27724912 | 0820-0002 | 018 | 18 | PROGRESS ENERGY ROBINSON STATION | 23 | 0.334 | 60 | 19.9 | 1010 | 32968.8 | 106 | 221112 | -80.158 | 34.4026 | 1520 | R63-0083 | 125 | 120 | 3250 | 13 | 3250_G_13 | 29550 |  | R63-0083
45031 |  | South Carolina | Darlington | 4951511 | 28950113 | 27724012 | 0820-0002 | 010 | 10 | PROGRESS ENERGY ROBINSON STATION | 39 | 0.986 | 40 | 20 | 833 | 22902.3 | 72.9 | 221112 | -80.158 | 34.4026 | 964 | R63-0083 | 125 | 120 | 3250 | 5 | 3250_G_5 | 29550 |  | R63-0083
45031 |  | South Carolina | Darlington | 4951511 | 28950213 | 27724812 | 0820-0002 | 012 | 12 | PROGRESS ENERGY ROBINSON STATION | 33.074 | 0.05913 | 40 | 20 | 833 | 22902.3 | 72.9 | 221112 | -80.158 | 34.4026 | 964 | R63-0083 | 125 | 120 | 3250 | 7 | 3250_G_7 | 29550 |  | R63-0083
45039 |  | South Carolina | Fairfield | 8332811 | 100013 | 95512 | 1000-0021 | 001 | 1 | SCE&G PARR COMBUSTION TURBINE FACILITY | 2.3298 | 0.055624 | 32 | 5 | 865 | 1079.9 | 55 | 221112 | -81.33 | 34.2644 | 16.2 | R63-0083 | 125 | 999 |  |  | 3291_G_GT1 | 29065 |  | R63-0083
45039 |  | South Carolina | Fairfield | 8332811 | 100113 | 95412 | 1000-0021 | 002 | 2 | SCE&G PARR COMBUSTION TURBINE FACILITY | 2.3658 | 0.056483 | 34 | 5 | 940 | 1566.9 | 79.8 | 221112 | -81.33 | 34.2644 | 16.2 | R63-0083 | 125 | 999 |  |  | 3291_G_GT2 | 29065 |  | R63-0083
45041 |  | South Carolina | Florence | 4758811 | 32072513 | 30697612 | 1040-0003 | 016 | 10 | ROCKTENN CP LLC | 1199.6624 | 1221.4092 | 250 | 12 | 380 | 7702 | 68.1 | 32211 | -79.5592 | 34.1515 | 955 | R63-0040 | 133 | 100 | 50806 | 16 | 50806_B_PB4 | 29506 | 128 | R63-0040
45041 |  | South Carolina | Florence | 4758811 | 32072513 | 63990012 | 1040-0003 | 016 | 12 | ROCKTENN CP LLC |  |  |  |  | 72 | 0.2 | 1 | 32211 | -79.5592 | 34.1515 | 955 |  | 133 | 100 | 50806 | 16 | 50806_B_PB4 | 29506
45043 |  | South Carolina | Georgetown | 6652811 | 18919413 | 18390012 | 1140-0005 | 001 | 1 | SANTEE COOPER WINYAH GENERATING STATION | 663 | 274.9 | 404 | 20 | 125 | 16273.5 | 51.8 | 221112 | -79.3578 | 33.3308 | 2660 | R63-0142 | 125 | 999 | 6249 | 1 | 6249_B_1 | 29440 | 128 | R63-0142
45043 |  | South Carolina | Georgetown | 6652811 | 18919513 | 18390112 | 1140-0005 | 004 | 4 | SANTEE COOPER WINYAH GENERATING STATION | 740.9 | 991.6 | 404 | 16 | 161 | 15099.8 | 75.1 | 221112 | -79.3578 | 33.3308 | 2660 | R63-0142 | 125 | 999 | 6249 | 4 | 6249_B_4 | 29440 | 42 | R63-0142
45043 |  | South Carolina | Georgetown | 6652811 | 18920013 | 18389712 | 1140-0005 | 003 | 3 | SANTEE COOPER WINYAH GENERATING STATION | 690.1 | 1895.4 | 404 | 16 | 161 | 15099.8 | 75.1 | 221112 | -79.3578 | 33.3308 | 2660 | R63-0142 | 125 | 999 | 6249 | 3 | 6249_B_3 | 29440 | 128 | R63-0142
45043 |  | South Carolina | Georgetown | 6652811 | 18920113 | 18389812 | 1140-0005 | 002 | 2 | SANTEE COOPER WINYAH GENERATING STATION | 672.8 | 348.2 | 404 | 20 | 125 | 16273.5 | 51.8 | 221112 | -79.3578 | 33.3308 | 2660 | R63-0142 | 125 | 999 | 6249 | 2 | 6249_B_2 | 29440 | 11&42&128 | R63-0142
45051 |  | South Carolina | Horry | 4760911 | 32046813 | 30662412 | 1340-0021 | 005 | 5 | SANTEE COOPER MYRTLE BEACH | 0.85544 | 0.49091 | 40 | 19.43 | 900 | 29650.8 | 100 | 221112 | -78.9217 | 33.7097 | 352 | R63-0083 | 125 | 120 |  |  | 3320_G_5 | 29577 |  | R63-0083
45051 |  | South Carolina | Horry | 4760911 | 32046913 | 30662712 | 1340-0021 | 004 | 4 | SANTEE COOPER MYRTLE BEACH | 0.6946 | 0.39861 | 42 | 13.08 | 898 | 8828.2 | 65.7 | 221112 | -78.9217 | 33.7097 | 270 | R63-0083 | 125 | 120 |  |  | 3320_G_4 | 29577 |  | R63-0083
45051 |  | South Carolina | Horry | 4760911 | 32047013 | 30662612 | 1340-0021 | 003 | 3 | SANTEE COOPER MYRTLE BEACH | 0.65857 | 0.37793 | 42 | 13.08 | 898 | 8828.2 | 65.7 | 221112 | -78.9217 | 33.7097 | 270 | R63-0083 | 125 | 120 |  |  | 3320_G_3 | 29577 |  | R63-0083
45051 |  | South Carolina | Horry | 4760911 | 32047113 | 30662512 | 1340-0021 | 002 | 2 | SANTEE COOPER MYRTLE BEACH | 0.047925 | 0.027502 | 18 | 10.36 | 835 | 6010.4 | 71.3 | 221112 | -78.9217 | 33.7097 | 186 | R63-0083 | 125 | 120 |  |  | 3320_G_2 | 29577 |  | R63-0083
45051 |  | South Carolina | Horry | 8332911 | 99713 | 95012 | 1340-0003 | 001 | 1 | SANTEE COOPER GRAINGER | 269.5 | 1535.1 | 300 | 10 | 309 | 5435 | 69.2 | 221112 | -79.0526 | 33.826 | 880 | R63-0142 | 125 | 100 | 3317 | 1 | 3317_B_1 | 29526 | 128 | R63-0142
45051 |  | South Carolina | Horry | 8332911 | 99913 | 95112 | 1340-0003 | 002 | 2 | SANTEE COOPER GRAINGER | 262.2 | 1524.4 | 300 | 10 | 315 | 5497.8 | 70 | 221112 | -79.0526 | 33.826 | 880 | R63-0142 | 125 | 100 | 3317 | 2 | 3317_B_2 | 29526 | 128 | R63-0142
45053 |  | South Carolina | Jasper | 13005611 | 69625313 | 63901212 | 1360-0026 | CA1 | 1 | SCE&G JASPER | 48.3 | 3.5 | 190 | 18 | 289 | 19696 | 77.4 | 221112 | -81.1242 | 32.3592 | 2030 |  | 125 | 120 | 55927 | CT01 | 55927_G_CT1 | 29927 | 139
45053 |  | South Carolina | Jasper | 13005611 | 69625313 | 63901412 | 1360-0026 | CA1 | 4 | SCE&G JASPER |  |  |  |  | 72 | 0.2 | 1 | 221112 | -81.1242 | 32.3592 | 2030 |  | 125 | 120 | 55927 | CT01 | 55927_G_CT1 | 29927
45053 |  | South Carolina | Jasper | 13005611 | 69625513 | 63901512 | 1360-0026 | CA2 | 2 | SCE&G JASPER | 52.3 | 3.9 | 190 | 18 | 289 | 19696 | 77.4 | 221112 | -81.1242 | 32.3592 | 2030 |  | 125 | 120 | 55927 | CT02 | 55927_G_CT2 | 29927 | 139
45053 |  | South Carolina | Jasper | 13005611 | 69625613 | 63901312 | 1360-0026 | CA3 | 3 | SCE&G JASPER | 51.1 | 3.9 | 190 | 18 | 289 | 19696 | 77.4 | 221112 | -81.1242 | 32.3592 | 2030 |  | 125 | 120 | 55927 | CT03 | 55927_G_CT3 | 29927 | 139
45053 |  | South Carolina | Jasper | 4508311 | 27624213 | 26516112 | 1360-0019 | 001 | 1 | SCE&G HARDEEVILLE | 0.3872 | 0.0008888 | 30 | 11 | 775 | 8172.9 | 86 | 221112 | -81.0739 | 32.2987 | 155 | R63-0083 | 125 | 120 |  |  | 3286_G_1 | 29927 |  | R63-0083
45063 |  | South Carolina | Lexington | 4041111 | 33611413 | 32061712 | 1560-0003 | 001 | 1 | SCE&G MCMEEKIN | 898 | 3501.4 | 410 | 13 | 280 | 7167.6 | 54 | 221112 | -81.2172 | 34.0558 | 1130 | R63-0142 | 125 | 100 | 3287 | MCM1 | 3287_B_MCM1 | 29212 | 100 | R63-0142
45063 |  | South Carolina | Lexington | 4041111 | 33611613 | 32061612 | 1560-0003 | 002 | 2 | SCE&G MCMEEKIN | 907.7 | 3717.5 | 410 | 13 | 280 | 6902.1 | 52 | 221112 | -81.2172 | 34.0558 | 1130 | R63-0142 | 125 | 100 | 3287 | MCM2 | 3287_B_MCM2 | 29212 | 100 | R63-0142
45075 |  | South Carolina | Orangeburg | 7870811 | 2803113 | 2716412 | 1860-0044 | 001 | 1 | SCE&G COPE | 1053 | 1575.1 | 525 | 23 | 151 | 20358.4 | 49 | 221112 | -81.0312 | 33.3651 | 4000 | R63-0142 | 125 | 100 | 7210 | COP1 | 7210_B_COP1 | 29038 | 100&127 | R63-0142
45079 |  | South Carolina | Richland | 3426211 | 38861013 | 37120012 | 1900-0132 | 001 | 2 | SCE&G COIT | 2.3392 | 0.059993 | 26 | 10 | 865 | 5976.9 | 76.1 | 221112 | -81.0411 | 33.9804 | 214 |  | 125 | 120 |  |  | 3281_G_1 | 29200
45079 |  | South Carolina | Richland | 3426211 | 38861013 | 37120112 | 1900-0132 | 001 | 1 | SCE&G COIT | 3.0577 | 0.074271 | 26 | 10 | 865 | 5976.9 | 76.1 | 221112 | -81.0411 | 33.9804 | 214 | R63-0083 | 125 | 120 |  |  | 3281_G_1 | 29200 |  | R63-0083
45079 |  | South Carolina | Richland | 7126411 | 15034313 | 14696112 | 1900-0013 | 001 | 1 | SCE&G WATEREE | 124.4 | 1641.8 | 300 | 19 | 244 | 21548.2 | 76 | 221112 | -80.6222 | 33.8267 | 3580 | R63-0142 | 125 | 100 | 3297 | WAT1 | 3297_B_WAT1 | 29044 | 100 | R63-0142
45079 |  | South Carolina | Richland | 7126411 | 15034313 | 91999612 | 1900-0013 | 001 | 6 | SCE&G WATEREE | 897.599 | 254.912 | 400 | 28 | 130 | 32881.3 | 53.4 | 221112 | -80.6222 | 33.8267 | 3580 | R63-0142 | 125 | 100 | 3297 | WAT1 | 3297_B_WAT1 | 29044 | 100 | R63-0142
45079 |  | South Carolina | Richland | 7126411 | 15034413 | 14696312 | 1900-0013 | 002 | 2 | SCE&G WATEREE | 123.9 | 1699.7 | 300 | 19 | 248 | 21548.2 | 76 | 221112 | -80.6222 | 33.8267 | 3580 | R63-0040&R63-01 | 125 | 100 | 3297 | WAT2 | 3297_B_WAT2 | 29044 | 10&100 | R63-0040&R63-01&R63-0142
45079 |  | South Carolina | Richland | 7126411 | 15034413 | 91999612 | 1900-0013 | 002 | 6 | SCE&G WATEREE | 1010.9 | 287.088 | 400 | 28 | 130 | 32881.3 | 53.4 | 221112 | -80.6222 | 33.8267 | 3580 | R63-0142 | 125 | 100 | 3297 | WAT2 | 3297_B_WAT2 | 29044 | 100 | R63-0142
46051 |  | South Dakota | Grant | 4962811 | 30069713 | 28848712 | 28.0801-29 | 1 | 1-RETIRED- | Otter Tail Power Company | 9822.7 | 10622.5 | 498 | 24.1 | 321 | 22064 | 48.1 | 221112 | -96.5112 | 45.3067 | 5610 | R63-0142 | 125 | 100 | 6098 | 1 | 6098_B_1 | 57216 |  | R63-0142
46103 |  | South Dakota | Pennington | 6195711 | 15199913 | 14853212 | 28.0801-02 | 1 | 1 | Black Hill Power & Light Company (Ben Fr | 769.1 | 478.8 | 200 | 12 | 320 | 8847 | 78.2 | 221112 | -103.2638 | 44.0885 | 22 |  | 125 | 100 |  |  | 3325_B_1 | 57702 | 11
47001 |  | Tennessee | Anderson | 6196011 | 15192413 | 83257312 | 0009 | 001 | S-001 | TVA BULL RUN FOSSIL PLANT | 9.119 | 5.702 | 800 | 28 | 290 | 47573.5 | 77.3 | 221112 | -84.1567 | 36.0211 | 8870 | R63-0142 | 125 | 100 | 3396 | 1 | 3396_B_1 | 37716-6 |  | R63-0142
47001 |  | Tennessee | Anderson | 6196011 | 15192413 | 83257412 | 0009 | 001 | S-005 | TVA BULL RUN FOSSIL PLANT | 902.784 | 564.5003 | 500 | 33.5 | 126 | 44048.3 | 50 | 221112 | -84.1552 | 36.0204 | 8870 | R63-0142 | 125 | 100 | 3396 | 1 | 3396_B_1 | 37716-6 |  | R63-0142
47037 |  | Tennessee | Davidson | 6516311 | 18565713 | 18024812 | 4703700002 | 011 | 11 | E I Dupont De Nemours & Co Inc | 0 | 0 | 200 | 7 | 333 | 1876.8 | 42 | 325199 | -86.6556 | 36.2692 | 315 | R63-0040 | 129 | 999 | 10797 | OP3 | 10797_B_OP3 | 37138 | 1 | R63-0040
47037 |  | Tennessee | Davidson | 6516311 | 18571713 | 18021412 | 4703700002 | 009 | 9 | E I Dupont De Nemours & Co Inc | 39.8 | 0.16 | 200 | 9.5 | 353 | 2857.8 | 35 | 325199 | -86.6556 | 36.2692 | 445 | R63-0040 | 129 | 999 | 10797 | OP1 | 10797_B_OP1 | 37138 | 1 | R63-0040
47067 |  | Tennessee | Hancock | 3787211 | 37839613 | 36095512 | 0014 | 010 | EX-G10 | POWELL VALLEY ELECTRIC COOPERATIVE, INC. | 0 | 0 | 15 | 1.3 | 981 | 290.2 | 209 | 221118 | -83.0322 | 36.575 | 2 |  | 125 | 100 |  |  | 7883_G_10 | 37765
47067 |  | Tennessee | Hancock | 3787211 | 37839713 | 36095412 | 0014 | 009 | EX-G9 | POWELL VALLEY ELECTRIC COOPERATIVE, INC. | 0 | 0 | 15 | 1.3 | 981 | 290.2 | 209 | 221118 | -83.0322 | 36.575 | 2 |  | 125 | 100 |  |  | 7883_G_9 | 37765
47067 |  | Tennessee | Hancock | 3787211 | 37839813 | 36095112 | 0014 | 011 | EX-G11 | POWELL VALLEY ELECTRIC COOPERATIVE, INC. | 0 | 0 | 15 | 1.3 | 981 | 290.2 | 209 | 221118 | -83.0322 | 36.575 | 2 |  | 125 | 100 |  |  | 7883_G_11 | 37765
47067 |  | Tennessee | Hancock | 3787211 | 37839913 | 36095312 | 0014 | 002 | EX-G2 | POWELL VALLEY ELECTRIC COOPERATIVE, INC. | 0 | 0 | 15 | 1.3 | 981 | 290.2 | 209 | 221118 | -83.0322 | 36.575 | 2 |  | 125 | 100 |  |  | 7883_G_2 | 37765
47067 |  | Tennessee | Hancock | 3787211 | 37840013 | 36095612 | 0014 | 004 | EX-G4 | POWELL VALLEY ELECTRIC COOPERATIVE, INC. | 0 | 0 | 15 | 1.3 | 981 | 290.2 | 209 | 221118 | -83.0322 | 36.575 | 2 |  | 125 | 100 |  |  | 7883_G_4 | 37765
47067 |  | Tennessee | Hancock | 3787211 | 37840113 | 36094712 | 0014 | 003 | EX-G3 | POWELL VALLEY ELECTRIC COOPERATIVE, INC. | 0 | 0 | 15 | 1.3 | 981 | 290.2 | 209 | 221118 | -83.0322 | 36.575 | 2 |  | 125 | 100 |  |  | 7883_G_3 | 37765
47067 |  | Tennessee | Hancock | 3787211 | 37840213 | 36094912 | 0014 | 001 | EX-G1 | POWELL VALLEY ELECTRIC COOPERATIVE, INC. | 0 | 0 | 15 | 1.3 | 981 | 290.2 | 209 | 221118 | -83.0322 | 36.575 | 2 |  | 125 | 100 |  |  | 7883_G_1 | 37765
47067 |  | Tennessee | Hancock | 3787211 | 37840313 | 36095212 | 0014 | 008 | EX-G8 | POWELL VALLEY ELECTRIC COOPERATIVE, INC. | 0 | 0 | 15 | 1.3 | 981 | 290.2 | 209 | 221118 | -83.0322 | 36.575 | 2 |  | 125 | 100 |  |  | 7883_G_8 | 37765
47067 |  | Tennessee | Hancock | 3787211 | 37840413 | 36095012 | 0014 | 006 | EX-G6 | POWELL VALLEY ELECTRIC COOPERATIVE, INC. | 0 | 0 | 15 | 1.3 | 981 | 290.2 | 209 | 221118 | -83.0322 | 36.575 | 2 |  | 125 | 100 |  |  | 7883_G_6 | 37765
47067 |  | Tennessee | Hancock | 3787211 | 37840513 | 36094812 | 0014 | 007 | EX-G7 | POWELL VALLEY ELECTRIC COOPERATIVE, INC. | 0 | 0 | 15 | 1.3 | 981 | 290.2 | 209 | 221118 | -83.0322 | 36.575 | 2 |  | 125 | 100 |  |  | 7883_G_7 | 37765
47067 |  | Tennessee | Hancock | 3787211 | 37840613 | 36095712 | 0014 | 005 | EX-G5 | POWELL VALLEY ELECTRIC COOPERATIVE, INC. | 0 | 0 | 15 | 1.3 | 981 | 290.2 | 209 | 221118 | -83.0322 | 36.575 | 2 |  | 125 | 100 |  |  | 7883_G_5 | 37765
47073 |  | Tennessee | Hawkins | 4188311 | 35862313 | 83258512 | 0007 | 002 | S-001 | TVA JOHN SEVIER FOSSIL PLANT | 742.0422 | 3782.0066 | 350 | 23.5 | 290 | 23583.3 | 54.4 | 221112 | -82.9637 | 36.3767 | 1970 | R63-0142 | 125 | 100 | 3405 | 2 | 3405_B_2 | 37857-1 | 10 | R63-0142
47073 |  | Tennessee | Hawkins | 4188311 | 35862413 | 83258612 | 0007 | 003 | S-002 | TVA JOHN SEVIER FOSSIL PLANT | 729.2585 | 3441.0179 | 350 | 23.5 | 290 | 23583.3 | 54.4 | 221112 | -82.9639 | 36.3772 | 1970 | R63-0142 | 125 | 100 | 3405 | 3 | 3405_B_3 | 37857-1 | 10 | R63-0142
47073 |  | Tennessee | Hawkins | 4188311 | 35862513 | 83258612 | 0007 | 004 | S-002 | TVA JOHN SEVIER FOSSIL PLANT | 796.4297 | 3754.0219 | 350 | 23.5 | 290 | 23583.3 | 54.4 | 221112 | -82.9639 | 36.3772 | 1970 | R63-0142 | 125 | 100 | 3405 | 4 | 3405_B_4 | 37857-1 | 10 | R63-0142
47073 |  | Tennessee | Hawkins | 4188311 | 35862613 | 83258512 | 0007 | 001 | S-001 | TVA JOHN SEVIER FOSSIL PLANT | 829.7567 | 4235.0049 | 350 | 23.5 | 290 | 23583.3 | 54.4 | 221112 | -82.9637 | 36.3767 | 1970 | R63-0142 | 125 | 100 | 3405 | 1 | 3405_B_1 | 37857-1 | 10 | R63-0142
47075 |  | Tennessee | Haywood | 3063711 | 38176113 | 36459212 | 0068 | 002 | AA-004 | TVA BROWNSVILLE COMBUSTION TURBINE PLANT | 32.1 | 0.2841 | 50 | 23.9 | 1020 | 31369.3 | 70.1 | 221112 | -89.2 | 35.54 | 1380 | R63-0083 | 125 | 120 |  |  | 55081_G_3 | 38012 | 28 | R63-0083
47075 |  | Tennessee | Haywood | 3063711 | 38176113 | 36459412 | 0068 | 002 | AA-003 | TVA BROWNSVILLE COMBUSTION TURBINE PLANT | 32 | 0.2918 | 50 | 23.9 | 1020 | 31369.3 | 70.1 | 221112 | -89.2 | 35.54 | 1380 | R63-0083 | 125 | 120 |  |  | 55081_G_3 | 38012 | 28 | R63-0083
47075 |  | Tennessee | Haywood | 3063711 | 38176213 | 36459112 | 0068 | 001 | AA-001 | TVA BROWNSVILLE COMBUSTION TURBINE PLANT | 19.7 | 0.2856 | 90 | 21.1 | 1008 | 29933.8 | 85.5 | 221112 | -89.2 | 35.54 | 1230 | R63-0083 | 125 | 120 |  |  | 55081_G_1 | 38012 | 28 | R63-0083
47075 |  | Tennessee | Haywood | 3063711 | 38176213 | 36459312 | 0068 | 001 | AA-002 | TVA BROWNSVILLE COMBUSTION TURBINE PLANT | 16.7 | 0.06438 | 90 | 21.1 | 1008 | 29933.8 | 85.5 | 221112 | -89.2 | 35.54 | 1230 | R63-0083 | 125 | 120 |  |  | 55081_G_1 | 38012 | 28 | R63-0083
47075 |  | Tennessee | Haywood | 3982711 | 35466813 | 107419112 | 0069 | 012 | S-012 | TVA LAGOON CREEK COMBUSTION TURBINE PLAN | 3.9998 | 0.11558 | 56 | 14.8 | 978 | 29073.1 | 170 | 221112 | -89.3964 | 35.6578 | 1290 | R63-0083 | 125 | 120 |  |  | 7845_G_GT12 | 38012 | 205 | R63-0083
47075 |  | Tennessee | Haywood | 3982711 | 35467113 | 107418312 | 0069 | 004 | S-004 | TVA LAGOON CREEK COMBUSTION TURBINE PLAN | 5.7996 | 0.18026 | 56 | 14.8 | 978 | 29073.1 | 170 | 221112 | -89.3964 | 35.6578 | 1290 | R63-0083 | 125 | 120 |  |  | 7845_G_GT4 | 38012 | 205 | R63-0083
47075 |  | Tennessee | Haywood | 3982711 | 35467313 | 107418512 | 0069 | 006 | S-006 | TVA LAGOON CREEK COMBUSTION TURBINE PLAN | 4.7999 | 0.16345 | 56 | 14.8 | 978 | 29073.1 | 170 | 221112 | -89.3964 | 35.6578 | 1290 | R63-0083 | 125 | 120 |  |  | 7845_G_GT6 | 38012 | 205 | R63-0083
47075 |  | Tennessee | Haywood | 3982711 | 35467413 | 107418612 | 0069 | 007 | S-007 | TVA LAGOON CREEK COMBUSTION TURBINE PLAN | 5.0005 | 0.14169 | 56 | 14.8 | 978 | 29073.1 | 170 | 221112 | -89.3964 | 35.6578 | 1290 | R63-0083 | 125 | 120 |  |  | 7845_G_GT7 | 38012 | 205 | R63-0083
47075 |  | Tennessee | Haywood | 3982711 | 35467613 | 107418412 | 0069 | 005 | S-005 | TVA LAGOON CREEK COMBUSTION TURBINE PLAN | 5.7003 | 0.15635 | 56 | 14.8 | 978 | 29073.1 | 170 | 221112 | -89.3964 | 35.6578 | 1290 | R63-0083 | 125 | 120 |  |  | 7845_G_GT5 | 38012 | 205 | R63-0083
47075 |  | Tennessee | Haywood | 3982711 | 35467713 | 107418212 | 0069 | 003 | S-003 | TVA LAGOON CREEK COMBUSTION TURBINE PLAN | 6.8996 | 0.18765 | 56 | 14.8 | 978 | 29073.1 | 170 | 221112 | -89.3964 | 35.6578 | 1290 | R63-0083 | 125 | 120 |  |  | 7845_G_GT3 | 38012 | 205 | R63-0083
47075 |  | Tennessee | Haywood | 3982711 | 35467813 | 107419012 | 0069 | 011 | S-011 | TVA LAGOON CREEK COMBUSTION TURBINE PLAN | 4.2996 | 0.13188 | 56 | 14.8 | 978 | 29073.1 | 170 | 221112 | -89.3964 | 35.6578 | 1290 | R63-0083 | 125 | 120 |  |  | 7845_G_GT11 | 38012 | 205 | R63-0083
47075 |  | Tennessee | Haywood | 3982711 | 35467913 | 107418112 | 0069 | 002 | S-002 | TVA LAGOON CREEK COMBUSTION TURBINE PLAN | 6.2999 | 0.18039 | 56 | 14.8 | 978 | 29073.1 | 170 | 221112 | -89.3964 | 35.6578 | 1290 | R63-0083 | 125 | 120 |  |  | 7845_G_GT2 | 38012 | 205 | R63-0083
47075 |  | Tennessee | Haywood | 3982711 | 35468013 | 107418912 | 0069 | 010 | S-010 | TVA LAGOON CREEK COMBUSTION TURBINE PLAN | 4.7999 | 0.13965 | 56 | 14.8 | 978 | 29073.1 | 170 | 221112 | -89.3964 | 35.6578 | 1290 | R63-0083 | 125 | 120 |  |  | 7845_G_GT10 | 38012 | 205 | R63-0083
47075 |  | Tennessee | Haywood | 3982711 | 35468113 | 107418712 | 0069 | 008 | S-008 | TVA LAGOON CREEK COMBUSTION TURBINE PLAN | 2.7995 | 0.09106 | 56 | 14.8 | 978 | 29073.1 | 170 | 221112 | -89.3964 | 35.6578 | 1290 | R63-0083 | 125 | 120 |  |  | 7845_G_GT8 | 38012 | 205 | R63-0083
47075 |  | Tennessee | Haywood | 3982711 | 35468213 | 107418812 | 0069 | 009 | S-009 | TVA LAGOON CREEK COMBUSTION TURBINE PLAN | 5.0005 | 0.13253 | 56 | 14.8 | 978 | 29073.1 | 170 | 221112 | -89.3964 | 35.6578 | 1290 | R63-0083 | 125 | 120 |  |  | 7845_G_GT9 | 38012 | 205 | R63-0083
47075 |  | Tennessee | Haywood | 3982711 | 35468313 | 107418012 | 0069 | 001 | S-001 | TVA LAGOON CREEK COMBUSTION TURBINE PLAN | 5.8999 | 0.18636 | 56 | 14.8 | 978 | 29073.1 | 170 | 221112 | -89.3964 | 35.6578 | 1290 | R63-0083 | 125 | 120 |  |  | 7845_G_GT1 | 38012 | 205 | R63-0083
47085 |  | Tennessee | Humphreys | 5720911 | 23015513 | 83259412 | 0011 | 015 | S-004 | TVA JOHNSONVILLE FOSSIL PLANT | 6.5 | 0.08945 | 56 | 14.8 | 998 | 25620 | 149 | 221112 | -87.9836 | 36.036 | 4400 | R63-0083 | 125 | 120 |  |  | 3406_G_G18 | 37134-2 |  | R63-0083
47085 |  | Tennessee | Humphreys | 5720911 | 23015613 | 83259112 | 0011 | 009 | S-001 | TVA JOHNSONVILLE FOSSIL PLANT | 733.575 | 3290.0184 | 600 | 32.25 | 305 | 111853.5 | 137 | 221112 | -87.9856 | 36.0298 | 1730 | R63-0142 | 125 | 100 | 3406 | 9 | 3406_B_9 | 37134-2 | 10 | R63-0142
47085 |  | Tennessee | Humphreys | 5720911 | 23015713 | 83259112 | 0011 | 008 | S-001 | TVA JOHNSONVILLE FOSSIL PLANT | 452.107 | 2067.0157 | 600 | 32.25 | 305 | 111853.5 | 137 | 221112 | -87.9856 | 36.0298 | 1730 | R63-0142 | 125 | 100 | 3406 | 8 | 3406_B_8 | 37134-2 | 10 | R63-0142
47085 |  | Tennessee | Humphreys | 5720911 | 23015813 | 83259112 | 0011 | 007 | S-001 | TVA JOHNSONVILLE FOSSIL PLANT | 764.839 | 3458.0131 | 600 | 32.25 | 305 | 111853.5 | 137 | 221112 | -87.9856 | 36.0298 | 1730 | R63-0142 | 125 | 100 | 3406 | 7 | 3406_B_7 | 37134-2 | 10 | R63-0142
47085 |  | Tennessee | Humphreys | 5720911 | 23016013 | 83259112 | 0011 | 010 | S-001 | TVA JOHNSONVILLE FOSSIL PLANT | 826.139 | 3725.0131 | 600 | 32.25 | 305 | 111853.5 | 137 | 221112 | -87.9856 | 36.0298 | 1730 | R63-0142 | 125 | 100 | 3406 | 10 | 3406_B_10 | 37134-2 | 10 | R63-0142
47085 |  | Tennessee | Humphreys | 5720911 | 23016213 | 83259312 | 0011 | 012 | S-003 | TVA JOHNSONVILLE FOSSIL PLANT | 55.597 | 0.13682 | 32 | 12.7 | 1034 | 26082.2 | 206 | 221112 | -87.984 | 36.0346 | 14800 | R63-0083 | 125 | 120 |  |  | 3406_G_GT2 | 37134-2 |  | R63-0083
47085 |  | Tennessee | Humphreys | 5720911 | 23016313 | 83259112 | 0011 | 006 | S-001 | TVA JOHNSONVILLE FOSSIL PLANT | 875.9064 | 4224.0033 | 600 | 32.25 | 305 | 111853.5 | 137 | 221112 | -87.9856 | 36.0298 | 1570 | R63-0142 | 125 | 100 | 3406 | 6 | 3406_B_6 | 37134-2 | 10 | R63-0142
47085 |  | Tennessee | Humphreys | 5720911 | 23016413 | 83259112 | 0011 | 003 | S-001 | TVA JOHNSONVILLE FOSSIL PLANT | 980.9066 | 4791.2022 | 600 | 32.25 | 305 | 111853.5 | 137 | 221112 | -87.9856 | 36.0298 | 1400 | R63-0142 | 125 | 100 | 3406 | 3 | 3406_B_3 | 37134-2 | 10 | R63-0142
47085 |  | Tennessee | Humphreys | 5720911 | 23016613 | 83259112 | 0011 | 005 | S-001 | TVA JOHNSONVILLE FOSSIL PLANT | 656.6831 | 2949.0041 | 600 | 32.25 | 305 | 111853.5 | 137 | 221112 | -87.9856 | 36.0298 | 1570 | R63-0142 | 125 | 100 | 3406 | 5 | 3406_B_5 | 37134-2 | 10 | R63-0142
47085 |  | Tennessee | Humphreys | 5720911 | 23016713 | 83259112 | 0011 | 004 | S-001 | TVA JOHNSONVILLE FOSSIL PLANT | 911.0562 | 4481.1798 | 600 | 32.25 | 305 | 111853.5 | 137 | 221112 | -87.9856 | 36.0298 | 1400 | R63-0142 | 125 | 100 | 3406 | 4 | 3406_B_4 | 37134-2 | 10 | R63-0142
47085 |  | Tennessee | Humphreys | 5720911 | 23016813 | 83259112 | 0011 | 002 | S-001 | TVA JOHNSONVILLE FOSSIL PLANT | 937.6098 | 4600.184 | 600 | 32.25 | 305 | 111853.5 | 137 | 221112 | -87.9856 | 36.0298 | 1400 | R63-0142 | 125 | 100 | 3406 | 2 | 3406_B_2 | 37134-2 | 10 | R63-0142
47085 |  | Tennessee | Humphreys | 5720911 | 23017013 | 83259112 | 0011 | 001 | S-001 | TVA JOHNSONVILLE FOSSIL PLANT | 660.7354 | 3025.1851 | 600 | 32.25 | 305 | 111853.5 | 137 | 221112 | -87.9856 | 36.0298 | 1400 | R63-0142 | 125 | 100 | 3406 | 1 | 3406_B_1 | 37134-2 | 10 | R63-0142
47145 |  | Tennessee | Roane | 4979111 | 30041513 | 83261212 | 0013 | 004 | S-001 | TVA KINGSTON FOSSIL PLANT | 5.5542 | 87.8101 | 1000 | 26 | 304 | 60495.2 | 114 | 221112 | -84.5194 | 35.8992 | 1640 | R63-0142 | 125 | 100 | 3407 | 4 | 3407_B_4 | 37748-8 | 10 | R63-0142
47145 |  | Tennessee | Roane | 4979111 | 30041513 | 83261312 | 0013 | 004 | S-002 | TVA KINGSTON FOSSIL PLANT | 109.2332 | 1726.9329 | 1000 | 26 | 322 | 52004.7 | 98 | 221112 | -84.5202 | 35.8982 | 1640 | R63-0142 | 125 | 100 | 3407 | 4 | 3407_B_4 | 37748-8 | 10 | R63-0142
47145 |  | Tennessee | Roane | 4979111 | 30041513 | 91678612 | 0013 | 004 | S-003 | TVA KINGSTON FOSSIL PLANT | 48.1367 | 761.0213 | 400 | 30 | 131 | 39634.7 | 56.1 | 221112 | -84.5194 | 35.8992 | 1640 | R63-0142 | 125 | 100 | 3407 | 4 | 3407_B_4 | 37748-8 | 10 | R63-0142
47145 |  | Tennessee | Roane | 4979111 | 30041513 | 91678712 | 0013 | 004 | S-004 | TVA KINGSTON FOSSIL PLANT | 22.2169 | 351.2406 | 400 | 30 | 131 | 39634.7 | 56.1 | 221112 | -84.5194 | 35.8992 | 1640 | R63-0142 | 125 | 100 | 3407 | 4 | 3407_B_4 | 37748-8 | 10 | R63-0142
47145 |  | Tennessee | Roane | 4979111 | 30041613 | 83261212 | 0013 | 003 | S-001 | TVA KINGSTON FOSSIL PLANT | 5.7065 | 91.6502 | 1000 | 26 | 304 | 60495.2 | 114 | 221112 | -84.5194 | 35.8992 | 1640 | R63-0142 | 125 | 100 | 3407 | 3 | 3407_B_3 | 37748-8 | 10 | R63-0142
47145 |  | Tennessee | Roane | 4979111 | 30041613 | 83261312 | 0013 | 003 | S-002 | TVA KINGSTON FOSSIL PLANT | 112.228 | 1802.4541 | 1000 | 26 | 322 | 52004.7 | 98 | 221112 | -84.5202 | 35.8982 | 1640 | R63-0142 | 125 | 100 | 3407 | 3 | 3407_B_3 | 37748-8 | 10 | R63-0142
47145 |  | Tennessee | Roane | 4979111 | 30041613 | 91678612 | 0013 | 003 | S-003 | TVA KINGSTON FOSSIL PLANT | 49.4564 | 794.3018 | 400 | 30 | 131 | 39634.7 | 56.1 | 221112 | -84.5194 | 35.8992 | 1640 | R63-0142 | 125 | 100 | 3407 | 3 | 3407_B_3 | 37748-8 | 10 | R63-0142
47145 |  | Tennessee | Roane | 4979111 | 30041613 | 91678712 | 0013 | 003 | S-004 | TVA KINGSTON FOSSIL PLANT | 22.826 | 366.6008 | 400 | 30 | 131 | 39634.7 | 56.1 | 221112 | -84.5194 | 35.8992 | 1640 | R63-0142 | 125 | 100 | 3407 | 3 | 3407_B_3 | 37748-8 | 10 | R63-0142
47145 |  | Tennessee | Roane | 4979111 | 30041713 | 83261212 | 0013 | 005 | S-001 | TVA KINGSTON FOSSIL PLANT | 5.7575 | 96.8702 | 1000 | 26 | 304 | 60495.2 | 114 | 221112 | -84.5194 | 35.8992 | 2060 | R63-0142 | 125 | 100 | 3407 | 5 | 3407_B_5 | 37748-8 | 10 | R63-0142
47145 |  | Tennessee | Roane | 4979111 | 30041713 | 83261312 | 0013 | 005 | S-002 | TVA KINGSTON FOSSIL PLANT | 113.231 | 1905.1141 | 1000 | 26 | 322 | 52004.7 | 98 | 221112 | -84.5202 | 35.8982 | 2060 | R63-0142 | 125 | 100 | 3407 | 5 | 3407_B_5 | 37748-8 | 10 | R63-0142
47145 |  | Tennessee | Roane | 4979111 | 30041713 | 91678612 | 0013 | 005 | S-003 | TVA KINGSTON FOSSIL PLANT | 49.8984 | 839.5418 | 400 | 30 | 131 | 39634.7 | 56.1 | 221112 | -84.5194 | 35.8992 | 2060 | R63-0142 | 125 | 100 | 3407 | 5 | 3407_B_5 | 37748-8 | 10 | R63-0142
47145 |  | Tennessee | Roane | 4979111 | 30041713 | 91678712 | 0013 | 005 | S-004 | TVA KINGSTON FOSSIL PLANT | 23.03 | 387.4808 | 400 | 30 | 131 | 39634.7 | 56.1 | 221112 | -84.5194 | 35.8992 | 2060 | R63-0142 | 125 | 100 | 3407 | 5 | 3407_B_5 | 37748-8 | 10 | R63-0142
47145 |  | Tennessee | Roane | 4979111 | 30041813 | 83261212 | 0013 | 006 | S-001 | TVA KINGSTON FOSSIL PLANT | 4.4462 | 81.2702 | 1000 | 26 | 304 | 60495.2 | 114 | 221112 | -84.5194 | 35.8992 | 2060 | R63-0142 | 125 | 100 | 3407 | 6 | 3407_B_6 | 37748-8 | 10 | R63-0142
47145 |  | Tennessee | Roane | 4979111 | 30041813 | 83261312 | 0013 | 006 | S-002 | TVA KINGSTON FOSSIL PLANT | 87.4415 | 1598.3146 | 1000 | 26 | 322 | 52004.7 | 98 | 221112 | -84.5202 | 35.8982 | 2060 | R63-0142 | 125 | 100 | 3407 | 6 | 3407_B_6 | 37748-8 | 10 | R63-0142
47145 |  | Tennessee | Roane | 4979111 | 30041813 | 91678612 | 0013 | 006 | S-003 | TVA KINGSTON FOSSIL PLANT | 38.5336 | 704.342 | 400 | 30 | 131 | 39634.7 | 56.1 | 221112 | -84.5194 | 35.8992 | 2060 | R63-0142 | 125 | 100 | 3407 | 6 | 3407_B_6 | 37748-8 | 10 | R63-0142
47145 |  | Tennessee | Roane | 4979111 | 30041813 | 91678712 | 0013 | 006 | S-004 | TVA KINGSTON FOSSIL PLANT | 17.7847 | 325.0809 | 400 | 30 | 131 | 39634.7 | 56.1 | 221112 | -84.5194 | 35.8992 | 2060 | R63-0142 | 125 | 100 | 3407 | 6 | 3407_B_6 | 37748-8 | 10 | R63-0142
47145 |  | Tennessee | Roane | 4979111 | 30041913 | 83261212 | 0013 | 002 | S-001 | TVA KINGSTON FOSSIL PLANT | 3.7239 | 61.1107 | 1000 | 26 | 304 | 60495.2 | 114 | 221112 | -84.5194 | 35.8992 | 1640 | R63-0142 | 125 | 100 | 3407 | 2 | 3407_B_2 | 37748-8 | 10 | R63-0142
47145 |  | Tennessee | Roane | 4979111 | 30041913 | 83261312 | 0013 | 002 | S-002 | TVA KINGSTON FOSSIL PLANT | 73.2361 | 1201.8339 | 1000 | 26 | 322 | 52004.7 | 98 | 221112 | -84.5202 | 35.8982 | 1640 | R63-0142 | 125 | 100 | 3407 | 2 | 3407_B_2 | 37748-8 | 10 | R63-0142
47145 |  | Tennessee | Roane | 4979111 | 30041913 | 91678612 | 0013 | 002 | S-003 | TVA KINGSTON FOSSIL PLANT | 32.2735 | 529.6216 | 400 | 30 | 131 | 39634.7 | 56.1 | 221112 | -84.5194 | 35.8992 | 1640 | R63-0142 | 125 | 100 | 3407 | 2 | 3407_B_2 | 37748-8 | 10 | R63-0142
47145 |  | Tennessee | Roane | 4979111 | 30041913 | 91678712 | 0013 | 002 | S-004 | TVA KINGSTON FOSSIL PLANT | 14.8955 | 244.4407 | 400 | 30 | 131 | 39634.7 | 56.1 | 221112 | -84.5194 | 35.8992 | 1640 | R63-0142 | 125 | 100 | 3407 | 2 | 3407_B_2 | 37748-8 | 10 | R63-0142
47145 |  | Tennessee | Roane | 4979111 | 30042013 | 83261212 | 0013 | 008 | S-001 | TVA KINGSTON FOSSIL PLANT | 4.3043 | 80.6401 | 1000 | 26 | 304 | 60495.2 | 114 | 221112 | -84.5194 | 35.8992 | 2060 | R63-0142 | 125 | 100 | 3407 | 8 | 3407_B_8 | 37748-8 | 10 | R63-0142
47145 |  | Tennessee | Roane | 4979111 | 30042013 | 83261312 | 0013 | 008 | S-002 | TVA KINGSTON FOSSIL PLANT | 84.6511 | 1585.9212 | 1000 | 26 | 322 | 52004.7 | 98 | 221112 | -84.5202 | 35.8982 | 2060 | R63-0142 | 125 | 100 | 3407 | 8 | 3407_B_8 | 37748-8 | 10 | R63-0142
47145 |  | Tennessee | Roane | 4979111 | 30042013 | 91678612 | 0013 | 008 | S-003 | TVA KINGSTON FOSSIL PLANT | 37.3039 | 698.8805 | 400 | 30 | 131 | 39634.7 | 56.1 | 221112 | -84.5194 | 35.8992 | 2060 | R63-0142 | 125 | 100 | 3407 | 8 | 3407_B_8 | 37748-8 | 10 | R63-0142
47145 |  | Tennessee | Roane | 4979111 | 30042013 | 91678712 | 0013 | 008 | S-004 | TVA KINGSTON FOSSIL PLANT | 17.2172 | 322.5602 | 400 | 30 | 131 | 39634.7 | 56.1 | 221112 | -84.5194 | 35.8992 | 2060 | R63-0142 | 125 | 100 | 3407 | 8 | 3407_B_8 | 37748-8 | 10 | R63-0142
47145 |  | Tennessee | Roane | 4979111 | 30042113 | 83261212 | 0013 | 001 | S-001 | TVA KINGSTON FOSSIL PLANT | 6.0171 | 92.6546 | 1000 | 26 | 304 | 60495.2 | 114 | 221112 | -84.5194 | 35.8992 | 1640 | R63-0142 | 125 | 100 | 3407 | 1 | 3407_B_1 | 37748-8 | 10 | R63-0142
47145 |  | Tennessee | Roane | 4979111 | 30042113 | 83261312 | 0013 | 001 | S-002 | TVA KINGSTON FOSSIL PLANT | 118.3362 | 1822.1934 | 1000 | 26 | 322 | 52004.7 | 98 | 221112 | -84.5202 | 35.8982 | 1640 | R63-0142 | 125 | 100 | 3407 | 1 | 3407_B_1 | 37748-8 | 10 | R63-0142
47145 |  | Tennessee | Roane | 4979111 | 30042113 | 91678612 | 0013 | 001 | S-003 | TVA KINGSTON FOSSIL PLANT | 52.1482 | 803.0002 | 400 | 30 | 131 | 39634.7 | 56.1 | 221112 | -84.5194 | 35.8992 | 1640 | R63-0142 | 125 | 100 | 3407 | 1 | 3407_B_1 | 37748-8 | 10 | R63-0142
47145 |  | Tennessee | Roane | 4979111 | 30042113 | 91678712 | 0013 | 001 | S-004 | TVA KINGSTON FOSSIL PLANT | 24.0684 | 370.6155 | 400 | 30 | 131 | 39634.7 | 56.1 | 221112 | -84.5194 | 35.8992 | 1640 | R63-0142 | 125 | 100 | 3407 | 1 | 3407_B_1 | 37748-8 | 10 | R63-0142
47145 |  | Tennessee | Roane | 4979111 | 30042313 | 83261212 | 0013 | 009 | S-001 | TVA KINGSTON FOSSIL PLANT | 4.9879 | 90.4501 | 1000 | 26 | 304 | 60495.2 | 114 | 221112 | -84.5194 | 35.8992 | 2060 | R63-0142 | 125 | 100 | 3407 | 9 | 3407_B_9 | 37748-8 | 10 | R63-0142
47145 |  | Tennessee | Roane | 4979111 | 30042313 | 83261312 | 0013 | 009 | S-002 | TVA KINGSTON FOSSIL PLANT | 98.0961 | 1778.8517 | 1000 | 26 | 322 | 52004.7 | 98 | 221112 | -84.5202 | 35.8982 | 2060 | R63-0142 | 125 | 100 | 3407 | 9 | 3407_B_9 | 37748-8 | 10 | R63-0142
47145 |  | Tennessee | Roane | 4979111 | 30042313 | 91678612 | 0013 | 009 | S-003 | TVA KINGSTON FOSSIL PLANT | 43.2288 | 783.9008 | 400 | 30 | 131 | 39634.7 | 56.1 | 221112 | -84.5194 | 35.8992 | 2060 | R63-0142 | 125 | 100 | 3407 | 9 | 3407_B_9 | 37748-8 | 10 | R63-0142
47145 |  | Tennessee | Roane | 4979111 | 30042313 | 91678712 | 0013 | 009 | S-004 | TVA KINGSTON FOSSIL PLANT | 19.9518 | 361.8004 | 400 | 30 | 131 | 39634.7 | 56.1 | 221112 | -84.5194 | 35.8992 | 2060 | R63-0142 | 125 | 100 | 3407 | 9 | 3407_B_9 | 37748-8 | 10 | R63-0142
47145 |  | Tennessee | Roane | 4979111 | 30042513 | 83261212 | 0013 | 007 | S-001 | TVA KINGSTON FOSSIL PLANT | 5.4773 | 99.2701 | 1000 | 26 | 304 | 60495.2 | 114 | 221112 | -84.5194 | 35.8992 | 2060 | R63-0142 | 125 | 100 | 3407 | 7 | 3407_B_7 | 37748-8 | 10 | R63-0142
47145 |  | Tennessee | Roane | 4979111 | 30042513 | 83261312 | 0013 | 007 | S-002 | TVA KINGSTON FOSSIL PLANT | 107.7201 | 1952.3112 | 1000 | 26 | 322 | 52004.7 | 98 | 221112 | -84.5202 | 35.8982 | 2060 | R63-0142 | 125 | 100 | 3407 | 7 | 3407_B_7 | 37748-8 | 10 | R63-0142
47145 |  | Tennessee | Roane | 4979111 | 30042513 | 91678612 | 0013 | 007 | S-003 | TVA KINGSTON FOSSIL PLANT | 47.4699 | 860.3405 | 400 | 30 | 131 | 39634.7 | 56.1 | 221112 | -84.5194 | 35.8992 | 2060 | R63-0142 | 125 | 100 | 3407 | 7 | 3407_B_7 | 37748-8 | 10 | R63-0142
47145 |  | Tennessee | Roane | 4979111 | 30042513 | 91678712 | 0013 | 007 | S-004 | TVA KINGSTON FOSSIL PLANT | 21.9092 | 397.0802 | 400 | 30 | 131 | 39634.7 | 56.1 | 221112 | -84.5194 | 35.8992 | 2060 | R63-0142 | 125 | 100 | 3407 | 7 | 3407_B_7 | 37748-8 | 10 | R63-0142
47157 |  | Tennessee | Shelby | 5720111 | 23030313 | 22091112 | 00528 | BLR1 | STK1 | Allen Fossil Plant | 779.4 | 3460.5025 | 400 | 12.7 | 277 | 20550 | 161 | 221112 | -90.1492 | 35.0742 | 3580 | R63-0142 | 125 | 100 | 3393 | 1 | 3393_B_1 | 38109-3 | 10&139 | R63-0142
47157 |  | Tennessee | Shelby | 5720111 | 23030513 | 22091512 | 00528 | BLR3 | STK3 | Allen Fossil Plant | 903.1992 | 4022.1047 | 400 | 12.7 | 277 | 20550 | 161 | 221112 | -90.1483 | 35.0742 | 4070 | R63-0142 | 125 | 100 | 3393 | 3 | 3393_B_3 | 38109-3 | 10&139 | R63-0142
47157 |  | Tennessee | Shelby | 5720111 | 23030813 | 22090412 | 00528 | BLR2 | STK2 | Allen Fossil Plant | 848.1006 | 3486.2035 | 400 | 12.7 | 277 | 20550 | 161 | 221112 | -90.1486 | 35.0742 | 4190 | R63-0142 | 125 | 100 | 3393 | 2 | 3393_B_2 | 38109-3 | 10&139 | R63-0142
47161 |  | Tennessee | Stewart | 4979311 | 30040513 | 83262012 | 0011 | 001 | S-001 | TVA CUMBERLAND FOSSIL PLANT | 1959.5059 | 3836.0157 | 635 | 38.5 | 119 | 75050 | 64.5 | 221112 | -87.6519 | 36.3903 | 14100 | R63-0142 | 125 | 100 | 3399 | 1 | 3399_B_1 | 37050-2 | 1&10 | R63-0142
47161 |  | Tennessee | Stewart | 4979311 | 30040713 | 83262112 | 0011 | 002 | S-002 | TVA CUMBERLAND FOSSIL PLANT | 2798.1114 | 3856.0207 | 635 | 38.5 | 119 | 75050 | 64.5 | 221112 | -87.6519 | 36.3894 | 14100 | R63-0142 | 125 | 100 | 3399 | 2 | 3399_B_2 | 37050-2 | 1&10 | R63-0142
47165 |  | Tennessee | Sumner | 5610411 | 22205813 | 83265412 | 0025 | 008 | S-008 | TVA GALLATIN FOSSIL PLANT | 3.4996 | 0.2 | 56 | 14.8 | 998 | 25465.3 | 148.1 | 221112 | -86.3949 | 36.3178 | 4380 | R63-0083 | 125 | 120 |  |  | 3403_G_GT8 | 37066-8 |  | R63-0083
47165 |  | Tennessee | Sumner | 5610411 | 22205813 | 83265512 | 0025 | 008 | S-009 | TVA GALLATIN FOSSIL PLANT | 3.0004 | 0 | 56 | 14.8 | 998 | 25465.3 | 148.1 | 221112 | -86.3946 | 36.3181 | 4380 | R63-0083 | 125 | 120 |  |  | 3403_G_GT8 | 37066-8 |  | R63-0083
47165 |  | Tennessee | Sumner | 5610411 | 22205813 | 83265612 | 0025 | 008 | S-010 | TVA GALLATIN FOSSIL PLANT | 2.6996 | 0.1 | 56 | 14.8 | 998 | 25465.3 | 148.1 | 221112 | -86.3944 | 36.3182 | 4380 | R63-0083 | 125 | 120 |  |  | 3403_G_GT8 | 37066-8 |  | R63-0083
47165 |  | Tennessee | Sumner | 5610411 | 22205813 | 83265712 | 0025 | 008 | S-011 | TVA GALLATIN FOSSIL PLANT | 2.6004 | 0 | 56 | 14.8 | 998 | 25465.3 | 148.1 | 221112 | -86.3942 | 36.3185 | 4380 | R63-0083 | 125 | 120 |  |  | 3403_G_GT8 | 37066-8 |  | R63-0083
47165 |  | Tennessee | Sumner | 5610411 | 22205913 | 83264712 | 0025 | 001 | S-001 | TVA GALLATIN FOSSIL PLANT | 1356.9388 | 5391.2224 | 501.5 | 25 | 295 | 35030.6 | 71.4 | 221112 | -86.4005 | 36.3156 | 2750 | R63-0142 | 125 | 100 | 3403 | 1 | 3403_B_1 | 37066-8 | 10 | R63-0142
47165 |  | Tennessee | Sumner | 5610411 | 22206213 | 83264912 | 0025 | 005 | S-003 | TVA GALLATIN FOSSIL PLANT | 19.519 | 0.02603 | 39.5 | 19.1 | 954 | 35453.3 | 123.8 | 221112 | -86.3964 | 36.316 | 5140 |  | 125 | 120 |  |  | 3403_G_GT4 | 37066-8 |  | R63-0083
47165 |  | Tennessee | Sumner | 5610411 | 22206213 | 83265012 | 0025 | 005 | S-004 | TVA GALLATIN FOSSIL PLANT | 18.881 | 0.025853 | 39.5 | 19.1 | 954 | 35453.3 | 123.8 | 221112 | -86.3962 | 36.3162 | 5140 |  | 125 | 120 |  |  | 3403_G_GT4 | 37066-8 |  | R63-0083
47165 |  | Tennessee | Sumner | 5610411 | 22206213 | 83265112 | 0025 | 005 | S-005 | TVA GALLATIN FOSSIL PLANT | 21.778 | 0.029165 | 39.5 | 19.1 | 954 | 35453.3 | 123.8 | 221112 | -86.3955 | 36.3169 | 5140 |  | 125 | 120 |  |  | 3403_G_GT4 | 37066-8 |  | R63-0083
47165 |  | Tennessee | Sumner | 5610411 | 22206213 | 83265212 | 0025 | 005 | S-006 | TVA GALLATIN FOSSIL PLANT | 25.323 | 0.034156 | 39.5 | 19.1 | 954 | 35453.3 | 123.8 | 221112 | -86.3953 | 36.3171 | 5140 |  | 125 | 120 |  |  | 3403_G_GT4 | 37066-8 |  | R63-0083
47165 |  | Tennessee | Sumner | 5610411 | 22206313 | 83264812 | 0025 | 004 | S-002 | TVA GALLATIN FOSSIL PLANT | 1595.438 | 6179.013 | 501.5 | 25 | 281 | 39544.4 | 80.6 | 221112 | -86.4009 | 36.3151 | 3030 | R63-0142 | 125 | 100 | 3403 | 4 | 3403_B_4 | 37066-8 | 10 | R63-0142
47165 |  | Tennessee | Sumner | 5610411 | 22206413 | 83264812 | 0025 | 003 | S-002 | TVA GALLATIN FOSSIL PLANT | 1607.4792 | 6232.0043 | 501.5 | 25 | 281 | 39544.4 | 80.6 | 221112 | -86.4009 | 36.3151 | 3030 | R63-0142 | 125 | 100 | 3403 | 3 | 3403_B_3 | 37066-8 | 10 | R63-0142
47165 |  | Tennessee | Sumner | 5610411 | 22206513 | 83264712 | 0025 | 002 | S-001 | TVA GALLATIN FOSSIL PLANT | 1311.8823 | 5217.0944 | 501.5 | 25 | 295 | 35030.6 | 71.4 | 221112 | -86.4005 | 36.3156 | 2750 | R63-0142 | 125 | 100 | 3403 | 2 | 3403_B_2 | 37066-8 | 10 | R63-0142
48013 |  | Texas | Atascosa | 4898511 | 69876513 | 27853412 | 7 | 000013 | 000013 | LIGNITE FIRED POWER PLANT | 3300.75 | 10169 | 450 | 20 | 160 |  | 80 | 221122 | -98.4776 | 28.7046 | 5400 | R63-0142 | 125 | 100 | 6183 | SM-1 | 6183_B_SM-1 | 78012 | 42 | R63-0142
48021 |  | Texas | Bastrop | 3981311 | 35539113 | 33810712 | 12 | 000002 | 000002 | LOST PINES 1 POWER PLANT | 105 | 3.8 | 150 | 18.5 | 500 |  | 61.9 | 221122 | -97.2702 | 30.1471 | 1990 | R63-0083 | 125 | 120 | 55154 | 2 | 55154_G_2 | 78602 | 65 | R63-0083
48021 |  | Texas | Bastrop | 3981311 | 35539313 | 33810912 | 12 | 000001 | 000001 | LOST PINES 1 POWER PLANT | 106.6 | 3.9 | 150 | 18.5 | 500 |  | 61.9 | 221122 | -97.2702 | 30.1478 | 1990 | R63-0083 | 125 | 120 | 55154 | 1 | 55154_G_1 | 78602 | 65 | R63-0083
48021 |  | Texas | Bastrop | 3981411 | 35538713 | 33809712 | 13 | 000009 | 000009 | BASTROP ENERGY CENTER | 151.2 | 2.9136 | 145 | 12 | 500 |  | 64 | 221122 | -97.5497 | 30.1463 | 1900 | R63-0083 | 125 | 120 | 55168 | CTG-1B | 55168_G_0002 | 78602 |  | R63-0083
48021 |  | Texas | Bastrop | 3981411 | 35538713 | 33810212 | 13 | 000009 | 000010 | BASTROP ENERGY CENTER |  |  | 15 | 0.5 | 180 |  | 30 | 221122 | -97.5493 | 30.1439 | 1900 | R63-0083 | 125 | 120 | 55168 | CTG-1B | 55168_G_0002 | 78602 |  | R63-0083
48021 |  | Texas | Bastrop | 3981411 | 35538813 | 33809612 | 13 | 000006 | 000006 | BASTROP ENERGY CENTER | 0.0063 | 0.0004 | 14 | 0.25 | 708 |  | 81 | 221122 | -97.5502 | 30.1461 | 232 | R63-0087 | 125 | 160 |  |  | 55168_G_0003 | 78602 |  | R63-0087
48021 |  | Texas | Bastrop | 3981411 | 35538913 | 33809812 | 13 | 000007 | 000008 | BASTROP ENERGY CENTER |  |  | 15 | 0.5 | 180 |  | 30 | 221122 | -97.549 | 30.1443 | 1900 | R63-0083 | 125 | 120 | 55168 | CTG-1A | 55168_G_0001 | 78602 |  | R63-0083
48021 |  | Texas | Bastrop | 3981411 | 35538913 | 33810312 | 13 | 000007 | 000007 | BASTROP ENERGY CENTER | 173.101 | 3.4739 | 145 | 12 | 500 |  | 64 | 221122 | -97.5495 | 30.1444 | 1900 | R63-0083 | 125 | 120 | 55168 | CTG-1A | 55168_G_0001 | 78602 |  | R63-0083
48021 |  | Texas | Bastrop | 3981511 | 35536213 | 33808012 | 2 | 000001 | 000025 | SIM GIDEON POWER PLANT | 40 | 0.3 | 154 | 10 | 300 |  | 45 | 221122 | -97.2709 | 30.1454 | 1400 |  | 125 | 100 | 3601 | 1 | 3601_B_1 | 78602
48021 |  | Texas | Bastrop | 3981511 | 35536413 | 33807112 | 2 | 000003 | 000003 | SIM GIDEON POWER PLANT | 249.6 | 1.5 | 275 | 15 | 217 |  | 35 | 221122 | -97.2709 | 30.1461 | 3400 |  | 125 | 100 | 3601 | 3 | 3601_B_3 | 78602
48021 |  | Texas | Bastrop | 3981511 | 35536513 | 33808912 | 2 | 000002 | 000002 | SIM GIDEON POWER PLANT | 33.3 | 0.2 | 154 | 10 | 300 |  | 45 | 221122 | -97.2709 | 30.1457 | 1400 |  | 125 | 100 | 3601 | 2 | 3601_B_2 | 78602
48029 |  | Texas | Bexar | 5616511 | 21290013 | 20439212 | 5 | 000006 | 000002 | VH BRAUNIG PLANT | 228.6 | 0.7 | 174 | 16 | 275 |  | 48 | 221122 | -98.3821 | 29.2566 | 2180 |  | 125 | 100 | 3612 | 1 | 3612_B_1 | 78201
48029 |  | Texas | Bexar | 5616511 | 21290213 | 20439012 | 5 | 000012 | 000012 | VH BRAUNIG PLANT | 91.2 | 1.9 | 200 | 17 | 250 |  | 75 | 221122 | -98.3838 | 29.2567 | 1900 | R63-0083 | 125 | 120 | 3612 | CT02 | 3612_G_CT02 | 78201 | 65 | R63-0083
48029 |  | Texas | Bexar | 5616511 | 21290313 | 20439412 | 5 | 000011 | 000011 | VH BRAUNIG PLANT | 99.2 | 2.2 | 200 | 17 | 250 |  | 75 | 221122 | -98.3843 | 29.2567 | 1900 | R63-0083 | 125 | 120 | 3612 | CT01 | 3612_G_CT01 | 78201 | 65 | R63-0083
48029 |  | Texas | Bexar | 5616511 | 21290513 | 20439112 | 5 | 000004 | 000004 | VH BRAUNIG PLANT | 136.7 | 2.5 | 174 | 16 | 275 |  | 52.6 | 221122 | -98.3826 | 29.2566 | 2430 |  | 125 | 100 | 3612 | 2 | 3612_B_2 | 78201
48029 |  | Texas | Bexar | 5616511 | 21290913 | 20439912 | 5 | 000005 | 000005 | VH BRAUNIG PLANT | 385.6 | 19.2 | 187 | 20 | 275 |  | 49.6 | 221122 | -98.383 | 29.2566 | 3920 |  | 125 | 100 | 3612 | 3 | 3612_B_3 | 78201
48029 |  | Texas | Bexar | 5617211 | 21257613 | 20406712 | 63 | 000002 | 000002 | CALAVERAS PLANT | 1228.2 | 9876 | 700 | 26 | 275 |  | 99.4 | 221122 | -98.3229 | 29.3074 | 4250 | R63-0142 | 125 | 100 | 6181 | 2 | 6181_B_2 | 78223 | 65 | R63-0142
48029 |  | Texas | Bexar | 5617211 | 21257713 | 20407912 | 63 | 000017 | 000016 | CALAVERAS PLANT | 2848.6 | 2307.92 | 525 | 26 | 275 |  | 60 | 221122 | -98.3208 | 29.3083 | 5560 | R63-0142 | 125 | 100 | 7097 | **1 | 7097_B_BLR1 | 78223 | 42 | R63-0142
48029 |  | Texas | Bexar | 5617211 | 21259413 | 20405412 | 63 | 000022 | 000019 | CALAVERAS PLANT | 264.3 | 3.52 | 240 | 20 | 275 |  | 53 | 221122 | -98.3244 | 29.308 | 3920 |  | 125 | 100 | 3611 | 1 | 3611_B_1 | 78223
48029 |  | Texas | Bexar | 5617211 | 21260113 | 20406712 | 63 | 000004 | 000002 | CALAVERAS PLANT | 2198.3 | 10804.3 | 700 | 26 | 275 |  | 99.4 | 221122 | -98.3229 | 29.3074 | 4240 | R63-0142 | 125 | 100 | 6181 | 1 | 6181_B_1 | 78223 | 11 | R63-0142
48029 |  | Texas | Bexar | 5617211 | 58498513 | 20404712 | 63 | 000020 | 000020 | CALAVERAS PLANT | 82.8 | 1.42 | 240 | 20 | 275 |  | 53 | 221122 | -98.3237 | 29.3081 | 3970 |  | 125 | 100 | 3611 | 2 | 3611_B_2 | 78223
48029 |  | Texas | Bexar | 5617211 | 69929313 | 64294712 | 63 | 000095 | 000099 | CALAVERAS PLANT | 1161 | 248.5 | 601 | 28 | 133 |  | 60 | 221122 | -98.3191 | 29.3062 | 9730 | R63-0142 | 125 | 100 | 7097 | **2 | 7097_B_BLR2 | 78223 | 65 | R63-0142
48035 |  | Texas | Bosque | 5617311 | 21254813 | 20403212 | 2 | 000005 | 000005 | BOSQUE COUNTY POWER PLANT WHITNEY | 103.1 | 1.5 | 135 | 18 | 222 |  | 72.3 | 221122 | -97.3592 | 31.8592 | 1910 | R63-0083 | 125 | 120 | 55172 | GT-3 | 55172_G_GT-3 | 76644 |  | R63-0083
48035 |  | Texas | Bosque | 5617311 | 21254913 | 86244812 | 2 | 000001 | 000010 | BOSQUE COUNTY POWER PLANT WHITNEY | 27.5 | 1.1 | 135 | 18 | 222 |  | 60 | 221122 | -97.3582 | 31.8591 | 1910 |  | 125 | 120 | 55172 | GT-1 | 55172_G_GT-1 | 76644 | 65
48035 |  | Texas | Bosque | 5617311 | 21255113 | 86245012 | 2 | 000002 | 000012 | BOSQUE COUNTY POWER PLANT WHITNEY | 27.4 | 0.9 | 135 | 18 | 222 |  | 60 | 221122 | -97.3586 | 31.8592 | 1910 |  | 125 | 120 | 55172 | GT-2 | 55172_G_GT-2 | 76644 | 65
48035 |  | Texas | Bosque | 5617311 | 21255213 | 20402912 | 2 | 000003 | 000003 | BOSQUE COUNTY POWER PLANT WHITNEY | 0.14 | 0.0001 | 26 | 2 | 402 |  | 28.6 | 221122 | -97.3575 | 31.8586 | 16.8 | R63-0040 | 125 | 180 |  |  | 55172_G_GT-4 | 76644 |  | R63-0040
48035 |  | Texas | Bosque | 5617311 | 21255213 | 20403512 | 2 | 000003 | 000007 | BOSQUE COUNTY POWER PLANT WHITNEY | 0.14 | 0.0001 | 26 | 2 | 402 |  | 28.6 | 221122 | -97.3575 | 31.8586 | 16.8 | R63-0040 | 125 | 180 |  |  | 55172_G_GT-4 | 76644 |  | R63-0040
48039 |  | Texas | Brazoria | 4897811 | 29105413 | 27879012 | 104 | 000003 | 000003 | OYSTER CREEK COGENERATION POWER UNIT 8 | 107.014 | 0.3851 | 125 | 14.75 | 281 |  | 46.5 | 325110 | -95.3416 | 28.9795 |  | R63-0083 | 125 | 120 |  |  | 54676_G_G81a | 77541 |  | R63-0083
48039 |  | Texas | Brazoria | 4897811 | 29106013 | 27878412 | 104 | 000002 | 000002 | OYSTER CREEK COGENERATION POWER UNIT 8 | 141.468 | 0.4792 | 125 | 14.75 | 281 |  | 46.5 | 325110 | -95.345 | 28.9772 |  | R63-0083 | 125 | 120 |  |  | 54676_G_G81b | 77541 |  | R63-0083
48039 |  | Texas | Brazoria | 4897811 | 29106113 | 27878612 | 104 | 000001 | 000001 | OYSTER CREEK COGENERATION POWER UNIT 8 | 110.403 | 0.4081 | 125 | 14.75 | 281 |  | 46.5 | 325110 | -95.3427 | 28.9805 |  | R63-0083 | 125 | 120 |  |  | 54676_G_G81c | 77541 |  | R63-0083
48039 |  | Texas | Brazoria | 5632311 | 21217513 | 20372212 | 135 | 000013 | 000013 | SWEENY COGENERATION FACILITY | 29.6 | 0.26 | 78 | 10 | 350 |  | 37.1 | 221330 | -95.7449 | 29.0726 |  | R63-0040 | 183 | 100 |  |  | 55015_G_GEN1a | 77463 |  | R63-0040
48039 |  | Texas | Brazoria | 5632311 | 21217913 | 20371612 | 135 | 000014 | 000014 | SWEENY COGENERATION FACILITY | 78.83 | 2.76 | 100 | 16 | 400 |  | 60 | 221330 | -95.7457 | 29.0721 |  | R63-0083 | 183 | 120 | 55015 | 4 | 55015_G_GEN4 | 77463 | 65 | R63-0083
48039 |  | Texas | Brazoria | 5632311 | 21218313 | 20371812 | 135 | 000003 | 000003 | SWEENY COGENERATION FACILITY | 59.08 | 2.24 | 100 | 16 | 400 |  | 60 | 221330 | -95.7453 | 29.0725 |  | R63-0083 | 183 | 120 | 55015 | 3 | 55015_G_GEN3 | 77463 | 65 | R63-0083
48039 |  | Texas | Brazoria | 5632311 | 21218413 | 20371712 | 135 | 000001 | 000001 | SWEENY COGENERATION FACILITY | 82.65 | 2.73 | 100 | 16 | 400 |  | 60 | 221330 | -95.7448 | 29.073 |  | R63-0083 | 183 | 120 | 55015 | 1 | 55015_G_GEN1b | 77463 | 65 | R63-0083
48039 |  | Texas | Brazoria | 5632311 | 21218713 | 20372112 | 135 | 000002 | 000002 | SWEENY COGENERATION FACILITY | 42.32 | 2.22 | 100 | 16 | 400 |  | 60 | 221330 | -95.7451 | 29.0727 |  | R63-0083 | 183 | 120 | 55015 | 2 | 55015_G_GEN2 | 77463 | 65 | R63-0083
48041 |  | Texas | Brazos | 6598311 | 17346513 | 16868012 | 1 | 000004 | 000004 | ATKINS POWER STATION | 5.9211 | 0.0629 | 35 | 11.2 | 500 |  | 26.1 | 221122 | -96.3725 | 30.6475 | 300 | R63-0083 | 125 | 120 |  |  | 3561_G_7 | 77801 |  | R63-0083
48041 |  | Texas | Brazos | 6599611 | 17311313 | 16830112 | 10 | 000004 | 000004 | ROLAND C DANSBY POWER PLANT | 61.1 | 0.4 | 197 | 11.7 | 300 |  | 43.7 | 221122 | -96.4611 | 30.7216 | 1080 |  | 125 | 100 | 6243 | 1 | 6243_B_1 | 77801 | 29
48061 |  | Texas | Cameron | 6493311 | 17568213 | 17087812 | 5 | 000006 | 000007 | SILAS RAY POWER PLANT | 7.2 | 0.1 | 95 | 11 | 700 |  | 81 | 221122 | -97.5211 | 25.9111 | 538 | R63-0083 | 125 | 120 | 3559 | 9 | 3559_G_9 | 78520 |  | R63-0083
48061 |  | Texas | Cameron | 6493311 | 17568213 | 17087912 | 5 | 000006 | 000006 | SILAS RAY POWER PLANT | 22.6 | 0.2 | 130 | 12 | 432 |  | 75.1 | 221122 | -97.5214 | 25.9111 | 538 | R63-0083 | 125 | 120 | 3559 | 9 | 3559_G_9 | 78520 | 65 | R63-0083
48061 |  | Texas | Cameron | 6493311 | 70106813 | 64455412 | 5 | 000008 | 000009 | SILAS RAY POWER PLANT | 2 | 0.1 | 95.1 | 10.5 | 828 |  | 41.4 | 221122 | -97.5281 | 25.9083 | 479 |  | 125 | 120 | 3559 | 10 | 3559_G_10 | 78520 | 65
48071 |  | Texas | Chambers | 5729111 | 21966013 | 21051412 | 89 | 000008 | 000006 | BAYTOWN COGENERATION | 75.2 | 3.44 | 125 | 12 | 500 |  | 60 | 221122 | -94.9023 | 29.7715 | 1670 | R63-0083 | 125 | 120 | 55327 | CTG-3 | 55327_G_CTG3 | 77520 | 65 | R63-0083
48071 |  | Texas | Chambers | 5729111 | 21966113 | 21051012 | 89 | 000004 | 000004 | BAYTOWN COGENERATION | 74.85 | 3.39 | 125 | 12 | 500 |  | 60 | 221122 | -94.9032 | 29.7713 | 1670 | R63-0083 | 125 | 120 | 55327 | CTG-1 | 55327_G_CTG1 | 77520 | 65 | R63-0083
48071 |  | Texas | Chambers | 5729111 | 21966213 | 21051712 | 89 | 000006 | 000005 | BAYTOWN COGENERATION | 68.48 | 3.05 | 125 | 12 | 500 |  | 60 | 221122 | -94.9027 | 29.7714 | 1670 | R63-0083 | 125 | 120 | 55327 | CTG-2 | 55327_G_CTG2 | 77520 | 65 | R63-0083
48071 |  | Texas | Chambers | 5847411 | 22331913 | 21442112 | 3 | 000002 | 000002 | CEDAR BAYOU GEN STATION | 273.41 | 2.943 | 215 | 26 | 297 |  | 69.8 | 221122 | -94.9256 | 29.7504 | 8000 |  | 125 | 100 | 3460 | CBY2 | 3460_B_CBY2 | 77001 | 65
48071 |  | Texas | Chambers | 5847411 | 22332113 | 21441612 | 3 | 000001 | 000001 | CEDAR BAYOU GEN STATION | 242.064 | 3.3664 | 215 | 26 | 297 |  | 69.7 | 221122 | -94.9265 | 29.7502 | 8000 |  | 125 | 100 | 3460 | CBY1 | 3460_B_CBY1 | 77001 | 65
48073 |  | Texas | Cherokee | 5729511 | 21907613 | 21008312 | 2 | 000001 | 000002 | STRYKER CREEK ELECTRIC STATION | 29.551 | 0.0925 | 161 | 9 | 275 |  | 40.5 | 221122 | -94.9894 | 31.94 | 1870 |  | 125 | 100 | 3504 | 1 | 3504_B_1 | 75201
48073 |  | Texas | Cherokee | 5729511 | 21907613 | 21008812 | 2 | 000001 | 000001 | STRYKER CREEK ELECTRIC STATION | 29.551 | 0.0925 | 161 | 9 | 275 |  | 40.5 | 221122 | -94.9894 | 31.94 | 1870 |  | 125 | 100 | 3504 | 1 | 3504_B_1 | 75201
48073 |  | Texas | Cherokee | 5729511 | 21907713 | 21009112 | 2 | 000007 | 000009 | STRYKER CREEK ELECTRIC STATION | 0.8134 | 0.1315 | 16 | 2 | 400 |  | 35 | 221122 | -94.99 | 31.9403 | 19.9 | R63-0087 | 125 | 160 |  |  | 3504_G_D5 | 75201 |  | R63-0087
48073 |  | Texas | Cherokee | 5729511 | 21907813 | 21008912 | 2 | 000006 | 000008 | STRYKER CREEK ELECTRIC STATION | 0.8581 | 0.1387 | 16 | 2 | 400 |  | 35 | 221122 | -94.9897 | 31.9403 | 19.9 | R63-0087 | 125 | 160 |  |  | 3504_G_D4 | 75201 |  | R63-0087
48073 |  | Texas | Cherokee | 5729511 | 21907913 | 21008412 | 2 | 000005 | 000007 | STRYKER CREEK ELECTRIC STATION | 0.8708 | 0.1407 | 16 | 2 | 400 |  | 35 | 221122 | -94.9897 | 31.9403 | 19.9 | R63-0087 | 125 | 160 |  |  | 3504_G_D3 | 75201 |  | R63-0087
48073 |  | Texas | Cherokee | 5729511 | 21908013 | 21008512 | 2 | 000004 | 000006 | STRYKER CREEK ELECTRIC STATION | 0.9734 | 0.1573 | 16 | 2 | 400 |  | 35 | 221122 | -94.9897 | 31.9403 | 19.9 | R63-0087 | 125 | 160 |  |  | 3504_G_D2 | 75201 |  | R63-0087
48073 |  | Texas | Cherokee | 5729511 | 21908113 | 21008612 | 2 | 000002 | 000003 | STRYKER CREEK ELECTRIC STATION | 73.163 | 0.457 | 198 | 15.5 | 300 |  | 38.4 | 221122 | -94.9906 | 31.9397 | 5020 |  | 125 | 100 | 3504 | 2 | 3504_B_2 | 75201
48073 |  | Texas | Cherokee | 5729511 | 21908113 | 21009012 | 2 | 000002 | 000004 | STRYKER CREEK ELECTRIC STATION | 73.163 | 0.457 | 197 | 15.5 | 300 |  | 38.4 | 221122 | -94.9903 | 31.9397 | 5020 |  | 125 | 100 | 3504 | 2 | 3504_B_2 | 75201
48073 |  | Texas | Cherokee | 5729511 | 21908213 | 21008712 | 2 | 000003 | 000005 | STRYKER CREEK ELECTRIC STATION | 0.7395 | 0.1195 | 16 | 2 | 400 |  | 35 | 221122 | -94.9897 | 31.9403 | 19.9 | R63-0087 | 125 | 160 |  |  | 3504_G_D1 | 75201 |  | R63-0087
48085 |  | Texas | Collin | 5860711 | 22303213 | 21418312 | 15 | 000011 | 000010 | RAY OLINGER PLANT | 3.3562 | 0.0583 | 85 | 12 | 500 |  | 84.2 | 221122 | -96.4499 | 33.0698 | 980 | R63-0083 | 125 | 120 | 3576 | GE4 | 3576_G_4 | 75098 |  | R63-0083
48085 |  | Texas | Collin | 5860711 | 22303413 | 21417912 | 15 | 000004 | 000003 | RAY OLINGER PLANT | 19.4285 | 0.2518 | 146 | 8.7 | 300 |  | 46 | 221122 | -96.4525 | 33.0675 | 1520 |  | 125 | 100 | 3576 | BW3 | 3576_B_BW3 | 75098 | 26
48085 |  | Texas | Collin | 5860711 | 22303513 | 21418212 | 15 | 000005 | 000004 | RAY OLINGER PLANT | 8.4665 | 0.0984 | 81 | 9 | 275 |  | 74 | 221122 | -96.4511 | 33.07 | 881 |  | 125 | 100 | 3576 | CE1 | 3576_B_CE1 | 75098 | 26
48085 |  | Texas | Collin | 5860711 | 22303913 | 21417612 | 15 | 000001 | 000001 | RAY OLINGER PLANT | 15.2304 | 0.179 | 128 | 11.7 | 300 |  | 53 | 221122 | -96.4533 | 33.0678 | 705 |  | 125 | 100 | 3576 | BW2 | 3576_B_BW2 | 75098 | 26
48113 |  | Texas | Dallas | 4836411 | 31706513 | 30323812 | 9 | 000008 | 000003 | LAKE RAY HUBBARD | 28.068 | 2.003 | 150 | 22.5 | 257 |  | 47 | 221122 | -96.5459 | 32.8366 | 5320 |  | 125 | 100 | 3452 | 2 | 3452_B_2 | 75037 | 65
48113 |  | Texas | Dallas | 4836411 | 31706813 | 30323712 | 9 | 000006 | 000002 | LAKE RAY HUBBARD | 113.971 | 4.3945 | 156 | 20 | 350 |  | 47 | 221122 | -96.5462 | 32.8349 | 4400 |  | 125 | 100 | 3452 | 1 | 3452_B_1 | 75037
48113 |  | Texas | Dallas | 5729911 | 21903513 | 21004912 | 10 | 000016 | 000016 | MOUNTAIN CREEK STEAM ELECTRIC STATION | 0.0196 | 0.0001 | 186 | 5.87 | 313 |  | 61 | 221122 | -96.9361 | 32.7253 | 246 |  | 125 | 100 |  |  | 3453_B_3A | 75201
48113 |  | Texas | Dallas | 5729911 | 21903913 | 21004212 | 10 | 000010 | 000008 | MOUNTAIN CREEK STEAM ELECTRIC STATION | 13.1 | 0.05 | 167 | 9.03 | 300 |  | 41 | 221122 | -96.9362 | 32.7242 | 1430 |  | 125 | 100 | 3453 | 6 | 3453_B_6 | 75201 | 26
48113 |  | Texas | Dallas | 5729911 | 21903913 | 21004612 | 10 | 000010 | 000009 | MOUNTAIN CREEK STEAM ELECTRIC STATION | 13.1 | 0.05 | 167 | 9.03 | 300 |  | 41 | 221122 | -96.9362 | 32.7243 | 1430 |  | 125 | 100 | 3453 | 6 | 3453_B_6 | 75201 | 26
48113 |  | Texas | Dallas | 5729911 | 21904013 | 21004112 | 10 | 000011 | 000010 | MOUNTAIN CREEK STEAM ELECTRIC STATION | 26.15 | 0.05 | 142 | 9.03 | 300 |  | 41 | 221122 | -96.9362 | 32.7246 | 1590 |  | 125 | 100 | 3453 | 7 | 3453_B_7 | 75201 | 26
48113 |  | Texas | Dallas | 5729911 | 21904013 | 21004412 | 10 | 000011 | 000011 | MOUNTAIN CREEK STEAM ELECTRIC STATION | 26.15 | 0.05 | 142 | 9.03 | 300 |  | 41 | 221122 | -96.9362 | 32.7247 | 1590 |  | 125 | 100 | 3453 | 7 | 3453_B_7 | 75201 | 26
48113 |  | Texas | Dallas | 5729911 | 21904113 | 21004512 | 10 | 000012 | 000012 | MOUNTAIN CREEK STEAM ELECTRIC STATION | 42.2 | 2 | 186 | 22.48 | 300 |  | 50 | 221122 | -96.9365 | 32.7256 | 5870 |  | 125 | 100 | 3453 | 8 | 3453_B_8 | 75201 | 65
48121 |  | Texas | Denton | 3115511 | 38301113 | 36572112 | 2 | 000004 | 000004 | SPENCER GENERATING STATION | 0.5588 | 0.0085 | 80 | 7 | 300 |  | 39.8 | 221122 | -97.1058 | 33.1983 | 660 |  | 125 | 100 | 4266 | 4 | 4266_B_4 | 76201 | 26
48121 |  | Texas | Denton | 3115511 | 38301213 | 36572312 | 2 | 000005 | 000005 | SPENCER GENERATING STATION | 0.702 | 0.0096 | 80 | 7.5 | 300 |  | 88.4 | 221122 | -97.1063 | 33.1974 | 696 |  | 125 | 100 | 4266 | 5 | 4266_B_5 | 76201 | 45
48135 |  | Texas | Ector | 13408111 | 70290813 | 64619012 | 134 | 000001 | 000001 | QUAIL RUN ENERGY CENTER | 19.1 | 0.5 | 120 | 14 | 215 |  | 83.4 | 221122 | -102.3167 | 31.8414 | 1260 |  | 125 | 120 | 56349 | CT1A | 56349_G_CT1A | 79761 | 65
48135 |  | Texas | Ector | 13408111 | 70290913 | 64619112 | 134 | 000002 | 000002 | QUAIL RUN ENERGY CENTER | 16.8 | 0.5 | 120 | 14 | 215 |  | 83.4 | 221122 | -102.3162 | 31.8416 | 1260 |  | 125 | 120 | 56349 | CT1B | 56349_G_CT1B | 79761 | 65
48135 |  | Texas | Ector | 13408111 | 70291113 | 64619412 | 134 | 000004 | 000004 | QUAIL RUN ENERGY CENTER | 19.8 | 0.6 | 120 | 14 | 215 |  | 83.4 | 221122 | -102.3153 | 31.8418 | 1260 |  | 125 | 120 | 56349 | CT2A | 56349_G_CT2A | 79761 | 65
48135 |  | Texas | Ector | 13408111 | 70291213 | 64619412 | 134 | 000005 | 000004 | QUAIL RUN ENERGY CENTER | 19.5 | 0.6 | 120 | 14 | 215 |  | 83.4 | 221122 | -102.3153 | 31.8418 | 1260 |  | 125 | 120 | 56349 | CT2B | 56349_G_CT2B | 79761 | 65
48135 |  | Texas | Ector | 3968311 | 34526613 | 32906712 | 100 | 000002 | 000002 | ODESSA ECTOR POWER PARTNERS | 71.7 | 1.43 | 145 | 20 | 70 |  | 51.7 | 221122 | -102.3261 | 31.8387 | 1990 | R63-0083 | 125 | 120 | 55215 | GT2 | 55215_G_CTG2 | 79760 |  | R63-0083
48135 |  | Texas | Ector | 3968311 | 34526713 | 32906412 | 100 | 000001 | 000001 | ODESSA ECTOR POWER PARTNERS | 73.78 | 1.47 | 145 | 20 | 650 |  | 51.7 | 221122 | -102.3258 | 31.8382 | 1990 | R63-0083 | 125 | 120 | 55215 | GT1 | 55215_G_CTG1 | 79760 |  | R63-0083
48135 |  | Texas | Ector | 3968311 | 34526813 | 32906612 | 100 | 000003 | 000003 | ODESSA ECTOR POWER PARTNERS | 76.19 | 1.5 | 145 | 20 | 650 |  | 51.7 | 221122 | -102.3258 | 31.8394 | 1990 | R63-0083 | 125 | 120 | 55215 | GT3 | 55215_G_CTG3 | 79760 |  | R63-0083
48135 |  | Texas | Ector | 3968311 | 34526913 | 32906512 | 100 | 000004 | 000004 | ODESSA ECTOR POWER PARTNERS | 74.6 | 1.42 | 145 | 20 | 650 |  | 51.7 | 221122 | -102.3259 | 31.8398 | 1990 | R63-0083 | 125 | 120 | 55215 | GT4 | 55215_G_CTG4 | 79760 |  | R63-0083
48139 |  | Texas | Ellis | 6389111 | 15947513 | 15567612 | 60 | 000001 | 000001 | ENNIS ELECTRIC GENERATION PLANT | 163.247 | 4.153 | 160 | 18.5 | 700 |  | 48.3 | 221122 | -96.6751 | 32.3208 | 22.8 | R63-0083 | 125 | 120 | 55223 | GT-1 | 55223_G_GT-1 | 75120 | 65 | R63-0083
48139 |  | Texas | Ellis | 6494211 | 17542513 | 17065812 | 59 | 000006 | 000006 | ELECTRIC POWER GENERATION | 21.95 | 1.342 | 155 | 9 | 300 |  | 58.6 | 221122 | -97.0558 | 32.4294 | 2410 | R63-0083 | 125 | 120 | 55091 | STK6 | 55091_G_STK6 | 76065 | 65 | R63-0083
48139 |  | Texas | Ellis | 6494211 | 17543013 | 17065912 | 59 | 000004 | 000004 | ELECTRIC POWER GENERATION | 28.97 | 1.645 | 155 | 18 | 300 |  | 58.6 | 221122 | -97.0533 | 32.4357 | 2140 | R63-0083 | 125 | 120 | 55091 | STK4 | 55091_G_STK4 | 76065 | 65 | R63-0083
48139 |  | Texas | Ellis | 6494211 | 17543313 | 17066112 | 59 | 000005 | 000005 | ELECTRIC POWER GENERATION | 25.73 | 1.44 | 155 | 9 | 300 |  | 58.6 | 221122 | -97.0552 | 32.4296 | 2410 | R63-0083 | 125 | 120 | 55091 | STK5 | 55091_G_STK5 | 76065 | 65 | R63-0083
48139 |  | Texas | Ellis | 6494211 | 17543413 | 17066612 | 59 | 000003 | 000003 | ELECTRIC POWER GENERATION | 27.32 | 1.832 | 155 | 18 | 300 |  | 58.6 | 221122 | -97.0528 | 32.4306 | 2140 | R63-0083 | 125 | 120 | 55091 | STK3 | 55091_G_STK3 | 76065 | 65 | R63-0083
48139 |  | Texas | Ellis | 6494211 | 17543513 | 17066412 | 59 | 000002 | 000002 | ELECTRIC POWER GENERATION | 30.99 | 1.6 | 155 | 18 | 300 |  | 58.6 | 221122 | -97.0537 | 32.4302 | 2140 | R63-0083 | 125 | 120 | 55091 | STK2 | 55091_G_STK2 | 76065 | 65 | R63-0083
48139 |  | Texas | Ellis | 6494211 | 17543613 | 17064512 | 59 | 000001 | 000001 | ELECTRIC POWER GENERATION | 28.08 | 1.622 | 155 | 18 | 300 |  | 58.6 | 221122 | -97.0611 | 32.4301 | 2140 | R63-0083 | 125 | 120 | 55091 | STK1 | 55091_G_STK1 | 76065 | 65 | R63-0083
48141 |  | Texas | El Paso | 3049111 | 38012913 | 36277312 | 55 | 000001 | 000001 | COPPER STATION POWER PLANT | 102.368 | 0.0586 | 47 | 22.33 | 500 |  | 81 | 221122 | -106.375 | 31.7566 | 815 | R63-0083 | 125 | 120 |  |  | 9_G_1 | 79901 | 217 | R63-0083
48141 |  | Texas | El Paso | 4837411 | 31688613 | 30303912 | 8 | 000004 | 000004 | NEWMAN STATION | 368.377 | 1.2 | 73 | 10.2 | 300 |  | 85 | 221122 | -106.4319 | 31.9833 | 1120 | R63-0083 | 125 | 120 | 3456 | **4 | 3456_G_CT1 | 79901 | 217 | R63-0083
48141 |  | Texas | El Paso | 4837411 | 31688713 | 30304312 | 8 | 000002 | 000002 | NEWMAN STATION | 288.657 | 0.6213 | 121 | 11.16 | 300 |  | 47.7 | 221122 | -106.4317 | 31.9839 | 859 |  | 125 | 100 | 3456 | 2 | 3456_B_2 | 79901
48141 |  | Texas | El Paso | 4837411 | 31688813 | 30304012 | 8 | 000012 | 000005 | NEWMAN STATION | 229.029 | 0.7 | 73 | 10.2 | 300 |  | 85 | 221122 | -106.4319 | 31.9833 | 1120 | R63-0083 | 125 | 120 | 3456 | **5 | 3456_G_CT2 | 79901 | 217 | R63-0083
48141 |  | Texas | El Paso | 4837411 | 31689013 | 30303712 | 8 | 000003 | 000003 | NEWMAN STATION | 362.304 | 1.5 | 128 | 11.25 | 300 |  | 33.3 | 221122 | -106.4317 | 31.9839 | 1030 |  | 125 | 100 | 3456 | 3 | 3456_B_3 | 79901
48141 |  | Texas | El Paso | 4837411 | 31689213 | 30304212 | 8 | 000001 | 000001 | NEWMAN STATION | 221.076 | 0.8 | 121 | 11.16 | 300 |  | 54.1 | 221122 | -106.4317 | 31.9836 | 878 |  | 125 | 100 | 3456 | 1 | 3456_B_1 | 79901
48149 |  | Texas | Fayette | 4144811 | 34061613 | 32520512 | 5 | 000016 | 000016 | FAYETTE POWER PROJECT | 1792 | 1854.6 | 535 | 25.75 | 250 |  | 88 | 221122 | -96.7514 | 29.916 | 4740 | R63-0142 | 125 | 100 | 6179 | 3 | 6179_B_3 | 78945 | 42 | R63-0142
48149 |  | Texas | Fayette | 4144811 | 34062013 | 96150112 | 5 | 000007 | 000092 | FAYETTE POWER PROJECT | 2416.4 | 679.2 | 525 | 34 | 136 |  | 55 | 221122 | -96.7521 | 29.9145 | 6000 | R63-0142 | 125 | 100 | 6179 | 1 | 6179_B_1 | 78945 | 42 | R63-0142
48149 |  | Texas | Fayette | 4144811 | 34062213 | 32522512 | 5 | 000008 | 000008 | FAYETTE POWER PROJECT | 368.7 | 2044 | 600 | 23 | 250 |  | 95 | 221122 | -96.7519 | 29.9169 | 6000 | R63-0142 | 125 | 100 | 6179 | 2 | 6179_B_2 | 78945 | 128 | R63-0142
48149 |  | Texas | Fayette | 4144811 | 34062213 | 96150212 | 5 | 000008 | 000093 | FAYETTE POWER PROJECT | 2073.1 | 782.9 | 525 | 34 | 136 |  | 55 | 221122 | -96.7521 | 29.9143 | 6000 | R63-0142 | 125 | 100 | 6179 | 2 | 6179_B_2 | 78945 | 42 | R63-0142
48157 |  | Texas | Fort Bend | 3968411 | 34520213 | 32905412 | 5 | 000014 | 000018 | WA PARISH ELECTRIC GENERATING STATION | 1069.76 | 3159.72 | 500 | 24 | 170 |  | 84 | 221122 | -95.6341 | 29.4756 | 5730 | R63-0142 | 125 | 100 | 3470 | WAP8 | 3470_B_WAP8 | 77545 | 65 | R63-0142
48157 |  | Texas | Fort Bend | 3968411 | 34521513 | 32902212 | 5 | 000001 | 000001 | WA PARISH ELECTRIC GENERATING STATION | 3.1226 | 0.008 | 28 | 9.5 | 772 |  | 81 | 221122 | -95.6318 | 29.484 | 237 | R63-0083 | 125 | 120 |  |  | 3470_G_GT1 | 77545 |  | R63-0083
48157 |  | Texas | Fort Bend | 3968411 | 34521613 | 32898812 | 5 | 000002 | 000023 | WA PARISH ELECTRIC GENERATING STATION | 67.4657 | 0.1808 | 168 | 10.5 | 300 |  | 46.4 | 221122 | -95.6308 | 29.4843 | 2000 |  | 125 | 100 | 3470 | WAP1 | 3470_B_WAP1 | 77545
48157 |  | Texas | Fort Bend | 3968411 | 34521613 | 32900512 | 5 | 000002 | 000065 | WA PARISH ELECTRIC GENERATING STATION | 67.4657 | 0.1808 | 168 | 10.5 | 300 |  | 46.4 | 221122 | -95.6309 | 29.4843 | 2000 |  | 125 | 100 | 3470 | WAP1 | 3470_B_WAP1 | 77545
48157 |  | Texas | Fort Bend | 3968411 | 34521713 | 32899212 | 5 | 000003 | 000066 | WA PARISH ELECTRIC GENERATING STATION | 35.6602 | 0.1628 | 168 | 10.5 | 300 |  | 46.4 | 221122 | -95.6315 | 29.4839 | 2000 |  | 125 | 100 | 3470 | WAP2 | 3470_B_WAP2 | 77545
48157 |  | Texas | Fort Bend | 3968411 | 34521713 | 32901912 | 5 | 000003 | 000024 | WA PARISH ELECTRIC GENERATING STATION | 35.6602 | 0.1628 | 168 | 10.5 | 300 |  | 46.4 | 221122 | -95.6314 | 29.484 | 2000 |  | 125 | 100 | 3470 | WAP2 | 3470_B_WAP2 | 77545
48157 |  | Texas | Fort Bend | 3968411 | 34521813 | 32902112 | 5 | 000006 | 000006 | WA PARISH ELECTRIC GENERATING STATION | 1044.94 | 14983.6 | 600 | 24 | 330 |  | 103 | 221122 | -95.6357 | 29.4787 | 6570 | R63-0142 | 125 | 100 | 3470 | WAP5 | 3470_B_WAP5 | 77545 | 65 | R63-0142
48157 |  | Texas | Fort Bend | 3968411 | 34521913 | 32901812 | 5 | 000005 | 000026 | WA PARISH ELECTRIC GENERATING STATION | 350.358 | 1.8508 | 182 | 12 | 275 |  | 64.5 | 221122 | -95.6298 | 29.4853 | 2000 |  | 125 | 100 | 3470 | WAP4 | 3470_B_WAP4 | 77545
48157 |  | Texas | Fort Bend | 3968411 | 34522013 | 32900412 | 5 | 000004 | 000067 | WA PARISH ELECTRIC GENERATING STATION | 149.95 | 0.3549 | 181 | 12.5 | 300 |  | 50.3 | 221122 | -95.6302 | 29.4847 | 3100 |  | 125 | 100 | 3470 | WAP3 | 3470_B_WAP3 | 77545
48157 |  | Texas | Fort Bend | 3968411 | 34522013 | 32904612 | 5 | 000004 | 000044 | WA PARISH ELECTRIC GENERATING STATION | 149.95 | 0.3549 | 181 | 12.5 | 300 |  | 50.3 | 221122 | -95.6301 | 29.4847 | 3100 |  | 125 | 100 | 3470 | WAP3 | 3470_B_WAP3 | 77545
48157 |  | Texas | Fort Bend | 3968411 | 34525413 | 32900712 | 5 | 000008 | 000008 | WA PARISH ELECTRIC GENERATING STATION | 820.425 | 13141.2 | 500 | 22 | 330 |  | 103 | 221122 | -95.634 | 29.4765 | 5730 | R63-0142 | 125 | 100 | 3470 | WAP7 | 3470_B_WAP7 | 77545 | 65 | R63-0142
48157 |  | Texas | Fort Bend | 3968411 | 34525513 | 32899312 | 5 | 000007 | 000007 | WA PARISH ELECTRIC GENERATING STATION | 1527.42 | 18258.6 | 600 | 24 | 330 |  | 103 | 221122 | -95.6351 | 29.4779 | 6570 | R63-0142 | 125 | 100 | 3470 | WAP6 | 3470_B_WAP6 | 77545 | 65 | R63-0142
48157 |  | Texas | Fort Bend | 9138811 | 57885513 | 51482912 | 214 | 000001 | 000001 | BRAZOS VALLEY ENERGY CENTER | 55.72 | 2.51 | 137 | 3 | 500 |  | 70 | 221122 | -95.6232 | 29.4725 | 1920 | R63-0083 | 125 | 120 | 55357 | CTG1 | 55357_G_CTG1 | 77478 | 65 | R63-0083
48157 |  | Texas | Fort Bend | 9138811 | 57885613 | 51588612 | 214 | 000002 | 000002 | BRAZOS VALLEY ENERGY CENTER | 59.46 | 2.64 | 137 | 3 | 500 |  | 44 | 221122 | -95.6227 | 29.4726 | 1920 | R63-0083 | 125 | 120 | 55357 | CTG2 | 55357_G_CTG2 | 77478 | 65 | R63-0083
48161 |  | Texas | Freestone | 3052111 | 37996113 | 36254512 | 2 | 000010 | 000010 | BIG BROWN STEAM ELECTRIC STATION | 2754.42 | 30070.2 | 450 | 22.2 | 250 |  | 77.7 | 221122 | -96.055 | 31.8197 | 6120 | R63-0142 | 125 | 100 | 3497 | 1 | 3497_B_1 | 75840 | 99 | R63-0142
48161 |  | Texas | Freestone | 3052111 | 37996413 | 36255412 | 2 | 000011 | 000011 | BIG BROWN STEAM ELECTRIC STATION | 3040.06 | 34127.4 | 450 | 22.2 | 250 |  | 77.7 | 221122 | -96.0553 | 31.8203 | 6120 | R63-0142 | 125 | 100 | 3497 | 2 | 3497_B_2 | 75840 | 99 | R63-0142
48161 |  | Texas | Freestone | 4852511 | 31657113 | 30268612 | 30 | 000001 | 000001 | FREESTONE ENERGY CENTER | 132.17 | 2.36 | 160 | 18 | 500 |  | 42.7 | 221122 | -96.1109 | 31.8913 | 1780 | R63-0083 | 125 | 120 | 55226 | GT1 | 55226_G_GT1 | 75840 |  | R63-0083
48161 |  | Texas | Freestone | 4852511 | 31658013 | 30268712 | 30 | 000002 | 000002 | FREESTONE ENERGY CENTER | 136.85 | 2.3 | 160 | 18 | 500 |  | 42.7 | 221122 | -96.1109 | 31.8908 | 1780 | R63-0083 | 125 | 120 | 55226 | GT2 | 55226_G_GT2 | 75840 |  | R63-0083
48161 |  | Texas | Freestone | 4852511 | 31658713 | 30269512 | 30 | 000004 | 000004 | FREESTONE ENERGY CENTER | 128.76 | 2.21 | 160 | 18 | 500 |  | 42.7 | 221122 | -96.111 | 31.8894 | 1780 | R63-0083 | 125 | 120 | 55226 | GT4 | 55226_G_GT4 | 75840 |  | R63-0083
48161 |  | Texas | Freestone | 4852511 | 31658913 | 30268812 | 30 | 000003 | 000003 | FREESTONE ENERGY CENTER | 147.29 | 2.5 | 160 | 18 | 500 |  | 42.7 | 221122 | -96.111 | 31.8898 | 1780 | R63-0083 | 125 | 120 | 55226 | GT3 | 55226_G_GT3 | 75840 |  | R63-0083
48163 |  | Texas | Frio | 3930211 | 37423513 | 35695612 | 2 | 000001 | 000001 | PEARSALL POWER PLANT | 8.5067 | 0.0182 | 68 | 7 | 300 |  | 33.8 | 221122 | -99.0915 | 28.9277 | 315 |  | 125 | 100 |  |  | 3630_B_1 | 78061
48163 |  | Texas | Frio | 3930211 | 37423613 | 35695812 | 2 | 000003 | 000003 | PEARSALL POWER PLANT | 13.855 | 0.0297 | 68 | 7 | 300 |  | 33.8 | 221122 | -99.0919 | 28.928 | 315 |  | 125 | 100 |  |  | 3630_B_3 | 78061
48163 |  | Texas | Frio | 3930211 | 37423713 | 35695712 | 2 | 000002 | 000002 | PEARSALL POWER PLANT | 14.1383 | 0.0303 | 68 | 7 | 300 |  | 33.8 | 221122 | -99.0917 | 28.9278 | 315 |  | 125 | 100 |  |  | 3630_B_2 | 78061
48167 |  | Texas | Galveston | 3930911 | 37403513 | 35674612 | 52 | 000001 | 000001 | TEXAS CITY COGENERATION | 90.74 | 1.85 | 85 | 13 | 500 |  | 47 | 221122 | -94.9417 | 29.377 | 1070 | R63-0083 | 125 | 120 | 52088 | GT-C | 52088_G_GEN1 | 77590 | 213 | R63-0083
48167 |  | Texas | Galveston | 3930911 | 37403613 | 35674512 | 52 | 000003 | 000003 | TEXAS CITY COGENERATION | 140.77 | 0.75 | 85 | 13 | 500 |  | 47 | 221122 | -94.9417 | 29.377 | 1070 | R63-0083 | 125 | 120 | 52088 | GT-A | 52088_G_GEN3 | 77590 | 213 | R63-0083
48167 |  | Texas | Galveston | 3930911 | 37403713 | 35674712 | 52 | 000002 | 000002 | TEXAS CITY COGENERATION | 124.74 | 2.57 | 85 | 13 | 500 |  | 47 | 221122 | -94.9417 | 29.377 | 1070 | R63-0083 | 125 | 120 | 52088 | GT-B | 52088_G_GEN2 | 77590 | 28 | R63-0083
48167 |  | Texas | Galveston | 9132111 | 57493213 | 51482612 | 147 | 000001 | 000001 | SOUTH HOUSTON GREEN POWER SITE | 89.469 | 34.908 | 125 | 10 | 300 |  | 63 | 221121 | -94.9333 | 29.3776 | 2710 | R63-0083 | 125 | 120 | 55470 | EPN801 | 55470_B_EPN801 | 77590 | 65 | R63-0083
48167 |  | Texas | Galveston | 9132111 | 57493313 | 51588812 | 147 | 000002 | 000002 | SOUTH HOUSTON GREEN POWER SITE | 90.976 | 37.655 | 125 | 10 | 300 |  | 63 | 221121 | -94.9328 | 29.3776 | 2710 | R63-0083 | 125 | 120 | 55470 | EPN802 | 55470_B_EPN802 | 77590 | 65 | R63-0083
48167 |  | Texas | Galveston | 9132111 | 57493413 | 51665012 | 147 | 000003 | 000003 | SOUTH HOUSTON GREEN POWER SITE | 80.494 | 31.73 | 125 | 10 | 300 |  | 63 | 221121 | -94.9323 | 29.3777 | 2710 | R63-0083 | 125 | 120 | 55470 | EPN803 | 55470_B_EPN803 | 77590 | 65 | R63-0083
48167 |  | Texas | Galveston | 9132111 | 57493513 | 51597712 | 147 | 000010 | 000010 | SOUTH HOUSTON GREEN POWER SITE | 30.964 | 1.72 | 100 | 10 | 341 |  | 56 | 221121 | -94.9228 | 29.3781 | 1380 | R63-0083 | 125 | 120 |  |  | 55470_G_ST1a | 77590 | 65 | R63-0083
48167 |  | Texas | Galveston | 9132111 | 57493613 | 51623312 | 147 | 000011 | 000011 | SOUTH HOUSTON GREEN POWER SITE | 31.842 | 1.628 | 100 | 10 | 341 |  | 56 | 221121 | -94.9228 | 29.3778 | 1380 | R63-0083 | 125 | 120 |  |  | 55470_G_ST1c | 77590 | 65 | R63-0083
48167 |  | Texas | Galveston | 9132111 | 57493713 | 51648212 | 147 | 000012 | 000012 | SOUTH HOUSTON GREEN POWER SITE | 41.225 | 19.287 | 100 | 6.5 | 326 |  | 63.5 | 221121 | -94.9223 | 29.3773 | 422 | R63-0083 | 125 | 100 |  |  | 55470_G_ST1b | 77590 |  | R63-0083
48175 |  | Texas | Goliad | 4018411 | 34509413 | 32887512 | 2 | 000001 | 000001 | COLETO CREEK POWER STATION | 2560.7 | 13829.5 | 303 | 20 | 300 |  | 87 | 221122 | -97.2144 | 28.7128 | 6330 | R63-0142 | 125 | 100 | 6178 | 1 | 6178_B_1 | 77960 | 127 | R63-0142
48183 |  | Texas | Gregg | 4020611 | 34366013 | 32800712 | 7 | 000004 | 000004 | AEP KNOX LEE POWER PLANT | 17.2 | 0.1 | 100 | 7.1 | 350 |  | 48.3 | 221122 | -94.6416 | 32.3766 | 411 | R63-0040 | 125 | 100 | 3476 | 3 | 3476_B_3 | 75601 |  | R63-0040
48183 |  | Texas | Gregg | 4020611 | 34366113 | 32800812 | 7 | 000003 | 000003 | AEP KNOX LEE POWER PLANT | 13.1 | 0.1 | 100 | 7.1 | 300 |  | 48.3 | 221122 | -94.6418 | 32.3767 | 411 |  | 125 | 100 | 3476 | 2 | 3476_B_2 | 75601
48183 |  | Texas | Gregg | 4020611 | 34366313 | 32800612 | 7 | 000005 | 000005 | AEP KNOX LEE POWER PLANT | 114.2 | 0.3 | 130 | 9.52 | 300 |  | 55.8 | 221122 | -94.6412 | 32.3765 | 848 |  | 125 | 100 | 3476 | 4 | 3476_B_4 | 75601
48183 |  | Texas | Gregg | 4020611 | 34366513 | 32800912 | 7 | 000006 | 000006 | AEP KNOX LEE POWER PLANT | 465.7 | 1.7 | 157 | 16 | 275 |  | 93.8 | 221122 | -94.6417 | 32.3767 | 3370 |  | 125 | 100 | 3476 | 5 | 3476_B_5 | 75601 | 213
48185 |  | Texas | Grimes | 6436111 | 16961013 | 16508112 | 13 | 000003 | 000003 | TENASKA FRONTIER GENERATION STATION | 173.971 | 2.998 | 152 | 12 | 300 |  | 61 | 221122 | -95.9187 | 30.5928 | 2100 | R63-0083 | 125 | 120 | 55062 | 3 | 55062_G_GTG3 | 77868 |  | R63-0083
48185 |  | Texas | Grimes | 6436111 | 16961113 | 16507812 | 13 | 000002 | 000002 | TENASKA FRONTIER GENERATION STATION | 170.184 | 2.949 | 152 | 12 | 300 |  | 61 | 221122 | -95.9183 | 30.593 | 2100 | R63-0083 | 125 | 120 | 55062 | 2 | 55062_G_GTG2 | 77868 |  | R63-0083
48185 |  | Texas | Grimes | 6436111 | 16961213 | 16507712 | 13 | 000001 | 000001 | TENASKA FRONTIER GENERATION STATION | 173.157 | 2.992 | 152 | 12 | 300 |  | 61 | 221122 | -95.9179 | 30.5931 | 2100 | R63-0083 | 125 | 120 | 55062 | 1 | 55062_G_GTG1 | 77868 |  | R63-0083
48185 |  | Texas | Grimes | 6436311 | 16959513 | 16506712 | 2 | 000002 | 000002 | GIBBONS CREEK | 2115.5 | 2650.3 | 465 | 20 | 200 |  | 82 | 221122 | -96.0817 | 30.6186 | 460 | R63-0142 | 125 | 100 | 6136 | 1 | 6136_B_1 | 77801 | 42 | R63-0142
48187 |  | Texas | Guadalupe | 4018911 | 34400213 | 32834212 | 12 | 000001 | 000001 | GUADALUPE GENERATING STATION | 71.3 | 1.2 | 130 | 17.3 | 200 |  | 59 | 221122 | -98.1395 | 29.6226 | 1810 | R63-0083 | 125 | 120 | 55153 | CTG-1 | 55153_G_CTG1 | 78124 |  | R63-0083
48187 |  | Texas | Guadalupe | 4018911 | 34400313 | 32833912 | 12 | 000003 | 000002 | GUADALUPE GENERATING STATION | 68.9 | 1.2 | 130 | 17.3 | 200 |  | 59 | 221122 | -98.1395 | 29.623 | 1890 | R63-0083 | 125 | 120 | 55153 | CTG-2 | 55153_G_CTG2 | 78124 |  | R63-0083
48187 |  | Texas | Guadalupe | 4018911 | 34400813 | 32834012 | 12 | 000005 | 000003 | GUADALUPE GENERATING STATION | 62 | 1.1 | 130 | 17.3 | 200 |  | 59 | 221122 | -98.1395 | 29.6237 | 1810 | R63-0083 | 125 | 120 | 55153 | CTG-3 | 55153_G_CTG3 | 78124 |  | R63-0083
48187 |  | Texas | Guadalupe | 4018911 | 34401213 | 32834512 | 12 | 000006 | 000004 | GUADALUPE GENERATING STATION | 65.8 | 1.1 | 130 | 17.3 | 200 |  | 59 | 221122 | -98.1395 | 29.6241 | 1810 | R63-0083 | 125 | 120 | 55153 | CTG-4 | 55153_G_CTG4 | 78124 |  | R63-0083
48187 |  | Texas | Guadalupe | 7720411 | 2930213 | 2801212 | 13 | 000001 | 000001 | RIO NOGALES POWER PLANT | 89.96 | 2.05 | 125 | 18 | 500 |  | 72.8 | 221122 | -97.9731 | 29.5933 | 1860 | R63-0083 | 125 | 120 | 55137 | CTG-1 | 55137_G_CTG1 | 78155 |  | R63-0083
48187 |  | Texas | Guadalupe | 7720411 | 2930313 | 2801312 | 13 | 000002 | 000002 | RIO NOGALES POWER PLANT | 89.33 | 2.04 | 125 | 18 | 500 |  | 72.8 | 221122 | -97.9731 | 29.5929 | 1860 | R63-0083 | 125 | 120 | 55137 | CTG-2 | 55137_G_CTG2 | 78155 |  | R63-0083
48187 |  | Texas | Guadalupe | 7720411 | 2930413 | 2801412 | 13 | 000003 | 000003 | RIO NOGALES POWER PLANT | 92.68 | 2.06 | 125 | 18 | 500 |  | 72.8 | 221122 | -97.9731 | 29.5925 | 1860 | R63-0083 | 125 | 120 | 55137 | CTG-3 | 55137_G_CTG3 | 78155 |  | R63-0083
48201 |  | Texas | Harris | 4057511 | 33490213 | 31934712 | 1512 | 000003 | 000003 | CHANNELVIEW COGENERGATION FACILITY | 76.3 | 4.3 | 125 | 12 | 300 |  | 66.5 | 221122 | -95.121 | 29.8371 | 2060 | R63-0083 | 125 | 120 | 55187 | CHV2 | 55187_G_CHV2 | 77049 | 65 | R63-0083
48201 |  | Texas | Harris | 4057511 | 33490213 | 31935112 | 1512 | 000003 | 000010 | CHANNELVIEW COGENERGATION FACILITY |  |  | 16 | 0.5 | 125 |  | 42 | 221122 | -95.1219 | 29.837 | 2060 | R63-0083 | 125 | 120 | 55187 | CHV2 | 55187_G_CHV2 | 77049 |  | R63-0083
48201 |  | Texas | Harris | 4057511 | 33490513 | 31934612 | 1512 | 000005 | 000002 | CHANNELVIEW COGENERGATION FACILITY | 4.1 | 0.2 | 125 | 12 | 300 |  | 66.5 | 221122 | -95.121 | 29.8375 | 650 |  | 125 | 100 |  |  | 55187_G_ST1 | 77049 | 65
48201 |  | Texas | Harris | 4057511 | 33490613 | 31935012 | 1512 | 000004 | 000004 | CHANNELVIEW COGENERGATION FACILITY | 69.2 | 3.9 | 125 | 12 | 300 |  | 66.5 | 221122 | -95.121 | 29.8367 | 2060 | R63-0083 | 125 | 120 | 55187 | CHV3 | 55187_G_CHV3 | 77049 | 65 | R63-0083
48201 |  | Texas | Harris | 4057511 | 33490613 | 31935312 | 1512 | 000004 | 000009 | CHANNELVIEW COGENERGATION FACILITY |  |  | 16 | 0.5 | 125 |  | 42 | 221122 | -95.1219 | 29.8367 | 2060 | R63-0083 | 125 | 120 | 55187 | CHV3 | 55187_G_CHV3 | 77049 |  | R63-0083
48201 |  | Texas | Harris | 4057511 | 33491013 | 31934612 | 1512 | 000002 | 000002 | CHANNELVIEW COGENERGATION FACILITY | 73.9 | 4.1 | 125 | 12 | 300 |  | 66.5 | 221122 | -95.121 | 29.8375 | 2060 | R63-0083 | 125 | 120 | 55187 | CHV1 | 55187_G_CHV1 | 77049 | 65 | R63-0083
48201 |  | Texas | Harris | 4057511 | 33491013 | 31934912 | 1512 | 000002 | 000011 | CHANNELVIEW COGENERGATION FACILITY |  |  | 16 | 0.5 | 125 |  | 42 | 221122 | -95.1219 | 29.8374 | 2060 | R63-0083 | 125 | 120 | 55187 | CHV1 | 55187_G_CHV1 | 77049 |  | R63-0083
48201 |  | Texas | Harris | 4057511 | 33491113 | 31934812 | 1512 | 000001 | 000008 | CHANNELVIEW COGENERGATION FACILITY |  |  | 16 | 0.5 | 125 |  | 42 | 221122 | -95.1219 | 29.8363 | 2060 | R63-0083 | 125 | 120 | 55187 | CHV4 | 55187_G_CHV4 | 77049 |  | R63-0083
48201 |  | Texas | Harris | 4057511 | 33491113 | 31935412 | 1512 | 000001 | 000001 | CHANNELVIEW COGENERGATION FACILITY | 72.7 | 4.1 | 125 | 10 | 300 |  | 66.5 | 221122 | -95.121 | 29.8364 | 2060 | R63-0083 | 125 | 120 | 55187 | CHV4 | 55187_G_CHV4 | 77049 | 65 | R63-0083
48201 |  | Texas | Harris | 4777911 | 31929813 | 30555212 | 46 | 000005 | 000005 | GREENS BAYOU ELECTRIC GENERATING STATION | 70.972 | 0.7492 | 271 | 9.5 | 300 |  | 67.2 | 221122 | -95.2195 | 29.8217 | 4500 |  | 125 | 100 | 3464 | GBY5 | 3464_B_GBY5 | 77049
48201 |  | Texas | Harris | 4777911 | 31929913 | 30554512 | 46 | 000006 | 000006 | GREENS BAYOU ELECTRIC GENERATING STATION | 7.1285 | 0.1026 | 45 | 12 | 500 |  | 83 | 221122 | -95.2229 | 29.8199 | 1000 | R63-0083 | 125 | 120 |  |  | 3464_G_73 | 77049 | 213 | R63-0083
48201 |  | Texas | Harris | 4777911 | 31930013 | 30555712 | 46 | 000007 | 000007 | GREENS BAYOU ELECTRIC GENERATING STATION | 10.8599 | 0.1029 | 45 | 12 | 500 |  | 83 | 221122 | -95.2228 | 29.8197 | 1000 | R63-0083 | 125 | 120 |  |  | 3464_G_74 | 77049 | 213 | R63-0083
48201 |  | Texas | Harris | 4777911 | 31930213 | 30555512 | 46 | 000008 | 000008 | GREENS BAYOU ELECTRIC GENERATING STATION | 8.3221 | 0.0978 | 45 | 12 | 500 |  | 83 | 221122 | -95.2227 | 29.8193 | 1000 | R63-0083 | 125 | 120 |  |  | 3464_G_81 | 77049 | 213 | R63-0083
48201 |  | Texas | Harris | 4777911 | 31930313 | 30555612 | 46 | 000009 | 000009 | GREENS BAYOU ELECTRIC GENERATING STATION | 4.2691 | 0.0493 | 45 | 12 | 500 |  | 83 | 221122 | -95.2227 | 29.8192 | 1000 | R63-0083 | 125 | 120 |  |  | 3464_G_82 | 77049 | 213 | R63-0083
48201 |  | Texas | Harris | 4777911 | 31930413 | 30555112 | 46 | 000010 | 000010 | GREENS BAYOU ELECTRIC GENERATING STATION | 18.2672 | 0.1117 | 45 | 12 | 500 |  | 83 | 221122 | -95.2227 | 29.8187 | 1000 | R63-0083 | 125 | 120 |  |  | 3464_G_83 | 77049 | 213 | R63-0083
48201 |  | Texas | Harris | 4777911 | 31930513 | 30554412 | 46 | 000011 | 000011 | GREENS BAYOU ELECTRIC GENERATING STATION | 13.0966 | 0.1187 | 45 | 12 | 500 |  | 83 | 221122 | -95.2228 | 29.8186 | 1000 | R63-0083 | 125 | 120 |  |  | 3464_G_84 | 77049 | 213 | R63-0083
48201 |  | Texas | Harris | 4925011 | 31371713 | 29989812 | 73 | 000027 | 000026 | AIR LIQUIDE BAYPORT COMPL | 96.71 | 0.72 | 95 | 14.5 | 326 |  | 75.3 | 325120 | -95.0457 | 29.6238 | 1070 | R63-0083 |  | 120 | 10298 | CG804 | 10298_G_CG804 | 77501 | 25 | R63-0083
48201 |  | Texas | Harris | 4925011 | 31372013 | 29990012 | 73 | 000026 | 000025 | AIR LIQUIDE BAYPORT COMPL | 116.16 | 0.75 | 95 | 14.5 | 327 |  | 75.3 | 325120 | -95.0457 | 29.6227 | 1070 | R63-0083 |  | 120 | 10298 | CG803 | 10298_G_CG803 | 77501 | 25 | R63-0083
48201 |  | Texas | Harris | 4925011 | 31372113 | 29989512 | 73 | 000029 | 000028 | AIR LIQUIDE BAYPORT COMPL | 97.23 | 0.69 | 95 | 14.5 | 327 |  | 75.3 | 325120 | -95.0464 | 29.6226 | 1070 | R63-0083 |  | 120 | 10298 | CG802 | 10298_G_CG802 | 77501 | 25 | R63-0083
48201 |  | Texas | Harris | 4925011 | 31372213 | 29989412 | 73 | 000028 | 000027 | AIR LIQUIDE BAYPORT COMPL | 96.58 | 0.67 | 95 | 14.5 | 327 |  | 75.3 | 325120 | -95.0465 | 29.6238 | 1070 | R63-0083 |  | 120 | 10298 | CG801 | 10298_B_CG801 | 77501 | 25 | R63-0083
48201 |  | Texas | Harris | 4926511 | 31236013 | 29878212 | 42 | 000010 | 000010 | TH WHARTON ELECTRIC GENERATING STATION | 7.7978 | 0.1084 | 42 | 12 | 500 |  | 81 | 221122 | -95.533 | 29.943 | 1090 | R63-0083 | 125 | 120 |  |  | 3469_G_51 | 77052 | 213 | R63-0083
48201 |  | Texas | Harris | 4926511 | 31236413 | 29878012 | 42 | 000014 | 000014 | TH WHARTON ELECTRIC GENERATING STATION | 9.2136 | 0.1064 | 42 | 12 | 500 |  | 81 | 221122 | -95.5347 | 29.943 | 1090 | R63-0083 | 125 | 120 |  |  | 3469_G_55 | 77052 | 213 | R63-0083
48201 |  | Texas | Harris | 4926511 | 31236713 | 29876912 | 42 | 000013 | 000013 | TH WHARTON ELECTRIC GENERATING STATION | 13.3918 | 0.1034 | 42 | 12 | 500 |  | 81 | 221122 | -95.5344 | 29.943 | 1090 | R63-0083 | 125 | 120 |  |  | 3469_G_54 | 77052 | 213 | R63-0083
48201 |  | Texas | Harris | 4926511 | 31236813 | 29877612 | 42 | 000002 | 000002 | TH WHARTON ELECTRIC GENERATING STATION | 9.1702 | 0.3628 | 50 | 14 | 500 |  | 81 | 221122 | -95.5327 | 29.9416 | 970 | R63-0083 | 125 | 120 |  |  | 3469_G_31 | 77052 |  | R63-0083
48201 |  | Texas | Harris | 4926511 | 31236913 | 29878112 | 42 | 000011 | 000011 | TH WHARTON ELECTRIC GENERATING STATION | 9.6395 | 0.1061 | 42 | 12 | 500 |  | 81 | 221122 | -95.5335 | 29.943 | 1090 | R63-0083 | 125 | 120 |  |  | 3469_G_52 | 77052 | 213 | R63-0083
48201 |  | Texas | Harris | 4926511 | 31237013 | 29877312 | 42 | 000019 | 000021 | TH WHARTON ELECTRIC GENERATING STATION | 9.1384 | 0.3801 | 50 | 14 | 500 |  | 81 | 221122 | -95.5348 | 29.9416 | 970 | R63-0083 | 125 | 120 |  |  | 3469_G_56 | 77052 |  | R63-0083
48201 |  | Texas | Harris | 4926511 | 31237113 | 29878712 | 42 | 000006 | 000006 | TH WHARTON ELECTRIC GENERATING STATION | 9.4152 | 0.4052 | 50 | 14 | 500 |  | 81 | 221122 | -95.5345 | 29.9416 | 970 | R63-0083 | 125 | 120 |  |  | 3469_G_41 | 77052 |  | R63-0083
48201 |  | Texas | Harris | 4926511 | 31237213 | 29877212 | 42 | 000008 | 000008 | TH WHARTON ELECTRIC GENERATING STATION | 17.5912 | 0.3092 | 50 | 14 | 500 |  | 81 | 221122 | -95.5354 | 29.9416 | 970 | R63-0083 | 125 | 120 |  |  | 3469_G_43 | 77052 |  | R63-0083
48201 |  | Texas | Harris | 4926511 | 31237313 | 29878912 | 42 | 000005 | 000005 | TH WHARTON ELECTRIC GENERATING STATION | 8.5078 | 0.3651 | 50 | 14 | 500 |  | 81 | 221122 | -95.5337 | 29.9416 | 970 | R63-0083 | 125 | 120 |  |  | 3469_G_34 | 77052 |  | R63-0083
48201 |  | Texas | Harris | 4926511 | 31237413 | 29877112 | 42 | 000012 | 000012 | TH WHARTON ELECTRIC GENERATING STATION | 6.8876 | 0.0836 | 42 | 12 | 500 |  | 81 | 221122 | -95.5337 | 29.943 | 1090 | R63-0083 | 125 | 120 |  |  | 3469_G_53 | 77052 | 213 | R63-0083
48201 |  | Texas | Harris | 4926511 | 31237513 | 29877512 | 42 | 000004 | 000004 | TH WHARTON ELECTRIC GENERATING STATION | 7.8655 | 0.2897 | 50 | 14 | 500 |  | 81 | 221122 | -95.5334 | 29.9416 | 970 | R63-0083 | 125 | 120 |  |  | 3469_G_33 | 77052 |  | R63-0083
48201 |  | Texas | Harris | 4926511 | 31237613 | 29879112 | 42 | 000009 | 000009 | TH WHARTON ELECTRIC GENERATING STATION | 8.5193 | 0.1068 | 42 | 12 | 500 |  | 81 | 221122 | -95.5327 | 29.943 | 1090 | R63-0083 | 125 | 120 |  |  | 3469_G_44 | 77052 | 213 | R63-0083
48201 |  | Texas | Harris | 4926511 | 31237713 | 29877812 | 42 | 000007 | 000007 | TH WHARTON ELECTRIC GENERATING STATION | 10.0353 | 0.3936 | 50 | 14 | 500 |  | 81 | 221122 | -95.5351 | 29.9416 | 970 | R63-0083 | 125 | 120 |  |  | 3469_G_42 | 77052 |  | R63-0083
48201 |  | Texas | Harris | 4926511 | 31237913 | 29879012 | 42 | 000003 | 000003 | TH WHARTON ELECTRIC GENERATING STATION | 22.4464 | 0.3767 | 50 | 14 | 500 |  | 81 | 221122 | -95.5331 | 29.9416 | 970 | R63-0083 | 125 | 120 |  |  | 3469_G_32 | 77052 |  | R63-0083
48201 |  | Texas | Harris | 4926511 | 31238113 | 29877712 | 42 | 000001 | 000001 | TH WHARTON ELECTRIC GENERATING STATION | 4.3 | 0.006 | 28 | 9.5 | 500 |  | 81 | 221122 | -95.5306 | 29.9418 | 237 | R63-0083 | 125 | 120 |  |  | 3469_G_GT1 | 77052 |  | R63-0083
48201 |  | Texas | Harris | 4941311 | 31129513 | 29755912 | 41 | 000006 | 000009 | SR BERTRON STATION | 50.5909 | 0.2219 | 178 | 12 | 275 |  | 46.6 | 221122 | -95.0608 | 29.7273 | 2560 |  | 125 | 100 | 3468 | SRB4 | 3468_B_SRB4 | 77571
48201 |  | Texas | Harris | 4941311 | 31129513 | 29756212 | 41 | 000006 | 000010 | SR BERTRON STATION | 50.5909 | 0.2219 | 178 | 12 | 275 |  | 46.6 | 221122 | -95.0609 | 29.7273 | 2560 |  | 125 | 100 | 3468 | SRB4 | 3468_B_SRB4 | 77571
48201 |  | Texas | Harris | 4941311 | 31129613 | 29755612 | 41 | 000005 | 000008 | SR BERTRON STATION | 66.1811 | 0.2687 | 178 | 12 | 275 |  | 46.6 | 221122 | -95.0605 | 29.7271 | 2650 |  | 125 | 100 | 3468 | SRB3 | 3468_B_SRB3 | 77571
48201 |  | Texas | Harris | 4941311 | 31129613 | 29756812 | 41 | 000005 | 000007 | SR BERTRON STATION | 66.1811 | 0.2687 | 178 | 12 | 275 |  | 46.6 | 221122 | -95.0604 | 29.7271 | 2650 |  | 125 | 100 | 3468 | SRB3 | 3468_B_SRB3 | 77571
48201 |  | Texas | Harris | 4941311 | 31129713 | 29756512 | 41 | 000004 | 000025 | SR BERTRON STATION | 0.1447 | 0.0002 | 168 | 10 | 300 |  | 55.7 | 221122 | -95.0597 | 29.7271 | 1950 |  | 125 | 100 | 3468 | SRB2 | 3468_B_SRB2 | 77571
48201 |  | Texas | Harris | 4941311 | 31129713 | 29756912 | 41 | 000004 | 000005 | SR BERTRON STATION | 0.1447 | 0.0002 | 168 | 10 | 300 |  | 55.7 | 221122 | -95.0596 | 29.7271 | 1950 |  | 125 | 100 | 3468 | SRB2 | 3468_B_SRB2 | 77571
48201 |  | Texas | Harris | 4941311 | 31129813 | 29756312 | 41 | 000003 | 000003 | SR BERTRON STATION |  |  | 168 | 10.5 | 300 |  | 51.9 | 221122 | -95.0592 | 29.7268 | 1950 |  | 125 | 100 | 3468 | SRB1 | 3468_B_SRB1 | 77571
48201 |  | Texas | Harris | 4941311 | 31129813 | 29757112 | 41 | 000003 | 000024 | SR BERTRON STATION | 0.021 | 0 | 168 | 10.5 | 300 |  | 51.9 | 221122 | -95.0593 | 29.7269 | 1950 |  | 125 | 100 | 3468 | SRB1 | 3468_B_SRB1 | 77571
48201 |  | Texas | Harris | 4941311 | 31129913 | 29756412 | 41 | 000002 | 000002 | SR BERTRON STATION | 2.1739 | 0.0055 | 28 | 9.5 | 772 |  | 81 | 221122 | -95.0611 | 29.7278 | 237 | R63-0083 | 125 | 120 |  |  | 3468_G_GT2 | 77571 |  | R63-0083
48201 |  | Texas | Harris | 6422111 | 16816513 | 16367612 | 1474 | 000001 | 000001 | PASADENA COGENERATION | 6.09 | 0.04 | 130 | 5.25 | 350 |  | 30.3 | 221122 | -95.1769 | 29.7258 | 250 | R63-0040 | 125 | 100 |  |  | 55047_G_STG1 | 77506 | 26 | R63-0040
48201 |  | Texas | Harris | 6422111 | 16816613 | 16367612 | 1474 | 000006 | 000001 | PASADENA COGENERATION | 1.75 | 0.01 | 130 | 5.25 | 350 |  | 30.3 | 221122 | -95.1769 | 29.7258 | 250 | R63-0040 | 125 | 100 |  |  | 55047_G_STG2 | 77506 | 18 | R63-0040
48201 |  | Texas | Harris | 6422111 | 16816813 | 16367512 | 1474 | 000002 | 000002 | PASADENA COGENERATION | 70.7 | 2.92 | 125 | 12 | 500 |  | 72 | 221122 | -95.1767 | 29.7253 | 1840 | R63-0083 | 125 | 120 | 55047 | CG-1 | 55047_G_CTG1 | 77506 | 65 | R63-0083
48201 |  | Texas | Harris | 6422111 | 16816913 | 16367812 | 1474 | 000008 | 000008 | PASADENA COGENERATION | 95.21 | 2.61 | 125 | 20 | 225 |  | 72 | 221122 | -95.1767 | 29.7244 | 1940 | R63-0083 | 125 | 120 | 55047 | CG-3 | 55047_G_CTG3 | 77506 | 65 | R63-0083
48201 |  | Texas | Harris | 6422111 | 16817013 | 16367912 | 1474 | 000007 | 000007 | PASADENA COGENERATION | 108.76 | 2.7 | 125 | 20 | 225 |  | 72 | 221122 | -95.1767 | 29.7264 | 1940 | R63-0083 | 125 | 120 | 55047 | CG-2 | 55047_G_CTG2 | 77506 | 65 | R63-0083
48201 |  | Texas | Harris | 6429411 | 16631813 | 16178512 | 387 | 000004 | 000004 | ALTURA COGEN | 29.3126 | 1.6155 | 60 | 9 | 300 |  | 64.2 | 221121 | -95.1092 | 29.8159 | 854 | R63-0083 | 125 | 120 | 50815 | ENG301 | 50815_G_ENG301 | 77530 | 25 | R63-0083
48201 |  | Texas | Harris | 6429411 | 16632013 | 16178012 | 387 | 000013 | 000007 | ALTURA COGEN | 104.879 | 1.9955 | 106 | 15 | 300 |  | 69.3 | 221121 | -95.1103 | 29.8159 | 961 | R63-0083 | 125 | 120 | 50815 | ENG601 | 50815_G_ENG601 | 77530 | 25 | R63-0083
48201 |  | Texas | Harris | 6429411 | 16632313 | 16178312 | 387 | 000005 | 000005 | ALTURA COGEN | 45.9866 | 1.693 | 60 | 10 | 300 |  | 64.2 | 221121 | -95.1088 | 29.8159 | 854 | R63-0083 | 125 | 120 | 50815 | ENG201 | 50815_G_ENG201 | 77530 | 25 | R63-0083
48201 |  | Texas | Harris | 6429411 | 16632413 | 16178712 | 387 | 000003 | 000003 | ALTURA COGEN | 42.7772 | 1.8285 | 60 | 10 | 300 |  | 60.2 | 221121 | -95.1084 | 29.8159 | 854 | R63-0083 | 125 | 120 | 50815 | ENG101 | 50815_G_ENG101 | 77530 | 25 | R63-0083
48201 |  | Texas | Harris | 6429411 | 16632513 | 16178612 | 387 | 000002 | 000002 | ALTURA COGEN | 36.523 | 1.662 | 60 | 9 | 300 |  | 64.2 | 221121 | -95.1089 | 29.8145 | 854 | R63-0083 | 125 | 120 | 50815 | ENG501 | 50815_G_ENG501 | 77530 | 25 | R63-0083
48201 |  | Texas | Harris | 6429411 | 16632613 | 16178112 | 387 | 000001 | 000001 | ALTURA COGEN | 40.4044 | 1.6845 | 60 | 9 | 300 |  | 64.2 | 221121 | -95.1096 | 29.8159 | 854 | R63-0083 | 125 | 120 | 50815 | ENG401 | 50815_G_ENG401 | 77530 | 25 | R63-0083
48201 |  | Texas | Harris | 6429511 | 16630313 | 16177412 | 386 | 000002 | 000002 | CLEAR LAKE COGENERATION | 115.73 | 0.7 | 65 | 15 | 550 |  | 46.6 | 221122 | -95.067 | 29.6256 | 1100 | R63-0083 | 125 | 120 | 10741 | G103 | 10741_G_G102 | 77507 | 24 | R63-0083
48201 |  | Texas | Harris | 6429511 | 16630813 | 16177012 | 386 | 000001 | 000001 | CLEAR LAKE COGENERATION | 133.31 | 0.89 | 65 | 15 | 550 |  | 46.6 | 221122 | -95.067 | 29.6253 | 1100 | R63-0083 | 125 | 120 | 10741 | G102 | 10741_G_G104 | 77507 | 24 | R63-0083
48201 |  | Texas | Harris | 6429511 | 16631213 | 16176712 | 386 | 000003 | 000003 | CLEAR LAKE COGENERATION | 131.83 | 0.97 | 65 | 15 | 550 |  | 46.6 | 221122 | -95.0669 | 29.6259 | 1100 | R63-0083 | 125 | 120 | 10741 | G104 | 10741_G_G103 | 77507 | 24 | R63-0083
48201 |  | Texas | Harris | 6509911 | 17460713 | 16984012 | 1536 | 000001 | 000001 | DEER PARK ENERGY CENTER | 57.19 | 4.35 | 140 | 12 | 570 |  | 55.2 | 221121 | -95.1352 | 29.7136 | 2710 | R63-0083 | 125 | 120 | 55464 | CTG1 | 55464_G_CTG1 | 77536 | 65 | R63-0083
48201 |  | Texas | Harris | 6509911 | 17460813 | 16984512 | 1536 | 000002 | 000002 | DEER PARK ENERGY CENTER | 56.33 | 4.77 | 140 | 12 | 570 |  | 55.2 | 221121 | -95.1348 | 29.7136 | 2710 | R63-0083 | 125 | 120 | 55464 | CTG2 | 55464_G_CTG2 | 77536 | 65 | R63-0083
48201 |  | Texas | Harris | 6509911 | 17460913 | 16984612 | 1536 | 000003 | 000003 | DEER PARK ENERGY CENTER | 54.44 | 4.93 | 140 | 12 | 570 |  | 55.2 | 221121 | -95.1343 | 29.7136 | 2710 | R63-0083 | 125 | 120 | 55464 | CTG3 | 55464_G_CTG3 | 77536 | 65 | R63-0083
48201 |  | Texas | Harris | 6509911 | 17461013 | 16984312 | 1536 | 000004 | 000004 | DEER PARK ENERGY CENTER | 42.44 | 3.84 | 140 | 12 | 570 |  | 55.2 | 221121 | -95.1336 | 29.7136 | 2710 | R63-0083 | 125 | 120 | 55464 | CTG4 | 55464_G_CTG4 | 77536 | 65 | R63-0083
48201 |  | Texas | Harris | 6510011 | 17458213 | 16983312 | 1537 | 000007 | 000007 | CHANNEL ENERGY CENTER | 65.7 | 8.4 | 160 | 12 | 500 |  | 51.8 | 221122 | -95.2323 | 29.719 | 1750 | R63-0083 | 125 | 120 | 55299 | CTG2 | 55299_G_CTG2 | 77017 | 65 | R63-0083
48201 |  | Texas | Harris | 6510011 | 17458513 | 16983012 | 1537 | 000004 | 000004 | CHANNEL ENERGY CENTER | 67.97 | 9.47 | 160 | 12 | 500 |  | 51.8 | 221122 | -95.2319 | 29.7189 | 1750 | R63-0083 | 125 | 120 | 55299 | CTG1 | 55299_G_CTG1 | 77017 | 65 | R63-0083
48201 |  | Texas | Harris | 6510011 | 17458813 | 16983412 | 1537 | 000001 | 000001 | CHANNEL ENERGY CENTER | 3.01 | 0.2 | 160 | 8.5 | 300 |  | 62.8 | 221122 | -95.2327 | 29.7179 | 430 | R63-0040 | 125 | 100 |  |  | 55299_G_ST-1 | 77017 |  | R63-0040
48201 |  | Texas | Harris | 7907811 | 2583613 | 2490712 | 1444 | 000006 | 000004 | SAN JACINTO STEAM ELECTRIC STATION | 34.9415 | 1.2672 | 100 | 15 | 500 |  | 71 | 221122 | -95.0411 | 29.6951 | 1030 | R63-0083 | 125 | 120 | 7325 | SJS1 | 7325_G_1 | 77572 | 213 | R63-0083
48201 |  | Texas | Harris | 7907811 | 2583913 | 2490812 | 1444 | 000003 | 000003 | SAN JACINTO STEAM ELECTRIC STATION | 67.3322 | 1.96 | 100 | 15 | 500 |  | 71 | 221122 | -95.0411 | 29.6948 | 1030 | R63-0083 | 125 | 120 | 7325 | SJS2 | 7325_G_2 | 77572 | 213 | R63-0083
48203 |  | Texas | Harrison | 4845611 | 29665713 | 28432412 | 22 | 000001 | 000001 | AEP PIRKEY POWER PLANT | 4274 | 7255.4 | 525 | 25 | 150 |  | 85 | 221122 | -94.4845 | 32.461 | 6840 | R63-0142 | 125 | 100 | 7902 | 1 | 7902_B_1 | 75650 | 99 | R63-0142
48203 |  | Texas | Harrison | 7908711 | 2580113 | 2487912 | 59 | 000002 | 000002 | EASTMAN COGENERATION FACILITY | 159.938 | 3.042 | 150 | 18.75 | 209 |  | 60.5 | 221121 | -94.6902 | 32.4477 | 2200 | R63-0083 | 125 | 120 | 55176 | 2 | 55176_G_GEN2 | 75602 |  | R63-0083
48203 |  | Texas | Harrison | 7908711 | 2580313 | 2487712 | 59 | 000001 | 000001 | EASTMAN COGENERATION FACILITY | 141.53 | 2.4278 | 150 | 18.75 | 209 |  | 60.5 | 221121 | -94.6902 | 32.448 | 2200 | R63-0083 | 125 | 120 | 55176 | 1 | 55176_G_GEN1 | 75602 |  | R63-0083
48203 |  | Texas | Harrison | 9123111 | 57531713 | 51482512 | 81 | 000001 | 000001 | HARRISON COUNTY POWER PROJECT | 34.81 | 1 | 140 | 18 | 650 |  | 72.9 | 221122 | -94.4363 | 32.3958 | 1740 | R63-0083 | 125 | 120 | 55664 | GT-1 | 55664_G_GT-1 | 75670 |  | R63-0083
48203 |  | Texas | Harrison | 9123111 | 57531813 | 51588712 | 81 | 000002 | 000002 | HARRISON COUNTY POWER PROJECT | 33.57 | 0.99 | 140 | 18 | 650 |  | 72.9 | 221122 | -94.4361 | 32.3961 | 1740 | R63-0083 | 125 | 120 | 55664 | GT-2 | 55664_G_GT-2 | 75670 |  | R63-0083
48209 |  | Texas | Hays | 4927111 | 31205113 | 29846912 | 15 | 000004 | 000004 | HAYS ENERGY FACILITY | 40.4 | 1.8 | 150 | 4 | 500 |  | 40.8 | 221122 | -97.9888 | 29.7806 | 1760 | R63-0087 | 125 | 120 | 55144 | STK4 | 55144_G_U4 | 78666 | 65 | R63-0087
48209 |  | Texas | Hays | 4927111 | 31205213 | 29847612 | 15 | 000003 | 000003 | HAYS ENERGY FACILITY | 47.5 | 1.8 | 150 | 4 | 500 |  | 40.8 | 221122 | -97.9894 | 29.7808 | 1760 | R63-0083 | 125 | 120 | 55144 | STK3 | 55144_G_U3 | 78666 | 65 | R63-0083
48209 |  | Texas | Hays | 4927111 | 31205313 | 29848312 | 15 | 000002 | 000002 | HAYS ENERGY FACILITY | 34.3 | 1.5 | 150 | 18 | 500 |  | 40.8 | 221122 | -97.9903 | 29.781 | 1760 | R63-0083 | 125 | 120 | 55144 | STK2 | 55144_G_U2 | 78666 | 65 | R63-0083
48209 |  | Texas | Hays | 4927111 | 31205413 | 29847712 | 15 | 000001 | 000001 | HAYS ENERGY FACILITY | 34.6 | 1.5 | 150 | 18 | 500 |  | 40.8 | 221122 | -97.9909 | 29.7812 | 1760 | R63-0083 | 125 | 120 | 55144 | STK1 | 55144_G_U1 | 78666 | 65 | R63-0083
48213 |  | Texas | Henderson | 4863311 | 29419513 | 28185512 | 2 | 000005 | 000005 | TRINIDAD STEAM ELEC STATION | 0.7293 | 0.0982 | 16 | 2 | 400 |  | 35 | 221122 | -96.1022 | 32.1239 | 19.9 | R63-0087 | 125 | 160 |  |  | 3507_G_D2 | 75163 |  | R63-0087
48213 |  | Texas | Henderson | 4863311 | 29419613 | 28185712 | 2 | 000004 | 000004 | TRINIDAD STEAM ELEC STATION | 0.7293 | 0.0982 | 16 | 2 | 400 |  | 35 | 221122 | -96.1022 | 32.1239 | 19.9 | R63-0087 | 125 | 160 |  |  | 3507_G_D1 | 75163 |  | R63-0087
48213 |  | Texas | Henderson | 4863311 | 29419713 | 28185612 | 2 | 000003 | 000003 | TRINIDAD STEAM ELEC STATION | 101.638 | 0.3079 | 175 | 16 | 250 |  | 37.8 | 221122 | -96.1011 | 32.1244 | 2430 |  | 125 | 100 | 3507 | 9 | 3507_B_9 | 75163
48215 |  | Texas | Hidalgo | 4846411 | 29655013 | 28420812 | 86 | 000003 | 000002 | MAGIC VALLEY GENERATING STATION | 225.61 | 3.97 | 125 | 21 | 300 |  | 57.6 | 221122 | -98.1899 | 26.3397 | 2050 | R63-0083 | 125 | 120 | 55123 | CTG-2 | 55123_B_CTG-2 | 78539 | 65 | R63-0083
48215 |  | Texas | Hidalgo | 4846411 | 29655213 | 28420712 | 86 | 000001 | 000001 | MAGIC VALLEY GENERATING STATION | 232.68 | 4.11 | 125 | 21 | 300 |  | 57.6 | 221122 | -98.1911 | 26.3398 | 2050 | R63-0083 | 125 | 120 | 55123 | CTG-1 | 55123_G_CTG1 | 78539 | 65 | R63-0083
48215 |  | Texas | Hidalgo | 6141711 | 15926013 | 15545312 | 87 | 000001 | 000001 | HIDALGO ENERGY CENTER | 162.26 | 2.8 | 174 | 18 | 200 |  | 73 | 221122 | -98.175 | 26.3417 | 1950 | R63-0083 | 125 | 120 | 7762 | HRSG1 | 55545_G_CTG1 | 78539 |  | R63-0083
48215 |  | Texas | Hidalgo | 6141711 | 15926513 | 15545812 | 87 | 000002 | 000002 | HIDALGO ENERGY CENTER | 159.33 | 2.9 | 174 | 18 | 200 |  | 73 | 221122 | -98.1751 | 26.3412 | 599 | R63-0083 | 125 | 120 | 7762 | HRSG2 | 55545_G_CTG2 | 78539 |  | R63-0083
48215 |  | Texas | Hidalgo | 7908611 | 2580413 | 2488012 | 84 | 000002 | 000005 | FRONTERA ENERGY SERVICES | 69.6254 | 2.3 | 150 | 18.75 | 570 |  | 50 | 221122 | -98.3995 | 26.2082 | 1870 | R63-0083 | 125 | 160 | 55098 | 2 | 55098_G_GEN2 | 78572 |  | R63-0083
48215 |  | Texas | Hidalgo | 7908611 | 2580513 | 2488112 | 84 | 000001 | 000001 | FRONTERA ENERGY SERVICES | 201.883 | 3 | 150 | 18.75 | 570 |  | 50 | 221122 | -98.3996 | 26.2078 | 1870 | R63-0083 | 125 | 160 | 55098 | 1 | 55098_G_GEN1 | 78572 |  | R63-0083
48221 |  | Texas | Hood | 6153011 | 16225813 | 15826612 | 1 | 000003 | 000003 | DECORDOVA STEAM ELECTRIC STATION | 34.8401 | 0.097 | 60 | 11.59 | 570 |  | 77.7 | 221122 | -97.6981 | 32.4036 | 1140 | R63-0083 | 125 | 120 | 8063 | CT3 | 8063_G_CT3 | 76048 |  | R63-0083
48221 |  | Texas | Hood | 6153011 | 16225913 | 15826112 | 1 | 000004 | 000004 | DECORDOVA STEAM ELECTRIC STATION | 35.6617 | 0.0353 | 60 | 11.59 | 570 |  | 77.7 | 221122 | -97.6978 | 32.4036 | 1140 | R63-0083 | 125 | 120 | 8063 | CT4 | 8063_G_CT4 | 76048 |  | R63-0083
48221 |  | Texas | Hood | 6153011 | 16226213 | 15826512 | 1 | 000001 | 000001 | DECORDOVA STEAM ELECTRIC STATION | 41.9216 | 0.035 | 60 | 11.59 | 570 |  | 77 | 221122 | -97.6986 | 32.4033 | 1140 | R63-0083 | 125 | 120 | 8063 | CT1 | 8063_G_CT1 | 76048 |  | R63-0083
48221 |  | Texas | Hood | 6153011 | 16226313 | 15826912 | 1 | 000002 | 000002 | DECORDOVA STEAM ELECTRIC STATION | 37.5154 | 0.0328 | 60 | 22.8 | 700 |  | 77 | 221122 | -97.6983 | 32.4036 | 1140 | R63-0083 | 125 | 120 | 8063 | CT2 | 8063_G_CT2 | 76048 |  | R63-0083
48221 |  | Texas | Hood | 9116611 | 57528013 | 51534712 | 690 | 000001 | 000001 | WOLF HOLLOW I | 173.206 | 2.6334 | 175 | 18.5 | 500 |  | 45.8 | 221122 | -97.7321 | 32.3339 | 2420 | R63-0083 | 125 | 120 | 55139 | CTG1 | 55139_G_CTG1 | 76048 | 65 | R63-0083
48221 |  | Texas | Hood | 9116611 | 57528113 | 51616012 | 690 | 000002 | 000002 | WOLF HOLLOW I | 195.854 | 3.1059 | 175 | 18.5 | 500 |  | 45.8 | 221122 | -97.7312 | 32.3343 | 2420 | R63-0083 | 125 | 120 | 55139 | CTG2 | 55139_G_CTG2 | 76048 | 65 | R63-0083
48227 |  | Texas | Howard | 5649311 | 19944613 | 19290912 | 16 | 000001 | 000001 | BIG SPRING COGENERATION | 54.4 | 0.1 | 90 | 14 | 300 |  | 46 | 221122 | -101.4222 | 32.2732 | 917 | R63-0083 | 125 | 120 | 52176 | 1 | 52176_G_GEN1 | 79721 | 213 | R63-0083
48227 |  | Texas | Howard | 5649311 | 19944913 | 19290812 | 16 | 000003 | 000003 | BIG SPRING COGENERATION | 0.4769 | 0.0071 | 14 | 1 | 200 |  | 75 | 221122 | -101.4223 | 32.2729 | 13.6 |  | 125 | 160 |  |  | 52176_G_GEN3 | 79721
48227 |  | Texas | Howard | 5649311 | 19945013 | 19290412 | 16 | 000002 | 000002 | BIG SPRING COGENERATION | 53.8 | 0.2 | 90 | 14 | 300 |  | 82 | 221122 | -101.4222 | 32.2734 | 917 | R63-0083 | 125 | 120 | 52176 | 2 | 52176_G_GEN2 | 79721 | 213 | R63-0083
48231 |  | Texas | Hunt | 5655711 | 19719713 | 19053012 | 9 | 000001 | 000001 | POWER LANE STEAM PLANT | 13.7 | 0.7844 | 70 | 8 | 300 |  | 47 | 221122 | -96.1268 | 33.1704 | 550 |  | 125 | 100 | 4195 | 3 | 4195_B_3 | 75401
48231 |  | Texas | Hunt | 5655711 | 19719813 | 19053112 | 9 | 000002 | 000002 | POWER LANE STEAM PLANT | 15.9432 | 0.141 | 48 | 7 | 300 |  | 47 | 221122 | -96.1267 | 33.1707 | 269 |  | 125 | 100 | 4195 | 1 | 4195_B_1 | 75401
48231 |  | Texas | Hunt | 5655711 | 19719913 | 19052712 | 9 | 000003 | 000003 | POWER LANE STEAM PLANT | 10.3 | 0.0798 | 51 | 7 | 300 |  | 47 | 221122 | -96.1268 | 33.1706 | 350 |  | 125 | 100 | 4195 | 2 | 4195_B_2 | 75401
48233 |  | Texas | Hutchinson | 6157411 | 15892713 | 15510512 | 7 | 000003 | 000003 | RIVERVIEW PLANT | 55.0773 | 0.5852 | 49 | 6 | 861 |  | 81 | 221122 | -101.4117 | 35.7126 | 28 | R63-0083 | 125 | 120 |  |  | 3487_G_6 | 79007 |  | R63-0083
48233 |  | Texas | Hutchinson | 7910111 | 2570213 | 2478612 | 41 | 000003 | 000003 | BLACKHAWK POWER PLANT | 233.6 | 29.1 | 130 | 18 | 500 |  | 65 | 221122 | -101.3601 | 35.6964 | 1300 | R63-0083 | 125 | 120 | 55064 | 001 | 55064_G_UNT1 | 79007 | 65 | R63-0083
48233 |  | Texas | Hutchinson | 7910111 | 2570413 | 2478512 | 41 | 000005 | 000004 | BLACKHAWK POWER PLANT | 242.9 | 27.3 | 130 | 18 | 500 |  | 65 | 221122 | -101.3597 | 35.6962 | 1300 | R63-0083 | 125 | 120 | 55064 | 002 | 55064_G_UNT2 | 79007 | 65 | R63-0083
48237 |  | Texas | Jack | 13385011 | 71003913 | 65283812 | 658 | 000001 | 000001 | JACK COUNTY GENERATION FACILITY | 83.92 | 3.14 | 165 | 18 | 500 |  | 69 | 221122 | -97.9574 | 33.1011 | 2980 |  | 125 | 120 | 55230 | CT-1 | 55230_G_CT-1 | 76426 | 65
48237 |  | Texas | Jack | 13385011 | 71004013 | 65283812 | 658 | 000002 | 000001 | JACK COUNTY GENERATION FACILITY | 6.07 | 0.23 | 165 | 18 | 500 |  | 69 | 221122 | -97.9574 | 33.1011 |  |  | 125 | 100 |  |  | 55230_B_CT3a | 76426
48237 |  | Texas | Jack | 13385011 | 71004113 | 65285412 | 658 | 000003 | 000002 | JACK COUNTY GENERATION FACILITY | 82.85 | 3.08 | 165 | 18 | 500 |  | 68 | 221122 | -97.9574 | 33.1007 | 2980 |  | 125 | 120 | 55230 | CT-2 | 55230_G_CT-2 | 76426 | 65
48237 |  | Texas | Jack | 13385011 | 71004213 | 65285412 | 658 | 000004 | 000002 | JACK COUNTY GENERATION FACILITY | 6.23 | 0.23 | 165 | 18 | 500 |  | 68 | 221122 | -97.9574 | 33.1007 |  |  | 125 | 100 |  |  | 55230_B_CT3i | 76426
48237 |  | Texas | Jack | 13385011 | 71004413 | 65285212 | 658 | 000006 | 000013 | JACK COUNTY GENERATION FACILITY | 0.57 | 0.1 | 50 | 2.66 | 400 |  | 40 | 221122 | -97.9568 | 33.1013 |  |  | 125 | 100 |  |  | 55230_B_CT3j | 76426
48237 |  | Texas | Jack | 13385011 | 71004513 | 65284012 | 658 | 000007 | 000014 | JACK COUNTY GENERATION FACILITY | 0.15 | 0.01 | 14 | 0.3 | 1000 |  | 81 | 221122 | -97.9578 | 33.1016 |  |  | 125 | 160 |  |  | 55230_B_CT3h | 76426
48237 |  | Texas | Jack | 13385011 | 71004613 | 65285912 | 658 | 000008 | 000015 | JACK COUNTY GENERATION FACILITY | 0.14 | 0.01 | 20 | 0.3 | 1000 |  | 48 | 221122 | -97.9573 | 33.1014 |  |  | 125 | 160 |  |  | 55230_B_CT3g | 76426
48237 |  | Texas | Jack | 13385011 | 99310113 | 96229512 | 658 | 000018 | 000025 | JACK COUNTY GENERATION FACILITY | 0.15 | 0.02 | 50 | 2.66 | 400 |  | 40 | 221122 | -97.9573 | 33.1032 |  |  | 125 | 100 |  |  | 55230_B_CT3f | 76426
48237 |  | Texas | Jack | 13385011 | 99310413 | 96230312 | 658 | 000021 | 000033 | JACK COUNTY GENERATION FACILITY | 48.39 | 1.39 | 165 | 18 | 500 |  | 69 | 221122 | -97.9572 | 33.1027 |  |  | 125 | 120 | 55230 | CT-3 | 55230_B_CT3e | 76426 | 65
48237 |  | Texas | Jack | 13385011 | 99310513 | 96230412 | 658 | 000022 | 000034 | JACK COUNTY GENERATION FACILITY | 56.86 | 1.2 | 165 | 18 | 500 |  | 69 | 221122 | -97.9572 | 33.1023 |  |  | 125 | 120 | 55230 | CT-4 | 55230_B_CT4 | 76426 | 65
48237 |  | Texas | Jack | 13385011 | 99310613 | 96229812 | 658 | 000023 | 000028 | JACK COUNTY GENERATION FACILITY | 0.57 | 0.1 | 20 | 0.3 | 1000 |  | 48 | 221122 | -97.9573 | 33.1031 |  |  | 125 | 160 |  |  | 55230_B_CT3d | 76426
48237 |  | Texas | Jack | 13385011 | 99311113 | 96230312 | 658 | 000028 | 000033 | JACK COUNTY GENERATION FACILITY | 1.72 | 0.05 | 165 | 18 | 500 |  | 69 | 221122 | -97.9572 | 33.1027 |  |  | 125 | 100 |  |  | 55230_B_CT3c | 76426
48237 |  | Texas | Jack | 13385011 | 99311213 | 96230412 | 658 | 000029 | 000034 | JACK COUNTY GENERATION FACILITY | 4.33 | 0.09 | 165 | 18 | 500 |  | 69 | 221122 | -97.9572 | 33.1023 |  |  | 125 | 100 |  |  | 55230_B_CT3b | 76426
48251 |  | Texas | Johnson | 6364211 | 15353013 | 15020712 | 34 | 000001 | 000001 | JOHNSON COUNTY GENERATION FACILITY | 162.9 | 3.8 | 132 | 10 | 300 |  | 60 | 221122 | -97.4086 | 32.3993 | 1950 | R63-0083 | 125 | 120 | 54817 | EAST | 54817_B_EAST | 76031 | 65 | R63-0083
48251 |  | Texas | Johnson | 6364211 | 15353213 | 15020712 | 34 | 000003 | 000001 | JOHNSON COUNTY GENERATION FACILITY | 5.61 | 0.13 | 132 | 10 | 300 |  | 60 | 221122 | -97.4086 | 32.3993 | 375 |  | 125 | 100 |  |  | 54817_G_ST-1 | 76031 | 65
48257 |  | Texas | Kaufman | 9146511 | 57544813 | 51482712 | 680 | 000001 | 000001 | FORNEY ELECTRIC GENERATING FACILITY | 161.834 | 3.1855 | 142 | 20 | 500 |  | 54 | 221122 | -96.4908 | 32.7576 | 550 | R63-0083 | 125 | 120 | 55480 | U1 | 55480_G_U1 | 75126 |  | R63-0083
48257 |  | Texas | Kaufman | 9146511 | 57544913 | 51588912 | 680 | 000002 | 000002 | FORNEY ELECTRIC GENERATING FACILITY | 172.31 | 3.2642 | 142 | 20 | 500 |  | 54 | 221122 | -96.4909 | 32.7573 | 550 | R63-0083 | 125 | 120 | 55480 | U2 | 55480_G_U2 | 75126 |  | R63-0083
48257 |  | Texas | Kaufman | 9146511 | 57545013 | 51665112 | 680 | 000003 | 000003 | FORNEY ELECTRIC GENERATING FACILITY | 171.578 | 3.2176 | 142 | 20 | 500 |  | 54 | 221122 | -96.4911 | 32.757 | 550 | R63-0083 | 125 | 120 | 55480 | U3 | 55480_G_U3 | 75126 |  | R63-0083
48257 |  | Texas | Kaufman | 9146511 | 57545113 | 51720712 | 680 | 000004 | 000004 | FORNEY ELECTRIC GENERATING FACILITY | 160.249 | 3.0675 | 142 | 20 | 500 |  | 54 | 221122 | -96.4914 | 32.7563 | 550 | R63-0083 | 125 | 120 | 55480 | U4 | 55480_G_U4 | 75126 |  | R63-0083
48257 |  | Texas | Kaufman | 9146511 | 57545213 | 51773412 | 680 | 000005 | 000005 | FORNEY ELECTRIC GENERATING FACILITY | 169.672 | 3.101 | 142 | 20 | 500 |  | 54 | 221122 | -96.4916 | 32.756 | 550 | R63-0083 | 125 | 120 | 55480 | U5 | 55480_G_U5 | 75126 |  | R63-0083
48257 |  | Texas | Kaufman | 9146511 | 57545313 | 51823412 | 680 | 000006 | 000006 | FORNEY ELECTRIC GENERATING FACILITY | 154.491 | 3.04 | 142 | 20 | 500 |  | 54 | 221122 | -96.4918 | 32.7557 | 550 | R63-0083 | 125 | 120 | 55480 | U6 | 55480_G_U6 | 75126 |  | R63-0083
48277 |  | Texas | Lamar | 6431011 | 16595113 | 16141612 | 13 | 000002 | 000002 | PARIS GENERATION | 99 | 0.463 | 90 | 14 | 500 |  | 55 | 221122 | -95.5575 | 33.6972 | 973 | R63-0083 | 125 | 120 | 50109 | HRSG2 | 50109_G_GEN2 | 75460 | 213 | R63-0083
48277 |  | Texas | Lamar | 6431011 | 16595313 | 16141512 | 13 | 000001 | 000001 | PARIS GENERATION | 92.6 | 0.4719 | 90 | 14 | 500 |  | 57 | 221122 | -95.5575 | 33.6969 | 973 | R63-0083 | 125 | 120 | 50109 | HRSG1 | 50109_G_GEN1 | 75460 | 28 | R63-0083
48277 |  | Texas | Lamar | 6431011 | 16595413 | 16141312 | 13 | 000006 | 000006 | PARIS GENERATION | 0.1075 | 0.0166 | 14 | 1 | 500 |  | 88 | 221122 | -95.5578 | 33.6974 | 17.5 | R63-0087 | 125 | 160 |  |  | 50109_G_GEN3 | 75460 |  | R63-0087
48277 |  | Texas | Lamar | 7910611 | 2567413 | 2475712 | 20 | 000004 | 000004 | PARIS GENERATING STATION | 114.367 | 2.1119 | 130 | 9 | 300 |  | 58 | 221122 | -95.5897 | 33.6307 | 1700 | R63-0083 | 125 | 120 | 55097 | 4 | 55097_G_CTG4 | 75460 |  | R63-0083
48277 |  | Texas | Lamar | 7910611 | 2567513 | 2476012 | 20 | 000003 | 000003 | PARIS GENERATING STATION | 101.523 | 2.0775 | 130 | 9 | 300 |  | 58 | 221122 | -95.5898 | 33.6311 | 1700 | R63-0083 | 125 | 120 | 55097 | 3 | 55097_G_CTG3 | 75460 |  | R63-0083
48277 |  | Texas | Lamar | 7910611 | 2567613 | 2475812 | 20 | 000001 | 000001 | PARIS GENERATING STATION | 147.809 | 2.7866 | 130 | 9 | 300 |  | 57.7 | 221122 | -95.5898 | 33.6322 | 1700 | R63-0083 | 125 | 160 | 55097 | 1 | 55097_G_CTG1 | 75460 |  | R63-0083
48277 |  | Texas | Lamar | 7910611 | 2567713 | 2476112 | 20 | 000002 | 000002 | PARIS GENERATING STATION | 132.64 | 2.5855 | 130 | 9 | 300 |  | 59.2 | 221122 | -95.5898 | 33.6318 | 1700 | R63-0083 | 125 | 120 | 55097 | 2 | 55097_G_CTG2 | 75460 |  | R63-0083
48277 |  | Texas | Lamar | 7910611 | 2567813 | 2475612 | 20 | 000007 | 000006 | PARIS GENERATING STATION | 0.2371 | 0.0799 | 20 | 1 | 700 |  | 50 | 221122 | -95.5891 | 33.6322 | 202 | R63-0087 | 125 | 160 |  |  | 55097_G_STG1 | 75460 |  | R63-0087
48277 |  | Texas | Lamar | 7910611 | 2567913 | 2475912 | 20 | 000008 | 000007 | PARIS GENERATING STATION | 0.1217 | 0.008 | 14 | 0.67 | 708 |  | 35 | 221122 | -95.5899 | 33.6332 | 0.76 | R63-0087 | 125 | 160 |  |  | 55097_G_STG2 | 75460 |  | R63-0087
48279 |  | Texas | Lamb | 4930011 | 30286413 | 29064112 | 18 | 000002 | 000002 | TOLK STATION | 3056.39 | 9270.14 | 400 | 22.5 | 250 |  | 80 | 221122 | -102.575 | 34.1799 | 5850 | R63-0142 | 125 | 100 | 6194 | 172B | 6194_B_172B | 79347 | 127 | R63-0142
48279 |  | Texas | Lamb | 4930011 | 30286513 | 29063312 | 18 | 000001 | 000001 | TOLK STATION | 3910.56 | 10536.4 | 273 | 22.5 | 250 |  | 90 | 221122 | -102.575 | 34.1799 | 5890 | R63-0142 | 125 | 100 | 6194 | 171B | 6194_B_171B | 79347 | 127 | R63-0142
48279 |  | Texas | Lamb | 4946011 | 30118513 | 28896412 | 4 | 000003 | 000003 | PLANT X POWER PLANT | 258.1 | 0.5 | 85 | 10.88 | 300 |  | 30.1 | 221122 | -102.4113 | 34.1664 | 671 |  | 125 | 100 | 3485 | 111B | 3485_B_111B | 79312
48279 |  | Texas | Lamb | 4946011 | 30118713 | 28896612 | 4 | 000001 | 000001 | PLANT X POWER PLANT | 72.25 | 0.35 | 153 | 9.92 | 275 |  | 30.8 | 221122 | -102.4102 | 34.1663 | 1120 |  | 125 | 100 | 3485 | 113B | 3485_B_113B | 79312
48279 |  | Texas | Lamb | 4946011 | 30118713 | 28896812 | 4 | 000001 | 000006 | PLANT X POWER PLANT | 72.25 | 0.35 | 151 | 9.94 | 275 |  | 30.8 | 221122 | -102.41 | 34.1663 | 1120 |  | 125 | 100 | 3485 | 113B | 3485_B_113B | 79312
48279 |  | Texas | Lamb | 4946011 | 30118813 | 28896312 | 4 | 000006 | 000008 | PLANT X POWER PLANT | 460.5 | 2.5 | 144 | 9.94 | 275 |  | 45.8 | 221122 | -102.41 | 34.1663 | 2170 |  | 125 | 100 | 3485 | 114B | 3485_B_114B | 79312
48279 |  | Texas | Lamb | 4946011 | 30119113 | 28896712 | 4 | 000004 | 000005 | PLANT X POWER PLANT | 48.9 | 0.35 | 147 | 11 | 275 |  | 28.5 | 221122 | -102.4108 | 34.1664 | 1280 |  | 125 | 100 | 3485 | 112B | 3485_B_112B | 79312
48279 |  | Texas | Lamb | 4946011 | 30119113 | 28897012 | 4 | 000004 | 000004 | PLANT X POWER PLANT | 48.9 | 0.35 | 147 | 11 | 275 |  | 28.5 | 221122 | -102.4105 | 34.1663 | 1280 |  | 125 | 100 | 3485 | 112B | 3485_B_112B | 79312
48293 |  | Texas | Limestone | 5650511 | 19919113 | 19266412 | 10 | 000003 | 000003 | LIMESTONE ELECTRIC GENERATION STATION | 7371.47 | 13412.7 | 450 | 26.9 | 250 |  | 89.9 | 221122 | -96.253 | 31.4237 | 7860 | R63-0142 | 125 | 100 | 298 | LIM2 | 298_B_LIM2 | 75846 | 42 | R63-0142
48293 |  | Texas | Limestone | 5650511 | 19920713 | 19263212 | 10 | 000002 | 000002 | LIMESTONE ELECTRIC GENERATION STATION | 6718.78 | 11480.9 | 450 | 26.9 | 250 |  | 89.9 | 221122 | -96.2527 | 31.4226 | 7860 | R63-0142 | 125 | 100 | 298 | LIM1 | 298_B_LIM1 | 75846 | 42 | R63-0142
48299 |  | Texas | Llano | 5655011 | 19733613 | 19065712 | 2 | 000001 | 000001 | TC FERGUSON POWER PLANT | 212.8 | 1.3 | 184 | 20 | 275 |  | 36 | 221122 | -98.3705 | 30.5576 | 4400 |  | 125 | 100 | 4937 | 1 | 4937_B_1 | 78654
48303 |  | Texas | Lubbock | 4030611 | 35354513 | 33576812 | 3 | 000002 | 000002 | JONES STATION POWER PLANT | 436 | 3.2858 | 171 | 12 | 275 |  | 47 | 221122 | -101.7399 | 33.5238 | 2610 |  | 125 | 100 | 3482 | 152B | 3482_B_152B | 79401
48303 |  | Texas | Lubbock | 4030611 | 35354613 | 33576712 | 3 | 000001 | 000001 | JONES STATION POWER PLANT | 579.3 | 3.2098 | 171 | 12 | 275 |  | 47 | 221122 | -101.7393 | 33.5239 | 2610 |  | 125 | 100 | 3482 | 151B | 3482_B_151B | 79401
48303 |  | Texas | Lubbock | 5655211 | 19730513 | 19064712 | 1 | 000001 | 000011 | COOKE STATION 2 | 12.0565 | 0.1281 | 30 | 12.4 | 500 |  | 50 | 221122 | -101.7908 | 33.5213 | 42.7 | R63-0083 | 125 | 120 |  |  | 3602_G_GT1 | 79457 |  | R63-0083
48303 |  | Texas | Lubbock | 5655211 | 19730613 | 19064312 | 1 | 000007 | 000008 | COOKE STATION 2 | 134.5 | 0.5 | 70 | 10 | 300 |  | 70 | 221122 | -101.7907 | 33.5211 | 680 |  | 125 | 100 | 3602 | 2 | 3602_B_2 | 79457
48303 |  | Texas | Lubbock | 5655211 | 19730813 | 19064512 | 1 | 000003 | 000003 | COOKE STATION 2 | 37.9038 | 0.4027 | 35 | 13.5 | 500 |  | 50 | 221122 | -101.791 | 33.5212 | 68.3 | R63-0083 | 125 | 120 |  |  | 3602_G_GT3 | 79457 |  | R63-0083
48303 |  | Texas | Lubbock | 5655211 | 19730913 | 19064612 | 1 | 000006 | 000007 | COOKE STATION 2 | 99 | 0.4 | 100 | 7.6 | 300 |  | 56 | 221122 | -101.7908 | 33.5213 | 660 |  | 125 | 100 | 3602 | 1 | 3602_B_1 | 79457
48303 |  | Texas | Lubbock | 5655211 | 19731113 | 19064212 | 1 | 000002 | 000009 | COOKE STATION 2 | 23.7491 | 0.2523 | 30 | 12.4 | 500 |  | 50 | 221122 | -101.7907 | 33.5211 | 63.1 | R63-0083 | 125 | 120 |  |  | 3602_G_GT2 | 79457 |  | R63-0083
48303 |  | Texas | Lubbock | 5655311 | 19730013 | 19064112 | 2 | 000003 | 000008 | MASSENGALE STATION | 7.169 | 0.0154 | 50 | 7 | 280 |  | 34 | 221122 | -101.8411 | 33.6034 | 263 |  | 125 | 100 |  |  | 3604_G_6A | 79457
48303 |  | Texas | Lubbock | 5655311 | 19730413 | 19063812 | 2 | 000005 | 000007 | MASSENGALE STATION | 49.8 | 0.7 | 75 | 10 | 350 |  | 68 | 221122 | -101.8411 | 33.6036 | 1130 | R63-0083 | 125 | 120 | 3604 | GT1 | 3604_G_8 | 79457 | 65 | R63-0083
48309 |  | Texas | McLennan | 4016711 | 35429613 | 33653112 | 3 | 000004 | 000005 | LAKE CREEK STEAM ELECTRIC STATION | 0.0049 | 0.0002 | 16 | 2.5 | 400 |  | 35 | 221122 | -96.9865 | 31.4646 | 19.9 | R63-0087 | 125 | 160 |  |  | 3502_G_D1 | 76701 |  | R63-0087
48309 |  | Texas | McLennan | 4016711 | 35429813 | 33653012 | 3 | 000006 | 000007 | LAKE CREEK STEAM ELECTRIC STATION | 0.0049 | 0.0002 | 16 | 2.5 | 400 |  | 35 | 221122 | -96.9864 | 31.4646 | 19.9 | R63-0087 | 125 | 160 |  |  | 3502_G_D3 | 76701 |  | R63-0087
48315 |  | Texas | Marion | 5613211 | 22159813 | 21257112 | 1 | 000001 | 000001 | WILKES POWER PLANT | 430.2 | 1.7 | 162 | 15 | 264 |  | 63 | 221122 | -94.5478 | 32.8482 | 3050 |  | 125 | 100 | 3478 | 2 | 3478_B_2 | 75630
48315 |  | Texas | Marion | 5613211 | 22160013 | 21256812 | 1 | 000002 | 000002 | WILKES POWER PLANT | 383.1 | 1.7 | 162 | 15 | 264 |  | 63 | 221122 | -94.5477 | 32.8486 | 3050 |  | 125 | 100 | 3478 | 3 | 3478_B_3 | 75630
48315 |  | Texas | Marion | 5613211 | 22160113 | 21256912 | 1 | 000003 | 000003 | WILKES POWER PLANT | 270.8 | 2.8 | 161 | 8.12 | 264 |  | 51 | 221122 | -94.5482 | 32.8478 | 1560 |  | 125 | 100 | 3478 | 1 | 3478_B_1 | 75630
48331 |  | Texas | Milam | 13408411 | 90269113 | 86230212 | 12 | 000001 | 000001 | SANDOW 5 GENERATING PLANT | 690.71 | 811.196 | 335 | 16 | 162 |  | 75 | 221122 | -97.0605 | 30.5674 | 2960 |  | 125 | 100 | 52071 | 5A | 52071_B_5A | 76567 | 99
48331 |  | Texas | Milam | 13408411 | 90269213 | 86230312 | 12 | 000002 | 000002 | SANDOW 5 GENERATING PLANT | 594.957 | 737.115 | 335 | 16 | 162 |  | 75 | 221122 | -97.061 | 30.5672 | 2960 |  | 125 | 100 | 52071 | 5B | 52071_B_5B | 76567 | 99
48331 |  | Texas | Milam | 4204811 | 35746613 | 34035712 | 5 | 000015 | 000016 | SANDOW STEAM ELECTRIC STATION | 1291.72 | 24599.7 | 400 | 21.5 | 180 |  | 98 | 221122 | -97.0631 | 30.5658 | 6900 | R63-0142 | 125 | 100 | 6648 | 4 | 6648_B_4 | 76567 | 207 | R63-0142
48335 |  | Texas | Mitchell | 4204911 | 35744713 | 34034312 | 1 | 000008 | 000010 | MORGAN CREEK STEAM ELECTRIC STATION | 30.2788 | 0.0038 | 60 | 20 | 1000 |  | 100 | 221122 | -100.9131 | 32.3336 | 1090 | R63-0083 | 125 | 120 | 3492 | CT3 | 3492_G_CT3 | 79512 |  | R63-0083
48335 |  | Texas | Mitchell | 4204911 | 35744813 | 34033512 | 1 | 000010 | 000012 | MORGAN CREEK STEAM ELECTRIC STATION | 29.8387 | 0.0061 | 60 | 20 | 1000 |  | 100 | 221122 | -100.9133 | 32.3325 | 1090 | R63-0083 | 125 | 160 | 3492 | CT5 | 3492_G_CT5 | 79512 |  | R63-0083
48335 |  | Texas | Mitchell | 4204911 | 35744913 | 34032912 | 1 | 000007 | 000009 | MORGAN CREEK STEAM ELECTRIC STATION | 28.9849 | 0.2103 | 60 | 20 | 1000 |  | 100 | 221122 | -100.9128 | 32.3339 | 1090 | R63-0083 | 125 | 120 | 3492 | CT2 | 3492_G_CT2 | 79512 |  | R63-0083
48335 |  | Texas | Mitchell | 4204911 | 35745013 | 34033112 | 1 | 000009 | 000011 | MORGAN CREEK STEAM ELECTRIC STATION | 29.6288 | 0.0037 | 60 | 20 | 1000 |  | 100 | 221122 | -100.9131 | 32.3328 | 1090 | R63-0083 | 125 | 120 | 3492 | CT4 | 3492_G_CT4 | 79512 |  | R63-0083
48335 |  | Texas | Mitchell | 4204911 | 35745413 | 34034512 | 1 | 000006 | 000008 | MORGAN CREEK STEAM ELECTRIC STATION | 30.1981 | 0.2577 | 60 | 20 | 1000 |  | 100 | 221122 | -100.9128 | 32.3342 | 1090 | R63-0083 | 125 | 120 | 3492 | CT1 | 3492_G_CT1 | 79512 |  | R63-0083
48335 |  | Texas | Mitchell | 4204911 | 35745713 | 34033312 | 1 | 000011 | 000013 | MORGAN CREEK STEAM ELECTRIC STATION | 31.757 | 0.004 | 60 | 20 | 1000 |  | 100 | 221122 | -100.9133 | 32.3322 | 1090 | R63-0083 | 125 | 120 | 3492 | CT6 | 3492_G_CT6 | 79512 |  | R63-0083
48339 |  | Texas | Montgomery | 7910511 | 2568013 | 2476312 | 7 | 000001 | 000001 | LEWIS CREEK PLANT | 92.2 | 3.33 | 189 | 9.5 | 300 |  | 55.3 | 221122 | -95.521 | 30.4355 | 2640 |  | 125 | 100 | 3457 | 1 | 3457_B_1 | 77378 | 65
48339 |  | Texas | Montgomery | 7910511 | 2568113 | 2476212 | 7 | 000002 | 000002 | LEWIS CREEK PLANT | 84.94 | 2.46 | 189 | 9.5 | 300 |  | 55.3 | 221122 | -95.5205 | 30.4357 | 2640 |  | 125 | 100 | 3457 | 2 | 3457_B_2 | 77378 | 65
48341 |  | Texas | Moore | 7651711 | 12177113 | 12092312 | 12 | 000004 | 000002 | MOORE COUNTY POWER PLANT | 38.9 | 0.2 | 97 | 9.57 | 300 |  | 40 | 221122 | -101.8655 | 35.9671 | 636 |  | 125 | 100 | 3483 | 3 | 3483_B_3 | 79086
48343 |  | Texas | Morris | 7652411 | 12174513 | 12089512 | 2 | 000001 | 000001 | LONE STAR POWER PLANT | 92 | 0.1 | 141 | 8 | 300 |  | 30 | 221122 | -94.7227 | 32.9216 | 600 |  | 125 | 100 | 3477 | 1 | 3477_B_1 | 75668
48351 |  | Texas | Newton | 9118811 | 57546613 | 51482412 | 11 | 000001 | 000001 | COTTONWOOD ENERGY CO LP | 81 | 2.8431 | 130 | 18 | 650 |  | 67 | 221122 | -93.7363 | 30.2577 | 1020 | R63-0083 | 125 | 120 | 55358 | CT1 | 55358_G_CT1 | 77614 | 65 | R63-0083
48351 |  | Texas | Newton | 9118811 | 57546713 | 51588512 | 11 | 000002 | 000002 | COTTONWOOD ENERGY CO LP | 84.5 | 2.9385 | 130 | 18 | 650 |  | 67 | 221122 | -93.7361 | 30.2579 | 1020 | R63-0083 | 125 | 120 | 55358 | CT2 | 55358_G_CT2 | 77614 | 65 | R63-0083
48351 |  | Texas | Newton | 9118811 | 57546813 | 51664912 | 11 | 000003 | 000003 | COTTONWOOD ENERGY CO LP | 82.1 | 2.9622 | 130 | 18 | 650 |  | 67 | 221122 | -93.7354 | 30.2585 | 1020 | R63-0083 | 125 | 120 | 55358 | CT3 | 55358_G_CT3 | 77614 | 65 | R63-0083
48351 |  | Texas | Newton | 9118811 | 57546913 | 51720612 | 11 | 000004 | 000004 | COTTONWOOD ENERGY CO LP | 76.3 | 2.8116 | 130 | 18 | 650 |  | 67 | 221122 | -93.7352 | 30.2588 | 1020 | R63-0083 | 125 | 120 | 55358 | CT4 | 55358_G_CT4 | 77614 | 65 | R63-0083
48355 |  | Texas | Nueces | 4189011 | 71384413 | 65627812 | 14 | 000013 | 000014 | NUECES BAY POWER STATION | 52.7 | 2.4 | 180 | 18.6 | 175 |  | 62.6 | 221122 | -97.4197 | 27.8192 |  |  | 125 | 120 | 3441 | 8 | 3441_G_8 | 78412
48355 |  | Texas | Nueces | 4189011 | 71384513 | 65626812 | 14 | 000014 | 000015 | NUECES BAY POWER STATION | 45.6 | 2.4 | 180 | 18.6 | 175 |  | 62.6 | 221122 | -97.4192 | 27.8191 |  |  | 125 | 120 | 3441 | 9 | 3441_G_9 | 78412
48355 |  | Texas | Nueces | 4206511 | 35689413 | 33977912 | 176 | 000001 | 000001 | COGENERATION FACILITY | 194.92 | 3.41 | 180 | 10 | 500 |  | 55.8 | 221122 | -97.4284 | 27.8136 | 1780 | R63-0083 | 125 | 120 | 55206 | CU1 | 55206_G_CT1 | 78407 |  | R63-0083
48355 |  | Texas | Nueces | 4206511 | 35690313 | 33977712 | 176 | 000002 | 000002 | COGENERATION FACILITY | 242.15 | 4.43 | 180 | 10 | 500 |  | 55.8 | 221122 | -97.4279 | 27.8136 | 1780 | R63-0083 | 125 | 120 | 55206 | CU2 | 55206_G_CT2 | 78407 |  | R63-0083
48355 |  | Texas | Nueces | 5611911 | 22180913 | 21285412 | 47 | 000002 | 000002 | BARNEY M DAVIS POWER STATION | 131 | 0.6 | 160 | 15 | 275 |  | 56.8 | 221122 | -97.311 | 27.6067 | 3500 |  | 125 | 100 | 4939 | 1 | 4939_B_1 | 78412
48355 |  | Texas | Nueces | 5611911 | 90278613 | 86238312 | 47 | 000014 | 000014 | BARNEY M DAVIS POWER STATION | 73.4 | 2.4 | 180 | 18.6 | 175 |  | 62.6 | 221122 | -97.3107 | 27.6078 |  |  | 125 | 120 | 4939 | 3 | 4939_G_3c | 78412
48355 |  | Texas | Nueces | 5611911 | 90278713 | 86238412 | 47 | 000015 | 000015 | BARNEY M DAVIS POWER STATION | 68.9 | 2.4 | 180 | 18.6 | 175 |  | 62.6 | 221122 | -97.3103 | 27.6077 |  |  | 125 | 120 | 4939 | 4 | 4939_G_4 | 78412
48355 |  | Texas | Nueces | 5611911 | 90278813 | 86238512 | 47 | 000016 | 000016 | BARNEY M DAVIS POWER STATION | 0.18 | 0.01 | 25 | 1.17 | 788 |  | 182 | 221122 | -97.311 | 27.6083 |  |  | 125 | 160 |  |  | 4939_G_3d | 78412
48355 |  | Texas | Nueces | 5611911 | 90278913 | 86238612 | 47 | 000017 | 000017 | BARNEY M DAVIS POWER STATION | 0.33 | 0.01 | 75 | 4 | 301 |  | 24 | 221122 | -97.3109 | 27.6079 |  |  | 125 | 100 |  |  | 4939_G_3a | 78412
48355 |  | Texas | Nueces | 5611911 | 90279013 | 86238712 | 47 | 000018 | 000018 | BARNEY M DAVIS POWER STATION | 0.01 | 0.01 | 10 | 0.67 | 1036 |  | 87 | 221122 | -97.3099 | 27.6074 |  |  | 125 | 160 |  |  | 4939_G_3b | 78412
48361 |  | Texas | Orange | 5730811 | 21860513 | 20953612 | 7 | 000006 | 000006 | SABINE PLANT | 309 | 2.28 | 400 | 20 | 256 |  | 78 | 221122 | -93.8772 | 30.0223 | 4980 |  | 125 | 100 | 3459 | 5 | 3459_B_5 | 77611
48361 |  | Texas | Orange | 5730811 | 21860813 | 20953412 | 7 | 000004 | 000004 | SABINE PLANT | 339.66 | 1.41 | 187 | 16 | 275 |  | 45 | 221122 | -93.8768 | 30.0233 | 3990 |  | 125 | 100 | 3459 | 3 | 3459_B_3 | 77611
48361 |  | Texas | Orange | 5730811 | 21860813 | 20954112 | 7 | 000004 | 000015 | SABINE PLANT | 339.66 | 1.41 | 187 | 16 | 275 |  | 45 | 221122 | -93.8769 | 30.0231 | 3990 |  | 125 | 100 | 3459 | 3 | 3459_B_3 | 77611
48361 |  | Texas | Orange | 5730811 | 21860913 | 20953212 | 7 | 000005 | 000005 | SABINE PLANT | 1406.41 | 6.48 | 200 | 22 | 245 |  | 66 | 221122 | -93.8774 | 30.0229 | 5410 |  | 125 | 100 | 3459 | 4 | 3459_B_4 | 77611
48361 |  | Texas | Orange | 5730811 | 21861013 | 20952912 | 7 | 000003 | 000003 | SABINE PLANT | 259.1 | 0.86 | 148 | 10.42 | 275 |  | 64 | 221122 | -93.8766 | 30.0234 | 2210 |  | 125 | 100 | 3459 | 2 | 3459_B_2 | 77611
48361 |  | Texas | Orange | 5730811 | 21861013 | 20953712 | 7 | 000003 | 000014 | SABINE PLANT | 259.1 | 0.86 | 148 | 10.42 | 275 |  | 64 | 221122 | -93.8766 | 30.0234 | 2210 |  | 125 | 100 | 3459 | 2 | 3459_B_2 | 77611
48361 |  | Texas | Orange | 5730811 | 21861113 | 20953112 | 7 | 000002 | 000002 | SABINE PLANT | 330.37 | 1.12 | 148 | 10.42 | 275 |  | 64 | 221122 | -93.8763 | 30.0236 | 2210 |  | 125 | 100 | 3459 | 1 | 3459_B_1 | 77611
48361 |  | Texas | Orange | 5730811 | 21861113 | 20953312 | 7 | 000002 | 000013 | SABINE PLANT | 330.37 | 1.12 | 148 | 10.42 | 275 |  | 64 | 221122 | -93.8764 | 30.0236 | 2210 |  | 125 | 100 | 3459 | 1 | 3459_B_1 | 77611
48361 |  | Texas | Orange | 6509111 | 17474413 | 16997612 | 63 | 000001 | 000001 | SRW COGENERATION LTD | 86.237 | 3.9 | 125 | 10 | 300 |  | 53.5 | 221122 | -93.7578 | 30.0553 | 2020 | R63-0083 | 125 | 120 | 55120 | CTG-1 | 55120_G_GT1A | 77630 | 65 | R63-0083
48361 |  | Texas | Orange | 6509111 | 17474813 | 16998112 | 63 | 000002 | 000002 | SRW COGENERATION LTD | 97.026 | 4.2 | 125 | 10 | 300 |  | 53.5 | 221122 | -93.7576 | 30.0551 | 2020 | R63-0083 | 125 | 120 | 55120 | CTG-2 | 55120_G_GT1B | 77630 | 65 | R63-0083
48363 |  | Texas | Palo Pinto | 7926611 | 2549913 | 2460912 | 1 | 000003 | 000003 | RW MILLER PLANT | 125.64 | 0.23 | 145 | 10.5 | 350 |  | 55.1 | 221122 | -98.3094 | 32.6582 | 1180 | R63-0040 | 125 | 100 | 3628 | 2 | 3628_B_2 | 76484 |  | R63-0040
48363 |  | Texas | Palo Pinto | 7926611 | 2550113 | 2461412 | 1 | 000002 | 000002 | RW MILLER PLANT | 42.01 | 0.108 | 66 | 9.9 | 350 |  | 50.6 | 221122 | -98.3092 | 32.6586 | 933 | R63-0040 | 125 | 100 | 3628 | 1 | 3628_B_1 | 76484 |  | R63-0040
48363 |  | Texas | Palo Pinto | 7926611 | 2550213 | 2461012 | 1 | 000005 | 000005 | RW MILLER PLANT | 38.32 | 1.764 | 50 | 12 | 500 |  | 60.6 | 221122 | -98.3114 | 32.6568 | 1510 | R63-0083 | 125 | 120 | 3628 | **4 | 3628_G_4 | 76484 |  | R63-0083
48363 |  | Texas | Palo Pinto | 7926611 | 2550313 | 2461312 | 1 | 000006 | 000006 | RW MILLER PLANT | 35.5 | 1.055 | 50 | 12 | 500 |  | 60.6 | 221122 | -98.3116 | 32.6566 | 1800 | R63-0083 | 125 | 120 | 3628 | **5 | 3628_G_5 | 76484 |  | R63-0083
48363 |  | Texas | Palo Pinto | 7926611 | 2550413 | 2461112 | 1 | 000001 | 000001 | RW MILLER PLANT | 101.33 | 0.44 | 154 | 12.75 | 350 |  | 81.7 | 221122 | -98.3096 | 32.658 | 2180 | R63-0040 | 125 | 100 | 3628 | 3 | 3628_B_3 | 76484 |  | R63-0040
48375 |  | Texas | Potter | 5678011 | 22148913 | 21246112 | 4 | 000005 | 000002 | NICHOLS STATION POWER PLANT | 172.2 | 1 | 160 | 14 | 275 |  | 43 | 221122 | -101.7459 | 35.2831 | 1130 |  | 125 | 100 | 3484 | 142B | 3484_B_142B | 79101
48375 |  | Texas | Potter | 5678011 | 22149313 | 21246412 | 4 | 000006 | 000003 | NICHOLS STATION POWER PLANT | 480.5 | 1.7 | 160 | 17 | 275 |  | 43 | 221122 | -101.7458 | 35.2835 | 2660 |  | 125 | 100 | 3484 | 143B | 3484_B_143B | 79101
48375 |  | Texas | Potter | 5678011 | 22149413 | 21246612 | 4 | 000004 | 000001 | NICHOLS STATION POWER PLANT | 175.2 | 0.9 | 160 | 14 | 275 |  | 43 | 221122 | -101.7459 | 35.2827 | 1120 |  | 125 | 100 | 3484 | 141B | 3484_B_141B | 79101
48375 |  | Texas | Potter | 5745311 | 21837113 | 20929412 | 22 | 000004 | 000010 | HARRINGTON STATION POWER PLANT |  |  | 92 | 0.88 | 85 |  | 55 | 221122 | -101.7485 | 35.2988 | 3770 | R63-0142 | 125 | 100 | 6193 | 061B | 6193_B_061B | 79101 | 127 | R63-0142
48375 |  | Texas | Potter | 5745311 | 21837113 | 20930112 | 22 | 000004 | 000007 | HARRINGTON STATION POWER PLANT | 1558.98 | 5000.46 | 250 | 18.94 | 250 |  | 88.7 | 221122 | -101.748 | 35.299 | 3770 | R63-0142 | 125 | 100 | 6193 | 061B | 6193_B_061B | 79101 | 24 | R63-0142
48375 |  | Texas | Potter | 5745311 | 21837313 | 20928912 | 22 | 000005 | 000008 | HARRINGTON STATION POWER PLANT | 1614.82 | 4542.24 | 300 | 19 | 250 |  | 88.7 | 221122 | -101.7471 | 35.2995 | 3830 | R63-0142 | 125 | 100 | 6193 | 062B | 6193_B_062B | 79101 | 24 | R63-0142
48375 |  | Texas | Potter | 5745311 | 21837313 | 20929612 | 22 | 000005 | 000011 | HARRINGTON STATION POWER PLANT |  |  | 92 | 0.88 | 85 |  | 55 | 221122 | -101.7468 | 35.2996 | 3830 | R63-0142 | 125 | 100 | 6193 | 062B | 6193_B_062B | 79101 | 127 | R63-0142
48375 |  | Texas | Potter | 5745311 | 21837413 | 20929512 | 22 | 000007 | 000012 | HARRINGTON STATION POWER PLANT |  |  | 92 | 0.88 | 85 |  | 55 | 221122 | -101.7461 | 35.2997 | 3870 | R63-0142 | 125 | 100 | 6193 | 063B | 6193_B_063B | 79101 | 127 | R63-0142
48375 |  | Texas | Potter | 5745311 | 21837413 | 20929712 | 22 | 000007 | 000009 | HARRINGTON STATION POWER PLANT | 1620.95 | 5530.47 | 300 | 19 | 250 |  | 88.7 | 221122 | -101.7464 | 35.2996 | 3870 | R63-0142 | 125 | 100 | 6193 | 063B | 6193_B_063B | 79101 | 24 | R63-0142
48395 |  | Texas | Robertson | 13385811 | 71177813 | 65441712 | 8 | 000015 | 000015 | OAK GROVE STEAM ELECTRIC STATION | 2198.68 | 2791.22 | 450 | 32.6 | 138 |  | 56 | 221122 | -96.4885 | 31.181 | 9940 | R63-0142 | 125 | 100 | 6180 | 1 | 6180_B_1 | 77856 | 65 | R63-0142
48395 |  | Texas | Robertson | 13385811 | 91482013 | 88484212 | 8 | 000017 | 000017 | OAK GROVE STEAM ELECTRIC STATION | 1822.58 | 2119.76 | 450 | 32.6 | 138 |  | 56 | 221122 | -96.4891 | 31.1818 | 9650 | R63-0142 | 125 | 100 | 6180 | 2 | 6180_B_2 | 77856 | 65 | R63-0142
48395 |  | Texas | Robertson | 7552911 | 12332013 | 12267612 | 13 | 000021 | 000021 | TWIN OAKS POWER | 774.7 | 2768.2 | 340 | 12.5 | 150 |  | 70 | 221122 | -96.6963 | 31.0929 | 1620 | R63-0142 | 125 | 100 | 7030 | U1 | 7030_B_U1 | 77837 | 119 | R63-0142
48395 |  | Texas | Robertson | 7552911 | 12334713 | 12268412 | 13 | 000017 | 000017 | TWIN OAKS POWER | 944.6 | 3210.4 | 340 | 12.5 | 150 |  | 70 | 221122 | -96.6959 | 31.0932 | 1620 | R63-0142 | 125 | 100 | 7030 | U2 | 7030_B_U2 | 77837 | 119 | R63-0142
48401 |  | Texas | Rusk | 4207311 | 35676013 | 33955512 | 11 | 000008 | 000007 | MARTIN LAKE ELECTRICAL STATION | 4589.74 | 19766.7 | 450 | 23 | 218 |  | 92 | 221122 | -94.5703 | 32.2589 | 8520 | R63-0142 | 125 | 100 | 6146 | 3 | 6146_B_3 | 75691 | 42 | R63-0142
48401 |  | Texas | Rusk | 4207311 | 35676113 | 33957012 | 11 | 000007 | 000006 | MARTIN LAKE ELECTRICAL STATION | 5021.17 | 24436.2 | 450 | 23 | 206 |  | 92 | 221122 | -94.5706 | 32.2597 | 8520 | R63-0142 | 125 | 100 | 6146 | 2 | 6146_B_2 | 75691 | 42 | R63-0142
48401 |  | Texas | Rusk | 4207311 | 35676413 | 33957112 | 11 | 000006 | 000005 | MARTIN LAKE ELECTRICAL STATION | 5570.25 | 24728 | 450 | 23 | 212 |  | 89.4 | 221122 | -94.5711 | 32.2603 | 8520 | R63-0142 | 125 | 100 | 6146 | 1 | 6146_B_1 | 75691 | 42 | R63-0142
48401 |  | Texas | Rusk | 6498311 | 19524013 | 18872212 | 37 | 000006 | 000001 | ELECTRIC POWER GENERATION | 113.067 | 2.3821 | 153 | 4 | 500 |  | 61 | 221122 | -94.6192 | 32.0179 | 1670 | R63-0083 | 125 | 120 | 55132 | OGTDB1 | 55132_G_GTG1 | 75680 |  | R63-0083
48401 |  | Texas | Rusk | 6498311 | 19524513 | 18872312 | 37 | 000007 | 000002 | ELECTRIC POWER GENERATION | 142.37 | 2.6765 | 153 | 4 | 500 |  | 61 | 221122 | -94.6192 | 32.0176 | 1670 | R63-0083 | 125 | 120 | 55132 | OGTDB2 | 55132_G_GTG2 | 75680 |  | R63-0083
48401 |  | Texas | Rusk | 6498311 | 19524613 | 18872612 | 37 | 000008 | 000003 | ELECTRIC POWER GENERATION | 111.236 | 2.308 | 153 | 4 | 500 |  | 61 | 221122 | -94.6192 | 32.0172 | 1670 | R63-0083 | 125 | 120 | 55132 | OGTDB3 | 55132_G_GTG3 | 75680 |  | R63-0083
48409 |  | Texas | San Patricio | 5780011 | 21678213 | 20776512 | 52 | 000001 | 000001 | GREGORY POWER FACILITY | 218.33 | 3.5003 | 199 | 19 | 570 |  | 44.6 | 221121 | -97.2586 | 27.8889 | 2370 | R63-0083 | 125 | 120 | 55086 | 101 | 55086_G_GT1A | 78359 |  | R63-0083
48409 |  | Texas | San Patricio | 5780011 | 21678313 | 20776712 | 52 | 000003 | 000003 | GREGORY POWER FACILITY | 20.4739 | 0.3028 | 199 | 6 | 306 |  | 66 | 221121 | -97.2592 | 27.8886 | 405 | R63-0040 | 125 | 100 |  |  | 55086_G_STG | 78359 |  | R63-0040
48409 |  | Texas | San Patricio | 5780011 | 21678413 | 20776612 | 52 | 000002 | 000002 | GREGORY POWER FACILITY | 190.08 | 3.2817 | 199 | 19 | 570 |  | 44.6 | 221121 | -97.2584 | 27.8885 | 2370 | R63-0083 | 125 | 120 | 55086 | 102 | 55086_G_GT1B | 78359 |  | R63-0083
48439 |  | Texas | Tarrant | 4916711 | 29004713 | 27773112 | 7 | 000011 | 000012 | HANDLEY STEAM ELECTRIC STATION | 10.75 | 0.25 | 184 | 12.5 | 300 |  | 64 | 221122 | -97.2188 | 32.728 | 4070 |  | 125 | 100 | 3491 | 3 | 3491_B_3 | 76002 | 65
48439 |  | Texas | Tarrant | 4916711 | 29004713 | 27773212 | 7 | 000011 | 000013 | HANDLEY STEAM ELECTRIC STATION | 10.75 | 0.25 | 184 | 12.5 | 300 |  | 64 | 221122 | -97.2189 | 32.7281 | 4070 |  | 125 | 100 | 3491 | 3 | 3491_B_3 | 76002 | 65
48439 |  | Texas | Tarrant | 4916711 | 29005213 | 27773512 | 7 | 000004 | 000005 | HANDLEY STEAM ELECTRIC STATION | 18 | 0.7 | 204 | 24.8 | 300 |  | 67 | 221122 | -97.2178 | 32.7269 | 5600 |  | 125 | 100 | 3491 | 5 | 3491_B_5 | 76002 | 65
48439 |  | Texas | Tarrant | 4916711 | 29005413 | 27772912 | 7 | 000003 | 000004 | HANDLEY STEAM ELECTRIC STATION | 17 | 1.9 | 204 | 24.8 | 300 |  | 67 | 221122 | -97.2183 | 32.7275 | 5600 |  | 125 | 100 | 3491 | 4 | 3491_B_4 | 76002 | 65
48449 |  | Texas | Titus | 4036111 | 34165213 | 32628012 | 3 | 000010 | 000010 | MONTICELLO STEAM ELECTRIC STATION | 4281.96 | 14102.6 | 460 | 8 | 178 |  | 87 | 221122 | -95.0378 | 33.0922 | 8300 | R63-0142 | 125 | 100 | 6147 | 3 | 6147_B_3 | 75455 | 42 | R63-0142
48449 |  | Texas | Titus | 4036111 | 34165313 | 32625312 | 3 | 000009 | 000009 | MONTICELLO STEAM ELECTRIC STATION | 2258.77 | 18436.1 | 400 | 21.5 | 356 |  | 81 | 221122 | -95.0378 | 33.0911 | 6300 | R63-0142 | 125 | 100 | 6147 | 2 | 6147_B_2 | 75455 | 127 | R63-0142
48449 |  | Texas | Titus | 4036111 | 34165413 | 32625812 | 3 | 000007 | 000007 | MONTICELLO STEAM ELECTRIC STATION | 2695.06 | 21896.7 | 400 | 21.5 | 356 |  | 81 | 221122 | -95.0372 | 33.0906 | 6300 | R63-0142 | 125 | 100 | 6147 | 1 | 6147_B_1 | 75455 | 127 | R63-0142
48449 |  | Texas | Titus | 4164411 | 33937013 | 32390012 | 5 | 000012 | 000013 | WELSH POWER PLANT | 3730.4 | 8400.7 | 300 | 17 | 300 |  | 160 | 221122 | -94.8458 | 33.0566 | 5100 | R63-0142 | 125 | 100 | 6139 | 1 | 6139_B_1 | 75455 | 99 | R63-0142
48449 |  | Texas | Titus | 4164411 | 33937413 | 32390712 | 5 | 000011 | 000012 | WELSH POWER PLANT | 3327.1 | 8385.7 | 300 | 17 | 250 |  | 160 | 221122 | -94.8458 | 33.0566 | 5100 | R63-0142 | 125 | 100 | 6139 | 2 | 6139_B_2 | 75455 | 128 | R63-0142
48449 |  | Texas | Titus | 4164411 | 33937713 | 32390312 | 5 | 000010 | 000011 | WELSH POWER PLANT | 4039.4 | 8835.7 | 300 | 17 | 250 |  | 160 | 221122 | -94.8458 | 33.0566 | 5100 | R63-0142 | 125 | 100 | 6139 | 3 | 6139_B_3 | 75455 | 99 | R63-0142
48453 |  | Texas | Travis | 5021711 | 28727413 | 27542112 | 2 | 000026 | 000026 | DECKER CREEK POWER PLANT | 10.06 | 0.02 | 40 | 14 | 500 |  | 25 | 221122 | -97.6119 | 30.3047 | 312 | R63-0083 | 125 | 120 |  |  | 3548_G_GT4 | 78724 | 213 | R63-0083
48453 |  | Texas | Travis | 5021711 | 28727613 | 27542612 | 2 | 000002 | 000002 | DECKER CREEK POWER PLANT | 316.8 | 2.7 | 234 | 10 | 300 |  | 55 | 221122 | -97.6121 | 30.304 | 4170 |  | 125 | 100 | 3548 | 2 | 3548_B_2 | 78724 | 26
48453 |  | Texas | Travis | 5021711 | 28727713 | 27544012 | 2 | 000001 | 000001 | DECKER CREEK POWER PLANT | 358.6 | 3.6 | 177 | 22 | 275 |  | 41 | 221122 | -97.6124 | 30.3034 | 3080 |  | 125 | 100 | 3548 | 1 | 3548_B_1 | 78724
48453 |  | Texas | Travis | 5021711 | 28728313 | 27542212 | 2 | 000025 | 000025 | DECKER CREEK POWER PLANT | 10.06 | 0.02 | 40 | 14 | 500 |  | 25 | 221122 | -97.6123 | 30.3048 | 312 | R63-0083 | 125 | 120 |  |  | 3548_G_GT3 | 78724 | 213 | R63-0083
48453 |  | Texas | Travis | 5021711 | 28729213 | 27543612 | 2 | 000024 | 000024 | DECKER CREEK POWER PLANT | 7.31 | 0.02 | 40 | 14 | 500 |  | 25 | 221122 | -97.612 | 30.3045 | 312 | R63-0083 | 125 | 120 |  |  | 3548_G_GT2 | 78724 | 213 | R63-0083
48453 |  | Texas | Travis | 5021711 | 28729313 | 27543512 | 2 | 000023 | 000023 | DECKER CREEK POWER PLANT | 6.52 | 0.01 | 40 | 14 | 500 |  | 25 | 221122 | -97.6123 | 30.3046 | 312 | R63-0083 | 125 | 120 |  |  | 3548_G_GT1 | 78724 | 213 | R63-0083
48453 |  | Texas | Travis | 9071611 | 57558813 | 51482212 | 343 | 000001 | 000001 | SAND HILL ENERGY CENTER | 5.27 | 0.2 | 85 | 12 | 500 |  | 83.7 | 221122 | -97.6134 | 30.2086 | 468 | R63-0083 | 125 | 120 | 7900 | SH1 | 7900_G_SH1 | 78617 | 65 | R63-0083
48453 |  | Texas | Travis | 9071611 | 57558913 | 51588312 | 343 | 000002 | 000002 | SAND HILL ENERGY CENTER | 5.91 | 0.2 | 85 | 12 | 500 |  | 83.7 | 221122 | -97.6136 | 30.2086 | 468 | R63-0083 | 125 | 120 | 7900 | SH2 | 7900_G_SH2 | 78617 | 65 | R63-0083
48453 |  | Texas | Travis | 9071611 | 57559013 | 51664712 | 343 | 000003 | 000003 | SAND HILL ENERGY CENTER | 6.72 | 0.2 | 85 | 12 | 500 |  | 83.7 | 221122 | -97.6138 | 30.2085 | 468 | R63-0083 | 125 | 120 | 7900 | SH3 | 7900_G_SH3 | 78617 | 65 | R63-0083
48453 |  | Texas | Travis | 9071611 | 57559113 | 51720212 | 343 | 000004 | 000004 | SAND HILL ENERGY CENTER | 4.2 | 0.2 | 85 | 12 | 500 |  | 83.7 | 221122 | -97.614 | 30.2084 | 468 | R63-0083 | 125 | 120 | 7900 | SH4 | 7900_G_SH4 | 78617 | 65 | R63-0083
48453 |  | Texas | Travis | 9071611 | 57559513 | 51646312 | 343 | 000013 | 000012 | SAND HILL ENERGY CENTER | 77.71 | 2.9 | 127 | 19 | 550 |  | 57 | 221122 | -97.6125 | 30.2109 | 2530 | R63-0083 | 125 | 120 | 7900 | SH5 | 7900_B_SH5 | 78617 | 65 | R63-0083
48469 |  | Texas | Victoria | 5863011 | 22230213 | 21345912 | 9 | 000011 | 000011 | SOUTH TEXAS ELECTRIC COOP | 2.9464 | 0.0007 | 11 | 2 | 700 |  | 35 | 221122 | -97.1351 | 28.8923 | 17.2 | R63-0087 | 125 | 160 |  |  | 3631_G_4 | 77976 |  | R63-0087
48469 |  | Texas | Victoria | 5863011 | 22230313 | 21345512 | 9 | 000012 | 000012 | SOUTH TEXAS ELECTRIC COOP | 2.9429 | 0.0007 | 11 | 2 | 700 |  | 35 | 221122 | -97.1352 | 28.8924 | 17.2 | R63-0087 | 125 | 160 |  |  | 3631_G_5 | 77976 |  | R63-0087
48469 |  | Texas | Victoria | 5863011 | 22230513 | 21346112 | 9 | 000003 | 000003 | SOUTH TEXAS ELECTRIC COOP | 5.9414 | 0.0105 | 27 | 10.3 | 500 |  | 9.6 | 221122 | -97.1353 | 28.8925 | 220 | R63-0083 | 125 | 120 |  |  | 3631_G_2 | 77976 |  | R63-0083
48469 |  | Texas | Victoria | 5863011 | 22230613 | 21346312 | 9 | 000001 | 000001 | SOUTH TEXAS ELECTRIC COOP | 0.2457 | 0.0005 | 63 | 8.3 | 300 |  | 35 | 221122 | -97.1353 | 28.8927 | 268 |  | 125 | 100 |  |  | 3631_B_3 | 77976
48469 |  | Texas | Victoria | 5863011 | 22230713 | 21346712 | 9 | 000002 | 000002 | SOUTH TEXAS ELECTRIC COOP | 5.2997 | 0.0093 | 27 | 10.3 | 500 |  | 9.6 | 221122 | -97.1352 | 28.8925 | 220 | R63-0083 | 125 | 120 |  |  | 3631_G_1 | 77976 |  | R63-0083
48475 |  | Texas | Ward | 8515911 | 954213 | 878912 | 4 | 000018 | 000019 | PERMIAN BASIN STEAM ELECTRIC STATION | 116.819 | 0.0307 | 50 | 20 | 700 |  | 70 | 221122 | -102.9592 | 31.5831 | 1060 | R63-0083 | 125 | 120 | 3494 | CT3 | 3494_G_CT5 | 79756 |  | R63-0083
48475 |  | Texas | Ward | 8515911 | 954313 | 878612 | 4 | 000017 | 000018 | PERMIAN BASIN STEAM ELECTRIC STATION | 115.918 | 0.0331 | 50 | 20 | 700 |  | 70 | 221122 | -102.9594 | 31.5831 | 1060 | R63-0083 | 125 | 120 | 3494 | CT2 | 3494_G_CT4 | 79756 |  | R63-0083
48475 |  | Texas | Ward | 8515911 | 954413 | 878712 | 4 | 000016 | 000017 | PERMIAN BASIN STEAM ELECTRIC STATION | 125.982 | 0.0282 | 50 | 20 | 700 |  | 70 | 221122 | -102.9589 | 31.5831 | 1060 | R63-0083 | 125 | 120 | 3494 | CT4 | 3494_G_CT3 | 79756 |  | R63-0083
48475 |  | Texas | Ward | 8515911 | 954513 | 878012 | 4 | 000015 | 000016 | PERMIAN BASIN STEAM ELECTRIC STATION | 96.3406 | 0.0192 | 50 | 12 | 570 |  | 70 | 221122 | -102.9586 | 31.5833 | 1060 | R63-0083 | 125 | 120 | 3494 | CT5 | 3494_G_CT2 | 79756 |  | R63-0083
48475 |  | Texas | Ward | 8515911 | 955213 | 877812 | 4 | 000014 | 000015 | PERMIAN BASIN STEAM ELECTRIC STATION | 159.862 | 0.0309 | 50 | 20 | 700 |  | 70 | 221122 | -102.9597 | 31.5828 | 1060 | R63-0083 | 125 | 120 | 3494 | CT1 | 3494_G_CT1 | 79756 |  | R63-0083
48481 |  | Texas | Wharton | 13392711 | 71581513 | 65798012 | 306 | 000001 | 000001 | COLORADO BEND ENERGY CENTER | 33.9 | 0.34 | 120 | 14 | 223 |  | 84.5 | 221122 | -96.0693 | 29.2859 | 1120 |  | 125 | 120 | 56350 | CT1A | 56350_G_CT1A | 75241 | 65
48481 |  | Texas | Wharton | 13392711 | 71581613 | 65797612 | 306 | 000002 | 000002 | COLORADO BEND ENERGY CENTER | 30.4 | 0.35 | 120 | 14 | 223 |  | 84.5 | 221122 | -96.0688 | 29.2861 | 1120 |  | 125 | 120 | 56350 | CT1B | 56350_G_CT1B | 75241 | 65
48481 |  | Texas | Wharton | 13392711 | 71581813 | 65797912 | 306 | 000004 | 000004 | COLORADO BEND ENERGY CENTER | 34.8 | 0.14 | 120 | 14 | 223 |  | 84.5 | 221122 | -96.0674 | 29.2887 | 1120 |  | 125 | 120 | 56350 | CT2A | 56350_G_CT2A | 75241 | 65
48481 |  | Texas | Wharton | 13392711 | 71581913 | 65798112 | 306 | 000005 | 000005 | COLORADO BEND ENERGY CENTER | 31.3 | 0.13 | 120 | 14 | 223 |  | 84.5 | 221122 | -96.068 | 29.2886 | 1120 |  | 125 | 120 | 56350 | CT2B | 56350_G_CT2B | 75241 | 65
48481 |  | Texas | Wharton | 8516011 | 953713 | 877412 | 49 | 000001 | 000001 | NEWGULF POWER FACILITY | 17.9239 | 0.0631 | 72 | 18.5 | 550 |  | 60 | 221122 | -95.8988 | 29.2641 | 895 | R63-0083 | 125 | 120 | 50137 | 1 | 50137_G_GEN1 | 77462 |  | R63-0083
48485 |  | Texas | Wichita | 5127311 | 25206113 | 24182912 | 27 | 000003 | 000003 | WF COGENERATION PLANT | 10.9212 | 0.0306 | 50 | 7.5 | 300 |  | 46.4 | 221122 | -98.5875 | 33.8608 | 208 | R63-0083 | 125 | 120 |  |  | 50127_G_GTC | 76310 | 61 | R63-0083
48485 |  | Texas | Wichita | 5127311 | 25206213 | 24183012 | 27 | 000002 | 000002 | WF COGENERATION PLANT | 11.9346 | 0.0317 | 50 | 7.5 | 300 |  | 46.4 | 221122 | -98.5875 | 33.8608 | 208 | R63-0083 | 125 | 120 |  |  | 50127_G_GTB | 76310 | 28 | R63-0083
48485 |  | Texas | Wichita | 5127311 | 25206313 | 24183112 | 27 | 000001 | 000001 | WF COGENERATION PLANT | 3.9899 | 0.0116 | 50 | 7.5 | 300 |  | 46.4 | 221122 | -98.5875 | 33.8608 | 208 | R63-0083 | 125 | 120 |  |  | 50127_G_GTA | 76310 | 61 | R63-0083
48487 |  | Texas | Wilbarger | 7927311 | 2546713 | 2457012 | 10 | 000002 | 000002 | OKLAUNION POWER STATION | 6775 | 3755.3 | 452 | 23 | 120 |  | 96.6 | 221122 | -99.1757 | 34.0826 | 6880 | R63-0142 | 125 | 100 | 127 | 1 | 127_B_1 | 76373 | 42 | R63-0142
48497 |  | Texas | Wise | 9051811 | 57567513 | 51482812 | 678 | 000001 | 000001 | WISE CO POWER PLANT | 119.583 | 4.094 | 150 | 20 | 500 |  | 74.7 | 221122 | -97.9102 | 33.0606 | 2490 | R63-0083 | 125 | 120 | 55320 | GT-1 | 55320_G_GT-1 | 76426 | 65 | R63-0083
48497 |  | Texas | Wise | 9051811 | 57567613 | 51589012 | 678 | 000002 | 000002 | WISE CO POWER PLANT | 115.771 | 4.052 | 150 | 20 | 500 |  | 74.7 | 221122 | -97.9093 | 33.0606 | 2490 | R63-0083 | 125 | 120 | 55320 | GT-2 | 55320_G_GT-2 | 76426 | 65 | R63-0083
48501 |  | Texas | Yoakum | 13411811 | 71624213 | 65836812 | 45 | 000001 | 000001 | MUSTANG STATION UNIT 4 & 5 | 30.3 | 0.7 | 110 | 16 | 500 |  | 60 | 221122 | -102.7441 | 32.9744 | 1730 |  | 125 | 120 | 56326 | GEN1 | 56326_G_GEN1 | 79323
48501 |  | Texas | Yoakum | 13411811 | 71624313 | 65836912 | 45 | 000002 | 000002 | MUSTANG STATION UNIT 4 & 5 | 6.1 | 0.1 | 110 | 16 | 1086 |  | 60 | 221122 | -102.7433 | 32.9745 | 1730 |  | 125 | 120 | 56326 | GEN2 | 56326_G_GEN2 | 79323
48501 |  | Texas | Yoakum | 5129311 | 25190413 | 24167012 | 39 | 000006 | 000003 | MUSTANG ELECTRIC STATION | 191.1 | 2.99 | 118 | 12 | 500 |  | 71.6 | 221122 | -102.7417 | 32.9728 | 1710 | R63-0083 | 125 | 120 | 55065 | 1 | 55065_G_GEN1 | 79323 |  | R63-0083
48501 |  | Texas | Yoakum | 5129311 | 25190413 | 24167212 | 39 | 000006 | 000001 | MUSTANG ELECTRIC STATION | 0.9 | 0.01 | 90 | 15 | 500 |  | 84.4 | 221122 | -102.7417 | 32.9728 | 1710 | R63-0083 | 125 | 120 | 55065 | 1 | 55065_G_GEN1 | 79323 |  | R63-0083
48501 |  | Texas | Yoakum | 5129311 | 25190513 | 24167112 | 39 | 000007 | 000002 | MUSTANG ELECTRIC STATION | 3 | 0.04 | 90 | 15 | 300 |  | 84.4 | 221122 | -102.7413 | 32.9724 | 1710 | R63-0083 | 125 | 120 | 55065 | 2 | 55065_G_GEN2 | 79323 |  | R63-0083
48501 |  | Texas | Yoakum | 5129311 | 25190513 | 24167312 | 39 | 000007 | 000004 | MUSTANG ELECTRIC STATION | 207.9 | 2.96 | 118 | 9 | 300 |  | 71.6 | 221122 | -102.7417 | 32.9724 | 1710 | R63-0083 | 125 | 120 | 55065 | 2 | 55065_G_GEN2 | 79323 |  | R63-0083
48503 |  | Texas | Young | 8532511 | 942913 | 868012 | 1 | 000002 | 000003 | GRAHAM STEAM ELECTRIC STATION | 370.811 | 0.633 | 163 | 10 | 278 |  | 60 | 221122 | -98.612 | 33.1354 | 3760 |  | 125 | 100 | 3490 | 2 | 3490_B_2 | 76450
48503 |  | Texas | Young | 8532511 | 943013 | 868112 | 1 | 000001 | 000002 | GRAHAM STEAM ELECTRIC STATION | 84.871 | 0.1976 | 177 | 11 | 294 |  | 53.4 | 221122 | -98.612 | 33.135 | 2450 |  | 125 | 100 | 3490 | 1 | 3490_B_1 | 76450
48503 |  | Texas | Young | 8532511 | 943013 | 868312 | 1 | 000001 | 000001 | GRAHAM STEAM ELECTRIC STATION | 84.871 | 0.1976 | 177 | 11 | 294 |  | 53.4 | 221122 | -98.6124 | 33.1349 | 2450 |  | 125 | 100 | 3490 | 1 | 3490_B_1 | 76450
49007 |  | Utah | Carbon | 5066211 | 25977113 | 24916612 | 10081 | 3974 | 1001 | PacifiCorp: Carbon Power Plant | 1460.7576 | 2998.7414 | 200 | 10.3 | 228 | 2937 | 35.3 | 221112 | -110.864 | 39.725 | 1240 | R63-0142 | 125 | 290 | 3644 | 1 | 3644_B_1 | 84526 | 128 | R63-0142
49007 |  | Utah | Carbon | 5066211 | 25977213 | 24917012 | 10081 | 3976 | 1002 | PacifiCorp: Carbon Power Plant | 2199.1842 | 4740.9222 | 172 | 12.5 | 283 | 4878 | 39.8 | 221112 | -110.864 | 39.725 | 1480 | R63-0142 | 125 | 290 | 3644 | 2 | 3644_B_2 | 84526 | 10 | R63-0142
49007 |  | Utah | Carbon | 5066411 | 25975713 | 24913912 | 10096 | 11096 | 3236 | Sunnyside Cogeneration Associates: Sunny | 414.4835 | 544.1085 | 250 | 8.5 | 280 | 5183.3 | 91.3 | 221112 | -110.383 | 39.5481 | 580 | R63-0040&R63-01 | 125 | 100 |  |  | 50951_B_1 | 84520 | 127 | R63-0040&R63-01
49011 |  | Utah | Davis | 5067311 | 25964613 | 24904012 | 10120 | 171807 | 20550 | Bountiful City Light and Power: Power Pl | 0.028604 | 0.000772 | 50 | 3.5 | 903 | 334.7 | 34.8 | 221118 | -111.884 | 40.8852 | 7 | R63-0083 | 125 | 290 |  |  | 3665_G_IC8 | 84010 |  | R63-0083
49011 |  | Utah | Davis | 5067311 | 25964713 | 24904112 | 10120 | 3622 | 1681 | Bountiful City Light and Power: Power Pl | 0 | 0 | 44.8 | 1.08 | 655 | 61.4 | 67 | 221118 | -111.884 | 40.8852 | 5 |  | 125 | 290 |  |  | 3665_G_1A | 84010
49011 |  | Utah | Davis | 5067311 | 25964813 | 24904312 | 10120 | 4241 | 1682 | Bountiful City Light and Power: Power Pl | 0.035155 | 0.000593 | 44.8 | 1.08 | 657 | 56.3 | 61.5 | 221118 | -111.884 | 40.8852 | 2 |  | 125 | 290 |  |  | 3665_G_6 | 84010
49011 |  | Utah | Davis | 5067311 | 25964913 | 24904212 | 10120 | 4243 | 1683 | Bountiful City Light and Power: Power Pl | 0.022457 | 0.000537 | 44.8 | 1.08 | 718 | 40.9 | 44.6 | 221118 | -111.884 | 40.8852 | 1 |  | 125 | 290 |  |  | 3665_G_2 | 84010
49011 |  | Utah | Davis | 5067311 | 25965013 | 24904512 | 10120 | 4245 | 1684 | Bountiful City Light and Power: Power Pl | 0.019751 | 0.000525 | 44.8 | 1.08 | 703 | 42.8 | 46.7 | 221118 | -111.884 | 40.8852 | 1 |  | 125 | 290 |  |  | 3665_G_3 | 84010
49011 |  | Utah | Davis | 5067311 | 25965113 | 24904412 | 10120 | 4247 | 1685 | Bountiful City Light and Power: Power Pl | 0 | 0 | 44.8 | 2.1 | 772 | 172 | 49.7 | 221118 | -111.884 | 40.8852 | 1 |  | 125 | 290 |  |  | 3665_G_4 | 84010
49011 |  | Utah | Davis | 5067311 | 25965213 | 24903912 | 10120 | 4249 | 1686 | Bountiful City Light and Power: Power Pl | 0.21229 | 0.013062 | 50 | 3.42 | 833 | 317.5 | 34.6 | 221118 | -111.884 | 40.8852 | 1 |  | 125 | 290 |  |  | 3665_G_5 | 84010
49015 |  | Utah | Emery | 5050511 | 25905313 | 24841812 | 10237 | 4028 | 1282 | PacifiCorp: Hunter Power Plant | 3321.6002 | 1616.0492 | 600 | 24 | 138 | 34142 | 75.5 | 221112 | -111.038 | 39.1642 | 6130 | R63-0142 | 125 | 100 | 6165 | 2 | 6165_B_2 | 84513 | 129 | R63-0142
49015 |  | Utah | Emery | 5050511 | 25905513 | 24842512 | 10237 | 4030 | 1283 | PacifiCorp: Hunter Power Plant | 5120.3578 | 1167.3448 | 600 | 24 | 118 | 30745 | 68 | 221112 | -111.038 | 39.1642 | 5740 | R63-0142 | 125 | 100 | 6165 | 3 | 6165_B_3 | 84513 | 127 | R63-0142
49015 |  | Utah | Emery | 5050511 | 25906513 | 24842412 | 10237 | 4026 | 1281 | PacifiCorp: Hunter Power Plant | 5271.8773 | 1877.7281 | 600 | 24 | 138 | 28447 | 62.9 | 221112 | -111.038 | 39.1642 | 5350 | R63-0142 | 125 | 100 | 6165 | 1 | 6165_B_1 | 84513 | 128 | R63-0142
49015 |  | Utah | Emery | 5050611 | 25902813 | 24838812 | 10238 | 4032 | 1284 | PacifiCorp: Huntington Power Plant | 3560.4069 | 1750.7998 | 600 | 24 | 142 | 31911 | 70.5 | 221112 | -111.079 | 39.379 | 5260 | R63-0142 | 125 | 100 | 8069 | 1 | 8069_B_1 | 84528 | 129 | R63-0142
49015 |  | Utah | Emery | 5050611 | 25903613 | 24840212 | 10238 | 4034 | 1285 | PacifiCorp: Huntington Power Plant | 2611.4459 | 778.4329 | 600 | 24 | 115 | 30132 | 66.6 | 221112 | -111.079 | 39.379 | 5730 | R63-0142 | 125 | 100 | 8069 | 2 | 8069_B_2 | 84528 | 128 | R63-0142
49027 |  | Utah | Millard | 7558311 | 11959213 | 11853212 | 10327 | 2381 | 1709 | Intermountain Power Service Corporation: | 12107.4 | 2312.1 | 712.5 | 28 | 118 | 35278 | 57.3 | 221112 | -112.579 | 39.5085 | 10300 | R63-0142 | 125 | 100 | 6481 | 1SGA | 6481_B_1SGA | 84624 | 127 | R63-0142
49027 |  | Utah | Millard | 7558311 | 11959313 | 11853912 | 10327 | 2382 | 1710 | Intermountain Power Service Corporation: | 13160.5 | 2621.8 | 712.5 | 28 | 117 | 34368.5 | 55.8 | 221112 | -112.579 | 39.5085 | 10500 | R63-0142 | 125 | 100 | 6481 | 2SGA | 6481_B_2SGA | 84624 | 127 | R63-0142
49035 |  | Utah | Salt Lake | 7559011 | 11944613 | 11840212 | 10348 | 173726 | 20831 | Murray City Power Department: Electrical | 0.31 | 0.002177 | 50 | 3 | 920 | 94 | 13.3 | 221112 | -111.893 | 40.665 | 12 | R63-0083 | 125 | 290 |  |  | 8010_G_3 | 84107 |  | R63-0083
49035 |  | Utah | Salt Lake | 7559311 | 11941413 | 66149612 | 10355 | 174520 | 20693 | PacifiCorp: Gadsby Power Plant | 6.1003 | 0.154 | 81 | 12 | 828 | 9852 | 87.1 | 221118 | -111.929 | 40.7686 | 368 | R63-0083 | 125 | 290 | 3648 | 4 | 3648_G_4 | 84116 | 212&215 | R63-0083
49035 |  | Utah | Salt Lake | 7559311 | 11941513 | 66149712 | 10355 | 174521 | 20694 | PacifiCorp: Gadsby Power Plant | 6.6665 | 0.13 | 81 | 12 | 828 | 9852 | 87.1 | 221118 | -111.929 | 40.7686 | 368 | R63-0083 | 125 | 290 | 3648 | 5 | 3648_G_5 | 84116 | 212&215 | R63-0083
49035 |  | Utah | Salt Lake | 7559311 | 11941613 | 66149812 | 10355 | 174522 | 20695 | PacifiCorp: Gadsby Power Plant | 5.8505 | 0.148 | 81 | 12 | 828 | 9852 | 87.1 | 221118 | -111.929 | 40.7686 | 368 | R63-0083 | 125 | 290 | 3648 | 6 | 3648_G_6 | 84116 | 212&215 | R63-0083
49035 |  | Utah | Salt Lake | 7559311 | 11942113 | 11835312 | 10355 | 4025 | 2942 | PacifiCorp: Gadsby Power Plant | 11.5475 | 0.065 | 250 | 11 | 258 | 5512 | 58 | 221118 | -111.929 | 40.7686 | 720 |  | 125 | 100 | 3648 | 1 | 3648_B_1 | 84116 | 205
49035 |  | Utah | Salt Lake | 7559311 | 11942213 | 11835212 | 10355 | 9143 | 2943 | PacifiCorp: Gadsby Power Plant | 17.6435 | 0.098 | 250 | 11 | 244 | 5987 | 63 | 221118 | -111.929 | 40.7686 | 850 |  | 125 | 100 | 3648 | 2 | 3648_B_2 | 84116 | 205
49035 |  | Utah | Salt Lake | 7559311 | 11942313 | 11835012 | 10355 | 9144 | 1280 | PacifiCorp: Gadsby Power Plant | 22.8514 | 0.176 | 250 | 11 | 258 | 6555 | 69 | 221118 | -111.929 | 40.7686 | 1110 |  | 125 | 100 | 3648 | 3 | 3648_B_3 | 84116
49035 |  | Utah | Salt Lake | 7569011 | 12314413 | 12248812 | 10572 | 4038 | 1310 | Kennecott Utah Copper LLC: Power Plant/ | 177.755 | 230.225 | 135 | 10.5 | 292 | 2328.1 | 26.9 | 212234 | -112.124 | 40.6994 |  | R63-0040 | 112 | 100 |  |  | 56163_B_1 | 84044 | 128&205 | R63-0040
49035 |  | Utah | Salt Lake | 7569011 | 12314513 | 12249112 | 10572 | 4040 | 1312 | Kennecott Utah Copper LLC: Power Plant/ | 201.178 | 229.602 | 135 | 10.5 | 269 | 2479.7 | 28.6 | 212234 | -112.124 | 40.6994 |  | R63-0040 | 112 | 100 |  |  | 56163_B_2 | 84044 | 128&205 | R63-0040
49035 |  | Utah | Salt Lake | 7569011 | 12314613 | 12250512 | 10572 | 4041 | 1314 | Kennecott Utah Copper LLC: Power Plant/ | 118.409 | 232.727 | 135 | 10.5 | 298 | 2680.8 | 31 | 212234 | -112.124 | 40.6994 |  | R63-0040 | 112 | 100 |  |  | 56163_B_3 | 84044 | 128&99&205 | R63-0040
49035 |  | Utah | Salt Lake | 7569011 | 12314713 | 12247512 | 10572 | 4042 | 1316 | Kennecott Utah Copper LLC: Power Plant/ | 409.941 | 1011.56 | 180 | 15.5 | 270 | 3037 | 16.1 | 212234 | -112.124 | 40.6994 |  | R63-0040 | 112 | 100 |  |  | 56163_B_4 | 84044 | 128&99&205 | R63-0040
49035 |  | Utah | Salt Lake | 7684911 | 12121713 | 12026112 | 12495 | 171808 | 20546 | CER Generation II, LLC: West Valley Powe | 4.5612 | 0.1 | 81 | 12 | 830 | 10044 | 88.8 | 221118 | -112.031 | 40.6645 | 364 |  | 125 | 290 | 55622 | U1 | 55622_G_U1 | 84128 | 28&39
49035 |  | Utah | Salt Lake | 7684911 | 12121813 | 12026012 | 12495 | 171809 | 20547 | CER Generation II, LLC: West Valley Powe | 3.9489 | 0.1 | 81 | 12 | 830 | 10044 | 88.8 | 221118 | -112.031 | 40.6645 | 364 |  | 125 | 290 | 55622 | U2 | 55622_G_U2 | 84128 | 28&39
49035 |  | Utah | Salt Lake | 7684911 | 12121913 | 12026212 | 12495 | 171810 | 20548 | CER Generation II, LLC: West Valley Powe | 4.1171 | 0.1 | 81 | 12 | 830 | 10044 | 88.8 | 221118 | -112.031 | 40.6645 | 425 |  | 125 | 290 | 55622 | U3 | 55622_G_U3 | 84128 | 28&39
49035 |  | Utah | Salt Lake | 7684911 | 12122013 | 12026312 | 12495 | 171811 | 20549 | CER Generation II, LLC: West Valley Powe | 3.7241 | 0.1 | 81 | 12 | 830 | 10044 | 88.8 | 221118 | -112.031 | 40.6645 | 364 |  | 125 | 290 | 55622 | U4 | 55622_G_U4 | 84128 | 28&39
49035 |  | Utah | Salt Lake | 7684911 | 12122113 | 12026412 | 12495 | 172763 | 20690 | CER Generation II, LLC: West Valley Powe | 4.0191 | 0.1 | 81 | 12 | 830 | 10044 | 88.8 | 221118 | -112.031 | 40.6645 | 415 |  | 125 | 290 | 55622 | U5 | 55622_G_U5 | 84128 | 28&39
49049 |  | Utah | Utah | 6282311 | 15488513 | 15150512 | 10795 | 13284 | 3623 | Provo City Power: Power Plant | 0.91213 | 0.000354 | 47 | 2.4 | 749 | 492 | 108.8 | 221112 | -111.664 | 40.2409 | 2 |  | 125 | 290 |  |  | 3686_G_5 | 84601
49049 |  | Utah | Utah | 6282311 | 15488613 | 15150312 | 10795 | 13286 | 3624 | Provo City Power: Power Plant | 1.4895 | 0.000483 | 47 | 2.4 | 673 | 534 | 118 | 221112 | -111.664 | 40.2409 | 2 |  | 125 | 290 |  |  | 3686_G_6 | 84601
49049 |  | Utah | Utah | 6282311 | 15488713 | 15150412 | 10795 | 13288 | 3625 | Provo City Power: Power Plant | 1.5245 | 0.000457 | 47 | 2.4 | 690 | 504 | 111.4 | 221112 | -111.664 | 40.2409 | 2 |  | 125 | 290 |  |  | 3686_G_7 | 84601
49049 |  | Utah | Utah | 6282311 | 15488813 | 15150212 | 10795 | 13290 | 3626 | Provo City Power: Power Plant | 1.309 | 0.000422 | 47 | 2.4 | 719 | 485 | 107.2 | 221112 | -111.664 | 40.2409 | 2 |  | 125 | 290 |  |  | 3686_G_8 | 84601
49049 |  | Utah | Utah | 6983111 | 13935413 | 13739112 | 10819 | 13399 | 338 | Springville City Corporation: Whitehead | 0.33419 | 0.000604 | 49 | 4.5 | 691 | 1025 | 64.5 | 221118 | -111.617 | 40.1739 | 6 |  | 125 | 290 |  |  | 7028_G_K1 | 84663 | 99 | R63-0087
49049 |  | Utah | Utah | 6983111 | 13935613 | 66189712 | 10819 | 171149 | 340 | Springville City Corporation: Whitehead | 0.19278 | 0.000535 | 50 | 3.5 | 693 | 1033 | 107.4 | 221118 | -111.617 | 40.1739 | 6 | R63-0087 | 125 | 290 |  |  | 7028_G_K3 | 84663 | 99 | R63-0087
49049 |  | Utah | Utah | 6983111 | 13935813 | 13738312 | 10819 | 172907 | 20712 | Springville City Corporation: Whitehead | 0 | 0 | 50 | 1.8 | 670 | 0 | 0 | 221118 | -111.617 | 40.1739 | 2 | R63-0087 | 125 | 290 |  |  | 7028_G_K5 | 84663 | 99 | R63-0087
49049 |  | Utah | Utah | 6983111 | 13935913 | 13738412 | 10819 | 172910 | 20713 | Springville City Corporation: Whitehead | 0 | 0 | 50 | 1.8 | 663 | 0 | 0 | 221118 | -111.617 | 40.1739 | 2 | R63-0087 | 125 | 290 |  |  | 7028_G_K6 | 84663 | 99 | R63-0087
49049 |  | Utah | Utah | 6983111 | 13936013 | 13738912 | 10819 | 172913 | 20714 | Springville City Corporation: Whitehead | 0 | 0 | 50 | 1.8 | 676 | 0 | 0 | 221118 | -111.617 | 40.1739 | 2 | R63-0087 | 125 | 290 |  |  | 7028_G_K7 | 84663 | 99 | R63-0087
49049 |  | Utah | Utah | 6983311 | 13932613 | 13735912 | 10823 | 171849 | 237 | Payson City Corporation: Payson City Pow | 0.74092 | 0.020036 | 38 | 2.5 | 780 | 444 | 90.5 | 221112 | -111.737 | 40.0417 | 3 |  | 125 | 290 |  |  | 7408_G_86-1 | 84651
49049 |  | Utah | Utah | 6983311 | 13932713 | 13735512 | 10823 | 173861 | 238 | Payson City Corporation: Payson City Pow | 0.44043 | 0.016007 | 38 | 2.5 | 734 | 449 | 91.5 | 221112 | -111.737 | 40.0417 | 3 |  | 125 | 290 |  |  | 7408_G_86-2 | 84651
49049 |  | Utah | Utah | 6983311 | 13932813 | 13735712 | 10823 | 173862 | 3979 | Payson City Corporation: Payson City Pow | 1.1243 | 0.014493 | 38 | 1.6 | 670 | 248 | 123.4 | 221112 | -111.737 | 40.0417 | 2 |  | 125 | 290 |  |  | 7408_G_86-3 | 84651
49049 |  | Utah | Utah | 6983311 | 13932913 | 13735812 | 10823 | 173863 | 3980 | Payson City Corporation: Payson City Pow | 0.9187 | 0.013056 | 38 | 1.6 | 651 | 250 | 124.3 | 221112 | -111.737 | 40.0417 | 2 |  | 125 | 290 |  |  | 7408_G_86-4 | 84651
49053 |  | Utah | Washington | 6987011 | 13903113 | 13692812 | 10892 | 170569 | 20351 | St. George City Power: Red Rock Power G | 1.2045 | 0.026 | 45 | 3.5 | 746 | 386 | 40.1 | 221118 | -113.568 | 37.0977 | 7 | R63-0087 | 125 | 290 |  |  | 7080_G_1 | 84770 |  | R63-0087
49053 |  | Utah | Washington | 6987011 | 13903213 | 13692712 | 10892 | 170570 | 20352 | St. George City Power: Red Rock Power G | 1.0899 | 0.024997 | 45 | 3.5 | 685 | 411 | 42.7 | 221118 | -113.568 | 37.0977 | 7 | R63-0087 | 125 | 290 |  |  | 7080_G_2 | 84770 | 4 | R63-0087
49057 |  | Utah | Weber | 6163511 | 15575113 | 66195912 | 10973 | 7173 | 1291 | PacifiCorp: Little Mountain Power Plant | 178.889 | 1.9023 | 36 | 6 | 970 | 2654 | 93.9 | 221112 | -112.215 | 41.2471 | 14 | R63-0083 | 125 | 290 |  |  | 6553_G_1 | 84404 |  | R63-0083
50007 |  | Vermont | Chittenden | 7773211 | 1692113 | 1617412 | 43 | 1 | 1 | Burlington Electric Dept (McNeil Statio | 109.6 | 1.5 | 257 | 10 | 284 | 4749.2 | 60.5 | 22111 | -73.2088 | 44.4933 | 842 |  | 125 | 100 | 589 | 1 | 589_B_1 | 05401 | 10&8&26
51029 |  | Virginia | Buckingham | 15432111 | 96378013 | 93489012 | 32004 | 1 | 1 | Dominion - Bear Garden CT Station |  |  | 148 | 18 | 275 | 18690.5 | 73.5 | 221112 | -78.2932 | 37.7034 | 1890 |  |  | 120 |  |  | 56807_G_1A | 23123
51029 |  | Virginia | Buckingham | 15432111 | 96378113 | 93489012 | 32004 | 2 | 1 | Dominion - Bear Garden CT Station |  |  | 148 | 18 | 275 | 18690.5 | 73.5 | 221112 | -78.2932 | 37.7034 | 2030 |  |  | 120 |  |  | 56807_G_1A | 23123
51029 |  | Virginia | Buckingham | 15432111 | 96378313 | 93489112 | 32004 | 4 | 2 | Dominion - Bear Garden CT Station |  |  | 148 | 18 | 275 | 18690.5 | 73.5 | 221112 | -78.2932 | 37.7034 | 2030 |  |  | 120 |  |  | 56807_G_1A | 23123
51029 |  | Virginia | Buckingham | 15432111 | 96380213 | 93491112 | 32004 | 8 | 4 | Dominion - Bear Garden CT Station | 0.7135 |  | 95 | 2 | 303 | 148.5 | 47.3 | 221112 | -78.2932 | 37.7034 | 30 |  |  | 100 |  |  | 56807_G_1A | 23123
51029 |  | Virginia | Buckingham | 15432111 | 96380413 | 93491312 | 32004 | 21 | 21 | Dominion - Bear Garden CT Station | 0.29616 | 0.019488 | 10 | 0.67 | 814 | 126.2 | 357.9 | 221112 | -78.2932 | 37.7034 | 10.1 |  |  | 160 |  |  | 56807_G_1A | 23123
51029 |  | Virginia | Buckingham | 15432111 | 96380513 | 93491412 | 32004 | 22 | 22 | Dominion - Bear Garden CT Station | 0.065665 |  | 10 | 0.5 | 830 | 43.2 | 220.2 | 221112 | -78.2932 | 37.7034 | 2 |  |  | 290 |  |  | 56807_G_1A | 23123
51029 |  | Virginia | Buckingham | 15432111 | 96380613 | 93491512 | 32004 | 23 | 23 | Dominion - Bear Garden CT Station | 0.2121 |  | 20 | 2 | 933 | 47.1 | 15 | 221112 | -78.2932 | 37.7034 | 5 |  |  | 180 |  |  | 56807_G_1A | 23123
51033 |  | Virginia | Caroline | 6866611 | 13522913 | 13341712 | 40960 | 2 | 2 | Dominion - Ladysmith CT Station | 11.4 | 0.2 | 65 | 18 | 1097 | 19035 | 74.8 | 221112 | -77.5131 | 38.0719 | 1910 | R63-0083 | 125 | 120 | 7838 | 2 | 7838_G_2 | 22580 | 205 | R63-0083
51033 |  | Virginia | Caroline | 6866611 | 13523113 | 13341612 | 40960 | 5 | 5 | Dominion - Ladysmith CT Station | 15.4 | 0.3 | 65 | 26 | 1116 | 35677 | 67.2 | 221112 | -77.5131 | 38.0719 | 1910 | R63-0083 | 125 | 120 | 7838 | 5 | 7838_G_5 | 22580 | 205 | R63-0083
51033 |  | Virginia | Caroline | 6866611 | 13523213 | 13341312 | 40960 | 3 | 3 | Dominion - Ladysmith CT Station | 13.4 | 0.3 | 65 | 18 | 1116 | 19035 | 74.8 | 221112 | -77.5131 | 38.0719 | 1910 | R63-0083 | 125 | 120 | 7838 | 3 | 7838_G_3 | 22580 | 205 | R63-0083
51033 |  | Virginia | Caroline | 6866611 | 13523313 | 13341012 | 40960 | 1 | 1 | Dominion - Ladysmith CT Station | 14.5 | 0.3 | 65 | 18 | 1097 | 19035 | 74.8 | 221112 | -77.5131 | 38.0719 | 1910 | R63-0083 | 125 | 120 | 7838 | 1 | 7838_G_1 | 22580 | 205 | R63-0083
51033 |  | Virginia | Caroline | 6866611 | 13523713 | 13341112 | 40960 | 4 | 4 | Dominion - Ladysmith CT Station | 13.2 | 0.3 | 65 | 18 | 1116 | 19035 | 74.8 | 221112 | -77.5131 | 38.0719 | 1910 | R63-0083 | 125 | 120 | 7838 | 4 | 7838_G_4 | 22580 | 205 | R63-0083
51041 |  | Virginia | Chesterfield | 4181011 | 33877613 | 32331912 | 50396 | 1 | 1 | Dominion Virginia Power- Chesterfield | 616.7 | 6.6 | 413 | 26 | 257 | 34032.6 | 64.1 | 221112 | -77.3819 | 37.3762 | 1980 | R63-0083 | 125 | 120 | 3797 | 7 | 3797_G_7 | 23831 |  | R63-0083
51041 |  | Virginia | Chesterfield | 4181011 | 33877713 | 32332812 | 50396 | 8 | 5 | Dominion Virginia Power- Chesterfield | 883.3 | 1265.6 | 419 | 20 | 264 | 31415.9 | 100 | 221112 | -77.3821 | 37.3816 | 6650 | R63-0142 | 125 | 100 | 3797 | 6 | 3797_B_6 | 23831 | 128 | R63-0142
51041 |  | Virginia | Chesterfield | 4181011 | 33878413 | 32331912 | 50396 | 2 | 1 | Dominion Virginia Power- Chesterfield | 445.4 | 3.1 | 413 | 26 | 257 | 34032.6 | 64.1 | 221112 | -77.3819 | 37.3762 | 1980 |  | 125 | 120 | 3797 | **8A | 3797_G_**8A | 23831 |  | R63-0083
51041 |  | Virginia | Chesterfield | 4181011 | 33878613 | 32331712 | 50396 | 3 | 2 | Dominion Virginia Power- Chesterfield | 322 | 1507.1 | 200 | 13 | 288 | 6105.7 | 46 | 221112 | -77.3821 | 37.3816 | 1160 | R63-0142 | 125 | 100 | 3797 | 3 | 3797_B_3 | 23831 | 128 | R63-0142
51041 |  | Virginia | Chesterfield | 4181011 | 33878713 | 32333112 | 50396 | 4 | 3 | Dominion Virginia Power- Chesterfield | 746.4 | 5723.3 | 200 | 13 | 324 | 9689.5 | 73 | 221112 | -77.3821 | 37.3816 | 1760 | R63-0142 | 125 | 100 | 3797 | 4 | 3797_B_4 | 23831 | 128 | R63-0142
51041 |  | Virginia | Chesterfield | 4181011 | 33878813 | 32332112 | 50396 | 6 | 4 | Dominion Virginia Power- Chesterfield | 1594.6 | 7385.8 | 200 | 17 | 265 | 16115.6 | 71 | 221112 | -77.3821 | 37.3816 | 3600 | R63-0142 | 125 | 100 | 3797 | 5 | 3797_B_5 | 23831 | 128&128&99 | R63-0142
51061 |  | Virginia | Fauquier | 6744911 | 13418313 | 13236112 | 40961 | 1 | 1 | Dominion - Remington CT Station | 17.4 |  | 65 | 18 | 1097 | 19035 | 74.8 | 221112 | -77.7707 | 38.5457 | 1910 | R63-0083 | 125 | 120 | 7839 | 1 | 7839_G_1 | 22734 | 205 | R63-0083
51061 |  | Virginia | Fauquier | 6744911 | 13418613 | 13236012 | 40961 | 2 | 2 | Dominion - Remington CT Station | 14.2 |  | 65 | 18 | 1097 | 19035 | 74.8 | 221112 | -77.7707 | 38.5457 | 1910 | R63-0083 | 125 | 120 | 7839 | 2 | 7839_G_2 | 22734 | 205 | R63-0083
51061 |  | Virginia | Fauquier | 6744911 | 13418713 | 13236712 | 40961 | 4 | 4 | Dominion - Remington CT Station | 14.5 | 0.6 | 65 | 18 | 1097 | 19035 | 74.8 | 221112 | -77.7707 | 38.5457 | 1910 | R63-0083 | 125 | 120 | 7839 | 4 | 7839_G_4 | 22734 | 205 | R63-0083
51061 |  | Virginia | Fauquier | 6744911 | 13418813 | 13236512 | 40961 | 3 | 3 | Dominion - Remington CT Station | 14.8 |  | 65 | 18 | 1097 | 19035 | 74.8 | 221112 | -77.7707 | 38.5457 | 1910 | R63-0083 | 125 | 120 | 7839 | 3 | 7839_G_3 | 22734 | 205 | R63-0083
51061 |  | Virginia | Fauquier | 9081211 | 58375813 | 49270612 | 40996 | 1 | 1 | Old Dominion Electric Cooperative - Mars |  | 0.55 | 90 | 18 | 1058 | 42966.7 | 168.8 | 221112 | -77.7686 | 38.5292 | 1800 | R63-0083 | 125 | 120 | 7836 | EU1 | 7836_G_1 | 22734 |  | R63-0083
51061 |  | Virginia | Fauquier | 9081211 | 58375913 | 50416612 | 40996 | 2 | 2 | Old Dominion Electric Cooperative - Mars |  | 0.71 | 90 | 18 | 1058 | 42966.7 | 168.8 | 221112 | -77.7686 | 38.5292 | 1800 | R63-0083 | 125 | 120 | 7836 | EU2 | 7836_G_2 | 22734 |  | R63-0083
51061 |  | Virginia | Fauquier | 9081211 | 58376013 | 50111612 | 40996 | 3 | 3 | Old Dominion Electric Cooperative - Mars |  | 0.47 | 90 | 18 | 1058 | 42966.7 | 168.8 | 221112 | -77.7686 | 38.5292 | 1800 | R63-0083 | 125 | 120 | 7836 | EU3 | 7836_G_3 | 22734 |  | R63-0083
51065 |  | Virginia | Fluvanna | 6631311 | 17179313 | 16706912 | 40199 | 2 | 2 | Dominion - Bremo Power Station | 1450.7 | 5432.8 | 200 | 15 | 264 | 7916.7 | 44.8 | 221112 | -78.2878 | 37.7088 | 1700 | R63-0142 | 125 | 100 | 3796 | 4 | 3796_B_4 | 23022 | 10 | R63-0142
51065 |  | Virginia | Fluvanna | 6631311 | 17179613 | 16706712 | 40199 | 1 | 1 | Dominion - Bremo Power Station | 429.5 | 1048.1 | 200 | 12 | 314 | 4700 | 41.5 | 221112 | -78.2878 | 37.7088 | 906 | R63-0142 | 125 | 100 | 3796 | 3 | 3796_B_3 | 23022 | 10 | R63-0142
51065 |  | Virginia | Fluvanna | 9078811 | 58376613 | 49218512 | 40995 | 1 | 1 | Tenaska Virginia Partners, L.P. | 43.9 | 3.3638 | 131 | 18 | 180 | 16350 | 64.3 | 221112 | -78.4744 | 37.8111 | 1860 | R63-0040 | 125 | 120 | 55439 | CTGDB1 | 55439_G_CTG1 | 24590 |  | R63-0040&R63-0083
51065 |  | Virginia | Fluvanna | 9078811 | 58376813 | 50410412 | 40995 | 3 | 2 | Tenaska Virginia Partners, L.P. | 39 | 3.3518 | 131 | 18 | 180 | 16350 | 64.3 | 221112 | -78.4744 | 37.8111 | 1860 | R63-0040 | 125 | 120 | 55439 | CTGDB2 | 55439_G_CTG2 | 24590 |  | R63-0040&R63-0083
51065 |  | Virginia | Fluvanna | 9078811 | 58388513 | 50108112 | 40995 | 5 | 3 | Tenaska Virginia Partners, L.P. | 37 | 3.001 | 131 | 18 | 180 | 16350 | 64.3 | 221112 | -78.4744 | 37.8111 | 1858 | R63-0083 | 125 | 120 | 55439 | CTGDB3 | 55439_G_CTG3 | 24590 |  | R63-0083
51071 |  | Virginia | Giles | 10698711 | 58889913 | 54293112 | 21418 | 1 | 1 | Duke Energy Generation Services of Narro | 3494.814 | 6539.797 | 160 | 11.5 | 388 | 4216.7 | 40.6 | 221112 | -80.764 | 37.3451 | 1360 | R63-0040 | 125 | 100 |  |  | 52089_B_7c | 24124 | 10&18 | R63-0040
51071 |  | Virginia | Giles | 10698711 | 58890013 | 54299912 | 21418 | 2 | 2 | Duke Energy Generation Services of Narro | 32.39 | 0.25995 | 80 | 5.6 | 300 | 1969 | 79.9 | 221112 | -80.764 | 37.3451 | 254 | R63-0040 | 125 | 100 |  |  | 52089_B_7a | 24124 |  | R63-0040
51071 |  | Virginia | Giles | 10698711 | 58890113 | 54277012 | 21418 | 3 | 3 | Duke Energy Generation Services of Narro | 12.69 | 0.17835 | 60 | 5 | 340 | 1991.2 | 101.4 | 221112 | -80.764 | 37.3451 | 196 | R63-0040 | 125 | 100 |  |  | 52089_B_7b | 24124 |  | R63-0040
51071 |  | Virginia | Giles | 10698711 | 91863613 | 88849312 | 21418 | 5 | 5 | Duke Energy Generation Services of Narro | 0 | 0 | [5 empty] | 221112 | -80.764 | 37.3451 |  |  | 125 | 160 |  |  | 52089_B_7d | 24124
51071 |  | Virginia | Giles | 4184611 | 32644913 | 31197512 | 20460 | 2 | 1 | American Electric Power Glen Lyn | 43.2902 | 143.9948 | 225 | 17 | 305 | 10022 | 44.1 | 221112 | -80.8635 | 37.3695 | 570 | R63-0142 | 125 | 100 | 3776 | 52 | 3776_B_52 | 24093 | 10 | R63-0142
51071 |  | Virginia | Giles | 4184611 | 32645013 | 31197612 | 20460 | 3 | 2 | American Electric Power Glen Lyn | 435.333 | 1485.9847 | 325 | 11.3 | 240 | 13660.4 | 134 | 221112 | -80.8635 | 37.3695 | 2040 | R63-0142 | 125 | 100 | 3776 | 6 | 3776_B_6 | 24093 | 10 | R63-0142
51071 |  | Virginia | Giles | 4184611 | 32645313 | 31197512 | 20460 | 1 | 1 | American Electric Power Glen Lyn | 44.2932 | 140.0018 | 225 | 17 | 305 | 10022 | 44.1 | 221112 | -80.8635 | 37.3695 | 570 | R63-0142 | 125 | 100 | 3776 | 51 | 3776_B_51 | 24093 | 10 | R63-0142
51083 |  | Virginia | Halifax | 6160611 | 15869213 | 15487612 | 30867 | 2 | 2 | Dominion - Clover Power Station | 4011.7 | 790.2 | 446 | 22.2 | 122 | 18292.1 | 47 | 221112 | -78.7048 | 36.8687 | 4080 | R63-0142 | 125 | 100 | 7213 | 2 | 7213_B_2 | 24534 | 16 | R63-0142
51083 |  | Virginia | Halifax | 6160611 | 15869513 | 15487712 | 30867 | 1 | 1 | Dominion - Clover Power Station | 3824.4 | 957.8 | 446 | 22.2 | 122 | 18292.1 | 47 | 221112 | -78.7048 | 36.8687 | 4080 | R63-0142 | 125 | 100 | 7213 | 1 | 7213_B_1 | 24534 | 16 | R63-0142
51085 |  | Virginia | Hanover | 6631811 | 17175613 | 16703512 | 51018 | 1 | 1 | Doswell Limited Partnership Doswell Ener | 86.789 | 2.0964 | 190 | 18 | 240 | 16795 | 66 | 221112 | -77.4415 | 37.8175 | 1240 | R63-0083 | 125 | 120 | 52019 | 501 | 52019_G_501 | 23005 | 139 | R63-0083
51085 |  | Virginia | Hanover | 6631811 | 17175713 | 16703312 | 51018 | 2 | 2 | Doswell Limited Partnership Doswell Ener | 101.681 | 1.8978 | 190 | 18 | 240 | 16795 | 66 | 221112 | -77.4415 | 37.8175 | 1240 | R63-0083 | 125 | 120 | 52019 | 502 | 52019_G_502 | 23005 | 139 | R63-0083
51085 |  | Virginia | Hanover | 6631811 | 17175813 | 16702912 | 51018 | 3 | 3 | Doswell Limited Partnership Doswell Ener | 84.376 | 1.5529 | 190 | 18 | 240 | 16795 | 66 | 221112 | -77.4415 | 37.8175 | 1240 | R63-0083 | 125 | 120 | 52019 | 601 | 52019_G_601 | 23005 | 139&28 | R63-0083
51085 |  | Virginia | Hanover | 6631811 | 17176113 | 16703212 | 51018 | 8 | 8 | Doswell Limited Partnership Doswell Ener | 17.82 | 0.43885 | 80 | 18 | 1116 | 16795 | 66 | 221112 | -77.4414 | 37.8175 | 4 | R63-0083 | 125 | 120 | 52019 | CT1 | 52019_G_CT1 | 23005 |  | R63-0083
51085 |  | Virginia | Hanover | 6631811 | 17176213 | 16703612 | 51018 | 4 | 4 | Doswell Limited Partnership Doswell Ener | 99.677 | 2.1582 | 190 | 18 | 240 | 16795 | 66 | 221112 | -77.4415 | 37.8175 | 1240 | R63-0083 | 125 | 120 | 52019 | 602 | 52019_G_602 | 23005 | 139 | R63-0083
51087 |  | Virginia | Henrico | 6311211 | 58458613 | 15383912 | 50997 | 2 | 1 | Dominion - Darbytown CT Station |  |  | 65 | 13.8 | 982 | 24604.5 | 164.5 | 221112 | -77.3709 | 37.4928 | 1250 | R63-0083 | 125 | 120 | 7212 | 1 | 7212_G_1 | 23231 |  | R63-0083
51087 |  | Virginia | Henrico | 6311211 | 58458813 | 54222812 | 50997 | 4 | 2 | Dominion - Darbytown CT Station |  |  | 65 | 13.8 | 982 | 24617 | 164.6 | 221112 | -77.3684 | 37.499 | 1030 |  | 125 | 120 | 7212 | 2 | 7212_G_2 | 23231
51087 |  | Virginia | Henrico | 6311211 | 58459013 | 54222912 | 50997 | 6 | 3 | Dominion - Darbytown CT Station |  |  | 65 | 13.8 | 982 | 24617 | 164.6 | 221112 | -77.368 | 37.4978 | 1030 |  | 125 | 120 | 7212 | 3 | 7212_G_3 | 23231
51087 |  | Virginia | Henrico | 6311211 | 58459213 | 54223012 | 50997 | 8 | 4 | Dominion - Darbytown CT Station |  |  | 65 | 13.8 | 982 | 24617 | 164.6 | 221112 | -77.3684 | 37.499 | 1030 |  | 125 | 120 | 7212 | 4 | 7212_G_4 | 23231
51099 |  | Virginia | King George | 6148811 | 15313013 | 14982212 | 40809 | 1 | 1 | SEI Birchwood Power Facility | 252.397 | 226.495 | 402 | 15.8 | 150 | 11760 | 59.9 | 221112 | -77.3145 | 38.2644 | 2300 | R63-0142 | 125 | 100 | 54304 | 001 | 54304_B_001 | 22485 | 127&65&202 | R63-0142
51109 |  | Virginia | Louisa | 5040011 | 28682713 | 27500412 | 40808 | 7 | 2 | Dominion-Gordonsville Power Station | 0 | 0 | 150 | 14.3 | 280 | 14775.8 | 92 | 221112 | -78.205 | 38.1258 |  | R63-0083 | 125 | 120 |  |  | 54844_G_2b | 22942 |  | R63-0083
51109 |  | Virginia | Louisa | 5040011 | 28682813 | 27500512 | 40808 | 1 | 1 | Dominion-Gordonsville Power Station | 61.2 | 1.1 | 150 | 14.3 | 280 | 14775.8 | 91.3 | 221112 | -78.2036 | 38.1242 | 1190 | R63-0083 | 125 | 120 | 54844 | 1 | 54844_G_1 | 22942 | 139 | R63-0083
51109 |  | Virginia | Louisa | 5040011 | 28682913 | 27500512 | 40808 | 2 | 1 | Dominion-Gordonsville Power Station | 0 | 0 | 150 | 14.3 | 280 | 14775.8 | 91.3 | 221112 | -78.2036 | 38.1242 | 167 |  | 125 | 100 |  |  | 54844_G_1a | 22942 | 139
51109 |  | Virginia | Louisa | 5040011 | 28683013 | 27500412 | 40808 | 3 | 2 | Dominion-Gordonsville Power Station | 42.2 | 0.8 | 150 | 14.3 | 280 | 14775.8 | 92 | 221112 | -78.205 | 38.1258 | 1190 | R63-0083 | 125 | 120 | 54844 | 2 | 54844_G_2 | 22942 |  | R63-0083
51109 |  | Virginia | Louisa | 5040011 | 28683113 | 27500412 | 40808 | 4 | 2 | Dominion-Gordonsville Power Station | 0 | 0 | 150 | 14.3 | 280 | 14775.8 | 92 | 221112 | -78.205 | 38.1258 | 167 |  | 125 | 100 |  |  | 54844_G_2a | 22942
51109 |  | Virginia | Louisa | 5040011 | 28683213 | 27500512 | 40808 | 6 | 1 | Dominion-Gordonsville Power Station | 0 | 0 | 150 | 14.3 | 280 | 14775.8 | 91.3 | 221112 | -78.2036 | 38.1242 |  | R63-0083 | 125 | 120 |  |  | 54844_G_1b | 22942 | 139 | R63-0083
51109 |  | Virginia | Louisa | 5040011 | 28683413 | 27500612 | 40808 | 8 | 3 | Dominion-Gordonsville Power Station | 0 | 0 | 150 | 1.5 | 580 | 138.2 | 78.1 | 221112 | -78.205 | 38.1258 | 22 | R63-0040 | 125 | 100 |  |  | 54844_G_1c | 22942 |  | R63-0040
51109 |  | Virginia | Louisa | 5040011 | 28683513 | 27500612 | 40808 | 5 | 3 | Dominion-Gordonsville Power Station | 0 | 0 | 150 | 1.5 | 580 | 138.2 | 78.1 | 221112 | -78.205 | 38.1258 | 22 | R63-0040 | 125 | 100 |  |  | 54844_G_1d | 22942 |  | R63-0040
51117 |  | Virginia | Mecklenburg | 5748311 | 21783213 | 20877312 | 30861 | 1 | 1 | Dominion-Mecklenburg Power Station | 199.8 | 95.9 | 275 | 12.5 | 160 | 7783.3 | 63.4 | 221112 | -78.5317 | 36.6012 | 834 | R63-0040&R63-01 | 125 | 100 | 52007 | 1 | 52007_B_1 | 23927 | 127&215 | R63-0040&R63-01&R63-0142
51117 |  | Virginia | Mecklenburg | 5748311 | 21783313 | 20877312 | 30861 | 2 | 1 | Dominion-Mecklenburg Power Station | 191.1 | 84.3 | 275 | 12.5 | 160 | 7783.3 | 63.4 | 221112 | -78.5317 | 36.6012 | 834 | R63-0040&R63-01 | 125 | 100 | 52007 | 2 | 52007_B_2 | 23927 | 127&215 | R63-0040&R63-01&R63-0142
51153 |  | Virginia | Prince William | 7520511 | 12373313 | 12308012 | 70225 | 4 | 4 | Dominion - Possum Point | 69.2 | 0.4 | 175 | 14 | 258 | 10839.8 | 70.4 | 221112 | -77.281 | 38.5379 | 2350 |  | 125 | 100 | 3804 | 4 | 3804_B_4 | 22026
51153 |  | Virginia | Prince William | 7520511 | 12373413 | 12308112 | 70225 | 3 | 3 | Dominion - Possum Point | 19 | 0.1 | 174 | 13 | 262 | 5635 | 42.4 | 221112 | -77.281 | 38.5379 | 1150 |  | 125 | 100 | 3804 | 3 | 3804_B_3 | 22026
51153 |  | Virginia | Prince William | 7520511 | 12374013 | 12307912 | 70225 | 5 | 5 | Dominion - Possum Point | 76.7 | 273.2 | 359 | 23 | 285 | 36431.6 | 87.6 | 221112 | -77.281 | 38.5379 | 8500 | R63-0142 | 125 | 100 | 3804 | 5 | 3804_B_5 | 22026 | 210 | R63-0142
51153 |  | Virginia | Prince William | 7520511 | 58400313 | 54174712 | 70225 | 14 | 9 | Dominion - Possum Point | 46.04 | 2.58 | 358 | 19 | 175 | 18080 | 63.8 | 221112 | -77.2786 | 38.5391 | 1940 |  | 125 | 120 | 3804 | 6A | 3804_G_6A | 22026 | 212&65&213
51153 |  | Virginia | Prince William | 7520511 | 58400613 | 54174812 | 70225 | 17 | 10 | Dominion - Possum Point | 63.08 | 3.26 | 358 | 19 | 175 | 18080 | 63.8 | 221112 | -77.2786 | 38.5391 | 1940 |  | 125 | 120 | 3804 | 6B | 3804_G_6B | 22026 | 212&65&213
51167 |  | Virginia | Russell | 5763511 | 21755313 | 20851512 | 10236 | 3 | 2 | American Electric Power-Clinch River Pla | 537.6408 | 2300.51 | 450 | 12.5 | 250 | 12536.5 | 102.1 | 221112 | -82.1981 | 36.9327 | 2100 | R63-0142 | 125 | 100 | 3775 | 3 | 3775_B_3 | 24225 | 10 | R63-0142
51167 |  | Virginia | Russell | 5763511 | 21755513 | 20851612 | 10236 | 2 | 1 | American Electric Power-Clinch River Pla | 639.763 | 2281.11 | 450 | 15.6 | 250 | 12536.5 | 65.5 | 221112 | -82.1981 | 36.9327 | 2100 | R63-0142 | 125 | 100 | 3775 | 2 | 3775_B_2 | 24225 | 10 | R63-0142
51167 |  | Virginia | Russell | 5763511 | 21755613 | 20851612 | 10236 | 1 | 1 | American Electric Power-Clinch River Pla | 373.8455 | 1339.71 | 450 | 15.6 | 250 | 12536.5 | 65.5 | 221112 | -82.1981 | 36.9327 | 2100 | R63-0142 | 125 | 100 | 3775 | 1 | 3775_B_1 | 24225 | 10 | R63-0142
51175 |  | Virginia | Southampton | 6634511 | 17155113 | 16683912 | 61093 | 1 | 1 | Dominion - Southampton Power Station | 174.9 | 28.1 | 220 | 8 | 198 | 3583.3 | 71.2 | 221112 | -76.9968 | 36.6506 | 400 | R63-0142 | 125 | 100 | 10774 | 1 | 10774_B_1 | 23851 | 17&76&42&17&76&42&31 | R63-0040&R63-01&R63-0142
51175 |  | Virginia | Southampton | 6634511 | 17155213 | 16684112 | 61093 | 2 | 2 | Dominion - Southampton Power Station | 160.7 | 24.6 | 220 | 8 | 198 | 3583.3 | 71.2 | 221112 | -76.9968 | 36.6506 | 400 | R63-0040&R63-01 | 125 | 100 | 10774 | 2 | 10774_B_2 | 23851 | 17&76&42&17&76&42&31 | R63-0040&R63-01
51181 |  | Virginia | Surry | 4937411 | 32379213 | 30964512 | 50336 | 5 | 4 | Dominion - Gravel Neck CT Station | 64.1 | 13.3 | 65 | 14.1 | 987 | 24515 | 157 | 221112 | -76.6911 | 37.1575 | 1310 | R63-0083 | 125 | 120 | 7032 | 3 | 7032_G_3_6 | 23883-0 |  | R63-0083
51199 |  | Virginia | York | 4565211 | 27836613 | 26725412 | 60137 | 6 | 3 | Dominion - Yorktown Power Station | 1521 | 6313.6 | 324 | 17 | 264 | 24401.6 | 107.5 | 221112 | -76.4606 | 37.2146 | 1700 | R63-0142 | 125 | 100 | 3809 | 1 | 3809_B_1 | 23692 | 10 | R63-0142
51199 |  | Virginia | York | 4565211 | 27836713 | 26725512 | 60137 | 3 | 2 | Dominion - Yorktown Power Station | 241.4 | 754.8 | 489 | 22.5 | 289 | 43733.3 | 109.9 | 221112 | -76.4606 | 37.2146 | 8060 | R63-0142 | 125 | 100 | 3809 | 3 | 3809_B_3 | 23692 | 6 | R63-0142
51199 |  | Virginia | York | 4565211 | 27837113 | 26725412 | 60137 | 5 | 3 | Dominion - Yorktown Power Station | 1663.1 | 6873.3 | 324 | 17 | 264 | 24401.6 | 107.5 | 221112 | -76.4606 | 37.2146 | 1740 | R63-0142 | 125 | 100 | 3809 | 2 | 3809_B_2 | 23692 | 10&10&11 | R63-0142
51510 |  | Virginia | Alexandria City | 4195111 | 33845613 | 32301012 | 71895 | 1 | 1 | Covanta Alexandria/Arlington Inc | 160.6427 | 3.4138 | 210 | 5.1 | 282 | 1374.4 | 65 | 562213 | -77.1303 | 38.8012 | 122 | R63-0040&R60-00 | 103 | 100 |  |  | 50663_B_B100 | 22304 | 119&128&127&127&41&32 | R63-0040&R60-00
51510 |  | Virginia | Alexandria City | 4195111 | 33845713 | 32300912 | 71895 | 2 | 2 | Covanta Alexandria/Arlington Inc | 158.1027 | 1.6961 | 210 | 5.1 | 292 | 1313.9 | 62.1 | 562213 | -77.1303 | 38.8012 | 122 | R63-0040&R60-00 | 103 | 100 |  |  | 50663_B_B200 | 22304 | 127&128&41 | R63-0040&R60-00
51510 |  | Virginia | Alexandria City | 4195111 | 33845813 | 32301112 | 71895 | 3 | 3 | Covanta Alexandria/Arlington Inc | 152.7327 | 2.0826 | 210 | 5.1 | 294 | 1384.1 | 65.4 | 562213 | -77.1303 | 38.8012 | 122 | R63-0040&R60-00 | 103 | 100 |  |  | 50663_B_B300 | 22304 | 119&41&32&211&127&128&41 | R63-0040&R60-00
51510 |  | Virginia | Alexandria City | 6922811 | 13210213 | 13049112 | 70228 | 1 | 1 | GenOn Potomac River Limited Liability Co | 82.9 | 51.4 | 161 | 8.5 | 355 | 12666.7 | 223.2 | 221112 | -77.0411 | 38.8199 | 1050 | R63-0142 | 125 | 100 | 3788 | 1 | 3788_B_1 | 22314 | 128 | R63-0142
51510 |  | Virginia | Alexandria City | 6922811 | 13210313 | 13049012 | 70228 | 3 | 2 | GenOn Potomac River Limited Liability Co | 135 | 136.7 | 161 | 10 | 283 | 16333.3 | 208 | 221112 | -77.0411 | 38.8199 | 1020 | R63-0142 | 125 | 100 | 3788 | 3 | 3788_B_3 | 22314 | 128 | R63-0142
51510 |  | Virginia | Alexandria City | 6922811 | 13210413 | 13049112 | 70228 | 2 | 1 | GenOn Potomac River Limited Liability Co | 83 | 51.5 | 161 | 8.5 | 355 | 12666.7 | 223.2 | 221112 | -77.0411 | 38.8199 | 1030 | R63-0142 | 125 | 100 | 3788 | 2 | 3788_B_2 | 22314 | 128 | R63-0142
51510 |  | Virginia | Alexandria City | 6922811 | 13210513 | 13049012 | 70228 | 4 | 2 | GenOn Potomac River Limited Liability Co | 133.7 | 135.3 | 161 | 10 | 283 | 16333.3 | 208 | 221112 | -77.0411 | 38.8199 | 1090 | R63-0142 | 125 | 100 | 3788 | 4 | 3788_B_4 | 22314 | 128 | R63-0142
51510 |  | Virginia | Alexandria City | 6922811 | 13210613 | 13049012 | 70228 | 5 | 2 | GenOn Potomac River Limited Liability Co | 123.1 | 124.5 | 161 | 10 | 283 | 16333.3 | 208 | 221112 | -77.0411 | 38.8199 | 1110 | R63-0142 | 125 | 100 | 3788 | 5 | 3788_B_5 | 22314 | 128 | R63-0142
51550 |  | Virginia | Chesapeake City | 5040211 | 28680413 | 27498712 | 60163 | 1 | 1 | Dominion - Chesapeake | 1272.45 | 2210.68 | 175 | 13 | 286 | 7700 | 58 | 221112 | -76.302 | 36.7711 | 1300 | R63-0142 | 125 | 100 | 3803 | 1 | 3803_B_1 | 23323 | 10&11 | R63-0142
51550 |  | Virginia | Chesapeake City | 5040211 | 28680913 | 27498412 | 60163 | 3 | 3 | Dominion - Chesapeake | 1244.09 | 4761.34 | 200 | 12 | 284 | 7900 | 69.8 | 221112 | -76.302 | 36.7711 | 1660 | R63-0142 | 125 | 100 | 3803 | 3 | 3803_B_3 | 23323 | 10&11 | R63-0142
51550 |  | Virginia | Chesapeake City | 5040211 | 28681013 | 27499112 | 60163 | 4 | 4 | Dominion - Chesapeake | 2072.31 | 7849.94 | 200 | 14 | 228 | 10833.2 | 70.3 | 221112 | -76.302 | 36.7711 | 2350 | R63-0142 | 125 | 100 | 3803 | 4 | 3803_B_4 | 23323 | 10&11 | R63-0142
51550 |  | Virginia | Chesapeake City | 5040211 | 28681313 | 27499412 | 60163 | 2 | 2 | Dominion - Chesapeake | 1388.81 | 2425.62 | 175 | 13 | 283 | 7950 | 59.8 | 221112 | -76.302 | 36.7711 | 1300 | R63-0142 | 125 | 100 | 3803 | 2 | 3803_B_2 | 23323 | 10&8&11 | R63-0142
51670 |  | Virginia | Hopewell City | 10633611 | 58466213 | 54227412 | 51019 | 1 | 1 | Dominion-Hopewell Power Station | 67.3 | 8.8 | 220 | 8 | 155 | 3895 | 77.5 | 221112 | -77.2822 | 37.3006 | 391 | R63-0142 | 125 | 100 | 10771 | 1 | 10771_B_1 | 23860 | 127&41&29&210&127&41&29&210&141 | R63-0142
51670 |  | Virginia | Hopewell City | 10633611 | 58466313 | 54227512 | 51019 | 2 | 2 | Dominion-Hopewell Power Station | 69.4 | 8.8 | 220 | 8 | 155 | 3895 | 77.5 | 221112 | -77.2822 | 37.3006 | 391 | R63-0142 | 125 | 100 | 10771 | 2 | 10771_B_2 | 23860 | 127&41&29&210&127&41&29&210&141 | R63-0142
51670 |  | Virginia | Hopewell City | 5883511 | 23364513 | 22396812 | 50967 | 1 | 1 | Hopewell Cogeneration Ltd Partnership | 183.977 | 7.131 | 200 | 15.2 | 260 | 13581.7 | 74.8 | 221112 | -77.2819 | 37.2914 | 1140 | R63-0083 | 125 | 120 | 10633 | 1 | 10633_B_1 | 23860 |  | R63-0083
51670 |  | Virginia | Hopewell City | 5883511 | 23364613 | 22396712 | 50967 | 2 | 2 | Hopewell Cogeneration Ltd Partnership | 177.197 | 8.509 | 200 | 15.2 | 260 | 13581.7 | 74.8 | 221112 | -77.2819 | 37.2914 | 1140 | R63-0083 | 125 | 120 | 10633 | 2 | 10633_B_2 | 23860 |  | R63-0083
51670 |  | Virginia | Hopewell City | 5883511 | 23364713 | 22396612 | 50967 | 3 | 3 | Hopewell Cogeneration Ltd Partnership | 149.9589 | 1.497 | 200 | 15.2 | 260 | 13581.7 | 74.8 | 221112 | -77.2819 | 37.2914 | 1140 | R63-0083 | 125 | 120 | 10633 | 3 | 10633_B_3 | 23860 |  | R63-0083
51670 |  | Virginia | Hopewell City | 6633911 | 58457513 | 16686912 | 50950 | 1 | 1 | James River Cogeneration Company | 607.9 | 1107.6 | 198 | 8.7 | 315 | 3500 | 59 | 221112 | -77.2722 | 37.2927 | 600 |  | 125 | 100 | 10377 | BLR01B | 10377_B_01ABC | 23860 | 127
51670 |  | Virginia | Hopewell City | 6633911 | 58457613 | 16686712 | 50950 | 2 | 2 | James River Cogeneration Company | 531.9 | 1058.4 | 198 | 8.7 | 315 | 3500 | 59 | 221112 | -77.2722 | 37.2927 | 600 |  | 125 | 100 | 10377 | BLR02B | 10377_B_02ABC | 23860 | 127
51740 |  | Virginia | Portsmouth City | 4938911 | 32361013 | 30946912 | 61049 | 3 | 1 | Cogentrix Virginia Leasing Corp | 79.96 | 116.43 | 198 | 8.6 | 315 | 3500 | 59 | 221112 | -76.3519 | 36.8703 | 200 |  | 125 | 100 | 10071 | BLR01C | 10071_B_BLR01C | 23703
51740 |  | Virginia | Portsmouth City | 4938911 | 32361113 | 30947212 | 61049 | 4 | 2 | Cogentrix Virginia Leasing Corp | 75.68 | 108.46 | 198 | 8.6 | 315 | 3500 | 59 | 221112 | -76.3519 | 36.8703 | 200 |  | 125 | 100 | 10071 | BLR02A | 10071_B_BLR02A | 23703
51740 |  | Virginia | Portsmouth City | 4938911 | 32361213 | 30947212 | 61049 | 5 | 2 | Cogentrix Virginia Leasing Corp | 71.58 | 102.58 | 198 | 8.6 | 315 | 3500 | 59 | 221112 | -76.3519 | 36.8703 | 200 |  | 125 | 100 | 10071 | BLR02B | 10071_B_BLR02B | 23703
51740 |  | Virginia | Portsmouth City | 4938911 | 32361313 | 30946912 | 61049 | 1 | 1 | Cogentrix Virginia Leasing Corp | 13.55 | 27.83 | 198 | 8.6 | 315 | 3500 | 59 | 221112 | -76.3519 | 36.8703 | 200 |  | 125 | 100 | 10071 | BLR01A | 10071_B_BLR01A | 23703
51740 |  | Virginia | Portsmouth City | 4938911 | 32361813 | 30947212 | 61049 | 6 | 2 | Cogentrix Virginia Leasing Corp | 70.83 | 101.51 | 198 | 8.6 | 315 | 3500 | 59 | 221112 | -76.3519 | 36.8703 | 200 |  | 125 | 100 | 10071 | BLR02C | 10071_B_BLR02C | 23703
51740 |  | Virginia | Portsmouth City | 4938911 | 32361913 | 30946912 | 61049 | 2 | 1 | Cogentrix Virginia Leasing Corp | 81.09 | 118.08 | 198 | 8.6 | 315 | 3500 | 59 | 221112 | -76.3519 | 36.8703 | 200 |  | 125 | 100 | 10071 | BLR01B | 10071_B_BLR01B | 23703
51760 |  | Virginia | Richmond City | 4039911 | 33619313 | 32069312 | 51033 | 1 | 1 | Spruance Genco LLC | 646.584 | 209.181 | 250 | 8.6 | 180 | 3245.5 | 55.9 | 221112 | -77.4308 | 37.4556 | 750 | R63-0142 | 125 | 100 | 54081 | BLR01B | 54081_B_1AB | 23234 | 119&26 | R63-0142
51760 |  | Virginia | Richmond City | 4039911 | 33619413 | 32069012 | 51033 | 2 | 2 | Spruance Genco LLC | 685.57 | 221.46 | 250 | 8.6 | 180 | 3245.5 | 55.9 | 221112 | -77.4308 | 37.4556 | 750 | R63-0142 | 125 | 100 | 54081 | BLR02A | 54081_B_2AB | 23234 | 119&26&127 | R63-0142
51760 |  | Virginia | Richmond City | 4039911 | 33619513 | 32069612 | 51033 | 3 | 3 | Spruance Genco LLC | 634.3777 | 218.62 | 250 | 8.6 | 180 | 3245.5 | 55.9 | 221112 | -77.4308 | 37.4556 | 750 | R63-0142 | 125 | 100 | 54081 | BLR03A | 54081_B_3AB | 23234 | 119&26&127&18&39&26 | R63-0142
51760 |  | Virginia | Richmond City | 4039911 | 33619613 | 32069112 | 51033 | 4 | 4 | Spruance Genco LLC | 576.8528 | 185.8399 | 250 | 8.6 | 180 | 3245.5 | 55.9 | 221112 | -77.4308 | 37.4556 | 750 | R63-0142 | 125 | 100 | 54081 | BLR04A | 54081_B_4AB | 23234 | 119&26&127 | R63-0142
51760 |  | Virginia | Richmond City | 5083411 | 25876113 | 24819012 | 50988 | 20 | 1 | Dominion - Bellemeade Power Station | 35.5 | 2.895 | 90 | 13.5 | 300 | 14766.7 | 103.2 | 221112 | -77.4332 | 37.496 | 1080 | R63-0083 | 125 | 120 | 50966 | 1 | 50966_G_1 | 23222 | 32 | R63-0083
51760 |  | Virginia | Richmond City | 5083411 | 25876513 | 24818712 | 50988 | 21 | 2 | Dominion - Bellemeade Power Station | 32.8 | 2.136 | 90 | 13.5 | 300 | 14766.7 | 103.2 | 221112 | -77.4332 | 37.496 | 1080 | R63-0083 | 125 | 120 | 50966 | 2 | 50966_G_2 | 23222 | 32 | R63-0083
53011 |  | Washington | Clark | 7344011 | 11036213 | 10990212 | 1909 | 2863 | 24 | Clark Public Utilities / River Road Gene | 43.91 | 2.175 | 198 | 18 | 230 | 19166.7 | 75.3 | 221112 | -122.7249 | 45.6498 | 1700 | R63-0083 | 125 | 120 | 7605 | 1 | 7605_G_1 | 98660-1 | 109&139&131 | R63-0083
53041 |  | Washington | Lewis | 6281311 | 15504813 | 15168012 | 754 | 1250 | 223 | TransAlta Centralia Generation, LLC | 3360 | 550 | 470 | 29.75 | 135 | 43326.4 | 62.3 | 221112 | -122.8566 | 46.7558 | 8000 | R63-0142 | 125 | 120 | 3845 | BW22 | 3845_B_BW22 | 98531 | 128&67&33&25 | R63-0142
53041 |  | Washington | Lewis | 6281311 | 15505513 | 15167512 | 754 | 1247 | 222 | TransAlta Centralia Generation, LLC | 3267 | 586 | 470 | 29.75 | 135 | 43326.4 | 62.3 | 221112 | -122.8566 | 46.7558 | 8000 | R63-0142 | 125 | 120 | 3845 | BW21 | 3845_B_BW21 | 98531 | 128&67&33&25 | R63-0142
53041 |  | Washington | Lewis | 6281311 | 15506113 | 15169112 | 754 | 1251 | 228 | TransAlta Centralia Generation, LLC | 0 | 0 | 100 | 10.083 | 250 | 5666.7 | 71 | 221112 | -122.8566 | 46.7558 | 569 | R63-0083 | 125 | 120 | 3845 | 50 | 3845_G_50 | 98531 | 139 | R63-0083
53041 |  | Washington | Lewis | 6281311 | 15506213 | 15167912 | 754 | 1243 | 233 | TransAlta Centralia Generation, LLC | 0 | 0 | 100 | 10.083 | 250 | 5666.7 | 71 | 221112 | -122.8566 | 46.7558 | 569 | R63-0083 | 125 | 120 | 3845 | 60 | 3845_G_60 | 98531 | 139 | R63-0083
53041 |  | Washington | Lewis | 6281311 | 15506713 | 15168812 | 754 | 1239 | 232 | TransAlta Centralia Generation, LLC | 0 | 0 | 100 | 10.083 | 250 | 5666.7 | 71 | 221112 | -122.8566 | 46.7558 | 569 | R63-0083 | 125 | 120 | 3845 | 40 | 3845_G_40 | 98531 | 139 | R63-0083
53041 |  | Washington | Lewis | 9091111 | 55096613 | 51113012 | 1900 | 2839 | 243 | PacifiCorp Energy / Chehalis Power Plant | 23.19 | 1.114 | 149.9 | 19.333 | 245 | 20807.3 | 70.9 | 221112 | -122.9145 | 46.6226 | 2070 | R63-0083 | 125 | 120 | 55662 | CT1 | 55662_G_CT1 | 98532 | 109&139 | R63-0083
53041 |  | Washington | Lewis | 9091111 | 55096713 | 58406912 | 1900 | 2840 | 244 | PacifiCorp Energy / Chehalis Power Plant | 30.56 | 1.724 | 149.9 | 19.333 | 245 | 21041.8 | 71.7 | 221112 | -122.9145 | 46.6226 | 2070 | R63-0083 | 125 | 120 | 55662 | CT2 | 55662_G_CT2 | 98532 | 109&139 | R63-0083
53057 |  | Washington | Skagit | 6282611 | 15475913 | 15138512 | 4 | 1549 | 195 | MARCH POINT COGENERATION | 63.1 | 7 | 80 | 11 | 400 | 7000 | 73.7 | 221112 | -122.559 | 48.4664 | 40 | R63-0083 |  | 120 |  |  | 54268_G_GTG1 | 98221-9 | 139&213&213&65 | R63-0083
53057 |  | Washington | Skagit | 6282611 | 15476013 | 15138412 | 4 | 1547 | 197 | MARCH POINT COGENERATION | 96.4 | 4 | 80 | 12 | 400 | 7000 | 61.9 | 221112 | -122.559 | 48.4664 | 40 | R63-0083 |  | 120 |  |  | 54268_G_GTG2 | 98221-9 | 213&65 | R63-0083
53057 |  | Washington | Skagit | 6282611 | 15476113 | 15138612 | 4 | 1548 | 196 | MARCH POINT COGENERATION | 94 | 7.9 | 80 | 11 | 400 | 7000 | 73.7 | 221112 | -122.559 | 48.4664 | 40 | R63-0083 |  | 120 |  |  | 54268_G_GTG3 | 98221-9 | 213&65 | R63-0083
54019 |  | West Virginia | Fayette | 4985711 | 71688913 | 65904712 | 0001 | 006 | 5 | WEST VIRGINIA ALLOYS, INC. | 0 | 0 |  |  | 360 | 3816.7 | 67 | 331110 | -81.2792 | 38.1382 | 395 |  | 167 | 999 | 50012 | BLR4 | 50012_B_BLR4 | 25002 | 128&128&24
54023 |  | West Virginia | Grant | 6257011 | 71961613 | 66073312 | 0003 | 001 | 1 | MOUNT STORM POWER STATION | 1381 | 1275 | 743 | 29 | 115 | 63266.7 | 95.8 | 221112 | -79.265 | 39.2004 | 5920 | R63-0142 | 125 | 999 | 3954 | 1 | 3954_B_1 | 26739 | 128&42 | R63-0142
54023 |  | West Virginia | Grant | 6257011 | 71961713 | 66073312 | 0003 | 002 | 1 | MOUNT STORM POWER STATION | 1102 | 1023 | 743 | 29 | 115 | 63266.7 | 95.8 | 221112 | -79.265 | 39.2004 | 6200 | R63-0142 | 125 | 999 | 3954 | 2 | 3954_B_2 | 26739 | 128&42 | R63-0142
54023 |  | West Virginia | Grant | 6257011 | 71961813 | 66073412 | 0003 | 003 | 3 | MOUNT STORM POWER STATION | 1258 | 1126 | 579 | 21 | 115 | 30833.3 | 89 | 221112 | -79.265 | 39.2004 | 6000 | R63-0142 | 125 | 999 | 3954 | 3 | 3954_B_3 | 26739 | 128&67&42 | R63-0142
54023 |  | West Virginia | Grant | 6257011 | 71962013 | 15697912 | 0003 | 005 | NONSTK | MOUNT STORM POWER STATION | 1.048 | 0.361 |  |  | 72 |  |  | 221112 | -79.2631 | 39.1981 | 12 |  | 125 | 999 |  |  | 3954_G_JF1 | 26739
54023 |  | West Virginia | Grant | 8534011 | 71949813 | 66069612 | 0014 | 001 | 1 | NORTH BRANCH POWER STATION | 0 | 0 |  |  | 340 | 6503.9 | 49 | 221112 | -79.3315 | 39.2622 | 677 | R63-0142 | 125 | 999 | 7537 | 1A | 7537_B_1A | 26707 | 119&41&127&127 | R63-0142
54023 |  | West Virginia | Grant | 8534011 | 71949913 | 66069612 | 0014 | 002 | 1 | NORTH BRANCH POWER STATION | 0 | 0 |  |  | 340 | 6503.9 | 49 | 221112 | -79.3315 | 39.2622 | 669 | R63-0142 | 125 | 999 | 7537 | 1B | 7537_B_1B | 26707 | 119&41&127&127 | R63-0142
54033 |  | West Virginia | Harrison | 6271711 | 71923213 | 107531812 | 0015 | 001 | 1 | ALLEGHENY ENERGY SUPPLY CO, LLC-HARRISON | 4246 | 3279 | 1001 | 26 | 150 | 31333.3 | 55 | 221112 | -80.3325 | 39.3842 | 7060 | R63-0142 | 125 | 999 | 3944 | 1 | 3944_B_1 | 26366 | 128&141 | R63-0142
54033 |  | West Virginia | Harrison | 6271711 | 71923313 | 107531812 | 0015 | 002 | 1 | ALLEGHENY ENERGY SUPPLY CO, LLC-HARRISON | 0 | 0 | 1001 | 26 | 150 | 31333.3 | 55 | 221112 | -80.3325 | 39.3842 | 6820 | R63-0142 | 125 | 999 | 3944 | 2 | 3944_B_2 | 26366 | 128&141 | R63-0142
54033 |  | West Virginia | Harrison | 6271711 | 71923313 | 107531912 | 0015 | 002 | 2 | ALLEGHENY ENERGY SUPPLY CO, LLC-HARRISON | 4298 | 2477 | 1001 | 26 | 150 | 31333 | 55 | 221112 | -80.3325 | 39.3842 | 6820 | R63-0142 | 125 | 999 | 3944 | 2 | 3944_B_2 | 26366 | 128&141 | R63-0142
54033 |  | West Virginia | Harrison | 6271711 | 71923413 | 107531912 | 0015 | 003 | 2 | ALLEGHENY ENERGY SUPPLY CO, LLC-HARRISON | 0 | 0 | 1001 | 26 | 150 | 31333 | 55 | 221112 | -80.3325 | 39.3842 | 7000 | R63-0142 | 125 | 999 | 3944 | 3 | 3944_B_3 | 26366 | 128&141 | R63-0142
54033 |  | West Virginia | Harrison | 6271711 | 71923413 | 107532012 | 0015 | 003 | 3 | ALLEGHENY ENERGY SUPPLY CO, LLC-HARRISON | 4448 | 2409 | 1001 | 26 | 150 | 31333 | 55 | 221112 | -80.3325 | 39.3842 | 7000 | R63-0142 | 125 | 999 | 3944 | 3 | 3944_B_3 | 26366 | 128&141 | R63-0142
54039 |  | West Virginia | Kanawha | 5782311 | 71717813 | 65925412 | 0003 | B6 | 4 | UNION CARBIDE CORP -SO CHARLESTON FAC. | 325.9364 | 312.138 | [5 empty] | 325199 | -81.6831 | 38.3693 | 323 |  | 129 | 999 | 50151 | B25 | 50151_B_B25 | 25303 | 128
54039 |  | West Virginia | Kanawha | 5782311 | 71717913 | 65925912 | 0003 | B7 | 86 | UNION CARBIDE CORP -SO CHARLESTON FAC. | 5.356 | 0.047 | [5 empty] | 325199 | -81.6831 | 38.3693 | 352 |  | 129 | 999 | 50151 | B26 | 50151_B_B26 | 25303
54039 |  | West Virginia | Kanawha | 5782311 | 71718013 | 20690712 | 0003 | B8 | 103 | UNION CARBIDE CORP -SO CHARLESTON FAC. | 30.7214 | 0.1413 |  |  | 387 | 1280 | 36.6 | 325199 | -81.6797 | 38.3692 | 353 |  | 129 | 999 | 50151 | B27 | 50151_B_B27 | 25303
54039 |  | West Virginia | Kanawha | 6884511 | 71703813 | 65919412 | 0006 | 001 | 12 | APPALACHIAN POWER - KANAWHA RIVER PLANT | 1398 | 5652 | 326 | 19.7 | 316 | 14300.7 | 80 | 221112 | -81.4208 | 38.2049 | 1950 | R63-0142 | 125 | 999 | 3936 | 1 | 3936_B_1 | 25086 | 128 | R63-0142
54039 |  | West Virginia | Kanawha | 6884511 | 71703913 | 65919412 | 0006 | 002 | 12 | APPALACHIAN POWER - KANAWHA RIVER PLANT | 1096 | 4685 | 326 | 19.7 | 316 | 14300.7 | 80 | 221112 | -81.4208 | 38.2049 | 1950 | R63-0142 | 125 | 999 | 3936 | 2 | 3936_B_2 | 25086 | 128 | R63-0142
54049 |  | West Virginia | Marion | 4864511 | 71941913 | 66064812 | 0026 | 001 | 1 | AMERICAN BITUMINOUS POWER-GRANT TOWN PLT | 1399.0397 | 1801.0063 | 327 | 12 | 325 | 6651 | 64 | 221112 | -80.1642 | 39.5611 | 866 | R63-0142 | 125 | 999 | 10151 | 1B | 10151_B_1A_1B | 26574 | 127&127&41&25 | R63-0142
54049 |  | West Virginia | Marion | 6901411 | 71944013 | 66066112 | 0009 | 001 | 1 | MONONGAHELA POWER CO. - RIVESVILLE PS | 0 | 0 | 152 | 10.4 | 320 | 2605 | 30.7 | 221112 | -80.113 | 39.5314 | 729 | R63-0142 | 125 | 999 | 3945 | 7 | 3945_B_7 | 26588 | 128 | R63-0142
54049 |  | West Virginia | Marion | 6901411 | 71944113 | 66066012 | 0009 | 002 | 2 | MONONGAHELA POWER CO. - RIVESVILLE PS | 27.6 | 41.9 | 152 | 14.3 | 301 | 46633.3 | 291.6 | 221112 | -80.113 | 39.5314 | 1410 | R63-0142 | 125 | 999 | 3945 | 8 | 3945_B_8 | 26588 | 128 | R63-0142
54051 |  | West Virginia | Marshall | 4878711 | 71796213 | 65983412 | 0002 | 001 | 77 | PPG INDUSTRIES, INC. | 456.5 | 1526 | 225 | 16 | 335 | 4446.1 | 22.1 | 325180 | -80.8542 | 39.7469 | 496 | R63-0040 | 164 | 999 | 50491 | 001 | 50491_B_001 | 26155 | 128 | R63-0040
54051 |  | West Virginia | Marshall | 4878711 | 71796313 | 65983412 | 0002 | 002 | 77 | PPG INDUSTRIES, INC. | 435.7 | 1663 | 225 | 16 | 335 | 4446.1 | 22.1 | 325180 | -80.8542 | 39.7469 | 289 | R63-0040 | 164 | 999 | 50491 | 002 | 50491_B_002 | 26155 | 127 | R63-0040
54051 |  | West Virginia | Marshall | 4878711 | 71796413 | 65983512 | 0002 | 003 | 78 | PPG INDUSTRIES, INC. | 1113 | 3540 | 272 | 9 | 340 | 5118.3 | 80.5 | 325180 | -80.8542 | 39.7469 | 1340 | R63-0040 | 164 | 999 | 50491 | 003 | 50491_B_003 | 26155 | 128 | R63-0040
54051 |  | West Virginia | Marshall | 6902311 | 71766013 | 65964612 | 0005 | 001 | 11 | OHIO POWER - MITCHELL PLANT | 1002 | 2153 | 1000 | 33.8 | 128 | 43774.4 | 48.9 | 221112 | -80.8175 | 39.8295 | 7020 | R63-0142 | 125 | 999 | 3948 | 1 | 3948_B_1 | 26041 | 128&128&65&141 | R63-0142
54051 |  | West Virginia | Marshall | 6902311 | 71766113 | 65964312 | 0005 | 002 | 22 | OHIO POWER - MITCHELL PLANT | 1280 | 2366 | 1000 | 33.8 | 128 | 43774.4 | 48.9 | 221112 | -80.8175 | 39.8295 | 7020 | R63-0142 | 125 | 999 | 3948 | 2 | 3948_B_2 | 26041 | 128&128&65&141 | R63-0142
54051 |  | West Virginia | Marshall | 6902411 | 71766513 | 65964712 | 0006 | 001 | 13 | OHIO POWER - KAMMER PLANT | 1297 | 5847 | 900 | 23 | 310 | 40889.3 | 98 | 221112 | -80.8189 | 39.8464 | 2160 | R63-0142 | 125 | 999 | 3947 | 1 | 3947_B_1 | 26041 | 128 | R63-0142
54051 |  | West Virginia | Marshall | 6902411 | 71766613 | 65964712 | 0006 | 002 | 13 | OHIO POWER - KAMMER PLANT | 1119 | 5328 | 900 | 23 | 310 | 40889.3 | 98 | 221112 | -80.8189 | 39.8464 | 2160 | R63-0142 | 125 | 999 | 3947 | 2 | 3947_B_2 | 26041 | 128 | R63-0142
54051 |  | West Virginia | Marshall | 6902411 | 71766713 | 65964712 | 0006 | 003 | 13 | OHIO POWER - KAMMER PLANT | 1174 | 5537 | 900 | 23 | 310 | 40889.3 | 98 | 221112 | -80.8189 | 39.8464 | 2160 | R63-0142 | 125 | 999 | 3947 | 3 | 3947_B_3 | 26041 | 128 | R63-0142
54053 |  | West Virginia | Mason | 6760711 | 71715213 | 65923012 | 0001 | 001 | 14 | APPALACHIAN POWER CO.-PHILIP SPORN PLANT | 741 | 3921 | 600 | 21.5 | 292 | 34012 | 94 | 221112 | -81.9231 | 38.9669 | 1310 | R63-0142 | 125 | 999 | 3938 | 11 | 3938_B_11 | 25265 | 128 | R63-0142
54053 |  | West Virginia | Mason | 6760711 | 71715313 | 65923012 | 0001 | 002 | 14 | APPALACHIAN POWER CO.-PHILIP SPORN PLANT | 275 | 1605 | 600 | 21.5 | 292 | 34012 | 94 | 221112 | -81.9231 | 38.9669 | 1310 | R63-0142 | 125 | 999 | 3938 | 21 | 3938_B_21 | 25265 | 128 | R63-0142
54053 |  | West Virginia | Mason | 6760711 | 71715413 | 65923012 | 0001 | 003 | 14 | APPALACHIAN POWER CO.-PHILIP SPORN PLANT | 750 | 3976 | 600 | 21.5 | 292 | 34012 | 94 | 221112 | -81.9231 | 38.9669 | 1310 | R63-0142 | 125 | 999 | 3938 | 31 | 3938_B_31 | 25265 | 128 | R63-0142
54053 |  | West Virginia | Mason | 6760711 | 71715513 | 65923012 | 0001 | 004 | 14 | APPALACHIAN POWER CO.-PHILIP SPORN PLANT | 298 | 1540 | 600 | 21.5 | 292 | 34012 | 94 | 221112 | -81.9231 | 38.9669 | 1310 | R63-0142 | 125 | 999 | 3938 | 41 | 3938_B_41 | 25265 | 128 | R63-0142
54053 |  | West Virginia | Mason | 6760711 | 71715613 | 65923112 | 0001 | 005 | 5 | APPALACHIAN POWER CO.-PHILIP SPORN PLANT | 0 | 0 | 602 | 15.1 | 328 | 26353.9 | 150 | 221112 | -81.9231 | 38.9669 | 3960 | R63-0142 | 125 | 999 | 3938 | 51 | 3938_B_51 | 25265 | 128 | R63-0142
54053 |  | West Virginia | Mason | 6760811 | 71715813 | 65923312 | 0009 | 001 | 1 | APPALACHIAN POWER - MOUNTAINEER PLANT | 2352 | 2010 | 1000 | 42.5 | 129 | 70366.5 | 49.6 | 221112 | -81.9344 | 38.9794 | 12000 | R63-0142 | 125 | 999 | 6264 | 1 | 6264_B_1 | 25265 | 128&128&65&141 | R63-0142
54061 |  | West Virginia | Monongalia | 16320111 | 103875013 | 107541912 | 0134 | 001 | 1 | LONGVIEW POWER | 328 | 363.5 | 554 | 25.75 | 125 | 28000 | 54 | 221112 | -79.9594 | 39.7081 | 6950 |  | 125 | 100 | 56671 | 001 | 56671_B_001 | 26541 | 127&65&141
54061 |  | West Virginia | Monongalia | 6773611 | 71939313 | 107540912 | 0001 | 001 | 1 | MONONGAHELA POWER CO.- FORT MARTIN POWER | 5632 | 1915 | 550 | 24.8 | 126 | 27704 | 57.6 | 221112 | -79.9275 | 39.7107 | 5760 | R63-0142 | 125 | 999 | 3943 | 1 | 3943_B_1 | 26541 |  | R63-0142
54061 |  | West Virginia | Monongalia | 6773611 | 71939413 | 107541012 | 0001 | 002 | 2 | MONONGAHELA POWER CO.- FORT MARTIN POWER | 5502 | 2038 | 550 | 24.8 | 126 | 27704 | 57.6 | 221112 | -79.9275 | 39.7107 | 5620 | R63-0142 | 125 | 999 | 3943 | 2 | 3943_B_2 | 26541 |  | R63-0142
54061 |  | West Virginia | Monongalia | 6773811 | 71937813 | 66062012 | 0027 | 043 | 1 | MORGANTOWN ENERGY ASSOCIATES | 818.68 | 1024.12 | 338 | 8 | 335 | 3980 | 79 | 221112 | -79.9606 | 39.6397 | 951 | R63-0142 | 125 | 999 | 10743 | CFB1 | 10743_B_CFB12 | 26505 | 127&99&41&33 | R63-0142
54073 |  | West Virginia | Pleasants | 4782811 | 71785513 | 65975012 | 0005 | 001 | 1 | MONONGAHELA POWER CO-PLEASANTS POWER STA | 3017 | 7038 | 640 | 29 | 150 | 30000 | 45.4 | 221112 | -81.2944 | 39.3668 | 7370 | R63-0142 | 125 | 999 | 6004 | 1 | 6004_B_1 | 26134 | 128&65&141 | R63-0142
54073 |  | West Virginia | Pleasants | 4782811 | 71785613 | 65974912 | 0005 | 002 | 2 | MONONGAHELA POWER CO-PLEASANTS POWER STA | 2423 | 5995 | 640 | 29 | 150 | 30000 | 45.4 | 221112 | -81.2944 | 39.3668 | 7210 | R63-0142 | 125 | 999 | 6004 | 2 | 6004_B_2 | 26134 | 128&65&141 | R63-0142
54073 |  | West Virginia | Pleasants | 6776311 | 71784713 | 107542212 | 0004 | 001 | 1 | MONONGAHELA POWER CO.-WILLOW ISLAND | 162.1 | 603 | 160 | 13.9 | 385 | 4500 | 30 | 221112 | -81.3 | 39.3669 | 846 | R63-0142 | 125 | 999 | 3946 | 1 | 3946_B_1 | 26134 | 128 | R63-0142
54073 |  | West Virginia | Pleasants | 6776311 | 71784813 | 107542312 | 0004 | 002 | 2 | MONONGAHELA POWER CO.-WILLOW ISLAND | 551.7 | 970.3 | 216 | 15 | 375 | 15833 | 90 | 221112 | -81.3 | 39.3669 | 2220 | R63-0142 | 125 | 999 | 3946 | 2 | 3946_B_2 | 26134 | 128 | R63-0142
54073 |  | West Virginia | Pleasants | 6776411 | 71803813 | 65996512 | 0022 | 001 | 1 | PLEASANTS ENERGY, LLC | 2.5 | 1.5 |  |  | 1030 | 43850 | 172.3 | 221112 | -81.3636 | 39.3331 | 1990 |  | 125 | 999 | 55349 | 1 | 55349_G_1 | 26170
54073 |  | West Virginia | Pleasants | 6776411 | 71803913 | 65996512 | 0022 | 002 | 1 | PLEASANTS ENERGY, LLC | 5 | 0.5 |  |  | 1030 | 43850 | 172.3 | 221112 | -81.3636 | 39.3331 |  |  | 125 | 999 |  |  | 55349_G_2a | 26170
54073 |  | West Virginia | Pleasants | 6776411 | 71804013 | 65996512 | 0022 | 003 | 1 | PLEASANTS ENERGY, LLC | 0 | 0 |  |  | 1030 | 43850 | 172.3 | 221112 | -81.3636 | 39.3331 | 1990 |  | 125 | 999 |  |  | 55349_G_2 | 26170
54077 |  | West Virginia | Preston | 6776811 | 71938713 | 66063712 | 0001 | 001 | 1 | MONONGAHELA POWER CO - ALBRIGHT P.S. | 222.5 | 761 | 166 | 9 | 350 | 6250 | 108 | 221112 | -79.637 | 39.4886 | 1080 | R63-0142 | 125 | 999 | 3942 | 1 | 3942_B_1 | 26519 | 128 | R63-0142
54077 |  | West Virginia | Preston | 6776811 | 71938813 | 66063612 | 0001 | 002 | 2 | MONONGAHELA POWER CO - ALBRIGHT P.S. | 110.2 | 658 | 166 | 9 | 350 | 6250 | 98.2 | 221112 | -79.637 | 39.4886 | 993 | R63-0142 | 125 | 999 | 3942 | 2 | 3942_B_2 | 26519 | 128 | R63-0142
54077 |  | West Virginia | Preston | 6776811 | 71938913 | 66063812 | 0001 | 003 | 3 | MONONGAHELA POWER CO - ALBRIGHT P.S. | 587.3 | 5035 | 225 | 10.5 | 308 | 9013.3 | 104.1 | 221112 | -79.637 | 39.4886 | 3980 | R63-0142 | 125 | 999 | 3942 | 3 | 3942_B_3 | 26519 | 128 | R63-0142
54079 |  | West Virginia | Putnam | 6789111 | 71712813 | 107542412 | 0006 | 001 | 13 | APPALACHIAN POWER - JOHN E AMOS PLANT | 973 | 5175 | 903 | 33.8 | 128 | 44750 | 50 | 221112 | -81.8233 | 38.4731 | 7020 | R63-0142 | 125 | 999 | 3935 | 1 | 3935_B_1 | 25177 | 128&128&65 | R63-0142
54079 |  | West Virginia | Putnam | 6789111 | 71712913 | 93126212 | 0006 | 002 | 14 | APPALACHIAN POWER - JOHN E AMOS PLANT | 1085 | 1468 | 903 | 33.8 | 128 | 44750 | 50 | 221112 | -81.8233 | 38.4731 | 7020 | R63-0142 | 125 | 999 | 3935 | 2 | 3935_B_2 | 25177 | 128&128&65&141 | R63-0142
54079 |  | West Virginia | Putnam | 6789111 | 71713013 | 65922412 | 0006 | 003 | 3 | APPALACHIAN POWER - JOHN E AMOS PLANT | 1871 | 1968 | 903 | 42.5 | 128 | 71233.3 | 50.2 | 221112 | -81.8233 | 38.4731 | 11900 | R63-0142 | 125 | 999 | 3935 | 3 | 3935_B_3 | 25177 | 128&128&65&141 | R63-0142
55003 |  | Wisconsin | Ashland | 6228411 | 15552113 | 15212112 | 802033320 | B21 | S11 | Xcel Energy Bay Front Generating Station | 127.2 | 79.3 | 171 | 4.987 | 300 |  | 120.5 | 22111 | -90.9014 | 46.5873 | 275 | R63-0040 | 125 | 100 | 3982 | 2 | 3982_B_2 | 54806 | 121 | R63-0040
55003 |  | Wisconsin | Ashland | 6228411 | 15552213 | 15212212 | 802033320 | B24 | S13 | Xcel Energy Bay Front Generating Station | 289.8 | 143.2 | 195 | 6.102 | 300 |  | 64.4 | 22111 | -90.9014 | 46.5873 | 389 | R63-0142 | 125 | 100 | 3982 | 5 | 3982_B_5 | 54806 | 121 | R63-0142
55003 |  | Wisconsin | Ashland | 6228411 | 15552413 | 15212312 | 802033320 | B20 | S10 | Xcel Energy Bay Front Generating Station | 118.4 | 63.3 | 171 | 4.987 | 300 |  | 120.5 | 22111 | -90.9014 | 46.5873 | 275 | R63-0040 | 125 | 100 | 3982 | 1 | 3982_B_1 | 54806 | 121 | R63-0040
55009 |  | Wisconsin | Brown | 5295111 | 25986613 | 24925812 | 405031990 | B25 | S12 | WI PUBLIC SERVICE CORP - JP PULLIAM PLAN | 219.8 | 491.3268 | 377 | 14.993 | 266 |  | 27.6 | 22111 | -88.0133 | 44.5406 | 875 | R63-0142 | 125 | 100 | 4072 | 6 | 4072_B_6 | 54303 | 10 | R63-0142
55009 |  | Wisconsin | Brown | 5295111 | 25986813 | 24925812 | 405031990 | B24 | S12 | WI PUBLIC SERVICE CORP - JP PULLIAM PLAN | 123.6 | 262.4228 | 377 | 14.993 | 266 |  | 27.6 | 22111 | -88.0133 | 44.5406 | 693 | R63-0142 | 125 | 100 | 4072 | 5 | 4072_B_5 | 54303 | 10 | R63-0142
55009 |  | Wisconsin | Brown | 5295111 | 25987713 | 24925912 | 405031990 | B26 | S13 | WI PUBLIC SERVICE CORP - JP PULLIAM PLAN | 312.3 | 847.8 | 377 | 10.991 | 320 |  | 39.7 | 22111 | -88.0133 | 44.5406 | 999 | R63-0142 | 125 | 100 | 4072 | 7 | 4072_B_7 | 54303 | 10 | R63-0142
55009 |  | Wisconsin | Brown | 5295111 | 25987813 | 24925512 | 405031990 | B27 | S14 | WI PUBLIC SERVICE CORP - JP PULLIAM PLAN | 683.1 | 1905.6382 | 377 | 15.584 | 335 |  | 28.4 | 22111 | -88.0133 | 44.5406 | 1510 | R63-0142 | 125 | 100 | 4072 | 8 | 4072_B_8 | 54303 | 10 | R63-0142
55009 |  | Wisconsin | Brown | 7642611 | 11426713 | 11340612 | 405170920 | B01 | S01 | Wisconsin Public Service Corp - De Pere | 12.3 | 0.1 | 65 | 19.98 | 1000 |  | 148.8 | 22112 | -88.0681 | 44.4475 | 2190 | R63-0083 | 125 | 100 |  |  | 55029_G_CT01 | 54115 |  | R63-0083
55011 |  | Wisconsin | Buffalo | 4958511 | 30851313 | 29517512 | 606034110 | B25 | S11 | DAIRYLAND POWER COOP ALMA STATION | 2932.2066 | 4826.624 | 700 | 17.487 | 315 |  | 83.7 | 22111 | -91.905 | 44.3078 | 4060 | R63-0040&R63-01 | 125 | 100 | 4271 | B1 | 4271_B_B1 | 54610 | 10 | R63-0040&R63-01&R63-0142
55011 |  | Wisconsin | Buffalo | 4958511 | 58490313 | 29517612 | 606034110 | B21 | S10 | DAIRYLAND POWER COOP ALMA STATION | 47.1055 | 127.2018 | 700 | 16.995 | 373 |  | 73.6 | 22111 | -91.905 | 44.3078 | 339 | R63-0040 | 125 | 100 | 4140 | B2 | 4140_B_B2 | 54610 | 10 | R63-0040
55011 |  | Wisconsin | Buffalo | 4958511 | 58490413 | 29517612 | 606034110 | B23 | S10 | DAIRYLAND POWER COOP ALMA STATION | 68.1277 | 240.8056 | 700 | 16.995 | 373 |  | 73.6 | 22111 | -91.905 | 44.3078 | 633 | R63-0142 | 125 | 100 | 4140 | B4 | 4140_B_B4 | 54610 | 10 | R63-0142
55011 |  | Wisconsin | Buffalo | 4958511 | 58490513 | 29517612 | 606034110 | B22 | S10 | DAIRYLAND POWER COOP ALMA STATION | 55.168 | 149.0024 | 700 | 16.995 | 373 |  | 73.6 | 22111 | -91.905 | 44.3078 | 340 | R63-0040 | 125 | 100 | 4140 | B3 | 4140_B_B3 | 54610 | 10 | R63-0040
55011 |  | Wisconsin | Buffalo | 4958511 | 58490713 | 29517612 | 606034110 | B24 | S10 | DAIRYLAND POWER COOP ALMA STATION | 180.8311 | 634.0127 | 700 | 16.995 | 373 |  | 73.6 | 22111 | -91.905 | 44.3078 | 940 | R63-0142 | 125 | 100 | 4140 | B5 | 4140_B_B5 | 54610 | 10 | R63-0142
55011 |  | Wisconsin | Buffalo | 4958511 | 58490813 | 29517612 | 606034110 | B20 | S10 | DAIRYLAND POWER COOP ALMA STATION | 16.2659 | 45.7006 | 700 | 16.995 | 373 |  | 73.6 | 22111 | -91.905 | 44.3078 | 339 | R63-0040 | 125 | 100 | 4140 | B1 | 4140_B_B1 | 54610 | 10 | R63-0040
55017 |  | Wisconsin | Chippewa | 6870311 | 13262913 | 13098212 | 609042720 | P31 | S11 | Xcel Energy-Wheaton Generating Station | 30.4 | 0.35101 | 38 | 22.572 | 1000 |  | 41.3 | 22111 | -91.5159 | 44.8857 | 24 | R63-0083 | 125 | 100 |  |  | 4014_G_2 | 54703 |  | R63-0083
55017 |  | Wisconsin | Chippewa | 6870311 | 13263013 | 13098412 | 609042720 | P32 | S12 | Xcel Energy-Wheaton Generating Station | 15 | 0.47447 | 38 | 22.572 | 1000 |  | 41.3 | 22111 | -91.5159 | 44.8857 | 24 | R63-0083 | 125 | 100 |  |  | 4014_G_3 | 54703 |  | R63-0083
55017 |  | Wisconsin | Chippewa | 6870311 | 13263113 | 13098712 | 609042720 | P33 | S13 | Xcel Energy-Wheaton Generating Station | 13.6 | 0.26499 | 38 | 22.572 | 1000 |  | 41.3 | 22111 | -91.5159 | 44.8857 | 24 | R63-0083 | 125 | 100 |  |  | 4014_G_4 | 54703 |  | R63-0083
55017 |  | Wisconsin | Chippewa | 6870311 | 13263313 | 13098512 | 609042720 | P30 | S10 | Xcel Energy-Wheaton Generating Station | 17.7 | 0.53047 | 38 | 22.572 | 1000 |  | 41.3 | 22111 | -91.5159 | 44.8857 | 24 | R63-0083 | 125 | 100 |  |  | 4014_G_1 | 54703 |  | R63-0083
55021 |  | Wisconsin | Columbia | 7673611 | 11387113 | 11305912 | 111003090 | B21 | S11 | WPL - COLUMBIA ENERGY CENTER | 2752.8633 | 12216.897 | 500 | 20.997 | 273 |  | 4.8 | 22111 | -89.4204 | 43.4861 | 5300 | R63-0142 | 125 | 100 | 8023 | 1 | 8023_B_1 | 53954 | 10 | R63-0142
55021 |  | Wisconsin | Columbia | 7673611 | 11387113 | 11306012 | 111003090 | B21 | S01 | WPL - COLUMBIA ENERGY CENTER | 27.8067 | 123.403 | 33 | 0.984 | 110 |  | 76.7 | 22111 | -89.4204 | 43.4861 | 5300 | R63-0142 | 125 | 100 | 8023 | 1 | 8023_B_1 | 53954 | 10 | R63-0142
55021 |  | Wisconsin | Columbia | 7673611 | 11387613 | 11305412 | 111003090 | B22 | S12 | WPL - COLUMBIA ENERGY CENTER | 2675.5394 | 12304.611 | 650 | 20.997 | 281 |  | 106.8 | 22111 | -89.4204 | 43.4861 | 53 | R63-0142 | 125 | 100 | 8023 | 2 | 8023_B_2 | 53954 | 10 | R63-0142
55021 |  | Wisconsin | Columbia | 7673611 | 11387613 | 11305812 | 111003090 | B22 | S02 | WPL - COLUMBIA ENERGY CENTER | 27.0256 | 124.289 | 33 | 0.787 | 110 |  | 87.3 | 22111 | -89.4204 | 43.4861 | 53 | R63-0142 | 125 | 100 | 8023 | 2 | 8023_B_2 | 53954 | 10 | R63-0142
55021 |  | Wisconsin | Columbia | 7673611 | 11387613 | 11306012 | 111003090 | B22 | S01 | WPL - COLUMBIA ENERGY CENTER |  |  | 33 | 0.984 | 110 |  | 76.7 | 22111 | -89.4204 | 43.4861 | 53 | R63-0142 | 125 | 100 | 8023 | 2 | 8023_B_2 | 53954 | 10 | R63-0142
55025 |  | Wisconsin | Dane | 7454711 | 12393913 | 12326912 | 113308030 | P01 | S01 | ROCKGEN ENERGY CENTER | 14.867 | 0.2 | 75 | 17.979 | 1131 |  | 171.8 | 22111 | -89.0498 | 42.9755 | 1950 | R63-0083 | 125 | 160 |  |  | 55391_G_01 | 53523 |  | R63-0083
55025 |  | Wisconsin | Dane | 7454711 | 12394013 | 12326812 | 113308030 | P02 | S02 | ROCKGEN ENERGY CENTER | 6.82 | 0.1 | 75 | 17.979 | 1131 |  | 171.8 | 22111 | -89.0498 | 42.9755 | 1950 | R63-0083 | 125 | 160 |  |  | 55391_G_02 | 53523 |  | R63-0083
55025 |  | Wisconsin | Dane | 7454711 | 12394113 | 12326712 | 113308030 | P03 | S03 | ROCKGEN ENERGY CENTER | 7.33 | 0.1 | 75 | 17.979 | 1131 |  | 171.8 | 22111 | -89.0498 | 42.9755 | 1950 | R63-0083 | 125 | 160 |  |  | 55391_G_03 | 53523 |  | R63-0083
55025 |  | Wisconsin | Dane | 7465411 | 11333913 | 11262212 | 113004430 | B26 | S13 | MADISON GAS & ELECTRIC CO BLOUNT ST STN | 1.4 | 0.011 | 265 | 11.975 | 305 |  | 26.5 | 22111 | -89.3753 | 43.0791 | 275 |  | 125 | 100 | 3992 | 6 | 3992_B_6 | 53703
55025 |  | Wisconsin | Dane | 7465411 | 11334313 | 88884812 | 113004430 | B29 | B29 | MADISON GAS & ELECTRIC CO BLOUNT ST STN | 15.1 | 0.9 |  |  | 70 |  | 3.3 | 22111 | -89.3739 | 43.0792 | 544 | R63-0142 | 125 | 100 | 3992 | 9 | 3992_B_9 | 53703 |  | R63-0142
55025 |  | Wisconsin | Dane | 7465411 | 11334413 | 11261112 | 113004430 | B23 | S12 | MADISON GAS & ELECTRIC CO BLOUNT ST STN | 3.6 | 0.008 | 93 | 6.496 | 300 |  | 25.2 | 22111 | -89.3753 | 43.0791 | 300 |  | 125 | 100 | 3992 | 3 | 3992_B_3 | 53703
55025 |  | Wisconsin | Dane | 7465411 | 11334613 | 88884912 | 113004430 | B28 | B28 | MADISON GAS & ELECTRIC CO BLOUNT ST STN | 13.6 | 0.2 |  |  | 70 |  | 3.3 | 22111 | -89.3739 | 43.0792 | 544 | R63-0142 | 125 | 100 | 3992 | 8 | 3992_B_8 | 53703 |  | R63-0142
55025 |  | Wisconsin | Dane | 7465411 | 11334713 | 88885012 | 113004430 | B27 | B27 | MADISON GAS & ELECTRIC CO BLOUNT ST STN | 7 |  |  |  | 70 |  | 3.3 | 22111 | -89.3739 | 43.0792 | 332 | R63-0142 | 125 | 100 | 3992 | 7 | 3992_B_7 | 53703 |  | R63-0142
55025 |  | Wisconsin | Dane | 7467711 | 11325013 | 11253512 | 113016200 | P01 | S01 | MADISON GAS & ELEC FITCHBURG GENERATING | 7.1 |  | 35 | 0.984 | 630 |  | 21.9 | 22111 | -89.4605 | 43.015 | 24 | R63-0083 | 125 | 160 |  |  | 3991_G_1 | 53711 |  | R63-0083
55025 |  | Wisconsin | Dane | 7467711 | 11325113 | 11253612 | 113016200 | P02 | S02 | MADISON GAS & ELEC FITCHBURG GENERATING | 6.4 |  | 35 | 0.984 | 630 |  | 21.9 | 22111 | -89.4605 | 43.015 | 24 | R63-0083 | 125 | 160 |  |  | 3991_G_2 | 53711 |  | R63-0083
55043 |  | Wisconsin | Grant | 6748311 | 13167713 | 13008512 | 122003640 | B22 | S11 | E J STONEMAN STATION | 226.2994 | 161.182 | 205 | 7.972 | 265 |  | 38 | 22111 | -90.9853 | 42.7083 | 340 |  | 125 | 100 | 4146 | B2 | 4146_B_B2 | 53806 | 10
55043 |  | Wisconsin | Grant | 6748311 | 13167813 | 13008512 | 122003640 | B21 | S11 | E J STONEMAN STATION | 192.2734 | 136.922 | 205 | 7.972 | 265 |  | 38 | 22111 | -90.9853 | 42.7083 | 340 |  | 125 | 100 | 4146 | B1 | 4146_B_B1 | 53806 | 10
55043 |  | Wisconsin | Grant | 6748911 | 13165013 | 13006712 | 122014530 | B21 | S11 | WPL - NELSON DEWEY GENERATING STATION | 1578.4896 | 5684 | 354 | 12.992 | 305 |  | 60 | 22111 | -91.0058 | 42.7247 | 1200 | R63-0142 | 125 | 100 | 4054 | 1 | 4054_B_1 | 53806 | 10 | R63-0142
55043 |  | Wisconsin | Grant | 6748911 | 13165113 | 13006712 | 122014530 | B22 | S11 | WPL - NELSON DEWEY GENERATING STATION | 1658.36 | 5821.15 | 354 | 12.992 | 305 |  | 60 | 22111 | -91.0058 | 42.7247 | 1200 | R63-0142 | 125 | 100 | 4054 | 2 | 4054_B_2 | 53806 | 10 | R63-0142
55055 |  | Wisconsin | Jefferson | 6765911 | 13144913 | 12988112 | 128065080 | P03 | S03 | Wisconsin Electric Power Company, d/b/a | 2.227 | 0.017 | 60 | 12.894 | 948 |  | 19.2 | 22111 | -88.6878 | 43.1674 | 24 | R63-0083 | 125 | 100 |  |  | 7159_G_3 | 53094 |  | R63-0083
55055 |  | Wisconsin | Jefferson | 6765911 | 13145013 | 12988212 | 128065080 | P02 | S02 | Wisconsin Electric Power Company, d/b/a | 3.183 | 0.025 | 60 | 12.894 | 948 |  | 19.2 | 22111 | -88.6878 | 43.1674 | 24 | R63-0083 | 125 | 100 |  |  | 7159_G_2 | 53094 |  | R63-0083
55055 |  | Wisconsin | Jefferson | 6765911 | 13145113 | 12988012 | 128065080 | P04 | S04 | Wisconsin Electric Power Company, d/b/a | 4.978 | 0.038 | 60 | 11.877 | 948 |  | 22.6 | 22111 | -88.6878 | 43.1674 | 24 | R63-0083 | 125 | 100 |  |  | 7159_G_4 | 53094 |  | R63-0083
55055 |  | Wisconsin | Jefferson | 6765911 | 13145213 | 12987912 | 128065080 | P01 | S01 | Wisconsin Electric Power Company, d/b/a | 3.39 | 0.301 | 60 | 12.894 | 948 |  | 19.2 | 22111 | -88.6878 | 43.1674 | 24 | R63-0083 | 125 | 100 |  |  | 7159_G_1 | 53094 |  | R63-0083
55055 |  | Wisconsin | Jefferson | 7049311 | 14657813 | 14358612 | 128085210 | B01 | S01 | LSP - WHITEWATER, Limited Partnership | 16.1014 | 1.5806 | 175 | 17.979 | 227 |  | 66.1 | 22111 | -88.7299 | 42.8551 | 24 | R63-0083 | 125 | 100 |  |  | 55011_G_CTG1 | 53190 | 139 | R63-0040&R63-0083
55059 |  | Wisconsin | Kenosha | 7324011 | 11031813 | 10985712 | 230094810 | P01 | S01 | Wisconsin Electric Power Company, d/b/a | 2.111 | 0.016 | 60 | 12.894 | 948 |  | 192.3 | 22111 | -88.0133 | 42.6669 | 24 | R63-0083 | 125 | 160 |  |  | 7270_G_1 | 54435 |  | R63-0083
55059 |  | Wisconsin | Kenosha | 7324011 | 11031913 | 10986012 | 230094810 | P04 | S04 | Wisconsin Electric Power Company, d/b/a | 0.931 | 0.009 | 60 | 12.894 | 948 |  | 192.3 | 22111 | -88.0133 | 42.6669 | 24 | R63-0083 | 125 | 160 |  |  | 7270_G_4 | 54435 |  | R63-0083
55059 |  | Wisconsin | Kenosha | 7324011 | 11032013 | 10985912 | 230094810 | P03 | S03 | Wisconsin Electric Power Company, d/b/a | 1.215 | 0.01 | 60 | 12.894 | 948 |  | 192.3 | 22111 | -88.0133 | 42.6669 | 24 | R63-0083 | 125 | 160 |  |  | 7270_G_3 | 54435 |  | R63-0083
55059 |  | Wisconsin | Kenosha | 7324011 | 11032113 | 10985812 | 230094810 | P02 | S02 | Wisconsin Electric Power Company, d/b/a | 1.869 | 0.014 | 60 | 12.894 | 948 |  | 192.3 | 22111 | -88.0133 | 42.6669 | 24 | R63-0083 | 125 | 160 |  |  | 7270_G_2 | 54435 |  | R63-0083
55059 |  | Wisconsin | Kenosha | 7509411 | 11166513 | 88899312 | 230006260 | B21 | S21 | Wisconsin Electric Power Company, d/b/a | 1067.15 | 492.175 | 450.1 | 29.987 | 135 |  | 43 | 22111 | -87.9033 | 42.5381 | 6160 | R63-0142 | 125 | 100 | 6170 | 2 | 6170_B_2 | 53158 | 10 | R63-0142
55059 |  | Wisconsin | Kenosha | 7509411 | 11166713 | 88899212 | 230006260 | B20 | S20 | Wisconsin Electric Power Company, d/b/a | 1422.325 | 435.993 | 450.1 | 29.987 | 135 |  | 43 | 22111 | -87.9033 | 42.5381 | 6160 | R63-0142 | 125 | 100 | 6170 | 1 | 6170_B_1 | 53158 | 10 | R63-0142
55063 |  | Wisconsin | La Crosse | 4958811 | 30848313 | 29515012 | 632022820 | P31 | S13 | Xcel Energy-French Island Generating Pla | 4.1 | 0.071 | 47 | 16.995 | 912 |  | 16.1 | 22111 | -91.2597 | 43.8291 | 24 | R63-0083 | 103 | 160 | 4005 | 4 | 4005_G_4 | 54603 |  | R63-0083
55071 |  | Wisconsin | Manitowoc | 7179611 | 64983513 | 14439112 | 436035930 | B09 | S10 | MANITOWOC PUBLIC UTILITIES | 122.9941 | 324.1005 | 250 | 12.008 | 340 |  | 21.4 | 22111 | -87.6558 | 44.0818 | 650 | R63-0142 | 125 | 100 | 4125 | 9 | 4125_B_9 | 54220 |  | R63-0142
55071 |  | Wisconsin | Manitowoc | 7179611 | 64983613 | 14439412 | 436035930 | B28 | S20 | MANITOWOC PUBLIC UTILITIES | 22.2 | 111.1 | 250 | 14.009 | 168 |  | 7.4 | 22111 | -87.6558 | 44.0818 | 270 |  | 125 | 100 | 4125 | 8 | 4125_B_8 | 54220
55073 |  | Wisconsin | Marathon | 7078511 | 14848913 | 14530912 | 737009020 | B01 | S01 | Wisconsin Public Service Corporation- We | 214.4 | 529 | 243 | 11.909 | 342 |  | 39.9 | 22111 | -89.6502 | 44.8579 | 858 | R63-0142 | 125 | 100 | 4078 | 1 | 4078_B_1 | 54474 | 10 | R63-0142
55073 |  | Wisconsin | Marathon | 7078511 | 14849413 | 14530212 | 737009020 | B12 | S12 | Wisconsin Public Service Corporation- We | 8.7 |  | 23 | 8.104 | 850 |  | 225.1 | 22111 | -89.6502 | 44.8579 | 434 | R63-0083 | 125 | 160 |  |  | 4078_G_32 | 54474 |  | R63-0083
55073 |  | Wisconsin | Marathon | 7078511 | 14849513 | 14531412 | 737009020 | B11 | S11 | Wisconsin Public Service Corporation- We | 2.9 |  | 30.6 | 8.432 | 850 |  | 112.5 | 22111 | -89.6502 | 44.8579 | 395 | R63-0083 | 125 | 160 |  |  | 4078_G_31 | 54474 |  | R63-0083
55073 |  | Wisconsin | Marathon | 7078511 | 14849613 | 14530812 | 737009020 | B03 | S03 | Wisconsin Public Service Corporation- We | 1164.6 | 5592.9 | 496.2 | 16.01 | 329 |  | 107 | 22111 | -89.6502 | 44.8579 | 3420 | R63-0142 | 125 | 100 | 4078 | 3 | 4078_B_3 | 54474 | 100 | R63-0142
55073 |  | Wisconsin | Marathon | 7078511 | 14849713 | 14531512 | 737009020 | B02 | S02 | Wisconsin Public Service Corporation- We | 572 | 1150 | 242.6 | 11.909 | 335 |  | 51.4 | 22111 | -89.6502 | 44.8579 | 1000 | R63-0142 | 125 | 100 | 4078 | 2 | 4078_B_2 | 54474 | 10 | R63-0142
55073 |  | Wisconsin | Marathon | 7078511 | 65134613 | 59806312 | 737009020 | B04 | S04 | Wisconsin Public Service Corporation- We | 913.8 | 903.7 | 500 | 20.013 | 171 |  | 75.1 | 22111 | -89.6502 | 44.8579 | 5170 | R63-0142 | 125 | 100 | 4078 | 4 | 4078_B_4 | 54474 |  | R63-0142
55075 |  | Wisconsin | Marinette | 7096511 | 14823513 | 14506912 | 438089190 | B04 | S04 | Wisconsin Public Service Corp-West Marin | 0.70042 | 0.01311 | 55 | 17.979 | 961 |  | 85.3 | 22111 | -87.69 | 45.0858 | 1100 | R63-0083 | 125 | 160 | 4076 | **34 | 7799_G_34 | 54143 |  | R63-0083
55075 |  | Wisconsin | Marinette | 7096511 | 14823613 | 14506812 | 438089190 | B03 | S03 | Wisconsin Public Service Corp-West Marin | 14.1 | 0.1 | 55 | 17.487 | 719 |  | 194.8 | 22111 | -87.69 | 45.0858 | 1270 | R63-0083 | 125 | 160 | 4076 | **33 | 4076_G_33 | 54143 |  | R63-0083
55075 |  | Wisconsin | Marinette | 7096511 | 14823713 | 14506712 | 438089190 | B02 | S02 | Wisconsin Public Service Corp-West Marin | 4 | 0.13261 | 40 | 17.684 | 1090 |  | 74.4 | 22111 | -87.69 | 45.0858 | 706 | R63-0083 | 125 | 160 |  |  | 4076_G_32 | 54143 |  | R63-0083
55075 |  | Wisconsin | Marinette | 7096511 | 14823813 | 14506612 | 438089190 | B01 | S01 | Wisconsin Public Service Corp-West Marin | 4.4 | 0.12923 | 30 | 17.684 | 1090 |  | 74.4 | 22111 | -87.69 | 45.0858 | 706 | R63-0083 | 125 | 160 |  |  | 4076_G_31 | 54143 |  | R63-0083
55079 |  | Wisconsin | Milwaukee | 4879611 | 29304413 | 28079812 | 241027050 | B21 | S11 | MILWAUKEE COUNTY POWER PLANT | 119.1 | 155.0215 | 158.1 | 5.61 | 350 |  | 37.2 | 22133 | -88.029 | 43.0451 | 140 | R63-0040 | 183 | 100 |  |  | 7549_B_1 | 53226 | 10 | R63-0040
55079 |  | Wisconsin | Milwaukee | 4879611 | 29304613 | 28079612 | 241027050 | B22 | S12 | MILWAUKEE COUNTY POWER PLANT | 132.2 | 165.4745 | 158.1 | 5.61 | 350 |  | 37.2 | 22133 | -88.029 | 43.0451 | 140 | R63-0040 | 183 | 100 |  |  | 7549_B_2 | 53226 | 10 | R63-0040
55079 |  | Wisconsin | Milwaukee | 4879611 | 29304713 | 28079712 | 241027050 | B23 | S13 | MILWAUKEE COUNTY POWER PLANT | 154.9 | 198.1185 | 158.1 | 5.61 | 350 |  | 37.2 | 22133 | -88.029 | 43.0451 | 140 | R63-0040 | 183 | 100 |  |  | 7549_B_3 | 53226 | 10 | R63-0040
55079 |  | Wisconsin | Milwaukee | 6330411 | 15438413 | 15104312 | 241007690 | B27 | S14 | Wisconsin Electric Power Company, d/b/a | 916.88 | 3281.185 | 557 | 17.29 | 256 |  | 91.3 | 22111 | -87.8338 | 42.8492 | 2610 | R63-0142 | 125 | 100 | 4041 | 7 | 4041_B_7 | 53154 | 10 | R63-0142
55079 |  | Wisconsin | Milwaukee | 6330411 | 15438613 | 15104312 | 241007690 | B28 | S14 | Wisconsin Electric Power Company, d/b/a | 1217.305 | 4382.275 | 557 | 17.29 | 256 |  | 91.3 | 22111 | -87.8338 | 42.8492 | 2570 | R63-0142 | 125 | 100 | 4041 | 8 | 4041_B_8 | 53154 | 10 | R63-0142
55079 |  | Wisconsin | Milwaukee | 6330411 | 15438713 | 15104212 | 241007690 | B25 | S13 | Wisconsin Electric Power Company, d/b/a | 1184.775 | 3180.945 | 454 | 19.094 | 237 |  | 74.8 | 22111 | -87.8338 | 42.8492 | 2300 | R63-0142 | 125 | 100 | 4041 | 5 | 4041_B_5 | 53154 | 10 | R63-0142
55079 |  | Wisconsin | Milwaukee | 6330411 | 15438813 | 15104212 | 241007690 | B26 | S13 | Wisconsin Electric Power Company, d/b/a | 1059.13 | 2779.91 | 454 | 19.094 | 237 |  | 74.8 | 22111 | -87.8338 | 42.8492 | 2280 | R63-0142 | 125 | 100 | 4041 | 6 | 4041_B_6 | 53154 | 10 | R63-0142
55079 |  | Wisconsin | Milwaukee | 6330411 | 64780713 | 88904012 | 241007690 | F03 | F03 | Wisconsin Electric Power Company, d/b/a |  |  |  |  | 70 |  | 3.3 | 22111 | -87.8294 | 42.8457 |  |  | 125 | 690 |  |  | 4041_B_5 | 53154
55079 |  | Wisconsin | Milwaukee | 6330411 | 64780813 | 88901512 | 241007690 | F04 | F04 | Wisconsin Electric Power Company, d/b/a |  |  |  |  | 70 |  | 3.3 | 22111 | -87.8294 | 42.8457 |  |  | 125 | 690 |  |  | 4041_B_5 | 53154
55079 |  | Wisconsin | Milwaukee | 6330411 | 64780913 | 59461512 | 241007690 | F29 | F29 | Wisconsin Electric Power Company, d/b/a |  |  |  |  | 70 |  | 3.3 | 22111 | -87.8294 | 42.8457 |  |  | 125 | 785 |  |  | 4041_B_5 | 53154
55079 |  | Wisconsin | Milwaukee | 6330411 | 64781013 | 59461612 | 241007690 | F29B | F29B | Wisconsin Electric Power Company, d/b/a |  |  |  |  | 70 |  | 3.3 | 22111 | -87.8294 | 42.8457 |  |  | 125 | 785 |  |  | 4041_B_5 | 53154
55079 |  | Wisconsin | Milwaukee | 6330411 | 64781113 | 59461712 | 241007690 | F31 | F31 | Wisconsin Electric Power Company, d/b/a |  |  |  |  | 70 |  | 3.3 | 22111 | -87.8294 | 42.8457 |  |  | 125 | 785 |  |  | 4041_B_5 | 53154
55079 |  | Wisconsin | Milwaukee | 6330411 | 64781213 | 59461812 | 241007690 | F32 | F32 | Wisconsin Electric Power Company, d/b/a |  |  |  |  | 70 |  | 3.3 | 22111 | -87.8294 | 42.8457 |  |  | 125 | 785 |  |  | 4041_B_5 | 53154
55079 |  | Wisconsin | Milwaukee | 6330411 | 64781313 | 59461912 | 241007690 | F33B | F33B | Wisconsin Electric Power Company, d/b/a |  |  |  |  | 70 |  | 3.3 | 22111 | -87.8294 | 42.8457 |  |  | 125 | 785 |  |  | 4041_B_5 | 53154
55079 |  | Wisconsin | Milwaukee | 6330411 | 64781413 | 59462012 | 241007690 | F34 | F34 | Wisconsin Electric Power Company, d/b/a |  |  |  |  | 70 |  | 3.3 | 22111 | -87.8294 | 42.8457 |  |  | 125 | 785 |  |  | 4041_B_5 | 53154
55079 |  | Wisconsin | Milwaukee | 6330411 | 64781513 | 59462212 | 241007690 | P178 | S178 | Wisconsin Electric Power Company, d/b/a |  |  | 20 | 1 | 70 |  | 3.3 | 22111 | -87.8294 | 42.8457 |  |  | 125 | 480 |  |  | 4041_B_5 | 53154
55079 |  | Wisconsin | Milwaukee | 6330411 | 64781613 | 59462412 | 241007690 | P183 | S183 | Wisconsin Electric Power Company, d/b/a | 0.05 | 0.010957 | 20 | 1 | 70 |  | 3.3 | 22111 | -87.8294 | 42.8457 | 24 |  | 125 | 100 |  |  | 4041_B_5 | 53154
55079 |  | Wisconsin | Milwaukee | 6330411 | 64781713 | 59462612 | 241007690 | P221 | S221 | Wisconsin Electric Power Company, d/b/a | 1.0067 | 0.066172 | 20 | 1 | 70 |  | 3.3 | 22111 | -87.8294 | 42.8457 | 24 |  | 125 | 100 |  |  | 4041_B_5 | 53154
55079 |  | Wisconsin | Milwaukee | 6330411 | 64781813 | 59462712 | 241007690 | P24 | S24 | Wisconsin Electric Power Company, d/b/a |  |  | 20 | 1 | 70 |  | 3.3 | 22111 | -87.8294 | 42.8457 |  |  | 125 | 690 |  |  | 4041_B_5 | 53154
55079 |  | Wisconsin | Milwaukee | 6330411 | 64781913 | 59462812 | 241007690 | P28 | S28 | Wisconsin Electric Power Company, d/b/a |  |  | 20 | 1 | 70 |  | 3.3 | 22111 | -87.8294 | 42.8457 |  |  | 125 | 690 |  |  | 4041_B_5 | 53154
55079 |  | Wisconsin | Milwaukee | 6330411 | 64782013 | 59462112 | 241007690 | P31 | S114 | Wisconsin Electric Power Company, d/b/a |  |  | 40 | 0.886 | 68 |  | 54.4 | 22111 | -87.8294 | 42.8457 |  |  | 125 | 690 |  |  | 4041_B_5 | 53154
55079 |  | Wisconsin | Milwaukee | 6330411 | 64782113 | 59462912 | 241007690 | P58 | S58 | Wisconsin Electric Power Company, d/b/a |  |  | 20 | 1 | 70 |  | 3.3 | 22111 | -87.8294 | 42.8457 |  |  | 125 | 690 |  |  | 4041_B_5 | 53154
55079 |  | Wisconsin | Milwaukee | 6330411 | 64782213 | 59463012 | 241007690 | P62 | S62 | Wisconsin Electric Power Company, d/b/a | 1.1513 | 0.075676 | 20 | 1 | 70 |  | 3.3 | 22111 | -87.8294 | 42.8457 | 24 |  | 125 | 100 |  |  | 4041_B_5 | 53154
55079 |  | Wisconsin | Milwaukee | 6330411 | 64782313 | 59463112 | 241007690 | P63 | S63 | Wisconsin Electric Power Company, d/b/a | 1.0213 | 0.067127 | 20 | 1 | 70 |  | 3.3 | 22111 | -87.8294 | 42.8457 | 24 |  | 125 | 100 |  |  | 4041_B_5 | 53154
55079 |  | Wisconsin | Milwaukee | 6330411 | 64782413 | 59463212 | 241007690 | P66 | S66 | Wisconsin Electric Power Company, d/b/a |  |  | 20 | 1 | 70 |  | 3.3 | 22111 | -87.8294 | 42.8457 |  |  | 125 | 690 |  |  | 4041_B_5 | 53154
55079 |  | Wisconsin | Milwaukee | 6330411 | 64782513 | 59463312 | 241007690 | P76 | S76 | Wisconsin Electric Power Company, d/b/a |  |  | 20 | 1 | 70 |  | 3.3 | 22111 | -87.8294 | 42.8457 |  |  | 125 | 480 |  |  | 4041_B_5 | 53154
55079 |  | Wisconsin | Milwaukee | 6330411 | 91415813 | 88904312 | 241007690 | F121A | F121A | Wisconsin Electric Power Company, d/b/a |  |  |  |  | 70 |  | 3.3 | 22111 | -87.8294 | 42.8457 |  |  | 125 | 785 |  |  | 4041_B_5 | 53154
55079 |  | Wisconsin | Milwaukee | 6330411 | 91416013 | 88902812 | 241007690 | P23 | S23 | Wisconsin Electric Power Company, d/b/a |  |  | 160.1 | 3.281 | 70 |  | 3.3 | 22111 | -87.8294 | 42.8457 |  |  | 125 | 690 |  |  | 4041_B_5 | 53154
55079 |  | Wisconsin | Milwaukee | 6330411 | 91416113 | 88904212 | 241007690 | P104A | P104A | Wisconsin Electric Power Company, d/b/a |  |  |  |  | 70 |  | 3.3 | 22111 | -87.8294 | 42.8457 |  |  | 125 | 480 |  |  | 4041_B_5 | 53154
55079 |  | Wisconsin | Milwaukee | 6330411 | 91416213 | 88901912 | 241007690 | P149-1 | S149-01 | Wisconsin Electric Power Company, d/b/a |  |  | 35.1 | 2.297 | 70 |  | 3.3 | 22111 | -87.8294 | 42.8457 |  |  | 125 | 690 |  |  | 4041_B_5 | 53154
55079 |  | Wisconsin | Milwaukee | 6330411 | 91416413 | 88903312 | 241007690 | B20 | S20 | Wisconsin Electric Power Company, d/b/a | 5.4007 | 0.017039 | 20 | 1 | 70 |  | 3.3 | 22111 | -87.8294 | 42.8457 | 249 |  | 125 | 100 |  |  | 4041_B_5 | 53154
55079 |  | Wisconsin | Milwaukee | 6330411 | 91416513 | 88901412 | 241007690 | P48 | S48 | Wisconsin Electric Power Company, d/b/a |  |  | 265.1 | 3.937 | 70 |  | 3.3 | 22111 | -87.8294 | 42.8457 |  |  | 125 | 690 |  |  | 4041_B_5 | 53154
55079 |  | Wisconsin | Milwaukee | 6330411 | 91416613 | 88903612 | 241007690 | P150 | S150 | Wisconsin Electric Power Company, d/b/a |  |  | 59.1 | 2.953 | 70 |  | 3.3 | 22111 | -87.8294 | 42.8457 |  |  | 125 | 690 |  |  | 4041_B_5 | 53154
55079 |  | Wisconsin | Milwaukee | 6330411 | 91416713 | 88903812 | 241007690 | F134 | F134 | Wisconsin Electric Power Company, d/b/a |  |  |  |  | 70 |  | 3.3 | 22111 | -87.8294 | 42.8457 |  |  | 125 | 690 |  |  | 4041_B_5 | 53154
55079 |  | Wisconsin | Milwaukee | 6330411 | 91416813 | 88904712 | 241007690 | P93 | P93 | Wisconsin Electric Power Company, d/b/a |  |  |  |  | 70 |  | 3.3 | 22111 | -87.8294 | 42.8457 |  |  | 125 | 480 |  |  | 4041_B_5 | 53154
55079 |  | Wisconsin | Milwaukee | 6330411 | 91416913 | 88905012 | 241007690 | P105 | P105 | Wisconsin Electric Power Company, d/b/a |  |  |  |  | 70 |  | 3.3 | 22111 | -87.8294 | 42.8457 |  |  | 125 | 480 |  |  | 4041_B_5 | 53154
55079 |  | Wisconsin | Milwaukee | 6330411 | 91417113 | 88903512 | 241007690 | F174 | F174 | Wisconsin Electric Power Company, d/b/a |  |  |  |  | 70 |  | 3.3 | 22111 | -87.8294 | 42.8457 |  |  | 125 | 690 |  |  | 4041_B_5 | 53154
55079 |  | Wisconsin | Milwaukee | 6330411 | 91417213 | 88904512 | 241007690 | F33A | F33A | Wisconsin Electric Power Company, d/b/a |  |  |  |  | 70 |  | 3.3 | 22111 | -87.8294 | 42.8457 |  |  | 125 | 785 |  |  | 4041_B_5 | 53154
55079 |  | Wisconsin | Milwaukee | 6330411 | 91417313 | 88903112 | 241007690 | P175 | S175 | Wisconsin Electric Power Company, d/b/a | 0.043186 | 0.0028386 | 20 | 1 | 70 |  | 3.3 | 22111 | -87.8294 | 42.8457 | 24 |  | 125 | 100 |  |  | 4041_B_5 | 53154
55079 |  | Wisconsin | Milwaukee | 6330411 | 91417413 | 59462312 | 241007690 | B18 | S18 | Wisconsin Electric Power Company, d/b/a | 598.42 | 205.425 | 550 | 25 | 140 |  | 75 | 22111 | -87.8294 | 42.8457 | 6180 | R63-0142 | 125 | 100 | 56068 | 1 | 56068_B_1 | 53154 |  | R63-0142
55079 |  | Wisconsin | Milwaukee | 6330411 | 91417613 | 88902212 | 241007690 | P47 | S47 | Wisconsin Electric Power Company, d/b/a |  |  | 100.1 | 2.297 | 70 |  | 3.3 | 22111 | -87.8294 | 42.8457 |  |  | 125 | 690 |  |  | 4041_B_5 | 53154
55079 |  | Wisconsin | Milwaukee | 6330411 | 91417813 | 88901812 | 241007690 | P105A | P105A | Wisconsin Electric Power Company, d/b/a |  |  |  |  | 70 |  | 3.3 | 22111 | -87.8294 | 42.8457 |  |  | 125 | 480 |  |  | 4041_B_5 | 53154
55079 |  | Wisconsin | Milwaukee | 6330411 | 91418013 | 88904412 | 241007690 | P104 | P104 | Wisconsin Electric Power Company, d/b/a |  |  |  |  | 70 |  | 3.3 | 22111 | -87.8294 | 42.8457 |  |  | 125 | 480 |  |  | 4041_B_5 | 53154
55079 |  | Wisconsin | Milwaukee | 6330411 | 91418113 | 88904612 | 241007690 | P169B | S169B | Wisconsin Electric Power Company, d/b/a |  |  | 29.9 | 0.984 | 70 |  | 3.3 | 22111 | -87.8294 | 42.8457 |  |  | 125 | 690 |  |  | 4041_B_5 | 53154
55079 |  | Wisconsin | Milwaukee | 6330411 | 91418213 | 88902612 | 241007690 | P169A | S169A | Wisconsin Electric Power Company, d/b/a |  |  | 29.9 | 0.984 | 70 |  | 3.3 | 22111 | -87.8294 | 42.8457 |  |  | 125 | 690 |  |  | 4041_B_5 | 53154
55079 |  | Wisconsin | Milwaukee | 6330411 | 91418313 | 88901712 | 241007690 | F147 | F147 | Wisconsin Electric Power Company, d/b/a |  |  |  |  | 70 |  | 3.3 | 22111 | -87.8294 | 42.8457 |  |  | 125 | 785 |  |  | 4041_B_5 | 53154
55079 |  | Wisconsin | Milwaukee | 6330411 | 91418413 | 88902412 | 241007690 | F38 | F38 | Wisconsin Electric Power Company, d/b/a |  |  |  |  | 70 |  | 3.3 | 22111 | -87.8294 | 42.8457 |  |  | 125 | 785 |  |  | 4041_B_5 | 53154
55079 |  | Wisconsin | Milwaukee | 6330411 | 91418513 | 88902312 | 241007690 | P27 | S27 | Wisconsin Electric Power Company, d/b/a |  |  | 108.9 | 3.281 | 70 |  | 3.3 | 22111 | -87.8294 | 42.8457 |  |  | 125 | 690 |  |  | 4041_B_5 | 53154
55079 |  | Wisconsin | Milwaukee | 6330411 | 91418613 | 88903912 | 241007690 | F148 | F148 | Wisconsin Electric Power Company, d/b/a |  |  |  |  | 70 |  | 3.3 | 22111 | -87.8294 | 42.8457 |  |  | 125 | 690 |  |  | 4041_B_5 | 53154
55079 |  | Wisconsin | Milwaukee | 6330411 | 91900013 | 88903712 | 241007690 | P47A | S47A | Wisconsin Electric Power Company, d/b/a |  |  | 100.1 | 2.297 | 70 |  | 3.3 | 22111 | -87.8294 | 42.8457 |  |  | 125 | 690 |  |  | 4041_B_5 | 53154
55079 |  | Wisconsin | Milwaukee | 6330411 | 91900113 | 88904112 | 241007690 | F142A | F142A | Wisconsin Electric Power Company, d/b/a |  |  |  |  | 70 |  | 3.3 | 22111 | -87.8294 | 42.8457 |  |  | 125 | 690 |  |  | 4041_B_5 | 53154
55079 |  | Wisconsin | Milwaukee | 6330411 | 91900213 | 88904812 | 241007690 | P170b | S170B | Wisconsin Electric Power Company, d/b/a |  |  | 29.9 | 0.984 | 70 |  | 3.3 | 22111 | -87.8294 | 42.8457 |  |  | 125 | 690 |  |  | 4041_B_5 | 53154
55079 |  | Wisconsin | Milwaukee | 6330411 | 91900313 | 88901212 | 241007690 | P182 | P182 | Wisconsin Electric Power Company, d/b/a |  |  |  |  | 70 |  | 3.3 | 22111 | -87.8294 | 42.8457 |  |  | 125 | 690 |  |  | 4041_B_5 | 53154
55079 |  | Wisconsin | Milwaukee | 6330411 | 91900413 | 88902512 | 241007690 | F142B | F142B | Wisconsin Electric Power Company, d/b/a |  |  |  |  | 70 |  | 3.3 | 22111 | -87.8294 | 42.8457 |  |  | 125 | 690 |  |  | 4041_B_5 | 53154
55079 |  | Wisconsin | Milwaukee | 6330411 | 91900513 | 88901612 | 241007690 | P65 | S65 | Wisconsin Electric Power Company, d/b/a |  |  | 108.9 | 3.281 | 70 |  | 3.3 | 22111 | -87.8294 | 42.8457 |  |  | 125 | 690 |  |  | 4041_B_5 | 53154
55079 |  | Wisconsin | Milwaukee | 6330411 | 91900613 | 88902112 | 241007690 | P222 | S222 | Wisconsin Electric Power Company, d/b/a | 0.17999 | 0.011831 | 9.8 | 0.656 | 70 |  | 3.3 | 22111 | -87.8294 | 42.8457 | 24 |  | 125 | 160 |  |  | 4041_B_5 | 53154
55079 |  | Wisconsin | Milwaukee | 6330411 | 91900713 | 88902912 | 241007690 | P170a | S170A | Wisconsin Electric Power Company, d/b/a |  |  | 29.9 | 0.984 | 70 |  | 3.3 | 22111 | -87.8294 | 42.8457 |  |  | 125 | 690 |  |  | 4041_B_5 | 53154
55079 |  | Wisconsin | Milwaukee | 6330411 | 91900813 | 88904912 | 241007690 | F121B | F121B | Wisconsin Electric Power Company, d/b/a |  |  |  |  | 70 |  | 3.3 | 22111 | -87.8294 | 42.8457 |  |  | 125 | 480 |  |  | 4041_B_5 | 53154
55079 |  | Wisconsin | Milwaukee | 6330411 | 91900913 | 88901312 | 241007690 | P49 | S49 | Wisconsin Electric Power Company, d/b/a |  |  | 240.2 | 2.953 | 70 |  | 3.3 | 22111 | -87.8294 | 42.8457 |  |  | 125 | 690 |  |  | 4041_B_5 | 53154
55079 |  | Wisconsin | Milwaukee | 6330411 | 91901013 | 88903212 | 241007690 | F173 | F173 | Wisconsin Electric Power Company, d/b/a |  |  |  |  | 70 |  | 3.3 | 22111 | -87.8294 | 42.8457 |  |  | 125 | 690 |  |  | 4041_B_5 | 53154
55079 |  | Wisconsin | Milwaukee | 6330411 | 91901113 | 59462512 | 241007690 | B19 | S19 | Wisconsin Electric Power Company, d/b/a | 671.265 | 190.8463 | 550 | 25 | 140 |  | 75 | 22111 | -87.8294 | 42.8457 | 6180 | R63-0142 | 125 | 100 | 56068 | 2 | 56068_B_2 | 53154 |  | R63-0142
55079 |  | Wisconsin | Milwaukee | 6330411 | 91901213 | 88902012 | 241007690 | F145 | F145 | Wisconsin Electric Power Company, d/b/a |  |  |  |  | 70 |  | 3.3 | 22111 | -87.8294 | 42.8457 |  |  | 125 | 690 |  |  | 4041_B_5 | 53154
55079 |  | Wisconsin | Milwaukee | 6330411 | 98232913 | 95592012 | 241007690 | P181C | S181C | Wisconsin Electric Power Company, d/b/a |  |  | 15.1 | 3.937 | 70 |  | 3.3 | 22111 | -87.8294 | 42.8457 |  |  | 125 | 690 |  |  | 4041_B_5 | 53154
55079 |  | Wisconsin | Milwaukee | 6330411 | 98233013 | 95592412 | 241007690 | F230 | F230 | Wisconsin Electric Power Company, d/b/a |  |  |  |  | 70 |  | 3.3 | 22111 | -87.8294 | 42.8457 |  |  | 125 | 690 |  |  | 4041_B_5 | 53154
55079 |  | Wisconsin | Milwaukee | 6330411 | 98233113 | 95591712 | 241007690 | F232 | F232 | Wisconsin Electric Power Company, d/b/a |  |  |  |  | 70 |  | 3.3 | 22111 | -87.8294 | 42.8457 |  |  | 125 | 690 |  |  | 4041_B_5 | 53154
55079 |  | Wisconsin | Milwaukee | 6330411 | 98233213 | 95592612 | 241007690 | P181A | S181A | Wisconsin Electric Power Company, d/b/a |  |  | 15.1 | 3.937 | 70 |  | 3.3 | 22111 | -87.8294 | 42.8457 |  |  | 125 | 690 |  |  | 4041_B_5 | 53154
55079 |  | Wisconsin | Milwaukee | 6330411 | 98233313 | 95591412 | 241007690 | T186 | T186 | Wisconsin Electric Power Company, d/b/a |  |  |  |  | 70 |  | 3.3 | 22111 | -87.8294 | 42.8457 |  |  | 125 | 400 |  |  | 4041_B_5 | 53154
55079 |  | Wisconsin | Milwaukee | 6330411 | 98233413 | 95592312 | 241007690 | F235 | F235 | Wisconsin Electric Power Company, d/b/a |  |  |  |  | 70 |  | 3.3 | 22111 | -87.8294 | 42.8457 |  |  | 125 | 690 |  |  | 4041_B_5 | 53154
55079 |  | Wisconsin | Milwaukee | 6330411 | 98233513 | 95591512 | 241007690 | P181B | S181B | Wisconsin Electric Power Company, d/b/a |  |  | 15.1 | 3.937 | 70 |  | 3.3 | 22111 | -87.8294 | 42.8457 |  |  | 125 | 690 |  |  | 4041_B_5 | 53154
55079 |  | Wisconsin | Milwaukee | 6330411 | 98233613 | 95591212 | 241007690 | F231 | F231 | Wisconsin Electric Power Company, d/b/a |  |  |  |  | 70 |  | 3.3 | 22111 | -87.8294 | 42.8457 |  |  | 125 | 690 |  |  | 4041_B_5 | 53154
55079 |  | Wisconsin | Milwaukee | 6330411 | 98233713 | 95591312 | 241007690 | F234 | F234 | Wisconsin Electric Power Company, d/b/a |  |  |  |  | 70 |  | 3.3 | 22111 | -87.8294 | 42.8457 |  |  | 125 | 690 |  |  | 4041_B_5 | 53154
55079 |  | Wisconsin | Milwaukee | 6330411 | 98233813 | 95592212 | 241007690 | T187 | T187 | Wisconsin Electric Power Company, d/b/a |  |  |  |  | 70 |  | 3.3 | 22111 | -87.8294 | 42.8457 |  |  | 125 | 400 |  |  | 4041_B_5 | 53154
55079 |  | Wisconsin | Milwaukee | 6330411 | 98233913 | 95591812 | 241007690 | P224-A | P224-A | Wisconsin Electric Power Company, d/b/a |  |  |  |  | 70 |  | 3.3 | 22111 | -87.8294 | 42.8457 |  |  | 125 | 690 |  |  | 4041_B_5 | 53154
55079 |  | Wisconsin | Milwaukee | 6330411 | 98234013 | 95592112 | 241007690 | P224-B | P224-B | Wisconsin Electric Power Company, d/b/a |  |  |  |  | 70 |  | 3.3 | 22111 | -87.8294 | 42.8457 |  |  | 125 | 690 |  |  | 4041_B_5 | 53154
55079 |  | Wisconsin | Milwaukee | 6330411 | 98234113 | 95592512 | 241007690 | F233 | F233 | Wisconsin Electric Power Company, d/b/a |  |  |  |  | 70 |  | 3.3 | 22111 | -87.8294 | 42.8457 |  |  | 125 | 690 |  |  | 4041_B_5 | 53154
55079 |  | Wisconsin | Milwaukee | 6330411 | 98234213 | 95592712 | 241007690 | F236 | F236 | Wisconsin Electric Power Company, d/b/a |  |  |  |  | 70 |  | 3.3 | 22111 | -87.8294 | 42.8457 |  |  | 125 | 690 |  |  | 4041_B_5 | 53154
55079 |  | Wisconsin | Milwaukee | 6330411 | 98234313 | 95591612 | 241007690 | F237 | F237 | Wisconsin Electric Power Company, d/b/a |  |  |  |  | 70 |  | 3.3 | 22111 | -87.8294 | 42.8457 |  |  | 125 | 690 |  |  | 4041_B_5 | 53154
55079 |  | Wisconsin | Milwaukee | 6330511 | 15438013 | 15104112 | 241007800 | B24 | S12 | Wisconsin Electric Power Company, d/b/a | 297.346 | 1040.52 | 400 | 10.991 | 280 |  | 56.8 | 22111 | -87.9244 | 43.0309 | 840 | R63-0142 | 125 | 100 | 4042 | 4 | 4042_B_4 | 53233 | 100 | R63-0142
55079 |  | Wisconsin | Milwaukee | 6330511 | 15438113 | 15104112 | 241007800 | B23 | S12 | Wisconsin Electric Power Company, d/b/a | 200.715 | 702.455 | 400 | 10.991 | 280 |  | 56.8 | 22111 | -87.9244 | 43.0309 | 840 | R63-0142 | 125 | 100 | 4042 | 3 | 4042_B_3 | 53233 | 100 | R63-0142
55079 |  | Wisconsin | Milwaukee | 6330511 | 15438213 | 15104012 | 241007800 | B22 | S11 | Wisconsin Electric Power Company, d/b/a | 332.445 | 1103.305 | 400 | 10.991 | 280 |  | 59.2 | 22111 | -87.9244 | 43.0309 | 846 | R63-0142 | 125 | 100 | 4042 | 2 | 4042_B_2 | 53233 | 100 | R63-0142
55079 |  | Wisconsin | Milwaukee | 6330511 | 15438313 | 15104012 | 241007800 | B21 | S11 | Wisconsin Electric Power Company, d/b/a | 418.021 | 1379.45 | 400 | 10.991 | 280 |  | 59.2 | 22111 | -87.9244 | 43.0309 | 846 | R63-0142 | 125 | 100 | 4042 | 1 | 4042_B_1 | 53233 | 100 | R63-0142
55089 |  | Wisconsin | Ozaukee | 6229211 | 64827213 | 59510212 | 246004000 | P05 | S05 | Wisconsin Electric Power Company, d/b/a | 0.34944 | 0.022968 | 112 | 1.312 | 958 |  | 79.6 | 22111 | -87.8689 | 43.3842 | 24 |  | 125 | 160 |  |  | 4040_G_1CT1a | 53074
55089 |  | Wisconsin | Ozaukee | 6229211 | 64827313 | 88912812 | 246004000 | P11 | S11 | Wisconsin Electric Power Company, d/b/a | 31.308 | 1.514 | 210 | 18.996 | 180 |  | 33.8 | 22111 | -87.8689 | 43.3842 | 2100 |  | 125 | 120 | 4040 | 11 | 4040_G_1CT1b | 53074
55089 |  | Wisconsin | Ozaukee | 6229211 | 64827413 | 88912712 | 246004000 | P12 | S12 | Wisconsin Electric Power Company, d/b/a | 27.907 | 1.476 | 210 | 18.996 | 180 |  | 33.8 | 22111 | -87.8689 | 43.3842 | 2100 |  | 125 | 120 | 4040 | 12 | 4040_G_1CT2 | 53074
55089 |  | Wisconsin | Ozaukee | 6229211 | 64827513 | 15209912 | 246004000 | P19 | S19 | Wisconsin Electric Power Company, d/b/a | 7.6687 | 0.046012 | 120 | 3.97 | 300 |  | 33.1 | 22111 | -87.8717 | 43.3862 | 97.1 |  | 125 | 100 |  |  | 4040_G_1CT1c | 53074
55089 |  | Wisconsin | Ozaukee | 6229211 | 64827613 | 59510312 | 246004000 | P21 | S21 | Wisconsin Electric Power Company, d/b/a | 25.03 | 1.079 | 210 | 18.996 | 180 |  | 33.8 | 22111 | -87.8689 | 43.3842 | 2100 |  | 125 | 120 | 4040 | 21 | 4040_G_2CT1 | 53074
55089 |  | Wisconsin | Ozaukee | 6229211 | 64827713 | 59510412 | 246004000 | P22 | S22 | Wisconsin Electric Power Company, d/b/a | 22.598 | 1.06 | 210 | 18.996 | 180 |  | 33.8 | 22111 | -87.8689 | 43.3842 | 2100 |  | 125 | 120 | 4040 | 22 | 4040_G_2CT2 | 53074
55089 |  | Wisconsin | Ozaukee | 6229211 | 91421213 | 88912612 | 246004000 | P06 | S06 | Wisconsin Electric Power Company, d/b/a | 0.22239 | 0.0009531 | 25 | 0.492 | 215 |  | 172.6 | 22111 | -87.8689 | 43.3842 | 12.6 |  | 125 | 100 |  |  | 4040_G_1CT1d | 53074
55105 |  | Wisconsin | Rock | 6877711 | 12967713 | 12842312 | 154003740 | P32 | S14 | WPL - ROCK RIVER GENERATING STATION | 2.78 | 0.32 | 50 | 10.499 | 707 |  | 81.1 | 22111 | -89.0292 | 42.5831 | 24 | R63-0083 | 125 | 160 |  |  | 4057_G_5 | 53511 |  | R63-0083
55105 |  | Wisconsin | Rock | 6877711 | 12967813 | 12842412 | 154003740 | P33 | S15 | WPL - ROCK RIVER GENERATING STATION | 2.19 | 0.3 | 50 | 14.009 | 707 |  | 45.5 | 22111 | -89.0292 | 42.5831 | 24 | R63-0083 | 125 | 160 |  |  | 4057_G_6 | 53511 |  | R63-0083
55105 |  | Wisconsin | Rock | 6877711 | 12967913 | 12842012 | 154003740 | P30 | S12 | WPL - ROCK RIVER GENERATING STATION | 0.7958 | 0.011765 | 55 | 13.976 | 788 |  | 34.4 | 22111 | -89.0292 | 42.5831 | 24 | R63-0083 | 125 | 160 |  |  | 4057_G_3 | 53511 |  | R63-0083
55105 |  | Wisconsin | Rock | 7660311 | 11397513 | 11315012 | 154009900 | P30 | S10 | Alliant Energy - WP&L SHEEPSKIN GENERATI | 22.63 | 1.94 | 33.1 | 14.469 | 750 |  | 36.9 | 22111 | -89.1133 | 42.8326 | 24 |  | 125 | 160 |  |  | 4059_G_1 | 53534
55105 |  | Wisconsin | Rock | 9018711 | 54948713 | 51995512 | 154099880 | P01 | S01 | Riverside Energy Center - Site B | 20.3 | 1 | 165 | 18.996 | 200 |  | 57.3 | 22111 | -89.0269 | 42.5825 | 24 | R63-0083 | 125 | 160 | 55641 | CT-01 | 55641_G_CTG1 | 53511 |  | R63-0083
55105 |  | Wisconsin | Rock | 9018711 | 54948813 | 52021912 | 154099880 | P02 | S02 | Riverside Energy Center - Site B | 16.8 | 0.8 | 165 | 18.996 | 200 |  | 57.3 | 22111 | -89.0269 | 42.5825 | 24 | R63-0083 | 125 | 160 | 55641 | CT-02 | 55641_G_CTG2 | 53511 |  | R63-0083
55117 |  | Wisconsin | Sheboygan | 7692911 | 11354813 | 11278412 | 460033090 | B25 | S12 | WPL - EDGEWATER GENERATING STATION | 1734.93 | 8340 | 549.9 | 16.995 | 272 |  | 95.4 | 22111 | -87.71 | 43.7198 | 3900 | R63-0142 | 125 | 100 | 4050 | 5 | 4050_B_5 | 53081 | 10 | R63-0142
55117 |  | Wisconsin | Sheboygan | 7692911 | 11354913 | 11278312 | 460033090 | B24 | S11 | WPL - EDGEWATER GENERATING STATION | 1333.16 | 5144.1 | 549.9 | 16.995 | 297 |  | 74.3 | 22111 | -87.71 | 43.7198 | 3240 | R63-0142 | 125 | 100 | 4050 | 4 | 4050_B_4 | 53081 | 10 | R63-0040&R63-01&R63-0142
55117 |  | Wisconsin | Sheboygan | 7692911 | 11355013 | 11278312 | 460033090 | B23 | S11 | WPL - EDGEWATER GENERATING STATION | 229.55 | 641.01 | 549.9 | 16.995 | 297 |  | 74.3 | 22111 | -87.71 | 43.7198 | 739 | R63-0142 | 125 | 100 | 4050 | 3 | 4050_B_3 | 53081 | 10 | R63-0040&R63-01&R63-0142
55123 |  | Wisconsin | Vernon | 7711211 | 12416813 | 12346812 | 663020930 | B20 | S10 | DAIRYLAND POWER COOP GENOA STATION-EOP | 705.5744 | 3296.2397 | 500 | 15.125 | 313 |  | 91.1 | 22111 | -91.2333 | 43.5592 | 3420 | R63-0142 | 125 | 100 | 4143 | 1 | 4143_B_1 | 54632 | 10 | R63-0142
55139 |  | Wisconsin | Winnebago | 7555511 | 12320413 | 12256112 | 471153870 | P01 | S01 | ALLIANT ENERGY RESOURCES - NEENAH LLC | 4.51 | 0.3 | 105 | 17.093 | 1200 |  | 167 | 22111 | -88.5055 | 44.1934 | 10 | R63-0083 | 125 | 160 | 55135 | CT01 | 55135_G_CT01 | 54956 |  | R63-0083
55139 |  | Wisconsin | Winnebago | 7555511 | 12320513 | 12256212 | 471153870 | P02 | S02 | ALLIANT ENERGY RESOURCES - NEENAH LLC | 6.0228 | 0.58007 | 105 | 17.093 | 1200 |  | 167 | 22111 | -88.5055 | 44.1934 | 10 | R63-0083 | 125 | 160 | 55135 | CT02 | 55135_G_CT02 | 54956 |  | R63-0083
56005 |  | Wyoming | Campbell | 12810911 | 68390313 | 62770912 | 00958 | 2759 | 2759 | WYGEN Station I | 600.8 | 558.6 | 295 | 9.25 | 155 | 4416.8 | 90 | 221112 | -105.384 | 44.2858 | 1300 | R63-0142 | 125 | 100 | 55479 | 001 | 55479_B_3 | 82716 |  | R63-0142
56005 |  | Wyoming | Campbell | 12811111 | 68391113 | 62771312 | 13933 | WYGEN2 | 1861 | WYGEN II | 278.2 | 215.1 | 397 | 10.236 | 160 | 0.1 | 90.7 | 221112 | -105.381 | 44.2912 | 1300 | R63-0142 | 125 | 100 | 56319 | 001 | 56319_B_4 | 82716 |  | R63-0142
56005 |  | Wyoming | Campbell | 15064111 | 94492613 | 91287612 | 19844 | 1421 | 1421 | WYGEN III | 212.1 | 256.3 | 397 | 10.24 | 160 | 7468 | 90.7 | 221112 | -105.379 | 44.2912 | 1300 |  | 125 | 100 | 56596 | 001 | 56319_B_5 | 82716
56005 |  | Wyoming | Campbell | 15659411 | 100091013 | 96890812 | 20818 | 38789 | 38710 | Dry Fork Station | 236.8 | 278.5 | 500 | 19.49 | 170 | 0.1 | 84.2 | 22111 | -105.46 | 44.3882 | 6070 |  | 125 | 100 | 56609 | 01 | 56609_B_1 | 82716 | 100
56005 |  | Wyoming | Campbell | 7844911 | 72201713 | 66325412 | 00134 | 2338 | 2338 | Neil Simpson Two | 2.9 | 0.021 | 60 | 9 | 840 | 9796.1 | 154 | 221112 | -105.378 | 44.2847 | 373 |  | 125 | 120 | 55477 | CT2 | 55477_G_CT2 | 82716 | 205
56005 |  | Wyoming | Campbell | 7844911 | 72202313 | 66325512 | 00134 | 2335 | 2335 | Neil Simpson Two | 594.5 | 541.9 | 295 | 9.25 | 163 | 6344.3 | 91.2 | 221112 | -105.384 | 44.2852 | 1300 | R63-0142 | 125 | 100 | 7504 | 001 | 7504_B_2 | 82716 | 128 | R63-0142
56005 |  | Wyoming | Campbell | 7844911 | 72202413 | 66324912 | 00134 | 2336 | 2336 | Neil Simpson Two | 2.6 | 0.03 | 60 | 9 | 840 | 9796.1 | 154 | 221112 | -105.378 | 44.2849 | 373 |  | 125 | 120 | 7504 | CT1 | 7504_G_CT1 | 82716 | 205
56005 |  | Wyoming | Campbell | 8041911 | 72191013 | 66314012 | 00646 | 1317 | 1317 | Wyodak Plant | 2328.81 | 2392.76 | 400.3 | 20.013 | 170 | 17400 | 77.1 | 221112 | -105.383 | 44.2879 | 5300 | R63-0142 | 125 | 100 | 6101 | BW91 | 6101_B_BW91 | 87216 | 127&205 | R63-0142
56009 |  | Wyoming | Converse | 6418211 | 72194713 | 66318312 | 00644 | 2193 | 2193 | Dave Johnston | 1958.9 | 641.4 | 500 | 15 | 341 | 21883.3 | 109 | 221112 | -105.777 | 42.8381 | 3350 | R63-0142 | 125 | 100 | 4158 | BW43 | 4158_B_BW43 | 82633 | 128 | R63-0142
56009 |  | Wyoming | Converse | 6418211 | 72194813 | 66318212 | 00644 | 2194 | 2194 | Dave Johnston | 1816.5 | 4161.3 | 250 | 23 | 127 | 22833.3 | 28 | 221112 | -105.777 | 42.8385 | 6020 | R63-0142 | 125 | 100 | 4158 | BW44 | 4158_B_BW44 | 82633 | 129 | R63-0142
56009 |  | Wyoming | Converse | 6418211 | 72195213 | 66318112 | 00644 | 2179 | 2179 | Dave Johnston | 1499 | 3083 | 500 | 11 | 293 | 8833.3 | 93 | 221112 | -105.776 | 42.8375 | 1670 | R63-0142 | 125 | 100 | 4158 | BW41 | 4158_B_BW41 | 82633 | 128 | R63-0142
56009 |  | Wyoming | Converse | 6418211 | 72195413 | 66317712 | 00644 | 2192 | 2192 | Dave Johnston | 1793 | 3397 | 500 | 11 | 307 | 8966.7 | 94 | 221112 | -105.776 | 42.8378 | 1670 | R63-0142 | 125 | 100 | 4158 | BW42 | 4158_B_BW42 | 82633 | 128 | R63-0142
56023 |  | Wyoming | Lincoln | 8419211 | 94466513 | 91260812 | 00647 | 43132 | 42853 | Naughton Power Plant | 5413.8 | 4570 | 475.7 | 26.509 | 120 | 0.1 | 66.3 | 221112 | -110.596 | 41.7589 | 4930 | R63-0142 | 125 | 100 | 4162 | 3 | 4162_B_3 | 83101 | 127 | R63-0142
56023 |  | Wyoming | Lincoln | 8419211 | 94466813 | 91264912 | 00647 | 43131 | 42852 | Naughton Power Plant | 4198.5 | 8443 | 475.7 | 18.012 | 122 | 0.1 | 60.7 | 221112 | -110.597 | 41.7577 | 2850 | R63-0142 | 125 | 100 | 4162 | 2 | 4162_B_2 | 83101 | 26 | R63-0142
56023 |  | Wyoming | Lincoln | 8419211 | 94469013 | 91262912 | 00647 | 43130 | 42851 | Naughton Power Plant | 4150.9 | 7348.1 | 475.7 | 16.01 | 122 | 0.1 | 59.4 | 221112 | -110.598 | 41.7575 | 1620 | R63-0142 | 125 | 100 | 4162 | 1 | 4162_B_1 | 83101 | 26 | R63-0142
56031 |  | Wyoming | Platte | 4207711 | 72228013 | 66351212 | 00085 | 1349 | 1349 | Laramie River Station | 4666.13 | 2941.08 | 600 | 31.3 | 140 | 38333.3 | 60 | 221112 | -104.883 | 42.1102 | 7000 | R63-0142 | 125 | 100 | 6204 | 2 | 6204_B_2 | 82001 | 128 | R63-0142
56031 |  | Wyoming | Platte | 4207711 | 72228213 | 66351012 | 00085 | 1350 | 1350 | Laramie River Station | 4945.2 | 3889.15 | 600 | 28.4 | 170 | 40000 | 62.7 | 221112 | -104.883 | 42.1102 | 7600 | R63-0142 | 125 | 100 | 6204 | 3 | 6204_B_3 | 82001 | 128 | R63-0142
56031 |  | Wyoming | Platte | 4207711 | 72228413 | 66351112 | 00085 | 1338 | 1338 | Laramie River Station | 4446.98 | 2571.99 | 600 | 31.3 | 140 | 38333.3 | 60 | 221112 | -104.883 | 42.1102 | 7000 | R63-0142 | 125 | 100 | 6204 | 1 | 6204_B_1 | 82001 | 128 | R63-0142
56037 |  | Wyoming | Sweetwater | 3962711 | 72208013 | 66332312 | 00645 | 2165 | 2165 | Jim Bridger Power Plant | 2853 | 2524.5 | 500 | 24 | 30 | 0.1 | 75 | 22111 | -108.79 | 41.7398 | 7460 | R63-0142 | 125 | 100 | 8066 | BW73 | 8066_B_BW73 | 82935 |  | R63-0142
56037 |  | Wyoming | Sweetwater | 3962711 | 72208313 | 66331712 | 00645 | 2166 | 2166 | Jim Bridger Power Plant | 3591.9 | 2377.3 | 500 | 31 | 30 | 0.1 | 45 | 22111 | -108.79 | 41.7398 | 7540 | R63-0142 | 125 | 100 | 8066 | BW74 | 8066_B_BW74 | 82935 |  | R63-0142
56037 |  | Wyoming | Sweetwater | 3962711 | 72209213 | 66332612 | 00645 | 2164 | 2164 | Jim Bridger Power Plant | 3365 | 2480.8 | 500 | 24 | 30 | 0.1 | 75 | 22111 | -108.79 | 41.7398 | 7880 | R63-0142 | 125 | 100 | 8066 | BW72 | 8066_B_BW72 | 82935 |  | R63-0142
56037 |  | Wyoming | Sweetwater | 3962711 | 72209613 | 66332012 | 00645 | 2163 | 2163 | Jim Bridger Power Plant | 3354.2 | 2301.5 | 500 | 24 | 30 | 0.1 | 75 | 22111 | -108.79 | 41.7398 | 7880 | R63-0142 | 125 | 100 | 8066 | BW71 | 8066_B_BW71 | 82935 |  | R63-0142
88751 | 751 | Tribal | Ute Mountain Tribe of the Ute Mountain Reservation, Colorado, New Mexico & Utah | 6281811 | 15501913 | 15164412 |  |  |  | Bonanza | 6589.55 | 1177.6 | 600 | 26 | 120 | 26550 | 50 | 221112 | -109.2844 | 40.0864 | 4280 | R63-0142 | 125 | 100 | 7790 | 1-1 | 7790_B_1-1 | 84078 | 129&24&17 | R63-0142
88780 | 780 | Tribal | Navajo Nation, Arizona, New Mexico & Utah | 13606211 | 79759513 | 70891312 | NN-ROP 05- | 1 | 1 | NAVAJO GENERATING STATION | 6056.95 | 1332.03 | 775 | 24.49 | 122 | 49926 | 106 | 221112 | -111.3892 | 36.905 | 7720 | R63-0142 | 125 | 100 | 4941 | 1 | 4941_B_1 | 86040 |  | R63-0142
88780 | 780 | Tribal | Navajo Nation, Arizona, New Mexico & Utah | 13606211 | 79759613 | 70891412 | NN-ROP 05- | 3 | 3 | NAVAJO GENERATING STATION | 7093.21 | 1751.61 | 775 | 24.49 | 122 | 49926 | 106 | 221112 | -111.3892 | 36.905 | 7720 | R63-0142 | 125 | 100 | 4941 | 3 | 4941_B_3 | 86040 |  | R63-0142
88780 | 780 | Tribal | Navajo Nation, Arizona, New Mexico & Utah | 13606211 | 79759713 | 73090512 | NN-ROP 05- | 2 | 2 | NAVAJO GENERATING STATION | 6689.85 | 1558.88 | 775 | 24.49 | 122 | 49926 | 106 | 221112 | -111.3892 | 36.905 | 7720 | R63-0142 | 125 | 100 | 4941 | 2 | 4941_B_2 | 86040 |  | R63-0142
88780 | 780 | Tribal | Navajo Nation, Arizona, New Mexico & Utah | 7197711 | 79764913 | 70897112 | NN-ROP 05- | 002 | 002 | Four Corners Power Plant | 4955.29 | 914.466 | 250 | 17.6 | 130 | 14597.1 | 60 | 221112 | -108.4812 | 36.6896 | 2120 | R63-0142 | 125 | 100 | 2442 | 2 | 2442_B_2 | 87416 |  | R63-0142
88780 | 780 | Tribal | Navajo Nation, Arizona, New Mexico & Utah | 7197711 | 79765113 | 70896812 | NN-ROP 05- | 005 | 005 | Four Corners Power Plant | 11725.2 | 4704.23 | 380 | 28.5 | 140 | 38276.4 | 60 | 221112 | -108.4779 | 36.6868 | 8260 | R63-0142 | 125 | 100 | 2442 | 5 | 2442_B_5 | 87416 |  | R63-0142
88780 | 780 | Tribal | Navajo Nation, Arizona, New Mexico & Utah | 7197711 | 79765813 | 70896712 | NN-ROP 05- | 001 | 001 | Four Corners Power Plant | 4617.93 | 731.415 | 250 | 17.6 | 130 | 14597.1 | 60 | 221112 | -108.4812 | 36.6896 | 2050 | R63-0142 | 125 | 100 | 2442 | 1 | 2442_B_1 | 87416 |  | R63-0142
88780 | 780 | Tribal | Navajo Nation, Arizona, New Mexico & Utah | 7197711 | 79765913 | 70897012 | NN-ROP 05- | 003 | 003 | Four Corners Power Plant | 5741.8 | 1406.18 | 250 | 14.3 | 130 | 16666.7 | 104 | 221112 | -108.4812 | 36.6896 | 3000 | R63-0142 | 125 | 100 | 2442 | 3 | 2442_B_3 | 87416 |  | R63-0142
88780 | 780 | Tribal | Navajo Nation, Arizona, New Mexico & Utah | 7197711 | 79766013 | 70896912 | NN-ROP 05- | 004 | 004 | Four Corners Power Plant | 11671.9 | 4066.09 | 380 | 28.5 | 140 | 50000 | 78.4 | 221112 | -108.4779 | 36.6868 | 8460 | R63-0142 | 125 | 100 | 2442 | 4 | 2442_B_4 | 87416 |  | R63-0142

## ethanol
region_cd | tribal_code | State | County | facility_id | unit_id | rel_point_id | agy_facility_id | agy_unit_id | agy_rel_point_id | facility_name | NOX | SO2 | stkhgt | stkdiam | stktemp | stkflow | stkvel | naics | longitude | latitude | design_capacity | fac_source_type | unit_type_code | oris_facility_code | oris_boiler_id | ipm_yn | zipcode | control_measures | reg_codes
13205 |  | Georgia | Mitchell | RFS2EGP801 | RFS2EGP801001 | RFS2EGP801001 |  |  |  | Southwest Georgia Ethanol | 109 | 1 | [6 empty] | -84.1621 | 31.1693 | 100 |  |  |  |  | N
16031 |  | Idaho | Cassia | RFS2EGP802 | RFS2EGP802001 | RFS2EGP802001 |  |  |  | Pacific Ethanol -- Magic Val | 54 | 0 | [6 empty] | -113.4849 | 42.3114 | 50 |  |  |  |  | N
18017 |  | Indiana | Cass | RFS2EGP213 | RFS2EGP213001 | RFS2EGP213001 |  |  |  | THE ANDERSONS CLYMERS ETHANO | 119.823 | 0.84895 | [6 empty] | -86.262 | 40.4306 | 110 |  |  |  |  | N
18053 |  | Indiana | Grant | RFS2EGP810 | RFS2EGP810001 | RFS2EGP810001 |  |  |  | Central Indiana Ethanol, LLC | 51.6535 | 0.38589 | [6 empty] | -85.7262 | 40.5641 | 50 |  |  |  |  | N
18075 |  | Indiana | Jay | RFS2EGP812 | RFS2EGP812001 | RFS2EGP812001 |  |  |  | POET Biorefining -- Portland | 74 | 1 | [6 empty] | -85.011 | 40.2456 | 68 |  |  |  |  | N
18095 |  | Indiana | Madison | OTAQ18095_ETOH | OTAQ18095_ETOH | OTAQ18095_ETOH |  |  |  | POET Biorefining - Alexandri | 74.0724 | 0.5248 | [6 empty] | -85.931 | 40.1744 | 68 |  |  |  |  | N
18129 |  | Indiana | Posey | RFS2EGP214 | RFS2EGP214001 | RFS2EGP214001 |  |  |  | Abengoa Bioenergy of Indiana | 98.037 | 0.69459 | [6 empty] | -87.7255 | 37.9071 | 90 |  |  |  |  | N
18169 |  | Indiana | Wabash | RFS2EGP817 | RFS2EGP817001 | RFS2EGP817001 |  |  |  | POET Biorefining-- North Man | 74 | 1 | [6 empty] | -85.4702 | 40.5632 | 68 |  |  |  |  | N
19055 |  | Iowa | Delaware | RFS2EGP132 | RFS2EGP132001 | RFS2EGP132001 |  |  |  | Permeate Refining | 1.6339 | 0.011577 | [6 empty] | -91.2473 | 42.345 | 1.5 |  |  |  |  | N
19187 |  | Iowa | Webster | RFS2EGP830 | RFS2EGP830001 | RFS2EGP830001 |  |  |  | Tate and Lyle | 224 | 2 | [6 empty] | -94.3121 | 42.5063 | 115 |  |  |  |  | N
20055 |  | Kansas | Finney | RFS2EGP169 | RFS2EGP169001 | RFS2EGP169001 |  |  |  | Reeve Agri-Energy | 13 | 0 | [6 empty] | -100.884 | 37.8742 | 12 |  |  |  |  | N
20203 |  | Kansas | Wichita | RFS2EGP012 | RFS2EGP012001 | RFS2EGP012001 |  |  |  | ESE Alcohol Inc. | 2 | 0 | [6 empty] | -101.3353 | 38.485 | 2 |  |  |  |  | N
27127 |  | Minnesota | Redwood | RFS2EGP837 | RFS2EGP837001 | RFS2EGP837001 |  |  |  | Highwater Ethanol | 60 | 0 | [6 empty] | -95.299 | 44.2307 | 55 |  |  |  |  | N
29021 |  | Missouri | Buchanan | RFS2EGP839 | RFS2EGP839001 | RFS2EGP839001 |  |  |  | LifeLine Foods / ICM | 49 | 0 | [6 empty] | -94.8463 | 39.7393 | 45 |  |  |  |  | N
36073 |  | New York | Orleans | RFS2EGP849 | RFS2EGP849001 | RFS2EGP849001 |  |  |  | Western New York Energy, LLC | 131 | 1 | [6 empty] | -78.2154 | 43.1242 | 120 |  |  |  |  | N
36075 |  | New York | Oswego | RFS2EGP850 | RFS2EGP850001 | RFS2EGP850001 |  |  |  | Northeast Biofuels | 124 | 1 | [6 empty] | -76.2249 | 43.1801 | 114 |  |  |  |  | N
38055 |  | North Dakota | Mclean | RFS2EGP240 | RFS2EGP240001 | RFS2EGP240001 |  |  |  | Blue Flint Ethanol LLC | 54 | 0 | [6 empty] | -101.0908 | 47.2221 | 50 |  |  |  |  | N
38077 |  | North Dakota | Richland | RFS2EGP852 | RFS2EGP852001 | RFS2EGP852001 |  |  |  | Hankinson Renewable Energy ( | 120 | 1 | [6 empty] | -96.8729 | 46.0701 | 110 |  |  |  |  | N
39103 |  | Ohio | Medina | RFS2EGP242 | RFS2EGP242001 | RFS2EGP242001 |  |  |  | Veolia ES Technical Solution | 6.5358 | 0.046306 | [6 empty] | -81.8895 | 41.135 | 6 |  |  |  |  | N
40149 |  | Oklahoma | Washita | RFS2EGP005 | RFS2EGP005001 | RFS2EGP005001 |  |  |  | Dean CEG LLC | 2.1786 | 0.015435 | [6 empty] | -99.18 | 35.3553 | 2 |  |  |  |  | N
41049 |  | Oregon | Morrow | RFS2EGP861 | RFS2EGP861001 | RFS2EGP861001 |  |  |  | Pacific Ethanol - Columbia | 44 | 0 | [6 empty] | -119.4204 | 45.5022 | 40 |  |  |  |  | N
47131 |  | Tennessee | Obion | RFS2EGP865 | RFS2EGP865001 | RFS2EGP865001 |  |  |  | Green Plains Renewable Energ | 131 | 304 | [6 empty] | -89.148 | 36.2829 | 120 |  |  |  |  | N
48219 |  | Texas | Hockley | RFS2EGP868 | RFS2EGP868001 | RFS2EGP868001 |  |  |  | Levelland/Hockley Ethanol LL | 44 | 0 | [6 empty] | -102.2629 | 33.5886 | 40 |  |  |  |  | N

## pt oil and gas
region_cd | tribal_code | State | County | facility_id | unit_id | rel_point_id | agy_facility_id | agy_unit_id | agy_rel_point_id | facility_name | NOX - Annual | SO2-Annual | stkhgt | stkdiam | stktemp | stkflow | stkvel | naics | longitude | latitude | design_capacity | fac_source_type | unit_type_code | oris_facility_code | oris_boiler_id | ipm_yn | zipcode | control_measures | reg_codes
01015 |  | Alabama | Calhoun | 7441711 | 95193213 | 107033412 | 0023 | X075 | X075 | Anniston Army Depot | [7 empty] | 928110 | -85.9249 | 33.6369 |  | 102 | 400 |  |  |  | 36201
01023 |  | Alabama | Choctaw | 964311 | 47853713 | 45396012 | 0002 | THERMOX | THERMOX | Pruet Production Company-Womack Hill Fie | 0.9 | 168 | 135 | 2 | 675 | 95.2 | 30.3 | 211111 | -88.1889 | 31.848 | 0.281 |  | 270 |  |  |  | 36908 |  | R63-0036
01023 |  | Alabama | Choctaw | 964311 | 47854013 | 45395612 | 0002 | Reboil | 008 | Pruet Production Company-Womack Hill Fie | 0.34286 |  | 12 | 2 | 575 | 0.4 | 0.1 | 211111 | -88.1889 | 31.848 |  |  | 180 |  |  |  | 36908 |  | R63-0040
01023 |  | Alabama | Choctaw | 964311 | 47854013 | 45395712 | 0002 | Reboil | 010 | Pruet Production Company-Womack Hill Fie | 0.34286 |  | 6.5 | 0.5 | 575 | 0 | 0.2 | 211111 | -88.1889 | 31.848 |  |  | 180 |  |  |  | 36908 |  | R63-0040
01023 |  | Alabama | Choctaw | 964311 | 47854013 | 45395912 | 0002 | Reboil | Flare-1 | Pruet Production Company-Womack Hill Fie | 0.34286 |  | 90 | 2 | 1100 | 3.6 | 1.2 | 211111 | -88.1889 | 31.848 |  |  | 180 |  |  |  | 36908 |  | R63-0040
01023 |  | Alabama | Choctaw | 964311 | 47854013 | 45396112 | 0002 | Reboil | 007 | Pruet Production Company-Womack Hill Fie | 0.34286 |  | 12 | 1 | 575 | 0.2 | 0.2 | 211111 | -88.1889 | 31.848 |  |  | 180 |  |  |  | 36908 |  | R63-0040
01023 |  | Alabama | Choctaw | 964311 | 47854013 | 45396212 | 0002 | Reboil | 006 | Pruet Production Company-Womack Hill Fie | 0.34286 |  | 12 | 0.5 | 575 | 0.1 | 0.2 | 211111 | -88.1889 | 31.848 |  |  | 180 |  |  |  | 36908 |  | R63-0040
01023 |  | Alabama | Choctaw | 964311 | 47854013 | 45396412 | 0002 | Reboil | 009 | Pruet Production Company-Womack Hill Fie | 0.34286 |  | 12 | 1 | 575 | 0.2 | 0.3 | 211111 | -88.1889 | 31.848 |  |  | 180 |  |  |  | 36908 |  | R63-0040
01023 |  | Alabama | Choctaw | 964311 | 47854013 | 45396612 | 0002 | Reboil | 005 | Pruet Production Company-Womack Hill Fie | 0.34286 |  | 25 | 1.5 | 575 | 0.6 | 0.3 | 211111 | -88.1889 | 31.848 |  |  | 180 |  |  |  | 36908 |  | R63-0040
01023 |  | Alabama | Choctaw | 964311 | 47854113 | 45395912 | 0002 | Flare-1 | Flare-1 | Pruet Production Company-Womack Hill Fie | 6.488 |  | 90 | 2 | 1100 | 3.6 | 1.2 | 211111 | -88.1889 | 31.848 |  |  | 280 |  |  |  | 36908 | 23 | R63-0036
01023 |  | Alabama | Choctaw | 964411 | 83317113 | 45395512 | 0003 | 001 | 001 | Pruet Production Company-Silas Field O&G | 1 | 381 | 50 | 4.4 | 1800 | 3.7 | 0.2 | 211111 | -88.3939 | 31.7737 |  | 106 | 270 |  |  |  | 36919 | 131
01023 |  | Alabama | Choctaw | 964411 | 83317213 | 74529112 | 0003 | 002 | 002 | Pruet Production Company-Silas Field O&G | 0 | 0 | 50 | 2.2 | 1200 | 9.5 | 2.6 | 211111 | -88.3867 | 31.7792 |  | 106 | 280 |  |  |  | 36919
01023 |  | Alabama | Choctaw | 964411 | 83317313 | 74529212 | 0003 | 0003 | 003 | Pruet Production Company-Silas Field O&G | [7 empty] | 211111 | -88.3867 | 31.7792 |  | 106 | 400 |  |  |  | 36919 | 110
01025 |  | Alabama | Clarke | 7211911 | 10835113 | 107058312 | S003 | 007 | 007 | Scotch & Gulf Lumber LLC | [7 empty] | 321113 | -87.7257 | 31.7883 |  | 135 | 400 |  |  |  | 36446
01025 |  | Alabama | Clarke | 7211911 | 10835213 | 107058512 | S003 | 009 | 009 | Scotch & Gulf Lumber LLC | [7 empty] | 321113 | -87.7257 | 31.7883 |  | 135 | 400 |  |  |  | 36446
01025 |  | Alabama | Clarke | 7211911 | 10835313 | 107058412 | S003 | 008 | 008 | Scotch & Gulf Lumber LLC | [7 empty] | 321113 | -87.7257 | 31.7883 |  | 135 | 400 |  |  |  | 36446
01035 |  | Alabama | Conecuh | 10545111 | 52305813 | 50889312 | 0018 | 1412A | 1412A | Midroc Operating Company | 0.108 | 0.032 | 40 | 0.2 | 1500 | 0.4 | 16.5 | 211111 | -86.8066 | 31.3069 |  |  | 280 |  |  |  | 36432 | 23
01035 |  | Alabama | Conecuh | 10545111 | 52305913 | 50940112 | 0018 | 1416A | 1416A | Midroc Operating Company | 0.353 | 0.6 | 40 | 0.2 | 1500 | 0.4 | 16.5 | 211111 | -86.8066 | 31.3069 |  |  | 280 |  |  |  | 36432 | 23
01035 |  | Alabama | Conecuh | 10545111 | 52306013 | 50941412 | 0018 | 2301A | 2301A | Midroc Operating Company | 0.518 | 1.134 | 40 | 0.2 | 1500 | 0.4 | 16.5 | 211111 | -86.8066 | 31.3069 |  |  | 280 |  |  |  | 36432 | 23
01035 |  | Alabama | Conecuh | 10545111 | 52306113 | 50942512 | 0018 | 2303A | 2303A | Midroc Operating Company | 0.157 | 0.112 | 40 | 0.2 | 1500 | 0.4 | 16.5 | 211111 | -86.8066 | 31.3069 |  |  | 280 |  |  |  | 36432 | 23
01035 |  | Alabama | Conecuh | 10545111 | 52306213 | 50968912 | 0018 | 2403A | 2403A | Midroc Operating Company | 0.398 | 0.027 | 40 | 0.2 | 1500 | 0.4 | 16.5 | 211111 | -86.8066 | 31.3069 |  |  | 280 |  |  |  | 36432 | 23
01035 |  | Alabama | Conecuh | 10545111 | 52306313 | 50966812 | 0018 | 1407A | 1407A | Midroc Operating Company | 0.128 | 0.005 | 40 | 0.2 | 1500 | 0.4 | 16.5 | 211111 | -86.8066 | 31.3069 |  |  | 280 |  |  |  | 36432 | 23
01035 |  | Alabama | Conecuh | 10545111 | 52306413 | 50965212 | 0018 | 1313A | 1313A | Midroc Operating Company | 0.098 | 0.003 | 40 | 0.2 | 1500 | 0.4 | 16.5 | 211111 | -86.8066 | 31.3069 |  |  | 280 |  |  |  | 36432 | 23
01035 |  | Alabama | Conecuh | 10545111 | 52306513 | 50964412 | 0018 | 1305A | 1305A | Midroc Operating Company | 0.119 | 0.004 | 40 | 0.2 | 1500 | 0.4 | 16.5 | 211111 | -86.8066 | 31.3069 |  |  | 280 |  |  |  | 36432 | 23
01035 |  | Alabama | Conecuh | 10545111 | 83304613 | 74512412 | 0018 | 1406A | 1406A | Midroc Operating Company | 0.112 | 0.002 | 40 | 0.2 | 1200 | 0.4 | 16.5 | 211111 | -86.8066 | 31.3069 |  |  | 280 |  |  |  | 36432 | 23
01035 |  | Alabama | Conecuh | 10545111 | 83304813 | 74512912 | 0018 | 1316A | 1316A | Midroc Operating Company | 0.478 | 0.177 | 40 | 0.2 | 1500 | 0.4 | 16.5 | 211111 | -86.8066 | 31.3069 |  |  | 280 |  |  |  | 36432 | 23
01035 |  | Alabama | Conecuh | 10545111 | 83304913 | 74512212 | 0018 | 1301A | 1301A | Midroc Operating Company | 0.1 | 0.001 | 40 | 0.2 | 1200 | 0.4 | 16.5 | 211111 | -86.8066 | 31.3069 |  |  | 280 |  |  |  | 36432 | 23
01035 |  | Alabama | Conecuh | 10545111 | 83305213 | 74513512 | 0018 | 2309A | 2309A | Midroc Operating Company | 0.095 |  | 40 | 0.2 | 1500 | 0.4 | 16.5 | 211111 | -86.8066 | 31.3069 |  |  | 280 |  |  |  | 36432 | 23
01035 |  | Alabama | Conecuh | 10545111 | 83305413 | 74514112 | 0018 | 24SWA | 24SWA | Midroc Operating Company | 0 | 0 | 40 | 0.2 | 1500 | 0.4 | 16.5 | 211111 | -86.8066 | 31.3069 |  |  | 280 |  |  |  | 36432 | 23
01035 |  | Alabama | Conecuh | 10545111 | 83305613 | 74513712 | 0018 | 23SWA | 23SWA | Midroc Operating Company | 0 | 0 | 40 | 0.2 | 1500 | 0.4 | 16.5 | 211111 | -86.8066 | 31.3069 |  |  | 280 |  |  |  | 36432 | 23
01035 |  | Alabama | Conecuh | 10545111 | 83305813 | 74513912 | 0018 | 2410A | 2410A | Midroc Operating Company | 0.095 |  | 40 | 0.2 | 1500 | 0.4 | 16.5 | 211111 | -86.8066 | 31.3069 |  |  | 280 |  |  |  | 36432 | 23
01035 |  | Alabama | Conecuh | 10545111 | 83305913 | 74514212 | 0018 | HEATERS | HEATERS | Midroc Operating Company | 2.617 |  | 27 | 0.8 | 1200 | 11.7 | 21.6 | 211111 | -86.8066 | 31.3069 |  |  | 180 |  |  |  | 36432
01035 |  | Alabama | Conecuh | 10545211 | 103310113 | 107027012 | 0017 | 2701A | 2701A | Pruet Production Company | 0 | 0 | 40 | 0.16 | 1500 | 0.4 | 16.5 | 211111 | -86.8573 | 31.3033 |  |  | 280 |  |  |  | 36432
01035 |  | Alabama | Conecuh | 10545211 | 103310213 | 107027112 | 0017 | 2710A | 2710A | Pruet Production Company | 0 | 0 | 40 | 0.16 | 1500 | 0.4 | 16.5 | 211111 | -86.8573 | 31.3033 |  |  | 280 |  |  |  | 36432
01035 |  | Alabama | Conecuh | 10545211 | 103310313 | 107027212 | 0017 | 2711A | 2711A | Pruet Production Company | 0 | 0 | 40 | 0.16 | 1500 | 0.4 | 16.5 | 211111 | -86.8573 | 31.3033 |  |  | 280 |  |  |  | 36432
01035 |  | Alabama | Conecuh | 10545211 | 103310413 | 107027312 | 0017 | 2816A | 2816A | Pruet Production Company | 0 | 0 | 40 | 0.16 | 1500 | 0.4 | 16.5 | 211111 | -86.8573 | 31.3033 |  |  | 280 |  |  |  | 36432
01035 |  | Alabama | Conecuh | 10545211 | 52304913 | 50940012 | 0017 | 1515A | 1515A | Pruet Production Company | 0.112 | 0.042 | 40 | 0.2 | 1500 | 0.4 | 16.5 | 211111 | -86.8573 | 31.3052 |  |  | 280 |  |  |  | 36432 | 23
01035 |  | Alabama | Conecuh | 10545211 | 52305013 | 50964012 | 0017 | 2101A | 2101A | Pruet Production Company | 0.099 | 0.003 | 40 | 0.2 | 1500 | 0.4 | 16.5 | 211111 | -86.8573 | 31.3052 |  |  | 280 |  |  |  | 36432 | 23
01035 |  | Alabama | Conecuh | 10545211 | 52305113 | 50964812 | 0017 | 2104A | 2104A | Pruet Production Company | 0.092 |  | 40 | 0.2 | 1500 | 0.4 | 16.5 | 211111 | -86.8573 | 31.3052 |  |  | 280 |  |  |  | 36432 | 23
01035 |  | Alabama | Conecuh | 10545211 | 52305213 | 50889212 | 0017 | 1514A | 1514A | Pruet Production Company | 0.132 | 0.101 | 40 | 0.2 | 1500 | 0.4 | 16.5 | 211111 | -86.8573 | 31.3052 |  |  | 280 |  |  |  | 36432 | 23
01035 |  | Alabama | Conecuh | 10545211 | 52305313 | 50965112 | 0017 | 2202A | 2202A | Pruet Production Company | 0.114 | 0.003 | 40 | 0.2 | 1500 | 0.4 | 16.5 | 211111 | -86.8573 | 31.3052 |  |  | 280 |  |  |  | 36432 | 23
01035 |  | Alabama | Conecuh | 10545211 | 52305513 | 50963412 | 0017 | 1616A | 1616A | Pruet Production Company | 0.129 | 0.074 | 40 | 0.2 | 1500 | 0.4 | 16.5 | 211111 | -86.8573 | 31.3052 |  |  | 280 |  |  |  | 36432 | 23
01035 |  | Alabama | Conecuh | 10545211 | 52305613 | 50941312 | 0017 | 1614A | 1614A | Pruet Production Company | 0.097 |  | 40 | 0.2 | 1500 | 0.4 | 16.5 | 211111 | -86.8573 | 31.3052 |  |  | 280 |  |  |  | 36432 | 23
01035 |  | Alabama | Conecuh | 10545211 | 52305713 | 50965412 | 0017 | 2203A | 2203A | Pruet Production Company | 0.101 | 0.001 | 40 | 0.2 | 1500 | 0.4 | 16.5 | 211111 | -86.8573 | 31.3052 |  |  | 280 |  |  |  | 36432 | 23
01035 |  | Alabama | Conecuh | 10545211 | 83303013 | 74511312 | 0017 | 2112A | 2112A | Pruet Production Company | 0.972 | 0.374 | 40 | 0.2 | 1500 | 0.4 | 16.5 | 211111 | -86.8573 | 31.3033 |  |  | 280 |  |  |  | 36432 | 23
01035 |  | Alabama | Conecuh | 10545211 | 83303113 | 74511412 | 0017 | 1508A | 1508A | Pruet Production Company | 0.099 |  | 40 | 0.2 | 1200 | 0.4 | 16.5 | 211111 | -86.8573 | 31.3033 |  |  | 280 |  |  |  | 36432 | 23
01035 |  | Alabama | Conecuh | 10545211 | 83303413 | 74511712 | 0017 | 2110A | 2110A | Pruet Production Company | 0.39 | 0.401 | 40 | 0.2 | 1500 | 0.4 | 16.5 | 211111 | -86.8573 | 31.3033 |  |  | 280 |  |  |  | 36432 | 23
01035 |  | Alabama | Conecuh | 10545211 | 83303613 | 74511912 | 0017 | 2212A | 2212A | Pruet Production Company | 0 | 0 | 40 | 0.2 | 1500 | 0.4 | 16.5 | 211111 | -86.8573 | 31.3033 |  |  | 280 |  |  |  | 36432 | 23
01035 |  | Alabama | Conecuh | 10545211 | 83303713 | 74512012 | 0017 | 1506A | 1506A | Pruet Production Company | 0.093 |  | 40 | 0.2 | 1500 | 0.4 | 16.5 | 211111 | -86.8573 | 31.3033 |  |  | 280 |  |  |  | 36432 | 23
01035 |  | Alabama | Conecuh | 10545211 | 83303813 | 74512112 | 0017 | HEATERS | HEATERS | Pruet Production Company | 1.948 |  | 27 | 0.8 | 1200 | 11.7 | 21.6 | 211111 | -86.8573 | 31.3033 |  |  | 180 |  |  |  | 36432
01035 |  | Alabama | Conecuh | 10545311 | 103307513 | 107020812 | 0011 | 2916A | 2916A | Pruet Production Company | 0 | 0 | 40 | 0.16 | 1500 | 0.4 | 16.5 | 211111 | -86.8858 | 31.2962 |  |  | 280 |  |  |  | 36432
01035 |  | Alabama | Conecuh | 10545311 | 103307613 | 107020912 | 0011 | 3201A | 3201A | Pruet Production Company | 0 | 0 | 40 | 0.16 | 1500 | 0.4 | 16.5 | 211111 | -86.8858 | 31.2962 |  |  | 280 |  |  |  | 36432
01035 |  | Alabama | Conecuh | 10545311 | 52303413 | 50939912 | 0011 | 20-12A | 20-12A | Pruet Production Company | 0.4 | 0.045 | 40 | 0.2 | 1500 | 0.4 | 16.5 | 211111 | -86.8859 | 31.298 |  |  | 280 |  |  |  | 36432 | 23
01035 |  | Alabama | Conecuh | 10545311 | 52303713 | 50963312 | 0011 | 20-7A | 20-7A | Pruet Production Company | 0.556 | 0.207 | 40 | 0.2 | 1500 | 0.4 | 16.5 | 211111 | -86.8859 | 31.298 |  |  | 280 |  |  |  | 36432 | 23
01035 |  | Alabama | Conecuh | 10545311 | 52303813 | 50963912 | 0011 | 30-1A | 30-1A | Pruet Production Company | 0.233 | 0.035 | 40 | 0.2 | 1500 | 0.4 | 16.5 | 211111 | -86.8859 | 31.298 |  |  | 280 |  |  |  | 36432 | 23
01035 |  | Alabama | Conecuh | 10545311 | 52304013 | 50965012 | 0011 | TORNADO | TORNADO | Pruet Production Company | 0.102 | 37.386 | 130 | 0.1 | 1200 | 0.1 | 16.8 | 211111 | -86.8859 | 31.298 |  |  | 280 |  |  |  | 36432 | 23
01035 |  | Alabama | Conecuh | 10545311 | 52304813 | 50968712 | 0011 | HEATERS | HEATERS | Pruet Production Company | 2.053 |  | 27 | 0.8 | 1200 | 11.7 | 21.6 | 211111 | -86.8859 | 31.298 |  |  | 180 |  |  |  | 36432 |  | R63-0040
01035 |  | Alabama | Conecuh | 10545311 | 83302113 | 74510412 | 0011 | LLC | LLC | Pruet Production Company | 0.343 |  | 90 | 0.2 | 1200 | 0.8 | 17 | 211111 | -86.8858 | 31.2962 |  |  | 280 |  |  |  | 36432 | 23
01035 |  | Alabama | Conecuh | 12673411 | 64197613 | 58992812 | 0021 | HEATERS | HEATERS | Sklar Exploration LLC | 0 | 0 | 27 | 0.8 | 1200 | 11.7 | 21.6 | 211111 | -86.792 | 31.3321 |  |  | 180 |  |  |  | 36401
01035 |  | Alabama | Conecuh | 12673411 | 64197713 | 58992012 | 0021 | 0508A | 0508A | Sklar Exploration LLC | 0.10308 | 0.00057 | 30 | 0.2 | 1400 | 0.8 | 17 | 211111 | -86.792 | 31.3321 |  |  | 280 |  |  |  | 36401
01035 |  | Alabama | Conecuh | 12673411 | 64197813 | 58992112 | 0021 | 0510A | 0510A | Sklar Exploration LLC | 0.13926 | 0.00075 | 30 | 0.2 | 1400 | 0.8 | 17 | 211111 | -86.792 | 31.3321 |  |  | 280 |  |  |  | 36401
01035 |  | Alabama | Conecuh | 12673411 | 64197913 | 58992412 | 0021 | 0802A | 0802A | Sklar Exploration LLC | 0.11617 | 0.00063 | 30 | 0.2 | 1400 | 1 | 20.4 | 211111 | -86.792 | 31.3321 |  |  | 280 |  |  |  | 36401
01035 |  | Alabama | Conecuh | 12673411 | 64198013 | 58992712 | 0021 | 1704A | 1704A | Sklar Exploration LLC | 0.28289 | 0.00062 | 30 | 0.2 | 1400 | 1 | 20.4 | 211111 | -86.792 | 31.3321 |  |  | 280 |  |  |  | 36401
01035 |  | Alabama | Conecuh | 12673411 | 64198113 | 58991912 | 0021 | 0505A | 0505A | Sklar Exploration LLC | 0.0034 | 1e-05 | 30 | 0.2 | 1400 | 0.8 | 17 | 211111 | -86.792 | 31.3321 |  |  | 280 |  |  |  | 36401
01035 |  | Alabama | Conecuh | 12673411 | 64198213 | 58992212 | 0021 | 0514A | 0514A | Sklar Exploration LLC | 0.3854 | 0.00187 | 30 | 0.2 | 1400 | 0.8 | 17 | 211111 | -86.792 | 31.3321 |  |  | 280 |  |  |  | 36401
01035 |  | Alabama | Conecuh | 12673411 | 64198313 | 58992312 | 0021 | 0702A | 0702A | Sklar Exploration LLC | 0.09453 | 0.00037 | 30 | 0.2 | 1400 | 1 | 20.4 | 211111 | -86.792 | 31.3321 |  |  | 280 |  |  |  | 36401
01035 |  | Alabama | Conecuh | 12673411 | 64198413 | 58992512 | 0021 | 0804A | 0804A | Sklar Exploration LLC | 0.16202 |  | 30 | 0.2 | 1400 | 1 | 20.4 | 211111 | -86.792 | 31.3321 |  |  | 280 |  |  |  | 36401
01035 |  | Alabama | Conecuh | 12673411 | 64198513 | 58992612 | 0021 | 0812A | 0812A | Sklar Exploration LLC | 0.11617 | 0.00063 | 30 | 0.2 | 1400 | 1 | 20.4 | 211111 | -86.792 | 31.3321 |  |  | 280 |  |  |  | 36401
01035 |  | Alabama | Conecuh | 12787811 | 64195913 | 58991312 | 0020 | 19SWA | 19SWA | Midroc Operating Company | 0 | 0 | 40 | 0.2 | 1500 | 0.4 | 17.9 | 211111 | -86.7745 | 31.3169 |  |  | 280 |  |  |  | 36432
01035 |  | Alabama | Conecuh | 12787811 | 64196013 | 58991512 | 0020 | 20NEA | 20NEA | Midroc Operating Company | 0 | 0 | 40 | 0.2 | 1500 | 0.4 | 17.9 | 211111 | -86.7745 | 31.3169 |  |  | 280 |  |  |  | 36432
01035 |  | Alabama | Conecuh | 12787811 | 64196113 | 58991412 | 0020 | 2003A | 2003A | Midroc Operating Company | 0.094 | 0 | 40 | 0.2 | 1500 | 0.4 | 17.9 | 211111 | -86.7745 | 31.3169 |  |  | 280 |  |  |  | 36432
01035 |  | Alabama | Conecuh | 12787811 | 64196213 | 58991612 | 0020 | 20SEA | 20SEA | Midroc Operating Company | 0 | 0 | 40 | 0.2 | 1500 | 0.4 | 17.9 | 211111 | -86.7745 | 31.3169 |  |  | 280 |  |  |  | 36432
01035 |  | Alabama | Conecuh | 12787811 | 64196313 | 58991712 | 0020 | 20SWA | 20SWA | Midroc Operating Company | 0 | 0 | 40 | 0.2 | 1500 | 21.6 | 17.9 | 211111 | -86.7745 | 31.3169 |  |  | 280 |  |  |  | 36432
01035 |  | Alabama | Conecuh | 12787811 | 64196413 | 58991812 | 0020 | HEATERS | HEATERS | Midroc Operating Company | 2.064 | 0 | 27 | 0.8 | 1200 | 11.7 | 21.6 | 211111 | -86.7745 | 31.3169 |  |  | 180 |  |  |  | 36432
01035 |  | Alabama | Conecuh | 12787811 | 64196513 | 58990212 | 0020 | 1702A | 1702A | Midroc Operating Company | 0.093 | 0 | 40 | 0.2 | 1500 | 0.4 | 17.9 | 211111 | -86.7745 | 31.3169 |  |  | 280 |  |  |  | 36432
01035 |  | Alabama | Conecuh | 12787811 | 64196613 | 58990412 | 0020 | 17NWA | 17NWA | Midroc Operating Company | 0 | 0 | 40 | 0.2 | 1500 | 0.4 | 17.9 | 211111 | -86.7745 | 31.3169 |  |  | 280 |  |  |  | 36432
01035 |  | Alabama | Conecuh | 12787811 | 64196713 | 58990312 | 0020 | 1716A | 1716A | Midroc Operating Company | 0.112 | 0.003 | 40 | 0.2 | 1500 | 0.4 | 17.9 | 211111 | -86.7745 | 31.3169 |  |  | 280 |  |  |  | 36432
01035 |  | Alabama | Conecuh | 12787811 | 64196813 | 58990512 | 0020 | 1712A | 1712A | Midroc Operating Company | 0 | 0 | 40 | 0.2 | 1500 | 0.4 | 17.9 | 211111 | -86.7745 | 31.3169 |  |  | 280 |  |  |  | 36432
01035 |  | Alabama | Conecuh | 12787811 | 64196913 | 58990612 | 0020 | 1802A | 1802A | Midroc Operating Company | 0.331 | 0.04 | 40 | 0.2 | 1500 | 0.4 | 17.9 | 211111 | -86.7745 | 31.3169 |  |  | 280 |  |  |  | 36432
01035 |  | Alabama | Conecuh | 12787811 | 64197013 | 58990712 | 0020 | 1806A | 1806A | Midroc Operating Company | 1.031 | 0.098 | 40 | 0.2 | 1500 | 0.4 | 17.9 | 211111 | -86.7745 | 31.3169 |  |  | 280 |  |  |  | 36432
01035 |  | Alabama | Conecuh | 12787811 | 64197113 | 58990912 | 0020 | 1812A | 1812A | Midroc Operating Company | 1.898 | 0.266 | 40 | 0.2 | 1500 | 0.4 | 17.9 | 211111 | -86.7745 | 31.3169 |  |  | 280 |  |  |  | 36432
01035 |  | Alabama | Conecuh | 12787811 | 64197213 | 58990812 | 0020 | 1810A | 1810A | Midroc Operating Company | 0.259 | 0.026 | 40 | 0.2 | 1500 | 0.4 | 17.9 | 211111 | -86.7745 | 31.3169 |  |  | 280 |  |  |  | 36432
01035 |  | Alabama | Conecuh | 12787811 | 64197313 | 58991012 | 0020 | 1902A | 1902A | Midroc Operating Company | 0.297 | 0.026 | 40 | 0.2 | 1500 | 0.4 | 17.9 | 211111 | -86.7745 | 31.3169 |  |  | 280 |  |  |  | 36432
01035 |  | Alabama | Conecuh | 12787811 | 64197413 | 58991112 | 0020 | 19NWA | 19NWA | Midroc Operating Company | 0 | 0 | 40 | 0.2 | 1500 | 0.4 | 17.9 | 211111 | -86.7745 | 31.3169 |  |  | 280 |  |  |  | 36432
01035 |  | Alabama | Conecuh | 12787811 | 64197513 | 58991212 | 0020 | 19SEA | 19SEA | Midroc Operating Company | 0 | 0 | 40 | 0.2 | 1500 | 0.4 | 17.9 | 211111 | -86.7745 | 31.3169 |  |  | 280 |  |  |  | 36432
01035 |  | Alabama | Conecuh | 12787811 | 95193813 | 92023912 | 0020 | 31SWA | 31SWA | Midroc Operating Company | 0 | 0 | 40 | 0.16 | 1500 | 0.4 | 17.8 | 211111 | -86.7745 | 31.3169 |  |  | 280 |  |  |  | 36432
01035 |  | Alabama | Conecuh | 12787911 | 64194313 | 58989312 | 0019 | 1116A | 1116A | Midroc Operating Company | 0.096 | 0.001 | 40 | 0.2 | 1500 | 0.4 | 17.9 | 211111 | -86.8242 | 31.322 |  |  | 280 |  |  |  | 36432
01035 |  | Alabama | Conecuh | 12787911 | 64194413 | 58989412 | 0019 | 11NE4A | 11NE4A | Midroc Operating Company | 0 | 0 | 40 | 0.2 | 1500 | 0.4 | 17.9 | 211111 | -86.8242 | 31.322 |  |  | 280 |  |  |  | 36432
01035 |  | Alabama | Conecuh | 12787911 | 64194513 | 58989512 | 0019 | 11NW4A | 11NW4A | Midroc Operating Company | 0 | 0 | 40 | 0.2 | 1500 | 0.4 | 17.9 | 211111 | -86.8242 | 31.322 |  |  | 280 |  |  |  | 36432
01035 |  | Alabama | Conecuh | 12787911 | 64194613 | 58989712 | 0019 | 1208A | 1208A | Midroc Operating Company | 0.096 |  | 40 | 0.2 | 1500 | 0.4 | 17.9 | 211111 | -86.8242 | 31.322 |  |  | 280 |  |  |  | 36432
01035 |  | Alabama | Conecuh | 12787911 | 64194813 | 58989812 | 0019 | 1214A | 1214A | Midroc Operating Company | 0.095 |  | 40 | 0.2 | 1500 | 0.4 | 17.9 | 211111 | -86.8242 | 31.322 |  |  | 280 |  |  |  | 36432
01035 |  | Alabama | Conecuh | 12787911 | 64194913 | 58989912 | 0019 | 1216A | 1216A | Midroc Operating Company | 0.128 | 0.062 | 40 | 0.2 | 1500 | 0.4 | 17.9 | 211111 | -86.8242 | 31.322 |  |  | 280 |  |  |  | 36432
01035 |  | Alabama | Conecuh | 12787911 | 64195013 | 58990012 | 0019 | 12NW4A | 12NW4A | Midroc Operating Company | 0 | 0 | 40 | 0.2 | 1500 | 0.4 | 17.9 | 211111 | -86.8242 | 31.322 |  |  | 280 |  |  |  | 36432
01035 |  | Alabama | Conecuh | 12787911 | 64195113 | 58990112 | 0019 | HEATERS | HEATERS | Midroc Operating Company | 1.597 |  | 27 | 0.8 | 1200 | 11.7 | 21.6 | 211111 | -86.8242 | 31.322 |  |  | 180 |  |  |  | 36432
01035 |  | Alabama | Conecuh | 12787911 | 64195213 | 58988612 | 0019 | 0614A | 0614A | Midroc Operating Company | 0.092 |  | 40 | 0.2 | 1500 | 0.4 | 17.9 | 211111 | -86.8242 | 31.322 |  |  | 280 |  |  |  | 36432
01035 |  | Alabama | Conecuh | 12787911 | 64195313 | 58988712 | 0019 | 0616A | 0616A | Midroc Operating Company | 0.093 |  | 40 | 0.2 | 1500 | 0.4 | 17.9 | 211111 | -86.8242 | 31.322 |  |  | 280 |  |  |  | 36432
01035 |  | Alabama | Conecuh | 12787911 | 64195413 | 58988812 | 0019 | 0706A | 0706A | Midroc Operating Company | 0.139 | 0.007 | 40 | 0.2 | 1500 | 0.4 | 17.9 | 211111 | -86.8242 | 31.322 |  |  | 280 |  |  |  | 36432
01035 |  | Alabama | Conecuh | 12787911 | 64195513 | 58988912 | 0019 | 0709A | 0709A | Midroc Operating Company | 0.339 | 0.053 | 40 | 0.2 | 1500 | 0.4 | 17.9 | 211111 | -86.8242 | 31.322 |  |  | 280 |  |  |  | 36432
01035 |  | Alabama | Conecuh | 12787911 | 64195613 | 58989012 | 0019 | 0711A | 0711A | Midroc Operating Company | 0.303 | 0.399 | 40 | 0.2 | 1500 | 0.4 | 17.9 | 211111 | -86.8242 | 31.322 |  |  | 280 |  |  |  | 36432
01035 |  | Alabama | Conecuh | 12787911 | 64195713 | 58989112 | 0019 | 10NE4A | 10NE4A | Midroc Operating Company | 0 | 0 | 40 | 0.2 | 1500 | 0.4 | 17.9 | 211111 | -86.8242 | 31.322 |  |  | 280 |  |  |  | 36432
01035 |  | Alabama | Conecuh | 12787911 | 64195813 | 58989212 | 0019 | 10SE4A | 10SE4A | Midroc Operating Company | 0 | 0 | 40 | 0.2 | 1500 | 0.4 | 17.9 | 211111 | -86.8242 | 31.322 |  |  | 280 |  |  |  | 36432
01035 |  | Alabama | Conecuh | 15259111 | 95191313 | 92021712 | 0026 | 0402A | 0402A | Sklar Exploration LLC-Castleberry Oil & | 0.01021 |  | 30 | 0.25 | 1400 | 0.8 | 17 | 211111 | -86.7666 | 31.3424 |  |  | 280 |  |  |  | 36401
01035 |  | Alabama | Conecuh | 15259111 | 95191413 | 92021812 | 0026 | 0405A | 0405A | Sklar Exploration LLC-Castleberry Oil & | 0.00491 | 1e-05 | 30 | 0.25 | 1400 | 0.8 | 17 | 211111 | -86.7666 | 31.3424 |  |  | 280 |  |  |  | 36401
01035 |  | Alabama | Conecuh | 15259111 | 95191513 | 92021912 | 0026 | 0412A | 0412A | Sklar Exploration LLC-Castleberry Oil & | 0.21338 | 0.0005 | 30 | 0.25 | 1400 | 0.8 | 17 | 211111 | -86.7666 | 31.3424 |  |  | 280 |  |  |  | 36401
01035 |  | Alabama | Conecuh | 15259111 | 95191613 | 92022012 | 0026 | 3308A | 3308A | Sklar Exploration LLC-Castleberry Oil & | 0 | 0 | 30 | 0.25 | 1400 | 0.8 | 17 | 211111 | -86.7666 | 31.3424 |  |  | 280 |  |  |  | 36401
01035 |  | Alabama | Conecuh | 15259111 | 95191713 | 92022112 | 0026 | 3314A | 3314A | Sklar Exploration LLC-Castleberry Oil & | 0.11617 | 0.00063 | 30 | 0.25 | 1400 | 0.8 | 17 | 211111 | -86.7666 | 31.3424 |  |  | 280 |  |  |  | 36401
01035 |  | Alabama | Conecuh | 15259111 | 95191813 | 92022212 | 0026 | 3315A | 3315A | Sklar Exploration LLC-Castleberry Oil & | 0 | 0 | 30 | 0.25 | 1400 | 0.8 | 17 | 211111 | -86.7666 | 31.3424 |  |  | 280 |  |  |  | 36401
01035 |  | Alabama | Conecuh | 15259111 | 95191913 | 92022312 | 0026 | 3307A | 3307A | Sklar Exploration LLC-Castleberry Oil & | 0 | 0 | 30 | 0.25 | 1400 | 0.8 | 17 | 211111 | -86.7666 | 31.3424 |  |  | 280 |  |  |  | 36401
01035 |  | Alabama | Conecuh | 15259111 | 95192013 | 92022412 | 0026 | 2816A | 2816A | Sklar Exploration LLC-Castleberry Oil & | 0.55654 | 0.00095 | 30 | 0.25 | 1400 | 0.8 | 17 | 211111 | -86.7666 | 31.3424 |  |  | 280 |  |  |  | 36401
01035 |  | Alabama | Conecuh | 15259111 | 95192113 | 92022712 | 0026 | 2712A | 2712A | Sklar Exploration LLC-Castleberry Oil & | 1.4983 | 0.00256 | 30 | 0.25 | 1400 | 0.8 | 17 | 211111 | -86.7666 | 31.3424 |  |  | 280 |  |  |  | 36401
01035 |  | Alabama | Conecuh | 15259111 | 95192213 | 92022612 | 0026 | 2706A | 2706A | Sklar Exploration LLC-Castleberry Oil & | 1.0016 | 0.00173 | 30 | 0.25 | 1400 | 0.8 | 17 | 211111 | -86.7666 | 31.3424 |  |  | 280 |  |  |  | 36401
01035 |  | Alabama | Conecuh | 15259111 | 95192313 | 92022512 | 0026 | 2702A | 2702A | Sklar Exploration LLC-Castleberry Oil & | 0.89647 | 0.00153 | 30 | 0.25 | 1400 | 0.8 | 17 | 211111 | -86.7666 | 31.3424 |  |  | 280 |  |  |  | 36401
01035 |  | Alabama | Conecuh | 15259111 | 95192413 | 92021612 | 0026 | HEATERS | HEATERS | Sklar Exploration LLC-Castleberry Oil & |  |  | 27 | 0.83 | 1200 | 11.7 | 21.6 | 211111 | -86.7666 | 31.3424 |  |  | 180 |  |  |  | 36401
01035 |  | Alabama | Conecuh | 16154611 | 103285613 | 106969812 | 0031 | 1312A | 1312A | Pruet Production Company | 0.624 | 0.057 | 40 | 0.16 | 2000 | 0.4 | 16.5 | 211111 | -86.7289 | 31.3894 |  |  | 280 |  |  |  | 00000
01035 |  | Alabama | Conecuh | 16154611 | 103285713 | 106969912 | 0031 | 1408A | 1408A | Pruet Production Company | 0.014 |  | 40 | 0.16 | 2000 | 0.4 | 16.5 | 211111 | -86.7289 | 31.3894 |  |  | 280 |  |  |  | 00000
01035 |  | Alabama | Conecuh | 16154611 | 103285813 | 106970012 | 0031 | 1414A | 1414A | Pruet Production Company | 0.206 | 0.016 | 40 | 0.16 | 2000 | 0.4 | 16.5 | 211111 | -86.7289 | 31.3894 |  |  | 280 |  |  |  | 00000
01035 |  | Alabama | Conecuh | 16154611 | 103285913 | 106970112 | 0031 | 1415A | 1415A | Pruet Production Company | 1.194 | 0.056 | 40 | 0.16 | 2000 | 0.4 | 16.5 | 211111 | -86.7289 | 31.3894 |  |  | 280 |  |  |  | 00000
01035 |  | Alabama | Conecuh | 16154611 | 103286013 | 106970212 | 0031 | 2208A | 2208A | Pruet Production Company | 0.486 | 0.02 | 40 | 0.16 | 2000 | 0.4 | 16.5 | 211111 | -86.7289 | 31.3894 |  |  | 280 |  |  |  | 00000
01035 |  | Alabama | Conecuh | 16154611 | 103286113 | 106970312 | 0031 | 2216A | 2216A | Pruet Production Company | 0.356 | 0.024 | 40 | 0.16 | 2000 | 0.4 | 16.5 | 211111 | -86.7289 | 31.3894 |  |  | 280 |  |  |  | 00000
01035 |  | Alabama | Conecuh | 16154611 | 103286213 | 106970412 | 0031 | 2303A | 2303A | Pruet Production Company | 0.154 | 0.009 | 40 | 0.16 | 2000 | 0.4 | 16.5 | 211111 | -86.7289 | 31.3894 |  |  | 280 |  |  |  | 00000
01035 |  | Alabama | Conecuh | 16154611 | 103286413 | 106970612 | 0031 | HEATERS | HEATERS | Pruet Production Company | 0.836 |  | 27 | 0.83 | 1200 | 11.7 | 21.6 | 211111 | -86.7289 | 31.3894 |  |  | 999 |  |  |  | 00000
01053 |  | Alabama | Escambia | 12671911 | 64183213 | 58974512 | 0086 | HT-01 | HT-01 | Ventex Operating Corporation | 0.036 | 0 | 20 | 0.7 | 1200 | 0.1 | 0.3 | 211111 | -87.3467 | 31.1953 | 0.5 |  | 180 |  |  |  | 00000
01053 |  | Alabama | Escambia | 12671911 | 64183413 | 58974412 | 0086 | FF-01 | FF-01 | Ventex Operating Corporation | 0.7 | 28.4 | 44 | 0.3 | 1350 | 13.9 | 152.9 | 211111 | -87.3467 | 31.1953 |  |  | 280 |  |  |  | 00000
01053 |  | Alabama | Escambia | 12787611 | 64183813 | 58975112 | 0088 | FF-02 | FF-02 | Ventex Operating Company |  | 0.06 | 44 | 0.3 | 1400 | 13.9 | 172.6 | 211111 | -87.3228 | 31.2043 |  |  | 280 |  |  |  | 00000
01053 |  | Alabama | Escambia | 12787611 | 64184013 | 58975312 | 0088 | HT-02 | HT-02 | Ventex Operating Company | 0.14 |  | 20 | 0.7 | 1200 | 0.1 | 0.3 | 211111 | -87.3228 | 31.2043 | 0.5 |  | 180 |  |  |  | 00000
01053 |  | Alabama | Escambia | 12787611 | 64184213 | 58975012 | 0088 | FF-01 | FF-01 | Ventex Operating Company | 2.14 | 122.27 | 44 | 0.3 | 1400 | 13.9 | 172.6 | 211111 | -87.3228 | 31.2043 |  |  | 280 |  |  |  | 00000
01053 |  | Alabama | Escambia | 12787611 | 95195113 | 92024712 | 0088 | FF-03 | FF-03 | Ventex Operating Company | 1.48 | 45.76 | 45 | 1 | 1800 | 72.3 | 92.1 | 211111 | -87.3228 | 31.2043 |  |  | 280 |  |  |  | 00000
01053 |  | Alabama | Escambia | 12787611 | 95195213 | 92024612 | 0088 | HT-03 | HT-03 | Ventex Operating Company | 0.1 |  | 27 | 0.83 | 800 | 0.7 | 1.3 | 211111 | -87.3228 | 31.2043 | 500 |  | 180 |  |  |  | 00000
01053 |  | Alabama | Escambia | 15089111 | 95189713 | 92020212 | 0042 | FLARE | FLARE | Escambia Operating Company LLC | 1.82 | 63.31 | 70 | 0.33 | 1000 | 11.7 | 136.5 | 211111 | -87.169 | 31.2264 |  |  | 280 |  |  |  | 00000
01053 |  | Alabama | Escambia | 15089111 | 95189913 | 107039712 | 0042 | FUG | FUG | Escambia Operating Company LLC | [7 empty] | 211111 | -87.169 | 31.2264 |  |  | 300 |  |  |  | 00000
01053 |  | Alabama | Escambia | 16154711 | 103286513 | 106970712 | 0095 | HT-01 | HT-01 | Venture Oil and Gas, Inc. | 0.144 |  | 35 | 0.83 | 800 | 0.2 | 0.3 | 211111 | -87.5786 | 31.1695 | 0.5 |  | 180 |  |  |  | 36502
01053 |  | Alabama | Escambia | 16154711 | 103286613 | 106970812 | 0095 | LH-01 | LH-01 | Venture Oil and Gas, Inc. | 0.144 |  | 35 | 0.83 | 800 | 0.2 | 0.3 | 211111 | -87.5786 | 31.1695 | 0.5 |  | 180 |  |  |  | 36502
01053 |  | Alabama | Escambia | 7440211 | 103298013 | 107000412 | 0007 | 035 | 035 | Escambia Operating Company LLC | 0 | 0 | 20 | 1.16 | 850 | 15.8 | 15 | 211111 | -87.3629 | 31.0717 |  | 106 | 180 |  |  |  | 36502
01053 |  | Alabama | Escambia | 7440211 | 10877813 | 10836012 | 0007 | 016 | 016 | Escambia Operating Company LLC | 0.003 |  | 50 | 0.7 | 1800 | 66.7 | 189.2 | 211111 | -87.3668 | 31.059 |  | 106 | 280 |  |  |  | 36502 |  | R63-0036
01053 |  | Alabama | Escambia | 7440211 | 10877913 | 10835112 | 0007 | 015 | 015 | Escambia Operating Company LLC | 0.09 |  | 42 | 0.4 | 1600 | 0.8 | 7.7 | 211111 | -87.3668 | 31.059 |  | 106 | 280 |  |  |  | 36502 |  | R63-0036
01053 |  | Alabama | Escambia | 7440211 | 10878013 | 107000012 | 0007 | 011 | 011 | Escambia Operating Company LLC | [7 empty] | 211111 | -87.3629 | 31.0717 |  | 106 | 390 |  |  |  | 36502
01053 |  | Alabama | Escambia | 7440211 | 10878113 | 107000112 | 0007 | 012 | 012 | Escambia Operating Company LLC | [7 empty] | 211111 | -87.3629 | 31.0717 |  | 106 | 400 |  |  |  | 36502
01053 |  | Alabama | Escambia | 7440211 | 10878213 | 10835612 | 0007 | 008 | 008 | Escambia Operating Company LLC |  |  | 20 | 0.8 | 400 | 16.7 | 30.8 | 211111 | -87.3668 | 31.059 |  | 106 | 350 |  |  |  | 36502 | 132 | R63-0036
01053 |  | Alabama | Escambia | 7440211 | 10878313 | 10835212 | 0007 | 010 | 010 | Escambia Operating Company LLC | 36.54 | 9904.83 | 285 | 5.5 | 550 | 3166.7 | 133.3 | 211111 | -87.3668 | 31.059 |  | 106 | 270 |  |  |  | 36502 |  | R63-0036
01053 |  | Alabama | Escambia | 7440211 | 10878813 | 10834512 | 0007 | 014 | 014 | Escambia Operating Company LLC | 7.411 | 760.3 | 137.7 | 2 | 2000 | 729.6 | 232.4 | 211111 | -87.3668 | 31.059 |  | 106 | 280 |  |  |  | 36502 | 23
01053 |  | Alabama | Escambia | 7440211 | 95194513 | 92024312 | 0007 | 030 | 030 | Escambia Operating Company LLC | 1.68 | 0.02 | 20 | 1.17 | 850 | 15.8 | 14.7 | 211111 | -87.3629 | 31.0717 |  | 106 | 180 |  |  |  | 36502
01053 |  | Alabama | Escambia | 7440211 | 95194613 | 107000312 | 0007 | 031 | 031 | Escambia Operating Company LLC | [7 empty] | 211111 | -87.3629 | 31.0717 |  | 106 | 999 |  |  |  | 36502
01053 |  | Alabama | Escambia | 7440211 | 95194713 | 92024112 | 0007 | 032 | 032 | Escambia Operating Company LLC | 8.49 | 7.83 | 35 | 0.5 | 850 | 0.3 | 1.4 | 211111 | -87.3629 | 31.0717 |  | 106 | 280 |  |  |  | 36502
01053 |  | Alabama | Escambia | 7440411 | 10874713 | 107057312 | S002 | 017 | 022 | TR Miller Mill Co Inc | [7 empty] | 321113 | -87.0694 | 31.1047 |  | 135 | 400 |  |  |  | 36427
01053 |  | Alabama | Escambia | 7440411 | 10874813 | 107057512 | S002 | 019 | 024 | TR Miller Mill Co Inc | [7 empty] | 321113 | -87.0694 | 31.1047 |  | 135 | 400 |  |  |  | 36427
01053 |  | Alabama | Escambia | 7440411 | 10875013 | 107057212 | S002 | 016 | 021 | TR Miller Mill Co Inc | [7 empty] | 321113 | -87.0694 | 31.1047 |  | 135 | 400 |  |  |  | 36427
01053 |  | Alabama | Escambia | 7440411 | 10875313 | 107057612 | S002 | 020 | 025 | TR Miller Mill Co Inc | [7 empty] | 321113 | -87.0694 | 31.1047 |  | 135 | 400 |  |  |  | 36427
01053 |  | Alabama | Escambia | 7440411 | 10875413 | 107057412 | S002 | 018 | 023 | TR Miller Mill Co Inc | [7 empty] | 321113 | -87.0694 | 31.1047 |  | 135 | 400 |  |  |  | 36427
01053 |  | Alabama | Escambia | 985111 | 47832513 | 45375512 | 0005 | F-501 | F501 | Escambia Operating Company LLC | 27.14 | 4735 | 250 | 6.3 | 850 | 478.8 | 15.2 | 211111 | -87.2619 | 31.0277 |  | 106 | 270 |  |  |  | 36441 | 131&45 | R63-0036
01053 |  | Alabama | Escambia | 985111 | 47833013 | 45375912 | 0005 | V-1004 | V1004 | Escambia Operating Company LLC |  |  | 25 | 1 | 350 | 15.7 | 20 | 211111 | -87.2619 | 31.0277 |  | 106 | 180 |  |  |  | 36441 | 131 | R63-0036
01053 |  | Alabama | Escambia | 985111 | 47833213 | 106997712 | 0005 | FUG | FUG | Escambia Operating Company LLC | [7 empty] | 211111 | -87.2619 | 31.0259 |  | 106 | 390 |  |  |  | 36441
01053 |  | Alabama | Escambia | 985111 | 47833313 | 45375812 | 0005 | FL01 | FL01 | Escambia Operating Company LLC | 1.566 | 95.31 | 96 | 1.2 | 1800 | 430 | 400 | 211111 | -87.2619 | 31.0277 |  | 106 | 280 |  |  |  | 36441 | 23 | R63-0036
01053 |  | Alabama | Escambia | 985111 | 47833413 | 45375612 | 0005 | FL02 | FL02 | Escambia Operating Company LLC | 0.015 |  | 30 | 0.4 | 700 | 11 | 100 | 211111 | -87.2619 | 31.0277 |  | 106 | 280 |  |  |  | 36441 | 23 | R63-0036
01053 |  | Alabama | Escambia | 985111 | 95194013 | 92024012 | 0005 | FL03 | FL03 | Escambia Operating Company LLC | 0.56 | 1.49 | 35 | 0.33 | 850 | 34.3 | 401.6 | 211111 | -87.2619 | 31.0259 |  | 106 | 280 |  |  |  | 36441
01053 |  | Alabama | Escambia | 985311 | 47832113 | 45374512 | 0075 | 003 | 003 | Cobra Oil & Gas Corporation | 2.71 | 104.04 | 50 | 0.3 | 700 | 2.6 | 30.4 | 211111 | -87.1365 | 31.249 |  |  | 280 |  |  |  | 36432 | 23 | R63-0036
01053 |  | Alabama | Escambia | 985311 | 83301913 | 45374412 | 0075 | 002 | 002 | Cobra Oil & Gas Corporation |  | 0 | 30 | 8 | 1200 | 0.1 | 0.1 | 211111 | -87.1365 | 31.249 | 0.5 |  | 180 |  |  |  | 36432
01053 |  | Alabama | Escambia | 985311 | 83302013 | 45374612 | 0075 | 001 | 001 | Cobra Oil & Gas Corporation |  | 0 | 11.2 | 7.8 | 1200 | 0.1 | 0.1 | 211111 | -87.1365 | 31.249 | 0.5 |  | 180 |  |  |  | 36432
01053 |  | Alabama | Escambia | 985411 | 47832013 | 45374212 | 0077 | FF-01 | FF-01 | Pruet Production Company | 1.04 | 39.98 | 54 | 2 | 1100 | 3.6 | 1.2 | 211111 | -87.3545 | 31.215 |  | 106 | 280 |  |  |  | 36502 | 23 | R63-0036
01053 |  | Alabama | Escambia | 985411 | 83307113 | 74514912 | 0077 | HT-01 | HT-01 | Pruet Production Company | 0 |  | 33 | 0.8 | 1100 | 0.1 | 0.2 | 211111 | -87.3546 | 31.2132 | 0.5 | 106 | 180 |  |  |  | 36502
01053 |  | Alabama | Escambia | 985411 | 83307213 | 74515312 | 0077 | HT-02 | HT-02 | Pruet Production Company | 0 |  | 33 | 0.8 | 1100 | 0.1 | 0.2 | 211111 | -87.3546 | 31.2132 | 0.5 | 106 | 180 |  |  |  | 36502
01073 |  | Alabama | Jefferson | 1020011 | 63063413 | 57781212 | 010730382 | 7 | 7 | ALABAMA GAS CORPORATION, PINSON LNG PLAN | 0.033 |  | 25 | 1.67 | 250 | 70.8 | 32.3 | 221210 | -86.7307 | 33.6446 |  | 106 | 999 |  |  |  | 35215
01073 |  | Alabama | Jefferson | 1020011 | 63063513 | 57781312 | 010730382 | 8 | 8 | ALABAMA GAS CORPORATION, PINSON LNG PLAN | 0.041 |  | 25 | 1.67 | 250 | 70.8 | 32.3 | 221210 | -86.7307 | 33.6446 |  | 106 | 999 |  |  |  | 35215
01073 |  | Alabama | Jefferson | 1020011 | 63063613 | 57781412 | 010730382 | 9 | 9 | ALABAMA GAS CORPORATION, PINSON LNG PLAN | 0.033 |  | 26 | 1.67 | 250 | 70.8 | 32.3 | 221210 | -86.7307 | 33.6446 |  | 106 | 999 |  |  |  | 35215
01073 |  | Alabama | Jefferson | 1020011 | 63063713 | 57781512 | 010730382 | 10 | 10 | ALABAMA GAS CORPORATION, PINSON LNG PLAN | 0.002 |  | 20 | 1.67 | 250 | 70.8 | 32.3 | 221210 | -86.7307 | 33.6446 |  | 106 | 999 |  |  |  | 35215
01073 |  | Alabama | Jefferson | 1020011 | 63063813 | 57781612 | 010730382 | 11 | 11 | ALABAMA GAS CORPORATION, PINSON LNG PLAN | 0.033 |  | 20 | 2.33 | 250 | 118.2 | 27.4 | 221210 | -86.7307 | 33.6446 |  | 106 | 999 |  |  |  | 35215
01073 |  | Alabama | Jefferson | 10706811 | 63091613 | 57799912 | 010730539 | 5 | 5 | ENERGEN RESOURCES CORPORATION | 15.4857 |  | 18 | 0.83 | 801 | 70.8 | 90 | 211111 | -87.1882 | 33.4167 |  |  | 999 |  |  |  | 35006
01073 |  | Alabama | Jefferson | 10706811 | 99761413 | 96634112 | 010730539 | 6 | 6 | ENERGEN RESOURCES CORPORATION |  |  | 9 | 0.75 | 143 | 0 | 1 | 211111 | -87.1882 | 33.4167 |  |  | 999 |  |  |  | 35006
01073 |  | Alabama | Jefferson | 10706911 | 63092713 | 57820012 | 010730545 | 1 | 1 | EL PASO PRODUCTION CO.COMPRESSOR STN.NO. | 3.02 |  | 18 | 1 | 1350 | 114.2 | 135.9 | 211111 | -87.0228 | 33.5689 |  |  | 999 |  |  |  | 35118
01073 |  | Alabama | Jefferson | 10706911 | 99761713 | 96634612 | 010730545 | 4 | 4 | EL PASO PRODUCTION CO.COMPRESSOR STN.NO. | 0.34 | [6 empty] | 211111 | -87.0228 | 33.5689 |  |  | 999 |  |  |  | 35118
01073 |  | Alabama | Jefferson | 1108811 | 63045713 | 57768712 | 010730344 | 1 | 1 | SAGA PETROLEUM,LLC | 2.5223 |  | 18 | 1.2 | 669 |  | 100 | 211111 | -87.2024 | 33.4825 |  |  | 999 |  |  |  | 35243
01073 |  | Alabama | Jefferson | 1108811 | 63045913 | 57768712 | 010730344 | 4 | 1 | SAGA PETROLEUM,LLC | 2.5415 |  | 18 | 1.2 | 669 |  | 100 | 211111 | -87.2024 | 33.4825 |  |  | 999 |  |  |  | 35243
01073 |  | Alabama | Jefferson | 1111011 | 63066813 | 57783812 | 010730419 | 3 | 1 | OAK GROVE RESOURCES, LLC (COMPRSSOR STN. | 5.626 | 0.141 | 16 | 2 | 225 |  | 38 | 211111 | -87.0994 | 33.4569 |  |  | 999 |  |  |  | 35023
01073 |  | Alabama | Jefferson | 1127911 | 63091013 | 57799212 | 010730535 | 1 | 1 | ENERGEN RESOURCES CORP. (COMPRESSOR STAT | 18.7262 |  | 18 | 1.2 | 955 |  | 103 | 211111 | -87.1882 | 33.4167 |  |  | 999 |  |  |  | 35006
01073 |  | Alabama | Jefferson | 1127911 | 99761213 | 96634012 | 010730535 | 5 | 5 | ENERGEN RESOURCES CORP. (COMPRESSOR STAT |  |  | 16 | 1 | 167 | 0 | 1 | 211111 | -87.1882 | 33.4167 |  |  | 999 |  |  |  | 35006
01073 |  | Alabama | Jefferson | 1128011 | 99761313 | 57799412 | 010730538 | 4 | 1 | ENERGEN RESOURCES CORP. STA. 2 | 7.752 | 0.00999 | 24 | 1.5 | 515 |  | 37.4 | 211111 | -87.1882 | 33.4167 |  |  | 999 |  |  |  | 35006
01073 |  | Alabama | Jefferson | 1128111 | 63091713 | 57800012 | 010730540 | 1 | 1 | ENERGEN RESOURCES CORP.STA. 4 | 7.7751 | 0.01023 | 24 | 1.5 | 515 |  | 37.4 | 211111 | -87.1732 | 33.4366 |  |  | 999 |  |  |  | 35006
01073 |  | Alabama | Jefferson | 1128111 | 99761513 | 96634312 | 010730540 | 8 | 8 | ENERGEN RESOURCES CORP.STA. 4 |  |  | 12 | 0.83 | 137 | 0 | 1 | 211111 | -87.1732 | 33.4366 |  |  | 999 |  |  |  | 35006
01073 |  | Alabama | Jefferson | 12577511 | 99761913 | 96634712 | 010730569 | 3 | 3 | ENERGEN RESOURCES CORP. |  |  | 9 | 0.75 | 132 | 0 | 1 | 211111 | -86.9444 | 33.5607 |  |  | 999 |  |  |  | 35005
01073 |  | Alabama | Jefferson | 12628711 | 63095213 | 57802312 | 010730565 | 1 | 1 | SAGA PETROLEUM, STARVE ACRE PRODUCTION F | 2.4536 |  | 18 | 1.17 | 669 | 108.3 | 100.7 | 48621 | -87.0653 | 33.4389 |  |  | 999 |  |  |  | 35023
01073 |  | Alabama | Jefferson | 15645111 | 99763013 | 96635712 | 010731039 | 1 | 1 | Oak Grove Resources, LLC | 2.7496 |  | 10 | 0.5 | 1004 |  | 81.2 | 212112 | -87.1352 | 33.4389 |  |  | 999 |  |  |  | 35006
01073 |  | Alabama | Jefferson | 7919411 | 63046013 | 57768812 | 010730345 | 1 | 1 | SAGA PETROLEUM,LLC | 2.5168 |  | 18 | 1.2 | 669 |  | 100 | 211111 | -87.2143 | 33.5051 |  |  | 999 |  |  |  | 35243
01073 |  | Alabama | Jefferson | 7920011 | 62997713 | 57728912 | 010730154 | 4 | 1 | FRITZ ENTERPRISES | 9.39 | 0.6 | [5 empty] | 212399 | -86.9369 | 33.4939 |  |  | 999 |  |  |  | 35224
01073 |  | Alabama | Jefferson | 934211 | 63091813 | 57800112 | 010730541 | 1 | 1 | ENERGEN RESOURCES CORP. STA 5 | 0.96889 | 0.00101 | 24 | 1.5 | 515 |  | 37.4 | 211111 | -87.1763 | 33.3644 |  |  | 999 |  |  |  | 35006
01073 |  | Alabama | Jefferson | 934211 | 63091913 | 57800212 | 010730541 | 4 | 4 | ENERGEN RESOURCES CORP. STA 5 | 6.5144 | 0.00968 | 22 | 1.11 | 515 |  | 37.4 | 211111 | -87.1763 | 33.3644 |  |  | 999 |  |  |  | 35006
01073 |  | Alabama | Jefferson | 934211 | 63092013 | 57800112 | 010730541 | 5 | 1 | ENERGEN RESOURCES CORP. STA 5 | 6.5879 | 0.00841 | 24 | 1.5 | 515 |  | 37.4 | 211111 | -87.1763 | 33.3644 |  |  | 999 |  |  |  | 35006
01073 |  | Alabama | Jefferson | 934211 | 99761613 | 96634412 | 010730541 | 6 | 5 | ENERGEN RESOURCES CORP. STA 5 |  |  | 12 | 0.83 | 176 | 0 | 1 | 211111 | -87.1763 | 33.3644 |  |  | 999 |  |  |  | 35006
01073 |  | Alabama | Jefferson | 934311 | 63092113 | 57800312 | 010730543 | 1 | 1 | ENERGEN RESOURCES CORP. (COMPRESSOR STAT | 18.7458 | 0.01858 | 14 | 1 | 1100 |  | 103 | 211111 | -87.2097 | 33.4437 |  |  | 999 |  |  |  | 35006
01073 |  | Alabama | Jefferson | 934311 | 63092213 | 57800412 | 010730543 | 2 | 2 | ENERGEN RESOURCES CORP. (COMPRESSOR STAT | 18.2177 | 0.01858 | 27 | 1 | 888 | 129.3 |  | 211111 | -87.2097 | 33.4437 |  |  | 999 |  |  |  | 35006
01073 |  | Alabama | Jefferson | 934311 | 63092313 | 57800512 | 010730543 | 5 | 5 | ENERGEN RESOURCES CORP. (COMPRESSOR STAT | 23.6881 | 0.01833 | 14 | 1 | 1100 |  | 103 | 211111 | -87.2097 | 33.4437 |  |  | 999 |  |  |  | 35006
01073 |  | Alabama | Jefferson | 934411 | 63092413 | 57800712 | 010730544 | 4 | 2 | ENERGEN RESOURCES CORP. (COMPRESSOR STAT | 7.7653 | 0.0106 | 24 | 1.5 | 515 |  | 37.4 | 211111 | -87.2507 | 33.4337 |  |  | 999 |  |  |  | 35006
01073 |  | Alabama | Jefferson | 934411 | 63092513 | 57800612 | 010730544 | 1 | 1 | ENERGEN RESOURCES CORP. (COMPRESSOR STAT | 18.9117 | 0.02014 | 24 | 1.5 | 515 |  | 37.4 | 211111 | -87.2507 | 33.4337 |  |  | 999 |  |  |  | 35006
01073 |  | Alabama | Jefferson | 934411 | 63092613 | 57800612 | 010730544 | 2 | 1 | ENERGEN RESOURCES CORP. (COMPRESSOR STAT | 18.9117 | 0.0106 | 24 | 1.5 | 515 |  | 37.4 | 211111 | -87.2507 | 33.4337 |  |  | 999 |  |  |  | 35006
01097 |  | Alabama | Mobile | 1017811 | 47733613 | 107026112 | 0014 | 014 | 014 | ExxonMobil Production Company | [7 empty] | 211111 | -88.1649 | 30.3915 |  | 108 | 350 |  |  |  | 36523
01097 |  | Alabama | Mobile | 1017811 | 47733713 | 45269212 | 0014 | 009 | 009 | ExxonMobil Production Company | 0 | 0 | 68.6 | 2.6 | 310 | 84.1 | 16.1 | 211111 | -88.2261 | 30.3887 | 17.3 | 108 | 180 |  |  |  | 36523 |  | R63-0040
01097 |  | Alabama | Mobile | 1017811 | 47733813 | 45268412 | 0014 | 013 | 013 | ExxonMobil Production Company | 2.208 | 0.639 | 150 | 4.5 | 1000 | 30.9 | 1.9 | 211111 | -88.2261 | 30.3887 |  | 108 | 280 |  |  |  | 36523 | 23
01097 |  | Alabama | Mobile | 1017811 | 47733913 | 45268912 | 0014 | 012 | 012 | ExxonMobil Production Company | 0 | 0 | 25 | 1.2 | 650 | 13.1 | 10.7 | 211111 | -88.2261 | 30.3887 | 2.7 | 108 | 180 |  |  |  | 36523 |  | R63-0040
01097 |  | Alabama | Mobile | 1017811 | 47734013 | 45268212 | 0014 | 011 | 011 | ExxonMobil Production Company | 0 | 0 | 30 | 2.6 | 620 | 49.6 | 9.5 | 211111 | -88.2261 | 30.3887 | 10 | 108 | 180 |  |  |  | 36523 |  | R63-0040
01097 |  | Alabama | Mobile | 1017811 | 47734113 | 45268012 | 0014 | 002 | 002 | ExxonMobil Production Company | 5.678 |  | 60 | 3 | 480 | 243.1 | 34.4 | 211111 | -88.2261 | 30.3887 | 50 | 108 | 100 |  |  |  | 36523 |  | R63-0040
01097 |  | Alabama | Mobile | 1017811 | 47734213 | 45268712 | 0014 | 007 | 007 | ExxonMobil Production Company | 0 | 0 | 90 | 3.5 | 360 | 140 | 14.6 | 211111 | -88.2261 | 30.3887 | 30 | 108 | 180 |  |  |  | 36523 |  | R63-0040
01097 |  | Alabama | Mobile | 1017811 | 47734313 | 45269312 | 0014 | 006 | 006 | ExxonMobil Production Company | 0 | 0 | 100 | 2 | 649 | 175.4 | 55.9 | 211111 | -88.2261 | 30.3887 |  | 108 | 610 |  |  |  | 36523 | 131 | R63-0036
01097 |  | Alabama | Mobile | 1017811 | 47734413 | 45268512 | 0014 | 005 | 005 | ExxonMobil Production Company | 1.896 | 1.257 | 213.2 | 4.5 | 1000 | 30.9 | 1.9 | 211111 | -88.2261 | 30.3887 |  | 108 | 280 |  |  |  | 36523 | 23 | R63-0036
01097 |  | Alabama | Mobile | 1017811 | 47734513 | 45268312 | 0014 | 004 | 004 | ExxonMobil Production Company | 0 | 0 | 30 | 2.5 | 620 | 14.6 | 3 | 211111 | -88.2261 | 30.3887 | 3 | 108 | 180 |  |  |  | 36523 |  | R63-0040
01097 |  | Alabama | Mobile | 1017811 | 47734613 | 45268112 | 0014 | 003 | 003 | ExxonMobil Production Company | 0.535 |  | 60 | 3 | 480 | 243.1 | 34.4 | 211111 | -88.2261 | 30.3887 | 50 | 108 | 100 |  |  |  | 36523 |  | R63-0040
01097 |  | Alabama | Mobile | 1017811 | 47734713 | 45268612 | 0014 | 008 | 008 | ExxonMobil Production Company | 0 | 0 | 90 | 3.5 | 360 | 140 | 14.6 | 211111 | -88.2261 | 30.3887 | 30 | 108 | 180 |  |  |  | 36523 |  | R63-0040
01097 |  | Alabama | Mobile | 1017811 | 47734813 | 45269112 | 0014 | 001 | 001 | ExxonMobil Production Company | 0 | 0 | 213 | 3.6 | 470 | 533.4 | 52.4 | 211111 | -88.2261 | 30.3887 | 23.3 | 108 | 610 |  |  |  | 36523 | 131&45 | R63-0036
01097 |  | Alabama | Mobile | 1017811 | 47734913 | 45269012 | 0014 | 016 | 016 | ExxonMobil Production Company | 1.029 | 0.009 | 23 | 2 | 1000 | 18.5 | 5.9 | 211111 | -88.2261 | 30.3887 |  | 108 | 280 |  |  |  | 36523 | 23
01097 |  | Alabama | Mobile | 1018111 | 103307413 | 107012912 | 0010 | 026 | 026 | ExxonMobil Production Company | 0 | 0 | 70 | 1 | 1832 | 138.9 | 176.8 | 211111 | -88.0518 | 30.2543 |  |  | 280 |  |  |  | 00000
01097 |  | Alabama | Mobile | 1018111 | 47729413 | 45264612 | 0010 | 016 | 016 | ExxonMobil Production Company | 0.516 | 2.63 | 73 | 1 | 1832 | 138.9 | 176.9 | 211111 | -88.0521 | 30.2546 |  |  | 280 |  |  |  | 00000 | 23 | R63-0036
01097 |  | Alabama | Mobile | 1018111 | 47729513 | 45266312 | 0010 | 018 | 018 | ExxonMobil Production Company | 4.367 | 0.026 | 18 | 1.1 | 500 | 0.4 | 0.4 | 211111 | -88.0521 | 30.2546 | 10 |  | 180 |  |  |  | 00000 |  | R63-0040
01097 |  | Alabama | Mobile | 1018111 | 47729713 | 45264412 | 0010 | 011 | 011 | ExxonMobil Production Company | 0.511 | 2.307 | 73 | 1 | 1832 | 138.9 | 176.9 | 211111 | -88.0521 | 30.2546 |  |  | 280 |  |  |  | 00000 | 23 | R63-0036
01097 |  | Alabama | Mobile | 1018111 | 47729813 | 45265512 | 0010 | 013 | 013 | ExxonMobil Production Company | 2.62 | 0.016 | 12.4 | 0.7 | 535 | 0.2 | 0.7 | 211111 | -88.0521 | 30.2546 | 6 |  | 180 |  |  |  | 00000 |  | R63-0040
01097 |  | Alabama | Mobile | 1018111 | 47730113 | 45265712 | 0010 | 004 | 004 | ExxonMobil Production Company | 0.669 | 37.479 | 73 | 1 | 1832 | 138.9 | 176.9 | 211111 | -88.0518 | 30.2543 |  |  | 280 |  |  |  | 00000 | 23
01097 |  | Alabama | Mobile | 1018111 | 47730213 | 45266112 | 0010 | 007 | 007 | ExxonMobil Production Company | 2.62 | 0.016 | 12.4 | 0.7 | 535 | 0.2 | 0.7 | 211111 | -88.0518 | 30.2543 | 6 |  | 180 |  |  |  | 00000 |  | R63-0040
01097 |  | Alabama | Mobile | 1018111 | 47730613 | 45265012 | 0010 | 020 | 020 | ExxonMobil Production Company |  |  | 28.8 | 2 | 434 | 99.7 | 30.5 | 211111 | -88.0518 | 30.2543 |  |  | 350 |  |  |  | 00000 |  | R63-0036
01097 |  | Alabama | Mobile | 1018111 | 47730813 | 107012812 | 0010 | 017 | 017 | ExxonMobil Production Company | [7 empty] | 211111 | -88.0518 | 30.2543 |  |  | 350 |  |  |  | 00000
01097 |  | Alabama | Mobile | 1018111 | 47730913 | 45264912 | 0010 | 019 | 019 | ExxonMobil Production Company | 0 | 0 | 73 | 1 | 1832 | 138.9 | 176.9 | 211111 | -88.0518 | 30.2543 |  |  | 280 |  |  |  | 00000 | 23 | R63-0036
01097 |  | Alabama | Mobile | 1018111 | 47731013 | 107012712 | 0010 | 012 | 012 | ExxonMobil Production Company | [7 empty] | 211111 | -88.0518 | 30.2543 |  |  | 350 |  |  |  | 00000
01097 |  | Alabama | Mobile | 1018111 | 47731113 | 107012612 | 0010 | 006 | 006 | ExxonMobil Production Company | [7 empty] | 211111 | -88.0518 | 30.2543 |  |  | 350 |  |  |  | 00000
01097 |  | Alabama | Mobile | 1018111 | 47731213 | 45265212 | 0010 | 005 | 005 | ExxonMobil Production Company | 0 | 0 | 73 | 1 | 1832 | 138.9 | 176.9 | 211111 | -88.0518 | 30.2543 |  |  | 280 |  |  |  | 00000 | 23 | R63-0036
01097 |  | Alabama | Mobile | 1018111 | 47731313 | 45264812 | 0010 | 025 | 025 | ExxonMobil Production Company | 0 | 0 | 110 | 1 | 1832 | 147.2 | 187.5 | 211111 | -88.0518 | 30.2543 |  |  | 280 |  |  |  | 00000 | 23 | R63-0036
01097 |  | Alabama | Mobile | 1059911 | 47313413 | 44858612 | 0012 | 005 | 005 | ExxonMobil Production Company | 0 | 0 | 238 | 1 | 2800 | 46.2 | 58.8 | 211111 | -88.0503 | 30.3082 |  |  | 280 |  |  |  | 00000 | 23 | R63-0036
01097 |  | Alabama | Mobile | 1059911 | 47313713 | 44858512 | 0012 | 004 | 004 | ExxonMobil Production Company | 1.19 | 3.065 | 238 | 1 | 2800 | 46.2 | 58.8 | 211111 | -88.0503 | 30.3082 |  |  | 280 |  |  |  | 00000 | 23
01097 |  | Alabama | Mobile | 1059911 | 47313813 | 44859012 | 0012 | 008 | 008 | ExxonMobil Production Company | 2.094 | 0.013 | 110 | 0.8 | 800 | 21.6 | 40 | 211111 | -88.0503 | 30.3082 | 5 |  | 180 |  |  |  | 00000 |  | R63-0040
01097 |  | Alabama | Mobile | 1060011 | 47312813 | 44858412 | 0013 | 004 | 004 | ExxonMobil Production Company | 1.485 | 0.625 | 177 | 1.5 | 2800 | 883.1 | 500 | 211111 | -88.1203 | 30.1894 | 5000 |  | 160 |  |  |  | 00000 |  | R63-0087
01097 |  | Alabama | Mobile | 1060011 | 47312913 | 92029912 | 0013 | 005 | 005 | ExxonMobil Production Company | 0 | 0 | 175 | 1.5 | 2800 | 883.1 | 499.7 | 211111 | -88.1203 | 30.1894 | 5000 |  | 160 |  |  |  | 00000 |  | R63-0087
01097 |  | Alabama | Mobile | 1060011 | 47313213 | 44858112 | 0013 | 008 | 008 | ExxonMobil Production Company | 2.094 | 0.013 | 110 | 0.83 | 800 | 21.6 | 40 | 211111 | -88.1203 | 30.1894 |  |  | 280 |  |  |  | 00000
01097 |  | Alabama | Mobile | 1060111 | 47312213 | 44857412 | 0025 | 006 | 006 | ExxonMobil Production Company | 4.561 | 12.75 | 210 | 1 | 2800 | 46.2 | 58.8 | 211111 | -87.9572 | 30.1887 |  | 109 | 280 |  |  |  | 00000 | 23
01097 |  | Alabama | Mobile | 1060111 | 47312413 | 92030012 | 0025 | 007 | 007 | ExxonMobil Production Company | 0 | 0 | 135 | 1.05 | 2800 | 46.2 | 52.3 | 211111 | -87.9572 | 30.1887 |  | 109 | 280 |  |  |  | 00000
01097 |  | Alabama | Mobile | 1060111 | 47312513 | 44857512 | 0025 | 008 | 008 | ExxonMobil Production Company | 2.094 | 0.013 | 110 | 0.8 | 800 | 21.6 | 40 | 211111 | -87.9572 | 30.1887 | 5 | 109 | 180 |  |  |  | 00000 |  | R63-0040
01097 |  | Alabama | Mobile | 1060111 | 83310213 | 107034912 | 0025 | 009 | 009 | ExxonMobil Production Company | [7 empty] | 211111 | -87.9572 | 30.1887 |  | 109 | 350 |  |  |  | 00000
01097 |  | Alabama | Mobile | 1060211 | 83309213 | 107040112 | 0046 | X004 | X004 | Gulfstream Natural Gas System LLC | [7 empty] | 486210 | -88.1866 | 30.3918 |  | 110 | 350 |  |  |  | 36523
01097 |  | Alabama | Mobile | 1060211 | 83309313 | 74517712 | 0046 | X005 | X005 | Gulfstream Natural Gas System LLC | 0.054 |  | 75 | 1.5 | 1600 | 83.3 | 47.2 | 486210 | -88.1866 | 30.3918 |  | 110 | 280 |  |  |  | 36523
01097 |  | Alabama | Mobile | 1060211 | 83309413 | 74517812 | 0046 | X008 | X008 | Gulfstream Natural Gas System LLC | 11.482 | 0.047 | 40 | 9 | 853 | 2893.9 | 45.5 | 486210 | -88.1866 | 30.3918 | 17200 | 110 | 120 |  |  |  | 36523 | 33
01097 |  | Alabama | Mobile | 1061511 | 47299013 | 107050712 | 4004 | 014 | 014 | Four Star Oil & Gas Company | [7 empty] | 211111 | -88.0672 | 30.8909 |  | 106 | 390 |  |  |  | 36525
01097 |  | Alabama | Mobile | 1061511 | 47299413 | 44842912 | 4004 | 003 | 003 | Four Star Oil & Gas Company | 11.667 |  | 60.7 | 5.5 | 650 | 310 | 13 | 211111 | -88.0671 | 30.8927 | 48 | 106 | 180 |  |  |  | 36525 |  | R63-0040
01097 |  | Alabama | Mobile | 1061511 | 47299713 | 44843112 | 4004 | 015 | 015 | Four Star Oil & Gas Company | 2.597 | 0.502 | 140 | 5.3 | 1800 | 594.7 | 27 | 211111 | -88.0671 | 30.8927 |  | 106 | 280 |  |  |  | 36525 | 23
01097 |  | Alabama | Mobile | 1061511 | 47299813 | 44844012 | 4004 | 002 | 002 | Four Star Oil & Gas Company | 11.736 |  | 60.7 | 5.5 | 650 | 310 | 13 | 211111 | -88.0671 | 30.8927 | 48 | 106 | 180 |  |  |  | 36525 |  | R63-0040
01097 |  | Alabama | Mobile | 1061511 | 47300513 | 44844112 | 4004 | 001 | 001 | Four Star Oil & Gas Company | 2.372 | 151.3 | 175 | 3.5 | 900 | 137.1 | 14.2 | 211111 | -88.0671 | 30.8927 |  | 106 | 270 |  |  |  | 36525 |  | R63-0036
01097 |  | Alabama | Mobile | 1061511 | 83309813 | 74518312 | 4004 | 017 | 017 | Four Star Oil & Gas Company | 0 | 0 | 140 | 1.5 | 1273 | 698 | 395 | 211111 | -88.0672 | 30.8909 |  | 106 | 280 |  |  |  | 36525 | 23
01097 |  | Alabama | Mobile | 1061511 | 83310013 | 74518512 | 4004 | 021 | 021 | Four Star Oil & Gas Company | [7 empty] | 211111 | -88.0672 | 30.8909 |  | 106 | 350 |  |  |  | 36525 | 23
01097 |  | Alabama | Mobile | 1061611 | 47297013 | 44842312 | 4005 | GLDHY | GLDHY | Union Oil of California - Chunchula Gas |  |  | 19 | 0.9 | 399 | 14.1 | 22.2 | 211111 | -88.1703 | 30.9487 |  | 106 | 350 |  |  |  | 36606 | 23 | R63-0036
01097 |  | Alabama | Mobile | 1061611 | 47297113 | 44842412 | 4005 | 29-601 | 29-601 | Union Oil of California - Chunchula Gas | 3.669 | 0.012 | 120 | 1.3 | 1800 | 1 | 0.7 | 211111 | -88.1703 | 30.9487 |  | 106 | 280 |  |  |  | 36606 |  | R63-0036
01097 |  | Alabama | Mobile | 1061611 | 47297413 | 107051012 | 4005 | FUG | FUG | Union Oil of California - Chunchula Gas | [7 empty] | 211111 | -88.1704 | 30.9469 |  | 106 | 390 |  |  |  | 36606
01097 |  | Alabama | Mobile | 1061611 | 47297913 | 44840912 | 4005 | 29-203 | 29-203 | Union Oil of California - Chunchula Gas | 1.387 | 1447.43 | 200 | 1.6 | 554 | 94.5 | 47 | 211111 | -88.1703 | 30.9487 |  | 106 | 270 |  |  |  | 36606 | 131&45 | R63-0036
01097 |  | Alabama | Mobile | 1061711 | 47295913 | 44840012 | 4011 | 010 | 010 | ExxonMobil Production Company | 2.38 | 50.996 | 228 | 4 | 1000 | 10.4 | 0.6 | 211111 | -88.1839 | 30.4325 |  | 108 | 280 |  |  |  | 36582 | 23
01097 |  | Alabama | Mobile | 1061711 | 47296013 | 107051112 | 4011 | 008 | 008 | ExxonMobil Production Company | [7 empty] | 211111 | -88.1825 | 30.4319 |  | 108 | 400 |  |  |  | 36582
01097 |  | Alabama | Mobile | 1061711 | 47296313 | 44840112 | 4011 | 006 | 006 | ExxonMobil Production Company | 8.02 | 41.188 | 250 | 3.5 | 571 | 211.9 | 22 | 211111 | -88.1839 | 30.4325 | 3.33 | 108 | 610 |  |  |  | 36582 | 131&45 | R63-0036
01097 |  | Alabama | Mobile | 1061711 | 47296413 | 107051212 | 4011 | 009 | 009 | ExxonMobil Production Company | [7 empty] | 211111 | -88.1825 | 30.4319 |  | 108 | 350 |  |  |  | 36582
01097 |  | Alabama | Mobile | 1061711 | 47296613 | 44840312 | 4011 | 007 | 007 | ExxonMobil Production Company | 10.773 | 90.814 | 250 | 3.5 | 1000 | 212 | 22 | 211111 | -88.1839 | 30.4325 | 11.7 | 108 | 610 |  |  |  | 36582 | 131&45 | R63-0036
01097 |  | Alabama | Mobile | 1061711 | 47296713 | 44840212 | 4011 | 011 | 011 | ExxonMobil Production Company | 0.869 | 0.007 | 160 | 4 | 1000 | 4.8 | 0.3 | 211111 | -88.1839 | 30.4325 |  | 108 | 280 |  |  |  | 36582 | 23
01097 |  | Alabama | Mobile | 1061811 | 47295213 | 107051412 | 4017 | 006 | 006 | W & T Offshore, Inc. | [7 empty] | 211111 | -88.1265 | 30.4113 |  | 106 | 350 |  |  |  | 36523
01097 |  | Alabama | Mobile | 1061811 | 47295313 | 44839312 | 4017 | 007 | 007 | W & T Offshore, Inc. | 0.25 | 7.61 | 225 | 2.5 | 1800 | 833.3 | 170 | 211111 | -88.1264 | 30.4131 |  | 106 | 280 |  |  |  | 36523 | 23 | R63-0036
01097 |  | Alabama | Mobile | 1061811 | 47295813 | 44839612 | 4017 | 001 | 001 | W & T Offshore, Inc. | 6.77 | 31.35 | 213 | 2.5 | 500 | 309.2 | 63 | 211111 | -88.1264 | 30.4131 | 5 | 106 | 610 |  |  |  | 36523 | 131&45 | R63-0036
01097 |  | Alabama | Mobile | 1062711 | 47283413 | 107054212 | 8056 | 007 | 007 | Williams Field Services | [7 empty] | 211112 | -88.1783 | 30.3937 |  |  | 350 |  |  |  | 36523
01097 |  | Alabama | Mobile | 1062711 | 47283513 | 107054312 | 8056 | 008 | 008 | Williams Field Services | [7 empty] | 211112 | -88.1783 | 30.3937 |  |  | 400 |  |  |  | 36523
01097 |  | Alabama | Mobile | 1062711 | 83309513 | 74518012 | 8056 | 009 | 009 | Williams Field Services | 0.2687 | 0.0672 | 70 | 1.5 | 1960 | 19.6 | 11.1 | 211112 | -88.1783 | 30.3937 |  |  | 280 |  |  |  | 36523 | 23
01097 |  | Alabama | Mobile | 1062711 | 95196713 | 92026212 | 8056 | 010 | 010 | Williams Field Services | 0.0025 |  | 19 | 0.83 | 500 | 40 | 73.9 | 211112 | -88.1783 | 30.3937 | 4.46 |  | 180 |  |  |  | 36523
01097 |  | Alabama | Mobile | 1063011 | 47280513 | 107055412 | 8085 | 016 | 016 | DCP Midstream | [7 empty] | 211112 | -88.1731 | 30.3874 |  |  | 400 |  |  |  | 36523
01097 |  | Alabama | Mobile | 1063011 | 47280713 | 107055212 | 8085 | 014 | 014 | DCP Midstream | [7 empty] | 211112 | -88.1731 | 30.3874 |  |  | 400 |  |  |  | 36523
01097 |  | Alabama | Mobile | 1063011 | 47281013 | 74518112 | 8085 | 011 | 011 | DCP Midstream | 8.84 | 0.5 | 100 | 1 | 203 | 2.7 | 3.4 | 211112 | -88.1731 | 30.3874 |  |  | 610 |  |  |  | 36523 | 131&45
01097 |  | Alabama | Mobile | 1063011 | 47281613 | 107055312 | 8085 | 015 | 015 | DCP Midstream | [7 empty] | 211112 | -88.1731 | 30.3874 |  |  | 400 |  |  |  | 36523
01097 |  | Alabama | Mobile | 1063011 | 47281813 | 107055112 | 8085 | 013 | 013 | DCP Midstream | [7 empty] | 211112 | -88.1731 | 30.3874 |  |  | 400 |  |  |  | 36523
01097 |  | Alabama | Mobile | 1063011 | 47282013 | 107055612 | 8085 | 018 | 018 | DCP Midstream | [7 empty] | 211112 | -88.1731 | 30.3874 |  |  | 400 |  |  |  | 36523
01097 |  | Alabama | Mobile | 1063011 | 47282313 | 107055512 | 8085 | 017 | 017 | DCP Midstream | [7 empty] | 211112 | -88.1731 | 30.3874 |  |  | 400 |  |  |  | 36523
01097 |  | Alabama | Mobile | 1063011 | 83309613 | 107055812 | 8085 | 020 | 020 | DCP Midstream | [7 empty] | 211112 | -88.1731 | 30.3874 |  |  | 350 |  |  |  | 36523
01097 |  | Alabama | Mobile | 1063011 | 95196813 | 92026312 | 8085 | 022 | 022 | DCP Midstream | 8.81 | 0.05 | 75 | 2.5 | 495 | 125 | 25.5 | 211112 | -88.1731 | 30.3874 | 21.8 |  | 180 |  |  |  | 36523
01097 |  | Alabama | Mobile | 1063011 | 95196913 | 92026412 | 8085 | 023 | 023 | DCP Midstream | 0.08 | 0.11 | 65 | 1.5 | 1200 | 90.1 | 51 | 211112 | -88.1731 | 30.3874 |  |  | 280 |  |  |  | 36523
01097 |  | Alabama | Mobile | 12672111 | 64186013 | 58977112 | 0016 | 007 | 007 | W & T Offshore, Inc. | 22.03 |  | 10 | 0.3 | 1350 | 10.1 | 117.9 | 211111 | -88.0773 | 30.1772 |  | 109 | 160 |  |  |  | 00000
01097 |  | Alabama | Mobile | 12672111 | 95225013 | 92041112 | 0016 | 003 | 003 | W & T Offshore, Inc. | 0.6 | 3.19 | 150 | 1 | 2228 | 314.2 | 400 | 211111 | -88.0773 | 30.1772 |  | 109 | 280 |  |  |  | 00000
01129 |  | Alabama | Washington | 1028711 | 46967913 | 44555312 | 0009 | 003 | 003 | American Midstream Chatom, LLC | 1.38 | 0.01 | 50 | 3.8 | 700 | 552 | 50 | 211111 | -88.3998 | 31.4642 | 20.8 | 108 | 180 |  |  |  | 36518 |  | R63-0040
01129 |  | Alabama | Washington | 1028711 | 46969213 | 44556212 | 0009 | 024 | 024 | American Midstream Chatom, LLC |  |  | 15 | 0.2 | 1400 | 2.2 | 71.6 | 211111 | -88.3998 | 31.4642 |  | 108 | 350 |  |  |  | 36518 |  | R63-0036
01129 |  | Alabama | Washington | 1028711 | 46969313 | 44555912 | 0009 | 001 | 001 | American Midstream Chatom, LLC | 3.35 | 1713 | 250 | 1.5 | 1000 | 593.8 | 336.2 | 211111 | -88.3998 | 31.4642 |  | 108 | 270 |  |  |  | 36518 | 131 | R63-0036
01129 |  | Alabama | Washington | 1028711 | 46969713 | 107011612 | 0009 | 020 | 020 | American Midstream Chatom, LLC | [7 empty] | 211111 | -88.3999 | 31.4624 |  | 108 | 400 |  |  |  | 36518
01129 |  | Alabama | Washington | 1028711 | 46969813 | 107011712 | 0009 | 021 | 021 | American Midstream Chatom, LLC | [7 empty] | 211111 | -88.3999 | 31.4624 |  | 108 | 400 |  |  |  | 36518
01129 |  | Alabama | Washington | 1028711 | 46969913 | 107011812 | 0009 | 022 | 022 | American Midstream Chatom, LLC | [7 empty] | 211111 | -88.3999 | 31.4624 |  | 108 | 400 |  |  |  | 36518
01129 |  | Alabama | Washington | 1028711 | 46970013 | 107011912 | 0009 | 023 | 023 | American Midstream Chatom, LLC | [7 empty] | 211111 | -88.3999 | 31.4624 |  | 108 | 400 |  |  |  | 36518
01129 |  | Alabama | Washington | 1028711 | 46970113 | 44556812 | 0009 | 027 | 027 | American Midstream Chatom, LLC | 0.101 |  | 30 | 0.5 | 1500 | 16.7 | 85 | 211111 | -88.3998 | 31.4642 |  | 108 | 280 |  |  |  | 36518 | 23 | R63-0036
01129 |  | Alabama | Washington | 1028711 | 46970213 | 107012012 | 0009 | 025 | 025 | American Midstream Chatom, LLC | [7 empty] | 211111 | -88.3999 | 31.4624 |  | 108 | 390 |  |  |  | 36518
01129 |  | Alabama | Washington | 1028711 | 46970313 | 44556912 | 0009 | 026 | 026 | American Midstream Chatom, LLC | 0.34 | 34.27 | 250 | 1.5 | 150 | 353.2 | 200 | 211111 | -88.3998 | 31.4642 |  | 108 | 280 |  |  |  | 36518 | 23 | R63-0036
01129 |  | Alabama | Washington | 1028711 | 83308613 | 74517412 | 0009 | 031 | 031 | American Midstream Chatom, LLC | 2.28 | 0.014 | 52.8 | 3.8 | 480 | 552 | 50 | 211111 | -88.3999 | 31.4624 | 16.5 | 108 | 180 |  |  |  | 36518
01129 |  | Alabama | Washington | 1028711 | 83308813 | 74517512 | 0009 | 033 | 033 | American Midstream Chatom, LLC | [7 empty] | 211111 | -88.3999 | 31.4624 |  | 108 | 400 |  |  |  | 36518
01129 |  | Alabama | Washington | 1028711 | 83309013 | 74517612 | 0009 | 034 | 034 | American Midstream Chatom, LLC | [7 empty] | 211111 | -88.3999 | 31.4624 |  | 108 | 400 |  |  |  | 36518
01129 |  | Alabama | Washington | 1028711 | 91093713 | 107012112 | 0009 | 035 | 035 | American Midstream Chatom, LLC | [7 empty] | 211111 | -88.3999 | 31.4624 |  | 108 | 350 |  |  |  | 36518
02060 |  | Alaska | Bristol Bay | 10598711 | 52281213 | 51252012 | 0206000004 | T | T | Naknek Power Plant |  |  |  |  | 374 | 6589.7 | 55.8 | 221112 | -157.007 | 58.731 |  | 125 | 400 |  |  |  | 99633
02090 |  | Alaska | Fairbanks North Star | 974411 | 104684713 | 58740712 | 0209000001 |  | 114 | Eielson Air Force Base | [7 empty] | 928110 | -147.6 | 64.64 |  | 102 | 999 |  |  |  | 99702
02090 |  | Alaska | Fairbanks North Star | 974411 | 64042913 | 58737112 | 0209000001 | 050 | 050 | Eielson Air Force Base | [7 empty] | 928110 | -147.0833 | 64.6833 |  | 102 | 400 |  |  |  | 99702
02090 |  | Alaska | Fairbanks North Star | 974411 | 64043013 | 58737212 | 0209000001 | 051 | 051 | Eielson Air Force Base | [7 empty] | 928110 | -147.0833 | 64.6833 |  | 102 | 400 |  |  |  | 99702
02090 |  | Alaska | Fairbanks North Star | 974411 | 64043113 | 58737312 | 0209000001 | 052 | 052 | Eielson Air Force Base | [7 empty] | 928110 | -147.0833 | 64.6833 |  | 102 | 400 |  |  |  | 99702
02090 |  | Alaska | Fairbanks North Star | 974411 | 64043213 | 58737412 | 0209000001 | 053 | 053 | Eielson Air Force Base | [7 empty] | 928110 | -147.0833 | 64.6833 |  | 102 | 400 |  |  |  | 99702
02090 |  | Alaska | Fairbanks North Star | 974411 | 64043313 | 58737512 | 0209000001 | 054 | 054 | Eielson Air Force Base | [7 empty] | 928110 | -147.0833 | 64.6833 |  | 102 | 400 |  |  |  | 99702
02090 |  | Alaska | Fairbanks North Star | 974411 | 64043413 | 58737612 | 0209000001 | 055 | 055 | Eielson Air Force Base | [7 empty] | 928110 | -147.0833 | 64.6833 |  | 102 | 400 |  |  |  | 99702
02090 |  | Alaska | Fairbanks North Star | 974411 | 64043513 | 58737712 | 0209000001 | 056 | 056 | Eielson Air Force Base | [7 empty] | 928110 | -147.0833 | 64.6833 |  | 102 | 400 |  |  |  | 99702
02090 |  | Alaska | Fairbanks North Star | 974411 | 64043613 | 58737812 | 0209000001 | 057 | 057 | Eielson Air Force Base | [7 empty] | 928110 | -147.0833 | 64.6833 |  | 102 | 400 |  |  |  | 99702
02090 |  | Alaska | Fairbanks North Star | 974411 | 64043713 | 58737912 | 0209000001 | 058 | 058 | Eielson Air Force Base | [7 empty] | 928110 | -147.0833 | 64.6833 |  | 102 | 400 |  |  |  | 99702
02110 |  | Alaska | Juneau | 1074711 | 47607413 | 45137512 | 0211000004 |  |  | Hecla Greens Creek Mine |  |  |  |  | 72 |  |  | 212231 | -134.6378 | 58.0827 |  | 150 | 999 |  |  |  | 99803
02110 |  | Alaska | Juneau | 1074711 | 64056713 | 58749312 | 0211000004 | EU-12 | EU-12 | Hecla Greens Creek Mine | [7 empty] | 212231 | -134.5918 | 58.3691 |  | 150 | 400 |  |  |  | 99803
02122 |  | Alaska | Kenai Peninsula | 10698211 | 58651213 | 54321512 | 0212200090 | 05 | 05 | Kustatan Production Site (formerly Fores | 1.6 |  | 25 | 1 | 700 | 58.7 | 38 | 211111 | -151.7476 | 60.7232 | 6.2 |  | 180 |  |  |  | 99501 |  | R63-0040
02122 |  | Alaska | Kenai Peninsula | 10698211 | 58651313 | 54322312 | 0212200090 | 06 | 06 | Kustatan Production Site (formerly Fores | 1.8 | 0 | 24 | 1 | 700 | 58.7 | 38 | 211111 | -151.7478 | 60.7229 | 8 |  | 180 |  |  |  | 99501 |  | R63-0040
02122 |  | Alaska | Kenai Peninsula | 10698211 | 58651413 | 54323512 | 0212200090 | 08 | 08 | Kustatan Production Site (formerly Fores | 1.4 | 0 | 24 | 1 | 700 | 58.7 | 38 | 211111 | -151.7477 | 60.723 | 8 |  | 180 |  |  |  | 99501 |  | R63-0040
02122 |  | Alaska | Kenai Peninsula | 10698211 | 58651613 | 54302812 | 0212200090 | 10 | 10 | Kustatan Production Site (formerly Fores | 0.1 | 0 | 40 | 5 | 1832 | 1393.2 | 66 | 211111 | -151.745 | 60.7238 |  |  | 280 |  |  |  | 99501
02122 |  | Alaska | Kenai Peninsula | 1074811 | 47604713 | 45135812 | 0212200003 | 09 | 09 | Beaver Creek Production Facility | 0.85 | 0.01 | 23 | 2 | 290 | 7 | 7 | 211111 | -151.0354 | 60.6476 | 2 | 106 | 180 |  |  |  | 99611 |  | R63-0040
02122 |  | Alaska | Kenai Peninsula | 1074811 | 47604813 | 45135112 | 0212200003 | 01 | 01 | Beaver Creek Production Facility | 12.28 | 0.14 | 15 | 1 | 860 | 184 | 155 | 211111 | -151.0335 | 60.6478 | 1200 | 106 | 120 |  |  |  | 99611 |  | R63-0036
02122 |  | Alaska | Kenai Peninsula | 1074811 | 47604913 | 45134512 | 0212200003 | 18 | 18 | Beaver Creek Production Facility | 2.97 | 0.02 |  |  | 72 |  |  | 211111 | -151.0311 | 60.6554 | 8 | 106 | 180 |  |  |  | 99611 |  | R63-0040
02122 |  | Alaska | Kenai Peninsula | 1074811 | 47605013 | 45135512 | 0212200003 | 19 | 19 | Beaver Creek Production Facility | 0 | 0 | 73.8 | 1 | 800 | 26.1 | 33.2 | 211111 | -151.0322 | 60.6545 |  | 106 | 280 |  |  |  | 99611 |  | R63-0036
02122 |  | Alaska | Kenai Peninsula | 1074811 | 47605413 | 45136612 | 0212200003 | 17 | 17 | Beaver Creek Production Facility | 0.4 | 0 |  |  | 72 |  |  | 211111 | -151.019 | 60.6584 | 1 | 106 | 180 |  |  |  | 99611 |  | R63-0040
02122 |  | Alaska | Kenai Peninsula | 1074811 | 47605613 | 45134912 | 0212200003 | 16 | 16 | Beaver Creek Production Facility | 0.4 | 0 | 13 | 1 | 310 | 4 | 17 | 211111 | -151.0303 | 60.6569 | 1 | 106 | 180 |  |  |  | 99611 |  | R63-0040
02122 |  | Alaska | Kenai Peninsula | 1074811 | 47605713 | 45135612 | 0212200003 | 02 | 02 | Beaver Creek Production Facility | 37.71 | 145.95 | 7 | 1 | 1080 | 54 | 100 | 211111 | -151.032 | 60.6554 | 625 | 106 | 160 |  |  |  | 99611 |  | R63-0036
02122 |  | Alaska | Kenai Peninsula | 1074811 | 47606713 | 45136512 | 0212200003 | 13 | 13 | Beaver Creek Production Facility | 0.43 | 0 | 16 | 1 | 600 | 4 | 11 | 211111 | -151.034 | 60.648 | 1 | 106 | 160 |  |  |  | 99611 |  | R63-0036
02122 |  | Alaska | Kenai Peninsula | 1074811 | 47606813 | 45135012 | 0212200003 | 11 | 11 | Beaver Creek Production Facility | 0.79 | 0 | 23 | 2 | 310 | 7 | 7 | 211111 | -151.0192 | 60.658 | 2 | 106 | 180 |  |  |  | 99611 |  | R63-0040
02122 |  | Alaska | Kenai Peninsula | 1074811 | 47606913 | 45134412 | 0212200003 | 28 | 28 | Beaver Creek Production Facility |  |  | 21 | 0.1 | 130 | 280 |  | 211111 | -151.034 | 60.648 |  | 106 | 999 |  |  |  | 99611 |  | R63-0036
02122 |  | Alaska | Kenai Peninsula | 1074811 | 47607013 | 45134612 | 0212200003 | 27 | 27 | Beaver Creek Production Facility | 0.59 | 0 | 21 | 2 | 400 | 5 | 6 | 211111 | -151.0192 | 60.6579 | 1.5 | 106 | 180 |  |  |  | 99611 |  | R63-0040
02122 |  | Alaska | Kenai Peninsula | 1074811 | 47607213 | 45136112 | 0212200003 | 10 | 10 | Beaver Creek Production Facility | 0.79 | 0 | 23 | 2 | 230 | 7 | 6 | 211111 | -151.0191 | 60.658 | 2 | 106 | 180 |  |  |  | 99611 |  | R63-0040
02122 |  | Alaska | Kenai Peninsula | 1074811 | 47607313 | 45134112 | 0212200003 | 12 | 12 | Beaver Creek Production Facility | 0.79 | 0 | 23 | 2 | 320 | 7 | 7 | 211111 | -151.0193 | 60.6579 | 2 | 106 | 180 |  |  |  | 99611 |  | R63-0040
02122 |  | Alaska | Kenai Peninsula | 1074811 | 64057113 | 58749612 | 0212200003 | 30 | 30 | Beaver Creek Production Facility | 0.59 | 0 | 20 | 2 | 400 | 5 | 6 | 211111 | -151.09 | 60.7733 | 1.5 | 106 | 180 |  |  |  | 99611
02122 |  | Alaska | Kenai Peninsula | 1074811 | 64057213 | 58749712 | 0212200003 | 31 | 31 | Beaver Creek Production Facility | 0.59 | 0 | 20 | 1 | 400 | 5 | 6 | 211111 | -151.09 | 60.7733 | 1.5 | 106 | 180 |  |  |  | 99611
02122 |  | Alaska | Kenai Peninsula | 1074811 | 97620713 | 94625312 | 0212200003 | 40 | 40 | Beaver Creek Production Facility | 0.64 | 0 | 20 | 1 | 400 | 5 | 6 | 211111 | -151.4397 | 60.9294 |  | 106 | 180 |  |  |  | 99611
02122 |  | Alaska | Kenai Peninsula | 1074811 | 97623113 | 94626912 | 0212200003 | 38 | 38 | Beaver Creek Production Facility | 0.64 | 0 | 20 | 1 | 400 | 5 | 6 | 211111 | -151.4397 | 60.9294 |  | 106 | 999 |  |  |  | 99611
02122 |  | Alaska | Kenai Peninsula | 1074811 | 97623213 | 94627012 | 0212200003 | 39 | 39 | Beaver Creek Production Facility | 0.64 | 0 | 20 | 1 | 400 | 5 | 6 | 211111 | -151.4397 | 60.9294 |  | 106 | 180 |  |  |  | 99611
02122 |  | Alaska | Kenai Peninsula | 1076311 | 47575113 | 45101512 | 0212200006 | 09 | 09 | Kenai Liquefied Natural Gas (LNG) Plant | 4.41 | 0.02 | 62 | 3 | 370 | 226.2 | 32 | 211112 | -151.389 | 60.6786 | 47 |  | 180 |  |  |  | 99611 |  | R63-0040
02122 |  | Alaska | Kenai Peninsula | 1076311 | 47575213 | 45101612 | 0212200006 | 08 | 08 | Kenai Liquefied Natural Gas (LNG) Plant | 2.9 | 0.01 | 62 | 3 | 370 | 226.2 | 32 | 211112 | -151.389 | 60.6786 | 47 |  | 180 |  |  |  | 99611 |  | R63-0040
02122 |  | Alaska | Kenai Peninsula | 1076311 | 47575813 | 45101412 | 0212200006 | 16 | 16 | Kenai Liquefied Natural Gas (LNG) Plant |  | 1.3 | 64 | 0.3 | 250 | 10.7 | 125 | 211112 | -151.389 | 60.6797 |  |  | 999 |  |  |  | 99611 |  | R63-0036
02122 |  | Alaska | Kenai Peninsula | 1076311 | 47576413 | 45101812 | 0212200006 | 15 | 15 | Kenai Liquefied Natural Gas (LNG) Plant | 3.74 | 0.02 | 203 | 45 | 1832 | 105343.7 | 65.6 | 211112 | -151.3892 | 60.6789 |  |  | 280 |  |  |  | 99611 |  | R63-0036
02122 |  | Alaska | Kenai Peninsula | 1076311 | 47576513 | 45101112 | 0212200006 | 10 | 10 | Kenai Liquefied Natural Gas (LNG) Plant | 5.09 | 0.02 | 62 | 3 | 370 | 226.2 | 32 | 211112 | -151.389 | 60.6786 | 45.7 |  | 180 |  |  |  | 99611 |  | R63-0040
02122 |  | Alaska | Kenai Peninsula | 1090411 | 47566813 | 45091112 | 0212200045 | 11 | 11 | Kenai Gas Field 14-6 Pad | 41.31 | 0.36 | 40 | 3 | 806 | 519 | 154 | 211111 | -151.2738 | 60.4751 | 4700 | 106 | 120 |  |  |  | 99611 |  | R63-0036
02122 |  | Alaska | Kenai Peninsula | 1090411 | 47566913 | 45091212 | 0212200045 | 17 | 17 | Kenai Gas Field 14-6 Pad | 0.8 | 0 | 20 | 2 | 158 | 7 | 5 | 211111 | -151.2643 | 60.4598 | 2 | 106 | 180 |  |  |  | 99611 |  | R63-0040
02122 |  | Alaska | Kenai Peninsula | 1090411 | 47567013 | 45092112 | 0212200045 | 10 | 10 | Kenai Gas Field 14-6 Pad | 0.22 | 0 | 21 | 1 | 296 | 3 | 6 | 211111 | -151.2626 | 60.4599 | 0.75 | 106 | 180 |  |  |  | 99611 |  | R63-0036
02122 |  | Alaska | Kenai Peninsula | 1090411 | 47567413 | 45091612 | 0212200045 | 09 | 09 | Kenai Gas Field 14-6 Pad | 0.28 | 0 | 21 | 1 | 296 | 3 | 6 | 211111 | -151.2626 | 60.4599 | 0.75 | 106 | 180 |  |  |  | 99611 |  | R63-0036
02122 |  | Alaska | Kenai Peninsula | 1090411 | 47567613 | 45091712 | 0212200045 | 07 | 07 | Kenai Gas Field 14-6 Pad | 0.23 | 0 | 21 | 1 | 296 | 3 | 6 | 211111 | -151.2646 | 60.46 | 0.75 | 106 | 180 |  |  |  | 99611 |  | R63-0036
02122 |  | Alaska | Kenai Peninsula | 1090411 | 47567813 | 45091812 | 0212200045 | 04 | 04 | Kenai Gas Field 14-6 Pad | 1.12 | 0.01 | 44 | 2 | 825 | 195 | 161 | 211111 | -151.2637 | 60.4592 | 1200 | 106 | 120 |  |  |  | 99611 |  | R63-0036
02122 |  | Alaska | Kenai Peninsula | 1090411 | 47568013 | 45090912 | 0212200045 | 22 | 22 | Kenai Gas Field 14-6 Pad |  |  | 20 | 1 | 118 | 52 | 52 | 211111 | -151.2626 | 60.4599 |  | 106 | 999 |  |  |  | 99611 | 132 | R63-0036
02122 |  | Alaska | Kenai Peninsula | 1090411 | 47568113 | 45092412 | 0212200045 | 05 | 05 | Kenai Gas Field 14-6 Pad | 2.15 | 0.02 | 44 | 2 | 860 | 184 | 155 | 211111 | -151.2637 | 60.4592 | 1200 | 106 | 120 |  |  |  | 99611 |  | R63-0036
02122 |  | Alaska | Kenai Peninsula | 1090411 | 47568213 | 45092512 | 0212200045 | 03 | 03 | Kenai Gas Field 14-6 Pad | 2.06 | 0.02 | 44 | 2 | 857 | 185 | 156 | 211111 | -151.2637 | 60.4592 | 1200 | 106 | 120 |  |  |  | 99611 |  | R63-0036
02122 |  | Alaska | Kenai Peninsula | 1090411 | 47568313 | 45091912 | 0212200045 | 25 | 25 | Kenai Gas Field 14-6 Pad |  |  | 20 | 1 | 118 | 52 | 52 | 211111 | -151.2646 | 60.46 |  | 106 | 999 |  |  |  | 99611 | 132 | R63-0036
02122 |  | Alaska | Kenai Peninsula | 1090411 | 47568613 | 45092812 | 0212200045 | 12 | 12 | Kenai Gas Field 14-6 Pad | 37.94 | 0.33 | 40 | 3 | 838 | 583 | 176 | 211111 | -151.2738 | 60.4751 | 4700 | 106 | 120 |  |  |  | 99611 |  | R63-0036
02122 |  | Alaska | Kenai Peninsula | 1090411 | 47568713 | 45092012 | 0212200045 | 23 | 23 | Kenai Gas Field 14-6 Pad |  |  | 20 | 1 | 118 | 52 | 52 | 211111 | -151.2626 | 60.4599 |  | 106 | 999 |  |  |  | 99611 | 132 | R63-0036
02122 |  | Alaska | Kenai Peninsula | 1090411 | 97960713 | 95351612 | 0212200045 | 31 | 31 | Kenai Gas Field 14-6 Pad | 1.31 | 0.01 | 30 | 1 | 400 | 5 | 6 | 211111 | -151.2738 | 60.4751 | 3 | 106 | 180 |  |  |  | 99611
02122 |  | Alaska | Kenai Peninsula | 1133911 | 47256513 | 44792412 | 0212200075 | 02 | 02 | Kenai Gas Field 34-31 Pad | 16.6 | 0.24 | 32 | 4 | 680 | 507 | 40 | 211111 | -151.2714 | 60.4763 | 5280 | 106 | 120 |  |  |  | 99611 |  | R63-0036
02122 |  | Alaska | Kenai Peninsula | 1133911 | 47257413 | 44792212 | 0212200075 | 01 | 01 | Kenai Gas Field 34-31 Pad | 25.64 | 0.37 | 32 | 4 | 680 | 507 | 40 | 211111 | -151.2714 | 60.4763 | 5280 | 106 | 120 |  |  |  | 99611 |  | R63-0036
02122 |  | Alaska | Kenai Peninsula | 12663911 | 64067013 | 58759312 | 0212200062 | 16 | 16 | Platform C, Middle Ground Shoal, Cook In | 2.65 | 0.01 | 131 | 1 | 900 | 3 | 7 | 211111 | -151.5023 | 60.7639 |  | 109 | 280 |  |  |  | 99503
02122 |  | Alaska | Kenai Peninsula | 12664011 | 64065513 | 58757812 | 0212200061 | 15 | 15 | Platform A | 2.65 | 0.02 | 30 | 8 | 800 | 3 | 7 | 211111 | -151.4955 | 60.7957 |  | 109 | 280 |  |  |  | 99503
02122 |  | Alaska | Kenai Peninsula | 539711 | 64114213 | 95352912 | 0212200065 | 12 | 12 | Granite Point Tank Farm | 0.58 | 0 | 60 | 0.1 | 44 | 0 | 1 | 211111 | -151.4222 | 61.0186 |  |  | 280 |  |  |  | 99503 | 23
02122 |  | Alaska | Kenai Peninsula | 539711 | 97961513 | 95352312 | 0212200065 | 06 | 06 | Granite Point Tank Farm |  |  | 1 | 1 | 30 | 0 | 1 | 211111 | -151.4222 | 61.0186 |  |  | 999 |  |  |  | 99503
02122 |  | Alaska | Kenai Peninsula | 539811 | 48374613 | 45839312 | 0212200069 | 17-20 | 17 | Monopod Platform | 3.07 | 0.91 | 115 | 0.8 | 330 | 11.7 | 21.6 | 211111 | -151.5791 | 60.8969 |  |  | 280 |  |  |  | 99503 |  | R63-0036
02122 |  | Alaska | Kenai Peninsula | 539811 | 97962613 | 95353012 | 0212200069 | 16 | 16 | Monopod Platform |  |  | 1 | 0.1 | 30 | 0 | 1 | 211111 | -151.5791 | 60.8969 |  |  | 999 |  |  |  | 99503
02122 |  | Alaska | Kenai Peninsula | 539911 | 48371513 | 45838312 | 0212200009 | 20 | 20 | Tyonek Platform | 0.22 | 0 | 101.2 | 0.2 | 1273 | 10986 | 66 | 211111 | -150.948 | 61.07 |  |  | 280 |  |  |  | 99611 |  | R63-0036
02122 |  | Alaska | Kenai Peninsula | 539911 | 48371613 | 45838112 | 0212200009 | 09 | 09 | Tyonek Platform | 1.28 | 0 | 68 | 2 | 370 | 106.8 | 34 | 211111 | -150.948 | 61.07 | 11.2 |  | 180 |  |  |  | 99611 |  | R63-0040
02122 |  | Alaska | Kenai Peninsula | 539911 | 48371813 | 45837212 | 0212200009 | 07 | 07 | Tyonek Platform | 0.09 | 0 | 68 | 2 | 370 | 106.8 | 34 | 211111 | -150.948 | 61.07 | 11.2 |  | 180 |  |  |  | 99611 |  | R63-0040
02122 |  | Alaska | Kenai Peninsula | 539911 | 48372213 | 45838412 | 0212200009 | 22 | 22 | Tyonek Platform | 0.46 | 0 | 120.7 | 4.2 | 1273 | 10986 | 66 | 211111 | -150.948 | 61.07 |  |  | 280 |  |  |  | 99611 |  | R63-0036
02122 |  | Alaska | Kenai Peninsula | 539911 | 48372613 | 45837712 | 0212200009 | 21 | 21 | Tyonek Platform | 0.16 | 0 | 165 | 13.9 | 1273 | 10986 | 66 | 211111 | -150.948 | 61.07 |  |  | 280 |  |  |  | 99611 |  | R63-0036
02122 |  | Alaska | Kenai Peninsula | 540111 | 48369113 | 45834312 | 0212290002 | 28 | 28,29 | Grayling Platform | 4.75 | 2.31 | 27.5 | 1.6 | 710 | 43.4 | 21.6 | 211111 | -151.613 | 60.8397 |  |  | 280 |  |  |  | 99503 |  | R63-0036
02122 |  | Alaska | Kenai Peninsula | 680611 | 64058713 | 44085412 | 0212200007 | 12 | 12,13 | Steelhead Platform | 2.6 | 0 | 152 | 2 | 330 | 96.1 | 48 | 211111 | -151.6 | 60.8305 |  | 106 | 280 |  |  |  | 99519
02122 |  | Alaska | Kenai Peninsula | 680611 | 97623613 | 94627412 | 0212200007 | 16 | 16 | Steelhead Platform |  |  | 1 | 1 | 40 | 0 | 1 | 211111 | -151.6 | 60.8305 |  | 106 | 999 |  |  |  | 99519
02122 |  | Alaska | Kenai Peninsula | 680611 | 97623713 | 94627512 | 0212200007 | 17 | 17 | Steelhead Platform |  |  | 1 | 1 | 1 | 0 | 1 | 211111 | -151.6 | 60.8305 |  | 106 | 999 |  |  |  | 99519
02122 |  | Alaska | Kenai Peninsula | 680711 | 46404813 | 44085012 | 0212200008 | 16,17 | 16,17 | King Salmon Platform | 2.65 | 6.33 | 120 | 2 | 820 | 67.9 | 21.6 | 211111 | -151.6058 | 60.8652 |  |  | 280 |  |  |  | 99503 |  | R63-0036
02122 |  | Alaska | Kenai Peninsula | 680811 | 97960213 | 44082212 | 0212200011 | 12 & 13 | 12 | Granite Point Platform | 0.88 | 0 | 138 | 3 | 330 | 152.7 | 21.6 | 211111 | -151.3313 | 60.9583 |  |  | 280 |  |  |  | 99503
02122 |  | Alaska | Kenai Peninsula | 680811 | 97960313 | 95351212 | 0212200011 | 19 | 19 | Granite Point Platform |  |  | 1 | 1 | 30 | 0 | 1 | 211111 | -151.3313 | 60.9583 |  |  | 999 |  |  |  | 99503
02122 |  | Alaska | Kenai Peninsula | 681011 | 46396813 | 44075112 | 0212200037 | 18 | 18 | Dillon Platform | 0 | 0 | 1 | 1 | 30 | 0.8 | 1 | 211111 | -151.5125 | 60.7458 |  |  | 280 |  |  |  | 99503 |  | R63-0036
02122 |  | Alaska | Kenai Peninsula | 681111 | 46393813 | 44072012 | 0212200038 | 19 | 19 | Anna Platform | 0.92 | 0.01 | 85 | 1 | 640 | 17 | 22 | 211111 | -151.3133 | 60.9769 |  |  | 280 |  |  |  | 99503 |  | R63-0036
02122 |  | Alaska | Kenai Peninsula | 681211 | 46391313 | 44071112 | 0212200041 | 20 | 20 | Bruce Platform | 0.61 | 0.01 |  |  | 72 |  |  | 211111 | -151.3336 | 60.8291 |  |  | 280 |  |  |  | 99503 |  | R63-0036
02122 |  | Alaska | Kenai Peninsula | 681311 | 46388513 | 44068312 | 0212200043 | 25 | 25 | Dolly Varden Platform | 2.89 | 6.99 | 106 | 1 | 400 | 17 | 22 | 211111 | -151.625 | 60.8083 |  |  | 280 |  |  |  | 99503 |  | R63-0036
02122 |  | Alaska | Kenai Peninsula | 681411 | 46386813 | 44065312 | 0212200046 | 24 | 24 | Swanson River Field | 0.88 | 0 |  |  | 72 |  |  | 211111 | -151.8333 | 60.75 |  | 106 | 280 |  |  |  | 99611 |  | R63-0036
02150 |  | Alaska | Kodiak Island | 10585911 | 64075213 | 58767612 | 0215000016 | 06 | 6 | Kodiak (Tagura) Generating Station | [7 empty] | 221112 | -152.3979 | 57.7895 |  | 125 | 400 |  |  |  | 99615
02150 |  | Alaska | Kodiak Island | 10585911 | 64075313 | 58767712 | 0215000016 | 07 | 7 | Kodiak (Tagura) Generating Station | [7 empty] | 221112 | -152.3979 | 57.7895 |  | 125 | 400 |  |  |  | 99615
02185 |  | Alaska | North Slope | 10572311 | 52283313 | 50997512 | 0218590012 | 04 | 04 | Prudhoe Bay Operations Center / Main Con | 2.4 | 0.12 | 24.3 | 1.5 | 451 | 58.7 | 32.8 | 211111 | -148.3525 | 70.2526 | 12.6 |  | 180 |  |  |  | 99734 |  | R63-0040
02185 |  | Alaska | North Slope | 10572311 | 52283413 | 50970812 | 0218590012 | 05 | 05 | Prudhoe Bay Operations Center / Main Con | 2.4 | 0.12 | 24.3 | 1.5 | 451 | 58.7 | 32.8 | 211111 | -148.3525 | 70.2526 | 12.6 |  | 180 |  |  |  | 99734 |  | R63-0040
02185 |  | Alaska | North Slope | 10572311 | 97975713 | 95365212 | 0218590012 | 21 | 21 | Prudhoe Bay Operations Center / Main Con | 2.08 | 0.1 | 42 | 1.6 | 451 | 58.9 | 27.9 | 211111 | -148.3525 | 70.2526 | 4.38 |  | 180 |  |  |  | 99734
02185 |  | Alaska | North Slope | 10572811 | 52261813 | 50932212 | 0218500086 | H1 | H1 | Crude Oil Topping Unit (COTU) | 4.1 | 0.21 | 45.3 | 3.9 | 662 | 423.4 | 34.8 | 211111 | -148.5142 | 70.3217 | 22.7 |  | 180 |  |  |  | 99734 |  | R63-0040
02185 |  | Alaska | North Slope | 10572811 | 52261913 | 50932312 | 0218500086 | H2 | H2 | Crude Oil Topping Unit (COTU) | 4.1 | 0.21 | 45.3 | 3.9 | 662 | 423.4 | 34.8 | 211111 | -148.5142 | 70.3217 | 22.7 |  | 180 |  |  |  | 99734 |  | R63-0040
02185 |  | Alaska | North Slope | 10572811 | 52262013 | 50932412 | 0218500086 | H4 | H4 | Crude Oil Topping Unit (COTU) | 1.36 | 0.07 | 45.3 | 1 | 662 | 26.5 | 34.8 | 211111 | -148.5142 | 70.3217 | 7.5 |  | 180 |  |  |  | 99734 |  | R63-0040
02185 |  | Alaska | North Slope | 10572811 | 97972913 | 95362512 | 0218500086 | F1 and F2 | F1 and | Crude Oil Topping Unit (COTU) | 0.53 | 0.02 | 20.5 | 2.8 | 1832 |  | 65.6 | 211111 | -148.5142 | 70.3217 |  |  | 280 |  |  |  | 99734
02185 |  | Alaska | North Slope | 1073611 | 47639913 | 45164212 | 0218500003 | 43 | 43 | CPF 2, Kuparuk Central Production Facili | 9.29 | 1.05 | 34 | 2.6 | 350 | 142.8 | 26.9 | 211111 | -150.006 | 70.3294 | 19.5 |  | 180 |  |  |  | 99734 |  | R63-0040
02185 |  | Alaska | North Slope | 1073611 | 47640913 | 45165512 | 0218500003 | 47 | 47 | CPF 2, Kuparuk Central Production Facili | 9.24 | 1.04 | 34 | 2.6 | 350 | 142.8 | 26.9 | 211111 | -149.7618 | 70.3194 | 19.4 |  | 180 |  |  |  | 99734 |  | R63-0040
02185 |  | Alaska | North Slope | 1073611 | 47641013 | 45164412 | 0218500003 | 46 | 46 | CPF 2, Kuparuk Central Production Facili | 9.24 | 1.04 | 34 | 2.6 | 350 | 142.8 | 26.9 | 211111 | -149.8482 | 70.3311 | 19.4 |  | 180 |  |  |  | 99734 |  | R63-0040
02185 |  | Alaska | North Slope | 1073611 | 47641113 | 45165712 | 0218500003 | 39 | 39 | CPF 2, Kuparuk Central Production Facili | 6.55 | 0.74 | 34 | 2.6 | 350 | 142.8 | 26.9 | 211111 | -149.9289 | 70.2575 | 14.5 |  | 180 |  |  |  | 99734 |  | R63-0040
02185 |  | Alaska | North Slope | 1073611 | 47641213 | 45163712 | 0218500003 | 44 | 44 | CPF 2, Kuparuk Central Production Facili | 7.09 | 0.8 | 34 | 2.6 | 350 | 142.8 | 26.9 | 211111 | -149.9226 | 70.346 | 14.9 |  | 180 |  |  |  | 99734 |  | R63-0040
02185 |  | Alaska | North Slope | 1073611 | 47641413 | 45165312 | 0218500003 | 42 | 42 | CPF 2, Kuparuk Central Production Facili | 9.45 | 1.07 | 32.8 | 2.6 | 350 | 142.8 | 26.9 | 211111 | -150.0842 | 70.2688 | 19.8 |  | 180 |  |  |  | 99734 |  | R63-0040
02185 |  | Alaska | North Slope | 1073611 | 47641513 | 45164812 | 0218500003 | 41 | 41 | CPF 2, Kuparuk Central Production Facili | 9.45 | 1.13 | 34 | 2.6 | 350 | 142.8 | 26.9 | 211111 | -149.9975 | 70.2424 | 19.8 |  | 180 |  |  |  | 99734 |  | R63-0040
02185 |  | Alaska | North Slope | 1073611 | 47641613 | 45165212 | 0218500003 | 40 | 40 | CPF 2, Kuparuk Central Production Facili | 7.09 | 0.84 | 34 | 2.6 | 350 | 142.8 | 26.9 | 211111 | -150.0023 | 70.2711 | 14.9 |  | 180 |  |  |  | 99734 |  | R63-0040
02185 |  | Alaska | North Slope | 1073611 | 47641913 | 45166212 | 0218500003 | 30 | 30 | CPF 2, Kuparuk Central Production Facili | 0.08 | 0.01 | 14 | 25.9 | 1832 | 13 |  | 211111 | -150.0022 | 70.2696 |  |  | 280 |  |  |  | 99734 |  | R63-0036
02185 |  | Alaska | North Slope | 1073611 | 47642013 | 45166412 | 0218500003 | 33 | 33 | CPF 2, Kuparuk Central Production Facili | 7.09 | 0.84 | 34 | 2.6 | 350 | 142.8 | 26.9 | 211111 | -150.0049 | 70.3025 | 14.9 |  | 180 |  |  |  | 99734 |  | R63-0040
02185 |  | Alaska | North Slope | 1073611 | 47642113 | 45167112 | 0218500003 | 34 | 34 | CPF 2, Kuparuk Central Production Facili | 7.35 | 0.83 | 34 | 2.6 | 350 | 142.8 | 26.9 | 211111 | -149.9341 | 70.2884 | 15.4 |  | 180 |  |  |  | 99734 |  | R63-0040
02185 |  | Alaska | North Slope | 1073611 | 47642213 | 45163812 | 0218500003 | 35 | 35 | CPF 2, Kuparuk Central Production Facili | 7.09 | 0.8 | 34 | 2.6 | 350 | 146 | 26.9 | 211111 | -149.8474 | 70.2891 | 14.9 |  | 180 |  |  |  | 99734 |  | R63-0040
02185 |  | Alaska | North Slope | 1073611 | 47642313 | 45166912 | 0218500003 | 36 | 36 | CPF 2, Kuparuk Central Production Facili | 6.92 | 0.78 | 34 | 2.6 | 350 | 142.8 | 26.9 | 211111 | -149.7619 | 70.2852 | 14.5 |  | 180 |  |  |  | 99734 |  | R63-0040
02185 |  | Alaska | North Slope | 1073611 | 47642413 | 45166512 | 0218500003 | 37 | 37 | CPF 2, Kuparuk Central Production Facili | 1.42 | 0.16 | 32.8 | 2.6 | 350 | 142.8 | 26.9 | 211111 | -149.7587 | 70.2259 | 3 |  | 180 |  |  |  | 99734 |  | R63-0040
02185 |  | Alaska | North Slope | 1073611 | 47642513 | 45166712 | 0218500003 | 38 | 38 | CPF 2, Kuparuk Central Production Facili | 6.91 | 0.82 | 34 | 2.6 | 350 | 142.8 | 26.9 | 211111 | -149.8578 | 70.2721 | 14.5 |  | 180 |  |  |  | 99734 |  | R63-0040
02185 |  | Alaska | North Slope | 1073611 | 47642613 | 45165412 | 0218500003 | 45 | 45 | CPF 2, Kuparuk Central Production Facili | 11.39 | 1.28 | 34 | 2.6 | 350 | 142.8 | 26.9 | 211111 | -149.8469 | 70.3556 | 23.9 |  | 180 |  |  |  | 99734 |  | R63-0040
02185 |  | Alaska | North Slope | 1073611 | 64076913 | 58769312 | 0218500003 | 31 | 31 | CPF 2, Kuparuk Central Production Facili | 7.21 | 1.19 | 13 | 2 | 1823 | 315 | 65.6 | 211111 | -149.8845 | 70.2897 |  |  | 280 |  |  |  | 99734
02185 |  | Alaska | North Slope | 1073611 | 64077013 | 58769412 | 0218500003 | 32 | 32 | CPF 2, Kuparuk Central Production Facili | 7.21 | 1.19 | 17 | 2 | 1823 | 315 | 65.6 | 211111 | -149.8845 | 70.2897 |  |  | 280 |  |  |  | 99734
02185 |  | Alaska | North Slope | 1073611 | 97966513 | 95357112 | 0218500003 | 48 | 48 | CPF 2, Kuparuk Central Production Facili |  |  | 1 | 1 | 30 | 0 | 1 | 211111 | -149.8852 | 70.2892 |  |  | 400 |  |  |  | 99734
02185 |  | Alaska | North Slope | 1073611 | 97966813 | 95528712 | 0218500003 | 51 | 51 | CPF 2, Kuparuk Central Production Facili | [7 empty] | 211111 | -149.8845 | 70.2897 |  |  | 400 |  |  |  | 99734
02185 |  | Alaska | North Slope | 1073611 | 97966913 | 95528812 | 0218500003 | 52 | 52 | CPF 2, Kuparuk Central Production Facili | [7 empty] | 211111 | -149.8845 | 70.2897 |  |  | 400 |  |  |  | 99734
02185 |  | Alaska | North Slope | 1073611 | 97967013 | 95528912 | 0218500003 | 53 | 53 | CPF 2, Kuparuk Central Production Facili | [7 empty] | 211111 | -149.8845 | 70.2897 |  |  | 400 |  |  |  | 99734
02185 |  | Alaska | North Slope | 1073611 | 97967213 | 95357312 | 0218500003 | 55 | 55 | CPF 2, Kuparuk Central Production Facili |  |  | 1 | 0.1 | 30 | 0 | 1 | 211111 | -149.8852 | 70.2892 |  |  | 400 |  |  |  | 99734
02185 |  | Alaska | North Slope | 1073611 | 97967313 | 95357412 | 0218500003 | 56 | 56 | CPF 2, Kuparuk Central Production Facili |  |  | 1 | 0.1 | 30 | 0 | 0.1 | 211111 | -149.8852 | 70.2892 |  |  | 400 |  |  |  | 99734
02185 |  | Alaska | North Slope | 1073611 | 97967413 | 95357512 | 0218500003 | 57 | 57 | CPF 2, Kuparuk Central Production Facili |  |  | 1 | 1 | 30 | 0 | 1 | 211111 | -149.8852 | 70.2892 |  |  | 400 |  |  |  | 99734
02185 |  | Alaska | North Slope | 1073611 | 97967613 | 95357712 | 0218500003 | 59 | 59 | CPF 2, Kuparuk Central Production Facili |  |  | 1 | 1 | 30 | 0 | 1 | 211111 | -149.8852 | 70.2892 |  |  | 400 |  |  |  | 99734
02185 |  | Alaska | North Slope | 1073611 | 97967713 | 95357812 | 0218500003 | 60 | 60 | CPF 2, Kuparuk Central Production Facili |  |  | 1 | 1 | 30 | 0 | 1 | 211111 | -149.8852 | 70.2892 |  |  | 400 |  |  |  | 99734
02185 |  | Alaska | North Slope | 1073611 | 97967813 | 95357912 | 0218500003 | 61 | 61 | CPF 2, Kuparuk Central Production Facili |  |  | 1 | 1 | 30 | 0 | 1 | 211111 | -149.8852 | 70.2892 |  |  | 400 |  |  |  | 99734
02185 |  | Alaska | North Slope | 1073611 | 97968113 | 95358212 | 0218500003 | 64 | 64 | CPF 2, Kuparuk Central Production Facili |  |  | 1 | 1 | 30 | 0 | 0.1 | 211111 | -149.8852 | 70.2892 |  |  | 400 |  |  |  | 99734
02185 |  | Alaska | North Slope | 1073611 | 97968213 | 95358312 | 0218500003 | 65 | 65 | CPF 2, Kuparuk Central Production Facili |  |  | 1 | 1 | 30 | 0 | 1 | 211111 | -149.8852 | 70.2892 |  |  | 400 |  |  |  | 99734
02185 |  | Alaska | North Slope | 1073611 | 97968413 | 95358512 | 0218500003 | 67 | 67 | CPF 2, Kuparuk Central Production Facili |  |  | 1 | 1 | 30 | 0 | 1 | 211111 | -149.8852 | 70.2892 |  |  | 400 |  |  |  | 99734
02185 |  | Alaska | North Slope | 1073611 | 97968513 | 95358612 | 0218500003 | 68 | 68 | CPF 2, Kuparuk Central Production Facili |  |  | 1 | 0.1 | 30 | 0 | 0.1 | 211111 | -149.8852 | 70.2892 |  |  | 400 |  |  |  | 99734
02185 |  | Alaska | North Slope | 1073611 | 97968613 | 95358712 | 0218500003 | 69 | 69 | CPF 2, Kuparuk Central Production Facili |  |  | 1 | 0.1 | 30 | 0 | 0.1 | 211111 | -149.8852 | 70.2892 |  |  | 400 |  |  |  | 99734
02185 |  | Alaska | North Slope | 1073911 | 47631513 | 45156312 | 0218500075 | 17 | 17 | Central Compressor Plant (CCP) | 3.62 | 0.19 | 66 | 4 | 312 | 263.9 | 21 | 211111 | -148.4957 | 70.3199 | 37.5 |  | 180 |  |  |  | 99734 |  | R63-0040
02185 |  | Alaska | North Slope | 1073911 | 47631913 | 45156112 | 0218500075 | 20 | 20 | Central Compressor Plant (CCP) | 5.41 | 0.28 | 69 | 3 | 570 | 84.8 | 12 | 211111 | -148.4974 | 70.3218 | 12.3 |  | 180 |  |  |  | 99734 |  | R63-0040
02185 |  | Alaska | North Slope | 1073911 | 47632313 | 45156912 | 0218500075 | 18 | 18 | Central Compressor Plant (CCP) | 4.28 | 0.22 | 66 | 4 | 312 | 263.9 | 21 | 211111 | -148.4955 | 70.3199 | 37.5 |  | 180 |  |  |  | 99734 |  | R63-0040
02185 |  | Alaska | North Slope | 1073911 | 47632413 | 45155212 | 0218500075 | 16 | 16 | Central Compressor Plant (CCP) | 3.14 | 0.2 | 139 | 4 | 353 | 173.4 | 13.8 | 211111 | -148.4953 | 70.3199 | 28.5 |  | 180 |  |  |  | 99734 |  | R63-0040
02185 |  | Alaska | North Slope | 1073911 | 47633013 | 45155812 | 0218500075 | 19 | 19 | Central Compressor Plant (CCP) | 0.04 | 0 | 69 | 3 | 570 | 84.8 | 12 | 211111 | -148.4974 | 70.3218 | 10.7 |  | 180 |  |  |  | 99734 |  | R63-0040
02185 |  | Alaska | North Slope | 1073911 | 97972713 | 58778912 | 0218500075 | 26, 27, 28 | 26-2 | Central Compressor Plant (CCP) | 3.4625 | 0.26 | 7 | 2 | 1832 | 176 | 66 | 211111 | -148.4875 | 70.3233 |  |  | 280 |  |  |  | 99734
02185 |  | Alaska | North Slope | 1073911 | 97972713 | 58779012 | 0218500075 | 26, 27, 28 | 26-3 | Central Compressor Plant (CCP) | 3.4625 | 0.26 | 7 | 2 | 1823 | 176 | 66 | 211111 | -148.4871 | 70.3232 |  |  | 280 |  |  |  | 99734
02185 |  | Alaska | North Slope | 1073911 | 97972713 | 58779112 | 0218500075 | 26, 27, 28 | 26-4 | Central Compressor Plant (CCP) | 3.4625 | 0.26 | 7 | 2 | 1832 | 159 | 66 | 211111 | -148.487 | 70.323 |  |  | 280 |  |  |  | 99734
02185 |  | Alaska | North Slope | 1073911 | 97972713 | 95362312 | 0218500075 | 26, 27, 28 | 26, 27 | Central Compressor Plant (CCP) | 3.4625 | 0.26 | 39.3 | 5.2 | 1832 | 176 | 65.6 | 211111 | -148.5275 | 70.325 |  |  | 280 |  |  |  | 99734
02185 |  | Alaska | North Slope | 1073911 | 97972813 | 95362412 | 0218500075 | 30 | 30 | Central Compressor Plant (CCP) | [7 empty] | 211111 | -148.4986 | 70.3202 |  |  | 400 |  |  |  | 99734
02185 |  | Alaska | North Slope | 1074911 | 47602513 | 45131712 | 0218530001 | 25 | 25 | Endicott Production Facility (END) | 12.25 | 7.04 | 224 | 79 | 1831 | 129590.7 | 66 | 211111 | -147.9587 | 70.3516 |  |  | 280 |  |  |  | 99734 |  | R63-0036
02185 |  | Alaska | North Slope | 1074911 | 47603913 | 45131312 | 0218530001 | 11 | 11 | Endicott Production Facility (END) | 6 | 3.21 | 147 | 6 | 541 | 393 | 16 | 211111 | -147.956 | 70.3523 | 97.9 |  | 180 |  |  |  | 99734 |  | R63-0040
02185 |  | Alaska | North Slope | 1074911 | 47604013 | 45133712 | 0218530001 | 12 | 12 | Endicott Production Facility (END) | 14.45 | 7.06 | 65 | 5 | 224 | 175 | 9 | 211111 | -147.9567 | 70.3529 | 40.5 |  | 180 |  |  |  | 99734 |  | R63-0040
02185 |  | Alaska | North Slope | 1074911 | 47604313 | 45130712 | 0218530001 | 14 | 14 | Endicott Production Facility (END) | 4.35 | 1.06 | 100 | 1 | 433 | 27 | 36 | 211111 | -147.9556 | 70.3524 | 7 |  | 180 |  |  |  | 99734 |  | R63-0040
02185 |  | Alaska | North Slope | 1074911 | 47604513 | 45131412 | 0218530001 | 15 | 15 | Endicott Production Facility (END) | 14.74 | 3.84 | 126 | 3 | 813 | 90 | 13 | 211111 | -147.9557 | 70.3524 | 27 |  | 180 |  |  |  | 99734 |  | R63-0040
02185 |  | Alaska | North Slope | 1074911 | 64086213 | 58779412 | 0218530001 | 26 | 26 | Endicott Production Facility (END) | 0.64 | 0.37 | 50 | 18 | 1831 | 16168 | 66 | 211111 | -147.9587 | 70.3516 |  |  | 280 |  |  |  | 99734
02185 |  | Alaska | North Slope | 1091411 | 47534613 | 45071512 | 0218500007 | 08 | 08 | Seawater Injection Plant East (SIPE) | 5.14 | 0.32 | 91 | 4 | 347 | 326.7 | 26 | 211111 | -148.4437 | 70.2578 | 67.2 |  | 180 |  |  |  | 99734 |  | R63-0040
02185 |  | Alaska | North Slope | 1091411 | 47534713 | 45072012 | 0218500007 | 07 | 07 | Seawater Injection Plant East (SIPE) | 2 | 0.13 | 91 | 4 | 347 | 326.7 | 26 | 211111 | -148.4435 | 70.2578 | 67.2 |  | 180 |  |  |  | 99734 |  | R63-0040
02185 |  | Alaska | North Slope | 1133711 | 47259913 | 44795112 | 0218500050 | 18 | 18 | Milne Point Production Facility (MPU) | 3.19 | 0.14 | 5 | 0.6 | 1832 | 961 | 1 | 211111 | -149.4435 | 70.4591 |  |  | 280 |  |  |  | 99734 |  | R63-0036
02185 |  | Alaska | North Slope | 1133711 | 47260113 | 44796112 | 0218500050 | 04 | 04 | Milne Point Production Facility (MPU) | 1.87 | 0.11 | 65 | 2 | 800 | 192 | 61 | 211111 | -149.4381 | 70.4582 | 35 |  | 180 |  |  |  | 99734 |  | R63-0040
02185 |  | Alaska | North Slope | 1133711 | 47260313 | 44794912 | 0218500050 | 08 | 08 | Milne Point Production Facility (MPU) | 1.95 | 0.07 | 60 | 3 | 410 | 465 | 68 | 211111 | -149.441 | 70.4574 | 22.7 |  | 180 |  |  |  | 99734 |  | R63-0040
02185 |  | Alaska | North Slope | 1133711 | 47260413 | 44794512 | 0218500050 | 07 | 07 | Milne Point Production Facility (MPU) | 2.72 | 0.1 | 60 | 3 | 410 | 465 | 68 | 211111 | -149.441 | 70.4574 | 22.7 |  | 180 |  |  |  | 99734 |  | R63-0040
02185 |  | Alaska | North Slope | 1133711 | 47260513 | 44794812 | 0218500050 | 06 | 06 | Milne Point Production Facility (MPU) | 1.3 | 0.05 | 50 | 2 | 350 | 124 | 47 | 211111 | -149.4366 | 70.4545 | 14.4 |  | 180 |  |  |  | 99734 |  | R63-0040
02185 |  | Alaska | North Slope | 1133711 | 47260613 | 44796012 | 0218500050 | 05 | 05 | Milne Point Production Facility (MPU) | 2.11 | 0.08 | 50 | 2 | 350 | 124 | 47 | 211111 | -149.4369 | 70.4545 | 14.4 |  | 180 |  |  |  | 99734 |  | R63-0040
02185 |  | Alaska | North Slope | 1133711 | 47260713 | 44795012 | 0218500050 | 03 | 03 | Milne Point Production Facility (MPU) | 1.63 | 0.1 | 65 | 2 | 800 | 192 | 61 | 211111 | -149.4384 | 70.4582 | 35 |  | 180 |  |  |  | 99734 |  | R63-0040
02185 |  | Alaska | North Slope | 1133711 | 64079313 | 58772412 | 0218500050 | 18A | 18A | Milne Point Production Facility (MPU) | 2.66 | 0.11 | 1 | 1 | 30 | 0.8 | 1 | 211111 | -149.441 | 70.4574 |  |  | 280 |  |  |  | 99734
02185 |  | Alaska | North Slope | 1133711 | 64079413 | 58772512 | 0218500050 | CP-1 | CP-1 | Milne Point Production Facility (MPU) | 2.85 | 0.1 | 1 | 1 | 30 |  | 1 | 211111 | -149.6097 | 70.5644 | 26.6 |  | 180 |  |  |  | 99734
02185 |  | Alaska | North Slope | 1133711 | 64079513 | 58772612 | 0218500050 | CP-2 | CP-2 | Milne Point Production Facility (MPU) | 6.37 | 0.21 | 1 | 1 | 30 |  | 1 | 211111 | -149.6097 | 70.5644 | 25 |  | 180 |  |  |  | 99734
02185 |  | Alaska | North Slope | 1134611 | 47242613 | 44781612 | 0218500004 | 17 | 17 | Flow Station #2 (FS 2) | 1.34 | 0.07 | 89 | 2 | 449 | 50.3 | 16 | 211111 | -148.3312 | 70.2655 | 6.8 |  | 180 |  |  |  | 99734 |  | R63-0040
02185 |  | Alaska | North Slope | 1134611 | 47243113 | 44781312 | 0218500004 | 18 | 18 | Flow Station #2 (FS 2) | 1.32 | 0.07 | 89 | 2 | 449 | 50.3 | 16 | 211111 | -148.3312 | 70.2654 | 6.8 |  | 180 |  |  |  | 99734 |  | R63-0040
02185 |  | Alaska | North Slope | 1134611 | 47243213 | 44781012 | 0218500004 | 16 | 16 | Flow Station #2 (FS 2) | 7.69 | 0.4 | 64 | 3 | 350 | 141.4 | 20 | 211111 | -148.3297 | 70.2652 | 26.6 |  | 180 |  |  |  | 99734 |  | R63-0040
02185 |  | Alaska | North Slope | 1134611 | 47243313 | 44782812 | 0218500004 | 14 | 14 | Flow Station #2 (FS 2) | 6.06 | 0.31 | 75 | 4 | 350 | 226.2 | 18 | 211111 | -148.3297 | 70.2652 | 38 |  | 180 |  |  |  | 99734 |  | R63-0040
02185 |  | Alaska | North Slope | 1134611 | 47243813 | 44782612 | 0218500004 | 13 | 13 | Flow Station #2 (FS 2) | 0 | 0 | 75 | 4 | 350 | 226.2 | 18 | 211111 | -148.3298 | 70.2653 | 38 |  | 180 |  |  |  | 99734 |  | R63-0040
02185 |  | Alaska | North Slope | 1134611 | 97968813 | 95358812 | 0218500004 | 22 & 23 | 22 & 2 | Flow Station #2 (FS 2) | 15.89 | 1.13 | 34 | 3.6 | 1832 | 24 | 65.6 | 211111 | -148.3249 | 70.2635 |  |  | 280 |  |  |  | 99734
02185 |  | Alaska | North Slope | 15559011 | 97978113 | 95368112 | 0218590018 | 04A | 4A | Nikaitchuq Development | 3.37 | 1.64 | 13.7 | 0.6 | 1273 | 0 | 20 | 213112 | -149.8623 | 70.5076 |  |  | 280 |  |  |  | 99734
02185 |  | Alaska | North Slope | 15559011 | 97979313 | 95367712 | 0218590018 | 113 | 113 | Nikaitchuq Development | 0 | 0 | 18.2 | 0.6 | 1273 |  | 20 | 213112 | -149.8624 | 70.5089 |  |  | 280 |  |  |  | 99734
02185 |  | Alaska | North Slope | 15559011 | 97979613 | 95368012 | 0218590018 | 48 | 48 | Nikaitchuq Development | 0.07 | 0.05 | 10.9 | 0.2 | 461 |  | 13.1 | 213112 | -149.8624 | 70.5089 |  |  | 270 |  |  |  | 99734
02185 |  | Alaska | North Slope | 541611 | 48360413 | 45825212 | 0218500071 | 07 | 07 | Alpine Central Processing Facility | 8.12 | 0.66 | 70.5 | 5.2 | 873 | 538.5 | 25.4 | 211111 | -150.9216 | 70.3431 | 65.6 | 106 | 180 |  |  |  | 99734 |  | R63-0040
02185 |  | Alaska | North Slope | 541611 | 48360713 | 45826012 | 0218500071 | 15 | 15 | Alpine Central Processing Facility | 1.8 | 0.11 | 44 | 0.7 | 1832 | 27 | 65.6 | 211111 | -150.9248 | 70.3411 |  | 106 | 280 |  |  |  | 99734 |  | R63-0036
02185 |  | Alaska | North Slope | 541611 | 48360813 | 45825512 | 0218500071 | 16 | 16 | Alpine Central Processing Facility | 14.6 | 0.89 | 59 | 0.7 | 1832 | 27 | 65.6 | 211111 | -150.9226 | 70.3419 |  | 106 | 280 |  |  |  | 99734 |  | R63-0036
02185 |  | Alaska | North Slope | 541611 | 48361213 | 45824912 | 0218500071 | 06 | 06 | Alpine Central Processing Facility | 7.84 | 0.63 | 70.5 | 5.2 | 873 | 538.5 | 25.4 | 211111 | -150.9219 | 70.3431 | 65.6 | 106 | 180 |  |  |  | 99734 |  | R63-0040
02185 |  | Alaska | North Slope | 541611 | 64082713 | 58775812 | 0218500071 | 08 | 08 | Alpine Central Processing Facility | 0.74 | 0.08 | 73.8 | 1.4 | 493 | 120.7 | 78.4 | 211111 | -150.9231 | 70.345 | 20 | 106 | 180 |  |  |  | 99734
02185 |  | Alaska | North Slope | 541611 | 64082813 | 58775912 | 0218500071 | 09 | 09 | Alpine Central Processing Facility | 1.52 | 0.18 | 73.8 | 1.4 | 493 | 120.7 | 78.4 | 211111 | -150.9233 | 70.345 | 20 | 106 | 180 |  |  |  | 99734
02185 |  | Alaska | North Slope | 541611 | 64082913 | 58776012 | 0218500071 | 10 | 10 | Alpine Central Processing Facility | 2.14 | 0.35 | 105 | 3.3 | 500 | 241.2 | 28.2 | 211111 | -150.9218 | 70.343 | 36.8 | 106 | 180 |  |  |  | 99734
02185 |  | Alaska | North Slope | 541611 | 64083113 | 58776212 | 0218500071 | 18 | 18 | Alpine Central Processing Facility | 0.79 | 0.05 | 75 | 5.7 | 493 | 79.1 | 3.1 | 211111 | -151.0482 | 70.3392 | 20 | 106 | 180 |  |  |  | 99734
02185 |  | Alaska | North Slope | 541611 | 64083213 | 58776312 | 0218500071 | 19 | 19 | Alpine Central Processing Facility | 1.67 | 0.07 | 75.4 | 5.7 | 493 | 79.1 | 3.1 | 211111 | -150.9116 | 70.4207 | 20 | 106 | 180 |  |  |  | 99734
02185 |  | Alaska | North Slope | 541611 | 64083313 | 58776412 | 0218500071 | 20 | 20 | Alpine Central Processing Facility | 2.08 | 0.08 | 75.4 | 5.7 | 493 | 79.1 | 3.1 | 211111 | -150.9875 | 70.2935 | 20 | 106 | 180 |  |  |  | 99734
02185 |  | Alaska | North Slope | 541611 | 64084713 | 58777812 | 0218500071 | 34 | 34 | Alpine Central Processing Facility | 1.37 | 0 | 1 | 1 | 30 | 0.8 | 1 | 211111 | -150.9219 | 70.3333 | 100 | 106 | 100 |  |  |  | 99734
02185 |  | Alaska | North Slope | 541611 | 64084813 | 58777912 | 0218500071 | 35 | 35 | Alpine Central Processing Facility | 1.34 | 0 | 1 | 1 | 30 | 0.8 | 1 | 211111 | -150.9219 | 70.3333 | 100 | 106 | 100 |  |  |  | 99734
02185 |  | Alaska | North Slope | 541611 | 64084913 | 58778012 | 0218500071 | 36 | 36 | Alpine Central Processing Facility | 1.46 | 0 | 1 | 1 | 30 | 0.8 | 1 | 211111 | -150.9219 | 70.3333 |  | 106 | 999 |  |  |  | 99734
02185 |  | Alaska | North Slope | 541611 | 64085013 | 58778112 | 0218500071 | 37 | 37 | Alpine Central Processing Facility | 1.07 | 0 | 1 | 1 | 30 | 0.8 | 1 | 211111 | -150.9219 | 70.3333 |  | 106 | 999 |  |  |  | 99734
02185 |  | Alaska | North Slope | 541611 | 64085113 | 58778212 | 0218500071 | 38 | 38 | Alpine Central Processing Facility | 0.75 | 0 | 1 | 1 | 30 | 0.8 | 1 | 211111 | -150.9219 | 70.3333 | 4 | 106 | 180 |  |  |  | 99734
02185 |  | Alaska | North Slope | 541611 | 64085213 | 58778312 | 0218500071 | 39 | 39 | Alpine Central Processing Facility | 0.45 | 0 | 17.1 | 1.2 | 450 | 10.4 | 9.2 | 211111 | -150.9293 | 70.3415 | 1.3 | 106 | 100 |  |  |  | 99734
02185 |  | Alaska | North Slope | 541611 | 64085513 | 58778612 | 0218500071 | 42 | 42 | Alpine Central Processing Facility | 0.14 | 0 | 1 | 1 | 30 | 0.8 | 1 | 211111 | -150.9219 | 70.3333 |  | 106 | 180 |  |  |  | 99734
02185 |  | Alaska | North Slope | 541611 | 97972513 | 95362212 | 0218500071 | 44 | 44 | Alpine Central Processing Facility |  |  | 1 | 0.1 | 30 | 0 | 0.1 | 211111 | -150.9236 | 70.344 |  | 106 | 400 |  |  |  | 99734
02185 |  | Alaska | North Slope | 7734511 | 2910313 | 2791012 | 0218590004 | 16 | 16 | Gathering Center #1 (GC 1) | 4.62 | 0.15 | 43 | 2 | 451 | 103.7 | 33 | 211111 | -148.7316 | 70.3063 | 20.9 |  | 180 |  |  |  | 99734 |  | R63-0040
02185 |  | Alaska | North Slope | 7734511 | 2910513 | 2791112 | 0218590004 | 12 | 12 | Gathering Center #1 (GC 1) | 19.7 | 0.97 | 102 | 11 | 200 | 4371.5 | 46 | 211111 | -148.724 | 70.3034 | 320 |  | 180 |  |  |  | 99734 |  | R63-0040
02185 |  | Alaska | North Slope | 7734511 | 2910613 | 2791312 | 0218590004 | 18 | 18 | Gathering Center #1 (GC 1) | 2.8 | 0.11 | 42 | 2 | 451 | 88 | 28 | 211111 | -148.7308 | 70.3062 | 8.2 |  | 180 |  |  |  | 99734 |  | R63-0040
02185 |  | Alaska | North Slope | 7734511 | 2910713 | 2792212 | 0218590004 | 17 | 17 | Gathering Center #1 (GC 1) | 5.11 | 0.16 | 43 | 2 | 451 | 103.7 | 33 | 211111 | -148.7317 | 70.3063 | 20.9 |  | 180 |  |  |  | 99734 |  | R63-0040
02185 |  | Alaska | North Slope | 7734511 | 2910813 | 2792012 | 0218590004 | 15 | 15 | Gathering Center #1 (GC 1) | 5.06 | 0.16 | 43 | 2 | 451 | 103.7 | 33 | 211111 | -148.7324 | 70.305 | 20.9 |  | 180 |  |  |  | 99734 |  | R63-0040
02185 |  | Alaska | North Slope | 7734511 | 2910913 | 2791612 | 0218590004 | 19 | 19 | Gathering Center #1 (GC 1) | 2.8 | 0.11 | 42 | 2 | 451 | 88 | 28 | 211111 | -148.7307 | 70.3062 | 8.2 |  | 180 |  |  |  | 99734 |  | R63-0040
02185 |  | Alaska | North Slope | 7734511 | 2911313 | 2792312 | 0218590004 | 13 | 13 | Gathering Center #1 (GC 1) | 10.7 | 0.51 | 102 | 11 | 200 | 4371.5 | 46 | 211111 | -148.7235 | 70.3033 | 302 |  | 180 |  |  |  | 99734 |  | R63-0040
02185 |  | Alaska | North Slope | 7734511 | 2911413 | 2791212 | 0218590004 | 14 | 14 | Gathering Center #1 (GC 1) | 3.66 | 0.11 | 43 | 2 | 451 | 103.7 | 33 | 211111 | -148.7327 | 70.305 | 20.9 |  | 180 |  |  |  | 99734 |  | R63-0040
02185 |  | Alaska | North Slope | 7734511 | 2911513 | 2791512 | 0218590004 | 20 | 20 | Gathering Center #1 (GC 1) | 4.51 | 0.21 | 131.9 | 2.3 | 1000 | 127.2 | 29.9 | 211111 | -148.7261 | 70.3055 | 16.2 |  | 180 |  |  |  | 99734 |  | R63-0040
02185 |  | Alaska | North Slope | 7734511 | 95177613 | 95364912 | 0218590004 | 29 | 29, et | Gathering Center #1 (GC 1) | 37.8 | 2.05 | 75.4 | 5.2 | 1832 | 430 | 65.6 | 211111 | -148.7289 | 70.309 |  |  | 280 |  |  |  | 99734
02185 |  | Alaska | North Slope | 7734511 | 97975213 | 95567512 | 0218590004 | 39 | 39 | Gathering Center #1 (GC 1) | [7 empty] | 211111 | -148.7393 | 70.3057 |  |  | 400 |  |  |  | 99734
02185 |  | Alaska | North Slope | 7734611 | 2907413 | 2790412 | 0218590009 | 11 | 11 | Flow Station #3 (FS 3) | 4.07 | 0.21 | 63 | 3 | 350 | 141.4 | 20 | 211111 | -148.5715 | 70.254 | 26.6 |  | 180 |  |  |  | 99734 |  | R63-0040
02185 |  | Alaska | North Slope | 7734611 | 2907513 | 2790912 | 0218590009 | 12 | 12 | Flow Station #3 (FS 3) | 2.93 | 0.15 | 63 | 3 | 350 | 141.4 | 20 | 211111 | -148.5715 | 70.254 | 26.6 |  | 180 |  |  |  | 99734 |  | R63-0040
02185 |  | Alaska | North Slope | 7734611 | 2907613 | 2790112 | 0218590009 | 13 | 13 | Flow Station #3 (FS 3) | 1.83 | 0.1 | 89 | 2 | 449 | 50.3 | 16 | 211111 | -148.5713 | 70.2538 | 6.8 |  | 180 |  |  |  | 99734 |  | R63-0040
02185 |  | Alaska | North Slope | 7734611 | 2907713 | 2790012 | 0218590009 | 14 | 14 | Flow Station #3 (FS 3) | 1.69 | 0.09 | 89 | 2 | 449 | 50.3 | 16 | 211111 | -148.5712 | 70.2538 | 6.8 |  | 180 |  |  |  | 99734 |  | R63-0040
02185 |  | Alaska | North Slope | 7734611 | 2908713 | 2789412 | 0218590009 | 10 | 10 | Flow Station #3 (FS 3) | 3 | 0.16 | 75 | 4 | 350 | 226.2 | 18 | 211111 | -148.5716 | 70.2541 | 38 |  | 180 |  |  |  | 99734 |  | R63-0040
02185 |  | Alaska | North Slope | 7734611 | 97975313 | 95365012 | 0218590009 | 18, 19, & | 18, 19 | Flow Station #3 (FS 3) | 16.91 | 1.25 | 43 | 4.6 | 1832 | 6 | 65.6 | 211111 | -148.5662 | 70.2533 |  |  | 280 |  |  |  | 99734
02185 |  | Alaska | North Slope | 7734811 | 2905513 | 2787312 | 0218500022 | 12 | 12 | Central Gas Facility (CGF) | 32.96 | 2.12 | 162 | 7 | 514 | 1500.9 | 39 | 211111 | -148.5223 | 70.3204 | 216 |  | 180 |  |  |  | 99734 |  | R63-0040
02185 |  | Alaska | North Slope | 7734811 | 2905613 | 2788912 | 0218500022 | 14 | 14 | Central Gas Facility (CGF) | 31.56 | 2.01 | 162 | 7 | 514 | 1500.9 | 39 | 211111 | -148.5222 | 70.3203 | 216 |  | 180 |  |  |  | 99734 |  | R63-0040
02185 |  | Alaska | North Slope | 7734811 | 2907013 | 2787612 | 0218500022 | 13 | 13 | Central Gas Facility (CGF) | 36.91 | 2.35 | 162 | 7 | 514 | 1500.9 | 39 | 211111 | -148.5222 | 70.3203 | 216 |  | 180 |  |  |  | 99734 |  | R63-0040
02185 |  | Alaska | North Slope | 7734811 | 97970913 | 95360912 | 0218500022 | 19, 20, 21 | 19, 20 | Central Gas Facility (CGF) | 48.39 | 3.68 | 69 | 6.3 | 1832 | 981 | 65.6 | 211111 | -148.5275 | 70.325 |  |  | 280 |  |  |  | 99734
02185 |  | Alaska | North Slope | 7734811 | 97971013 | 95529212 | 0218500022 | 24 | 24 | Central Gas Facility (CGF) | [7 empty] | 211111 | -148.5181 | 70.3207 |  |  | 400 |  |  |  | 99734
02185 |  | Alaska | North Slope | 7734911 | 2904013 | 2786812 | 0218500015 | 08 | 08 | PBU Central Power Station (CPS) | 1.95 | 0.1 | 40 | 1 | 739 | 33.8 | 43 | 211111 | -148.6617 | 70.2761 | 4 |  | 180 |  |  |  | 99734 |  | R63-0040
02185 |  | Alaska | North Slope | 7734911 | 2904113 | 2785712 | 0218500015 | 12 | 12 | PBU Central Power Station (CPS) | 2.37 | 0.12 | 49 | 1.6 | 510 | 36.6 | 18.2 | 211111 | -148.6622 | 70.2741 | 4.85 |  | 180 |  |  |  | 99734 |  | R63-0040
02185 |  | Alaska | North Slope | 7734911 | 2904513 | 2786712 | 0218500015 | 09 | 09 | PBU Central Power Station (CPS) | 1.96 | 0.1 | 40 | 1 | 739 | 33.8 | 43 | 211111 | -148.6617 | 70.2762 | 4 |  | 180 |  |  |  | 99734 |  | R63-0040
02185 |  | Alaska | North Slope | 7734911 | 2904913 | 2786412 | 0218500015 | 10 | 10 | PBU Central Power Station (CPS) | 2.2 | 0.11 | 40 | 1 | 552 | 82.5 | 105 | 211111 | -148.6615 | 70.2762 | 4.5 |  | 180 |  |  |  | 99734 |  | R63-0040
02185 |  | Alaska | North Slope | 7735711 | 2896613 | 2782812 | 0218500018 | 07 | 07 | Gathering Center #3 (GC 3) | 5.02 | 0.17 | 30 | 2 | 451 | 103.7 | 33 | 211111 | -148.6767 | 70.2818 | 20.9 |  | 180 |  |  |  | 99734 |  | R63-0040
02185 |  | Alaska | North Slope | 7735711 | 2896713 | 2783212 | 0218500018 | 12 | 12 | Gathering Center #3 (GC 3) | 1.83 | 0.06 | 31 | 2 | 641 | 257.6 | 82 | 211111 | -148.6807 | 70.2834 | 33.5 |  | 180 |  |  |  | 99734 |  | R63-0040
02185 |  | Alaska | North Slope | 7735711 | 2896813 | 2781412 | 0218500018 | 13 | 13 | Gathering Center #3 (GC 3) | 2.92 | 0.1 | 31 | 2 | 641 | 257.6 | 82 | 211111 | -148.6808 | 70.2834 | 33.5 |  | 180 |  |  |  | 99734 |  | R63-0040
02185 |  | Alaska | North Slope | 7735711 | 2897213 | 2783412 | 0218500018 | 08 | 08 | Gathering Center #3 (GC 3) | 3.25 | 0.11 | 30 | 2 | 451 | 103.7 | 33 | 211111 | -148.6767 | 70.2819 | 20.9 |  | 180 |  |  |  | 99734 |  | R63-0040
02185 |  | Alaska | North Slope | 7735711 | 2897713 | 2783312 | 0218500018 | 10 | 10 | Gathering Center #3 (GC 3) | 2.58 | 0.11 | 32 | 1 | 451 | 22 | 28 | 211111 | -148.6777 | 70.2817 | 8.2 |  | 180 |  |  |  | 99734 |  | R63-0040
02185 |  | Alaska | North Slope | 7735711 | 2897813 | 2781512 | 0218500018 | 06 | 06 | Gathering Center #3 (GC 3) | 3.6 | 0.13 | 30 | 2 | 451 | 103.7 | 33 | 211111 | -148.6786 | 70.2829 | 20.9 |  | 180 |  |  |  | 99734 |  | R63-0040
02185 |  | Alaska | North Slope | 7735711 | 2897913 | 2782212 | 0218500018 | 05 | 05 | Gathering Center #3 (GC 3) | 3.98 | 0.13 | 30 | 2 | 451 | 103.7 | 33 | 211111 | -148.6784 | 70.2828 | 20.9 |  | 180 |  |  |  | 99734 |  | R63-0040
02185 |  | Alaska | North Slope | 7735711 | 2898013 | 2782712 | 0218500018 | 22 | 22 | Gathering Center #3 (GC 3) | 9.32 | 0.57 | 69.9 | 3.5 | 1832 | 0 | 65.6 | 211111 | -148.6616 | 70.2826 |  |  | 280 |  |  |  | 99734 |  | R63-0036
02185 |  | Alaska | North Slope | 7735711 | 2898213 | 2782512 | 0218500018 | 09 | 09 | Gathering Center #3 (GC 3) | 2.48 | 0.1 | 32 | 1 | 451 | 22 | 28 | 211111 | -148.6775 | 70.2818 | 8.2 |  | 180 |  |  |  | 99734 |  | R63-0040
02185 |  | Alaska | North Slope | 7735711 | 2898613 | 2783512 | 0218500018 | 11 | 11 | Gathering Center #3 (GC 3) | 5.15 | 0.18 | 31 | 2 | 641 | 257.6 | 82 | 211111 | -148.6806 | 70.2834 | 33.5 |  | 180 |  |  |  | 99734 |  | R63-0040
02185 |  | Alaska | North Slope | 7736411 | 2887813 | 2779312 | 0218500006 | 14 | 14 | Flow Station #1 (FS 1) | 4.06 | 0.21 | 89 | 2 | 449 | 50.3 | 16 | 211111 | -148.4343 | 70.2574 | 6.8 |  | 180 |  |  |  | 99734 |  | R63-0040
02185 |  | Alaska | North Slope | 7736411 | 2888113 | 2779112 | 0218500006 | 10 | 10 | Flow Station #1 (FS 1) | 4.62 | 0.29 | 136 | 5 | 407 | 392.7 | 20 | 211111 | -148.436 | 70.2563 | 79.9 |  | 180 |  |  |  | 99734 |  | R63-0040
02185 |  | Alaska | North Slope | 7736411 | 2888313 | 2778812 | 0218500006 | 07 | 07 | Flow Station #1 (FS 1) | 4.69 | 0.26 | 75 | 4 | 350 | 226.2 | 18 | 211111 | -148.4328 | 70.2572 | 38 |  | 180 |  |  |  | 99734 |  | R63-0040
02185 |  | Alaska | North Slope | 7736411 | 2888713 | 2779212 | 0218500006 | 08 | 08 | Flow Station #1 (FS 1) | 1.99 | 0.1 | 64 | 3 | 350 | 141.4 | 20 | 211111 | -148.4329 | 70.2571 | 26.6 |  | 180 |  |  |  | 99734 |  | R63-0040
02185 |  | Alaska | North Slope | 7736411 | 2888813 | 2779812 | 0218500006 | 06 | 06 | Flow Station #1 (FS 1) | 2.83 | 0.15 | 75 | 4 | 350 | 226.2 | 18 | 211111 | -148.433 | 70.2573 | 38 |  | 180 |  |  |  | 99734 |  | R63-0040
02185 |  | Alaska | North Slope | 7736411 | 2889013 | 2778612 | 0218500006 | 09 | 09 | Flow Station #1 (FS 1) | 10 | 0.52 | 64 | 3 | 350 | 141.4 | 20 | 211111 | -148.4328 | 70.2571 | 26.6 |  | 180 |  |  |  | 99734 |  | R63-0040
02185 |  | Alaska | North Slope | 7736411 | 2889213 | 2779712 | 0218500006 | 11 | 11 | Flow Station #1 (FS 1) | 5.52 | 0.36 | 136 | 5 | 407 | 314.2 | 16 | 211111 | -148.4357 | 70.2563 | 67.8 |  | 180 |  |  |  | 99734 |  | R63-0040
02185 |  | Alaska | North Slope | 7736411 | 2889313 | 2778312 | 0218500006 | 12 | 12 | Flow Station #1 (FS 1) | 6.5 | 0.41 | 131 | 2 | 1000 | 110 | 35 | 211111 | -148.43 | 70.2566 | 16.2 |  | 180 |  |  |  | 99734 |  | R63-0040
02185 |  | Alaska | North Slope | 7736411 | 2889413 | 2778212 | 0218500006 | 13 | 13 | Flow Station #1 (FS 1) | 3.25 | 0.17 | 89 | 2 | 449 | 33 | 16 | 211111 | -148.4343 | 70.2575 | 6.8 |  | 180 |  |  |  | 99734 |  | R63-0040
02185 |  | Alaska | North Slope | 7736411 | 97969813 | 2778412 | 0218500006 | 17, 18, 19 | 17 | Flow Station #1 (FS 1) | 37.21 | 2.77 | 35.4 | 4.5 | 1832 | 0 | 65.6 | 211111 | -148.4347 | 70.2532 |  |  | 280 |  |  |  | 99734
02185 |  | Alaska | North Slope | 7736411 | 97969913 | 95359212 | 0218500006 | 20 | 20 | Flow Station #1 (FS 1) |  |  | 1 | 0.1 | 30 | 0 | 1 | 211111 | -148.4367 | 70.2562 |  |  | 400 |  |  |  | 99734 | 110
02185 |  | Alaska | North Slope | 7737211 | 2881613 | 2775512 | 0218560010 | 04 | 04 | Kuparuk Seawater Treatment Plant (STP) | 13.7 | 1.56 | 112 | 5 | 359 | 432 | 22 | 211111 | -149.8701 | 70.5119 | 90 |  | 180 |  |  |  | 99734 |  | R63-0040
02185 |  | Alaska | North Slope | 7737211 | 2882013 | 2775812 | 0218560010 | 05 | 05 | Kuparuk Seawater Treatment Plant (STP) | 14.4 | 1.64 | 112 | 5 | 359 | 432 | 22 | 211111 | -149.8701 | 70.5118 | 90 |  | 180 |  |  |  | 99734 |  | R63-0040
02185 |  | Alaska | North Slope | 7737211 | 2882213 | 2775312 | 0218560010 | 03 | 03 | Kuparuk Seawater Treatment Plant (STP) | 12.4 | 1.55 | 99 | 5 | 359 | 432 | 22 | 211111 | -149.8701 | 70.512 | 90 |  | 180 |  |  |  | 99734 |  | R63-0040
02185 |  | Alaska | North Slope | 7950011 | 3519813 | 58773112 | 0218500054 | 507 | 507 | Badami Development Facility (formerly BP | 1.56 | 0.13 | 120 | 17 | 30 | 15603 | 66 | 211111 | -147.1027 | 70.1515 |  | 106 | 280 |  |  |  | 99734 |  | R63-0036
02185 |  | Alaska | North Slope | 7950011 | 3519913 | 3394112 | 0218500054 | 505 | 505 | Badami Development Facility (formerly BP | 0.29 | 0.02 | 27 | 1 | 800 | 5 | 7 | 211111 | -147.0992 | 70.1513 | 1 | 106 | 180 |  |  |  | 99734 |  | R63-0040
02185 |  | Alaska | North Slope | 7950011 | 3520113 | 3394612 | 0218500054 | 419 | 419 | Badami Development Facility (formerly BP | 0.17 | 0.01 | 22 | 1 | 379 | 50 | 66 | 211111 | -147.0987 | 70.1522 | 1.3 | 106 | 180 |  |  |  | 99734 |  | R63-0040
02185 |  | Alaska | North Slope | 7950011 | 3521313 | 3393312 | 0218500054 | 503 | 503 | Badami Development Facility (formerly BP | 7.27 | 0.47 | 18 | 29 | 277 | 21 | 1 | 211111 | -147.0982 | 70.1514 | 34 | 106 | 180 |  |  |  | 99734 |  | R63-0040
02185 |  | Alaska | North Slope | 863311 | 47496713 | 45029312 | 0218560012 | 11 | 11 | Northstar Production Facility (NOR) | 3.61 | 0.27 | 171 | 8 | 1832 | 3472 | 66 | 211111 | -148.698 | 70.4875 |  | 106 | 280 |  |  |  | 99734 |  | R63-0036
02185 |  | Alaska | North Slope | 863311 | 47496813 | 45030612 | 0218560012 | 12 | 12 | Northstar Production Facility (NOR) | 0.36 | 0.03 | 171 | 8 | 1832 | 3472 | 66 | 211111 | -148.6979 | 70.4869 |  | 106 | 280 |  |  |  | 99734 |  | R63-0036
02185 |  | Alaska | North Slope | 863311 | 47496913 | 45029412 | 0218560012 | 13 | 13 | Northstar Production Facility (NOR) | 6.2 | 0.3 | 115 | 2 | 1016 | 43 | 14 | 211111 | -148.6957 | 70.487 | 5 | 106 | 180 |  |  |  | 99734 |  | R63-0040
02185 |  | Alaska | North Slope | 864611 | 47451813 | 44987312 | 0218500017 | 47 | 47 | CPF 1, Kuparuk Central Production Facili | 5.99 | 0.55 | 82.1 | 3.7 | 577 | 266.7 | 24.8 | 211111 | -149.5262 | 70.2648 | 36.8 |  | 180 |  |  |  | 99734 |  | R63-0040
02185 |  | Alaska | North Slope | 864611 | 47451913 | 44987412 | 0218500017 | 46 | 46 | CPF 1, Kuparuk Central Production Facili | 5.64 | 0.52 | 82.1 | 3.7 | 577 | 266.7 | 24.8 | 211111 | -149.8333 | 70.2833 | 36.8 |  | 180 |  |  |  | 99734 |  | R63-0040
02185 |  | Alaska | North Slope | 864611 | 47452013 | 44989612 | 0218500017 | 45 | 45 | CPF 1, Kuparuk Central Production Facili | 7.82 | 0.71 | 52 | 3 | 350 | 190.2 | 26.9 | 211111 | -149.599 | 70.3552 | 16.4 |  | 180 |  |  |  | 99734 |  | R63-0040
02185 |  | Alaska | North Slope | 864611 | 47452213 | 44988312 | 0218500017 | 37 | 37 | CPF 1, Kuparuk Central Production Facili | 4.49 | 0.38 | 52 | 3 | 350 | 190.2 | 26.9 | 211111 | -149.6734 | 70.3303 | 16.4 |  | 180 |  |  |  | 99734 |  | R63-0040
02185 |  | Alaska | North Slope | 864611 | 47452413 | 44990212 | 0218500017 | 38 | 38 | CPF 1, Kuparuk Central Production Facili | 7.8 | 0.71 | 52 | 3 | 350 | 190.2 | 26.9 | 211111 | -149.5972 | 70.3267 | 16.4 |  | 180 |  |  |  | 99734 |  | R63-0040
02185 |  | Alaska | North Slope | 864611 | 47452713 | 44989412 | 0218500017 | 39 | 39 | CPF 1, Kuparuk Central Production Facili | 6.86 | 0.62 | 34 | 3 | 350 | 190.2 | 26.9 | 211111 | -149.4975 | 70.3234 | 14.5 |  | 180 |  |  |  | 99734 |  | R63-0040
02185 |  | Alaska | North Slope | 864611 | 47452913 | 44990012 | 0218500017 | 44 | 44 | CPF 1, Kuparuk Central Production Facili | 6.6 | 0.6 | 34 | 3 | 350 | 190.2 | 26.9 | 211111 | -149.6725 | 70.3585 | 14.9 |  | 180 |  |  |  | 99734 |  | R63-0040
02185 |  | Alaska | North Slope | 864611 | 47453013 | 44987812 | 0218500017 | 43 | 43 | CPF 1, Kuparuk Central Production Facili | 7.09 | 0.64 | 33 | 3 | 350 | 190.2 | 26.9 | 211111 | -149.678 | 70.2961 | 14.9 |  | 180 |  |  |  | 99734 |  | R63-0040
02185 |  | Alaska | North Slope | 864611 | 47453113 | 44989712 | 0218500017 | 42 | 42 | CPF 1, Kuparuk Central Production Facili | 2.2 | 0.2 | 33.9 | 3.8 | 577 | 267.7 | 23.6 | 211111 | -149.5956 | 70.3037 | 30 |  | 180 |  |  |  | 99734 |  | R63-0040
02185 |  | Alaska | North Slope | 864611 | 47453313 | 44988612 | 0218500017 | 40 | 40 | CPF 1, Kuparuk Central Production Facili | 8.86 | 0.8 | 34 | 3 | 350 | 190.2 | 26.9 | 211111 | -149.5094 | 70.2983 | 19.6 |  | 180 |  |  |  | 99734 |  | R63-0040
02185 |  | Alaska | North Slope | 864611 | 47453613 | 44989112 | 0218500017 | 33 | 33 | CPF 1, Kuparuk Central Production Facili | 5.57 | 0.66 | 3 | 38 | 1832 | 4 | 0.1 | 211111 | -149.6034 | 70.3207 |  |  | 280 |  |  |  | 99734 |  | R63-0036
02185 |  | Alaska | North Slope | 864611 | 47454713 | 44987512 | 0218500017 | 16 | 16 | CPF 1, Kuparuk Central Production Facili | 15.29 | 1.36 | 62 | 4 | 653 | 343.1 | 27.3 | 211111 | -149.6047 | 70.3214 | 44.4 |  | 180 |  |  |  | 99734 |  | R63-0040
02185 |  | Alaska | North Slope | 864611 | 47454813 | 44986812 | 0218500017 | 17 | 17 | CPF 1, Kuparuk Central Production Facili | 1.6 | 0.16 | 77 | 1.6 | 850 | 52.9 | 26.3 | 211111 | -149.5849 | 70.3214 | 9.7 |  | 180 |  |  |  | 99734 |  | R63-0040
02185 |  | Alaska | North Slope | 864611 | 47454913 | 44991112 | 0218500017 | 18 | 18 | CPF 1, Kuparuk Central Production Facili | 0.86 | 0.07 | 33 | 3 | 350 | 190.9 | 27 | 211111 | -149.5942 | 70.325 | 4.4 |  | 180 |  |  |  | 99734 |  | R63-0040
02185 |  | Alaska | North Slope | 864611 | 47455313 | 44989012 | 0218500017 | 32 | 32 | CPF 1, Kuparuk Central Production Facili | 1.34 | 0.16 | 3 | 38 | 1823 | 4 | 0.1 | 211111 | -149.6077 | 70.3192 |  |  | 280 |  |  |  | 99734 |  | R63-0036
02185 |  | Alaska | North Slope | 864611 | 47455413 | 44990512 | 0218500017 | 31 | 31 | CPF 1, Kuparuk Central Production Facili | 6.36 | 0.76 | 20 | 2 | 1832 | 272 | 65.6 | 211111 | -149.6066 | 70.3202 |  |  | 280 |  |  |  | 99734 |  | R63-0036
02185 |  | Alaska | North Slope | 864611 | 47455513 | 44988912 | 0218500017 | 30 | 30 | CPF 1, Kuparuk Central Production Facili | 6.36 | 0.76 | 14 | 2 | 1832 | 272.1 | 65.6 | 211111 | -149.607 | 70.3202 |  |  | 280 |  |  |  | 99734 |  | R63-0036
02185 |  | Alaska | North Slope | 864611 | 64078013 | 58771112 | 0218500017 | 29 | 29 | CPF 1, Kuparuk Central Production Facili | 0.56 | 0.07 | 3 | 38 | 1832 | 4 | 0.1 | 211111 | -149.6042 | 70.3207 |  |  | 280 |  |  |  | 99734
02185 |  | Alaska | North Slope | 864611 | 64078113 | 58771212 | 0218500017 | 48 | 48 | CPF 1, Kuparuk Central Production Facili | 6.3 | 0.54 | 34 | 3 | 350 | 190.2 | 26.9 | 211111 | -149.7716 | 70.3673 | 21 |  | 180 |  |  |  | 99734
02185 |  | Alaska | North Slope | 864611 | 64078213 | 58771312 | 0218500017 | 49 | 49 | CPF 1, Kuparuk Central Production Facili | 7.71 | 0.7 | 34 | 3 | 350 | 190.2 | 26.9 | 211111 | -149.6774 | 70.3856 | 17.2 |  | 180 |  |  |  | 99734
02185 |  | Alaska | North Slope | 864611 | 64078313 | 58771412 | 0218500017 | 50 | 50 | CPF 1, Kuparuk Central Production Facili | 7.04 | 0.64 | 34 | 3 | 350 | 190.2 | 26.9 | 211111 | -149.746 | 70.341 | 14.9 |  | 180 |  |  |  | 99734
02185 |  | Alaska | North Slope | 864611 | 64078513 | 58771612 | 0218500017 | 59 | 59 | CPF 1, Kuparuk Central Production Facili | 1.21 | 1.02 | 1 | 1 | 30 | 0.8 | 1 | 211111 | -149.8333 | 70.2833 |  |  | 100 |  |  |  | 99734
02185 |  | Alaska | North Slope | 864611 | 97970213 | 95529112 | 0218500017 | 51 | 51 | CPF 1, Kuparuk Central Production Facili |  |  | 1 | 0.1 | 30 | 0.1 | 0.1 | 211111 | -149.606 | 70.3251 |  |  | 400 |  |  |  | 99734
02185 |  | Alaska | North Slope | 864611 | 97970313 | 95360312 | 0218500017 | 52 | 52 | CPF 1, Kuparuk Central Production Facili |  |  | 1 | 0.1 | 30 | 0 | 0.1 | 211111 | -149.5972 | 70.3265 |  |  | 400 |  |  |  | 99734
02185 |  | Alaska | North Slope | 864611 | 97970413 | 95360412 | 0218500017 | 53 | 53 | CPF 1, Kuparuk Central Production Facili |  |  | 1 | 1 | 30 | 0 | 1 | 211111 | -149.5972 | 70.3265 |  |  | 400 |  |  |  | 99734
02185 |  | Alaska | North Slope | 864611 | 97970513 | 95360512 | 0218500017 | 54 | 54 | CPF 1, Kuparuk Central Production Facili |  |  | 1 | 1 | 30 | 0 | 1 | 211111 | -149.5972 | 70.3265 |  |  | 400 |  |  |  | 99734
02185 |  | Alaska | North Slope | 864611 | 97970613 | 95360612 | 0218500017 | 55 | 55 | CPF 1, Kuparuk Central Production Facili |  |  | 1 | 1 | 30 | 0 | 1 | 211111 | -149.5972 | 70.3265 |  |  | 400 |  |  |  | 99734
02185 |  | Alaska | North Slope | 973011 | 47169613 | 44718312 | 0218500005 | 16 | 16 | Gathering Center #2 (GC 2) | 1.97 | 0.07 | 32 | 1 | 739 | 33.8 | 43 | 211111 | -148.8562 | 70.3095 | 7.73 |  | 180 |  |  |  | 99734 |  | R63-0040
02185 |  | Alaska | North Slope | 973011 | 47169813 | 95358912 | 0218500005 | 25 | 25, et | Gathering Center #2 (GC 2) | 15.6 | 0.78 | 70.3 | 4.1 | 1832 | 0.8 | 65.6 | 211111 | -148.8685 | 70.3072 |  |  | 280 |  |  |  | 99734 |  | R63-0036
02185 |  | Alaska | North Slope | 973011 | 47170613 | 44718512 | 0218500005 | 17 | 17 | Gathering Center #2 (GC 2) | 1.97 | 0.07 | 32 | 1 | 739 | 33.8 | 43 | 211111 | -148.8563 | 70.3095 | 7.73 |  | 180 |  |  |  | 99734 |  | R63-0040
02185 |  | Alaska | North Slope | 973011 | 47170813 | 44717612 | 0218500005 | 15 | 15 | Gathering Center #2 (GC 2) | 8.49 | 0.25 | 40 | 2 | 451 | 103.7 | 33 | 211111 | -148.8553 | 70.3095 | 20.9 |  | 180 |  |  |  | 99734 |  | R63-0040
02185 |  | Alaska | North Slope | 973011 | 47170913 | 44718612 | 0218500005 | 14 | 14 | Gathering Center #2 (GC 2) | 0.08 | 0 | 40 | 2 | 451 | 103.7 | 33 | 211111 | -148.8554 | 70.3096 | 20.9 |  | 180 |  |  |  | 99734 |  | R63-0040
02185 |  | Alaska | North Slope | 973011 | 47171013 | 44718712 | 0218500005 | 13 | 13 | Gathering Center #2 (GC 2) | 0.52 | 0.02 | 40 | 2 | 451 | 103.7 | 33 | 211111 | -148.8572 | 70.3106 | 20.9 |  | 180 |  |  |  | 99734 |  | R63-0040
02185 |  | Alaska | North Slope | 973011 | 47171113 | 44718112 | 0218500005 | 12 | 12 | Gathering Center #2 (GC 2) | 5.79 | 0.17 | 40 | 2 | 451 | 103.7 | 33 | 211111 | -148.8573 | 70.3107 | 20.9 |  | 180 |  |  |  | 99734 |  | R63-0040
02185 |  | Alaska | North Slope | 973011 | 47171213 | 44717212 | 0218500005 | 11 | 11 | Gathering Center #2 (GC 2) | 3.99 | 0.13 | 58 | 2 | 641 | 439.8 | 140 | 211111 | -148.8616 | 70.3092 | 33.5 |  | 180 |  |  |  | 99734 |  | R63-0040
02185 |  | Alaska | North Slope | 973011 | 47171313 | 44718912 | 0218500005 | 10 | 10 | Gathering Center #2 (GC 2) | 11.6 | 0.35 | 58 | 2 | 641 | 439.8 | 140 | 211111 | -148.8616 | 70.3092 | 33.5 |  | 180 |  |  |  | 99734 |  | R63-0040
02185 |  | Alaska | North Slope | 973011 | 47172013 | 44717112 | 0218500005 | 09 | 09 | Gathering Center #2 (GC 2) | 3.82 | 0.11 | 58 | 2 | 641 | 439.8 | 140 | 211111 | -148.8616 | 70.3092 | 33.5 |  | 180 |  |  |  | 99734 |  | R63-0040
02185 |  | Alaska | North Slope | 973011 | 97969613 | 95359012 | 0218500005 | 36 | 36 | Gathering Center #2 (GC 2) | 12.3 | 0.44 | 60 | 2.5 | 550 | 227.5 | 46.6 | 211111 | -148.8626 | 70.3116 | 37 |  | 180 |  |  |  | 99734
02185 |  | Alaska | North Slope | 994011 | 47029313 | 44606612 | 0218560002 | 11 | 11 | Lisburne Production Center (LPC) | 1.55 | 0.21 | 113 | 1 | 700 | 41 | 31 | 211111 | -148.4312 | 70.285 | 5 |  | 180 |  |  |  | 99734 |  | R63-0040
02185 |  | Alaska | North Slope | 994011 | 47029413 | 44606412 | 0218560002 | 10 | 10 | Lisburne Production Center (LPC) | 1.34 | 0.18 | 113 | 1 | 700 | 41 | 31 | 211111 | -148.4314 | 70.285 | 5 |  | 180 |  |  |  | 99734 |  | R63-0040
02185 |  | Alaska | North Slope | 994011 | 47029613 | 44606812 | 0218560002 | 20 | 20 | Lisburne Production Center (LPC) | 2.01 | 0.33 | 52 | 3 | 851 | 162 | 30 | 211111 | -148.5812 | 70.3884 | 25.5 |  | 180 |  |  |  | 99734 |  | R63-0040
02185 |  | Alaska | North Slope | 994011 | 47029713 | 44607412 | 0218560002 | 15 | 15 | Lisburne Production Center (LPC) | 1.91 | 0.32 | 53 | 3 | 851 | 162 | 30 | 211111 | -148.4692 | 70.332 | 25.5 |  | 180 |  |  |  | 99734 |  | R63-0040
02185 |  | Alaska | North Slope | 994011 | 47030213 | 44605812 | 0218560002 | 16 | 16 | Lisburne Production Center (LPC) | 2.9 | 0.48 | 55 | 3 | 851 | 162 | 30 | 211111 | -148.4402 | 70.3005 | 25.5 |  | 180 |  |  |  | 99734 |  | R63-0040
02185 |  | Alaska | North Slope | 994011 | 47030313 | 44605312 | 0218560002 | 17 | 17 | Lisburne Production Center (LPC) | 2.84 | 0.47 | 53 | 3 | 851 | 162 | 30 | 211111 | -148.3222 | 70.299 | 25.5 |  | 180 |  |  |  | 99734 |  | R63-0040
02185 |  | Alaska | North Slope | 994011 | 47030413 | 44607312 | 0218560002 | 18 | 18 | Lisburne Production Center (LPC) | 3.28 | 0.54 | 54 | 3 | 851 | 162 | 30 | 211111 | -148.2155 | 70.2918 | 25.5 |  | 180 |  |  |  | 99734 |  | R63-0040
02185 |  | Alaska | North Slope | 994011 | 47030513 | 44605912 | 0218560002 | 19 | 19 | Lisburne Production Center (LPC) | 4.31 | 0.72 | 54 | 3 | 851 | 162 | 30 | 211111 | -148.2362 | 70.3298 | 25.5 |  | 180 |  |  |  | 99734 |  | R63-0040
02185 |  | Alaska | North Slope | 994011 | 64086413 | 58779612 | 0218560002 | 12 | 12 | Lisburne Production Center (LPC) | 0.95 | 0.17 | 94 | 6 | 730 | 836 | 31 | 211111 | -148.4323 | 70.2848 | 64.4 |  | 180 |  |  |  | 99734
02185 |  | Alaska | North Slope | 994011 | 97973313 | 95363212 | 0218560002 | 33,34,35,3 | 33,34, | Lisburne Production Center (LPC) | 73.69 | 14.48 | 35.4 | 5.2 | 1832 | 0.8 | 65.6 | 211111 | -148.4358 | 70.2577 |  |  | 280 |  |  |  | 99734
02185 |  | Alaska | North Slope | 994011 | 97973413 | 95363212 | 0218560002 | 41 | 33,34, | Lisburne Production Center (LPC) |  |  | 35.4 | 5.2 | 1832 | 0.8 | 65.6 | 211111 | -148.4358 | 70.2577 |  |  | 400 |  |  |  | 99734
02185 |  | Alaska | North Slope | 994011 | 97973513 | 95363212 | 0218560002 | 42 | 33,34, | Lisburne Production Center (LPC) |  |  | 35.4 | 5.2 | 1832 | 0.8 | 65.6 | 211111 | -148.4358 | 70.2577 |  |  | 400 |  |  |  | 99734
02185 |  | Alaska | North Slope | 994111 | 47026313 | 44602712 | 0218560004 | 07 | 07 | CPF 3, Kuparuk Central Production Facili | 0.01 | 0 | 81.7 | 4.3 | 639 | 371.8 | 25.6 | 211111 | -149.8174 | 70.3986 | 48.5 |  | 180 |  |  |  | 99734 |  | R63-0040
02185 |  | Alaska | North Slope | 994111 | 47026713 | 44603112 | 0218560004 | 24 | 24 | CPF 3, Kuparuk Central Production Facili | 9.23 | 1.81 | 34.1 | 2.6 | 350 | 142.8 | 26.9 | 211111 | -149.8514 | 70.4469 | 19.6 |  | 180 |  |  |  | 99734 |  | R63-0040
02185 |  | Alaska | North Slope | 994111 | 47026913 | 44605212 | 0218560004 | 08 | 08 | CPF 3, Kuparuk Central Production Facili | 0.92 | 0.18 | 41 | 1.6 | 810 | 53.5 | 26.6 | 211111 | -149.817 | 70.3985 | 5.6 |  | 180 |  |  |  | 99734 |  | R63-0040
02185 |  | Alaska | North Slope | 994111 | 47027313 | 44602912 | 0218560004 | 27 | 27 | CPF 3, Kuparuk Central Production Facili | 2.55 | 0.5 | 32.8 | 2.6 | 350 | 142.8 | 26.9 | 211111 | -149.8324 | 70.4955 | 19.9 |  | 180 |  |  |  | 99734 |  | R63-0040
02185 |  | Alaska | North Slope | 994111 | 47027513 | 44604912 | 0218560004 | 23 | 23 | CPF 3, Kuparuk Central Production Facili | 9.41 | 1.84 | 32.8 | 2.6 | 350 | 142.8 | 26.9 | 211111 | -149.9481 | 70.4544 | 19.9 |  | 180 |  |  |  | 99734 |  | R63-0040
02185 |  | Alaska | North Slope | 994111 | 47027613 | 44603812 | 0218560004 | 22 | 22 | CPF 3, Kuparuk Central Production Facili | 8.34 | 1.63 | 34.1 | 2.6 | 350 | 142.8 | 26.9 | 211111 | -149.7619 | 70.4318 | 19.6 |  | 180 |  |  |  | 99734 |  | R63-0040
02185 |  | Alaska | North Slope | 994111 | 47027713 | 44605012 | 0218560004 | 25 | 25 | CPF 3, Kuparuk Central Production Facili | 9.39 | 1.84 | 32.8 | 2.6 | 350 | 142.8 | 26.9 | 211111 | -149.7918 | 70.4692 | 19.9 |  | 180 |  |  |  | 99734 |  | R63-0040
02185 |  | Alaska | North Slope | 994111 | 47027813 | 44602612 | 0218560004 | 21 | 21 | CPF 3, Kuparuk Central Production Facili | 8.44 | 1.65 | 32.8 | 2.6 | 350 | 142.8 | 26.9 | 211111 | -149.8396 | 70.4168 | 19.6 |  | 180 |  |  |  | 99734 |  | R63-0040
02185 |  | Alaska | North Slope | 994111 | 47027913 | 44604812 | 0218560004 | 18 | 18 | CPF 3, Kuparuk Central Production Facili | 9.48 | 2.01 | 32.8 | 2.6 | 350 | 142.8 | 26.9 | 211111 | -150.0139 | 70.3783 | 19.9 |  | 180 |  |  |  | 99734 |  | R63-0040
02185 |  | Alaska | North Slope | 994111 | 47028113 | 44603712 | 0218560004 | 19 | 19 | CPF 3, Kuparuk Central Production Facili | 8.38 | 1.63 | 32.8 | 2.6 | 350 | 142.8 | 26.9 | 211111 | -150.0156 | 70.4103 | 19.9 |  | 180 |  |  |  | 99734 |  | R63-0040
02185 |  | Alaska | North Slope | 994111 | 47028313 | 44603012 | 0218560004 | 26 | 26 | CPF 3, Kuparuk Central Production Facili | 7.92 | 1.55 | 32.8 | 2.6 | 350 | 142.8 | 26.9 | 211111 | -149.8679 | 70.4798 | 19.6 |  | 180 |  |  |  | 99734 |  | R63-0040
02185 |  | Alaska | North Slope | 994111 | 47028413 | 44604012 | 0218560004 | 17 | 17 | CPF 3, Kuparuk Central Production Facili | 7.98 | 1.57 | 34.1 | 2.6 | 350 | 142.8 | 26.9 | 211111 | -149.7684 | 70.3975 | 19.6 |  | 180 |  |  |  | 99734 |  | R63-0040
02185 |  | Alaska | North Slope | 994111 | 47028513 | 44604712 | 0218560004 | 16 | 16 | CPF 3, Kuparuk Central Production Facili | 7.78 | 1.53 | 34.1 | 2.6 | 350 | 142.8 | 26.9 | 211111 | -149.8503 | 70.3867 | 19.6 |  | 180 |  |  |  | 99734 |  | R63-0040
02185 |  | Alaska | North Slope | 994111 | 47028613 | 44604312 | 0218560004 | 15 | 15 | CPF 3, Kuparuk Central Production Facili | 8.96 | 1.75 | 32.8 | 2.6 | 350 | 142.8 | 26.9 | 211111 | -149.9366 | 70.4017 | 19.6 |  | 180 |  |  |  | 99734 |  | R63-0040
02185 |  | Alaska | North Slope | 994111 | 47028713 | 44603512 | 0218560004 | 14 | 14 | CPF 3, Kuparuk Central Production Facili | 3.97 | 1.14 | 15.1 | 1.5 | 1832 | 117.3 | 65.6 | 211111 | -149.8151 | 70.4028 |  |  | 280 |  |  |  | 99734 |  | R63-0036
02185 |  | Alaska | North Slope | 994111 | 47028813 | 44603412 | 0218560004 | 13 | 13 | CPF 3, Kuparuk Central Production Facili | 3.97 | 1.14 | 11.2 | 1.5 | 1832 | 117.3 | 65.6 | 211111 | -149.815 | 70.4029 |  |  | 280 |  |  |  | 99734 |  | R63-0036
02185 |  | Alaska | North Slope | 994111 | 47028913 | 44603312 | 0218560004 | 20 | 20 | CPF 3, Kuparuk Central Production Facili | 2.83 | 0.57 | 32.8 | 2.6 | 350 | 142.8 | 26.9 | 211111 | -149.9362 | 70.4294 | 19.6 |  | 180 |  |  |  | 99734 |  | R63-0040
02185 |  | Alaska | North Slope | 994111 | 97973613 | 95565912 | 0218560004 | 28 | 28 | CPF 3, Kuparuk Central Production Facili | [7 empty] | 211111 | -149.8169 | 70.3991 |  |  | 400 |  |  |  | 99734
02185 |  | Alaska | North Slope | 994111 | 97973813 | 95566112 | 0218560004 | 30 | 30 | CPF 3, Kuparuk Central Production Facili | [7 empty] | 211111 | -149.8169 | 70.3991 |  |  | 400 |  |  |  | 99734
02185 |  | Alaska | North Slope | 994111 | 97974513 | 95364212 | 0218560004 | 37 | 37 | CPF 3, Kuparuk Central Production Facili | [7 empty] | 211111 | -149.8169 | 70.3991 |  |  | 400 |  |  |  | 99734
02185 |  | Alaska | North Slope | 994111 | 97975013 | 95364712 | 0218560004 | 42 | 42 | CPF 3, Kuparuk Central Production Facili |  |  | 1 | 1 | 30 | 0 | 1 | 211111 | -149.8169 | 70.3991 |  |  | 400 |  |  |  | 99734
02261 |  | Alaska | Valdez Cordova | 1025911 | 97986013 | 95372912 | 0226100020 | 15 | 15 | Petro Star Valdez Refinery (PSVR) |  |  | 1 | 0.1 | 30 | 0 | 0.1 | 324110 | -146.2514 | 61.0838 |  | 126 | 400 |  |  |  | 99686
02261 |  | Alaska | Valdez Cordova | 1025911 | 97986713 | 95373612 | 0226100020 | 22 | 22 | Petro Star Valdez Refinery (PSVR) |  |  | 33.1 | 0.6 | 129 |  | 63 | 324110 | -146.2539 | 61.0845 |  | 126 | 999 |  |  |  | 99686
04001 |  | Arizona | Apache | 7735111 | 88712913 | 2785212 | 3222 | 008 | 0 | TUCSON ELECTRIC POWER CO - SPRINGERVILLE |  |  |  |  | 104 | 41.3 | 13.4 | 221112 | -109.16 | 34.31 |  | 125 | 999 |  |  |  | 85938
04003 |  | Arizona | Cochise | 1041211 | 86176513 | 107749312 | 2254 | 003 | 3 | EPNG - WILLCOX COMPRESSOR STATION | [7 empty] | 48621 | -109.6617 | 32.1117 |  | 110 | 999 |  |  |  | 85644
04003 |  | Arizona | Cochise | 1112811 | 86184613 | 107748912 | 2124 | 004 | 4 | EPNG - SAN SIMON COMPRESSOR STATION | [7 empty] | 48621 | -109.0847 | 32.2144 |  | 110 | 999 |  |  |  | 85623
04003 |  | Arizona | Cochise | 7735911 | 2895613 | 2781112 | 2531 | 002 | 0 | APS - FAIRVIEW GENERATING STATION |  |  |  |  | 374 | 6589.7 | 55.8 | 221112 | -109.55 | 31.36 |  | 125 | 400 |  |  |  | 85607
04003 |  | Arizona | Cochise | 7736311 | 86176413 | 2779912 | 5121 | 004 | 0 | EPNG - BOWIE COMPRESSOR STATION |  |  |  |  | 680 | 140 | 68.4 | 48621 | -109.68 | 32.31 |  | 110 | 999 |  |  |  | 85643
04005 |  | Arizona | Coconino | 1114911 | 86180413 | 107748712 | 2103 | 003 | 0 | EPNG - FLAGSTAFF COMPRESSOR STATION | [7 empty] | 48621 | -111.5575 | 35.2292 |  | 110 | 999 |  |  |  | 86004
04005 |  | Arizona | Coconino | 1115011 | 86179813 | 81826012 | 2321 | 009 | 9 | EPNG - WILLIAMS COMPRESSOR STATION | [7 empty] | 48621 | -112.0658 | 35.3111 |  | 110 | 999 |  |  |  | 85046
04005 |  | Arizona | Coconino | 865111 | 47440713 | 44979612 | 2169 | 002 | 7 | TW - FLAGSTAFF COMPRESSOR STATION |  |  | 16 | 0.17 | 70 | 0 | 0.7 | 48621 | -111.8675 | 35.2866 |  | 110 | 999 |  |  |  | 86002 |  | R63-0036
04009 |  | Arizona | Graham | 15624411 | 105116513 | 108650612 | 16749 | GST1 | GST1 | EUROFRESH FARMS - WILLCOX | [7 empty] | 111419 | -109.9508 | 32.4681 |  |  | 400 |  |  |  | 85643
04012 |  | Arizona | La Paz | 1026511 | 86174413 | 108643812 | 2474 | 003 | 3 | EPNG - WENDEN COMPRESSOR STATION | [7 empty] | 48621 | -113.4542 | 33.5389 |  | 110 | 999 |  |  |  | 85354
04012 |  | Arizona | La Paz | 1040211 | 86174513 | 108647312 | 9560 | 003 | 3 | EPNG - ALAMO LAKE COMPRESSOR STATION | [7 empty] | 22121 | -113.6103 | 34.07 |  | 110 | 999 |  |  |  | 85357
04015 |  | Arizona | Mohave | 944511 | 86184713 | 107762712 | 9626 | 003 | 0 | EPNG - HACKBERRY COMPRESSOR STATION | [7 empty] | 48621 | -113.7028 | 35.1714 |  | 110 | 999 |  |  |  | 86471
04015 |  | Arizona | Mohave | 944611 | 86179913 | 81826112 | 9700 | 007 | 7 | EPNG - MOJAVE TOPOCK COMPRESSOR STATION | [7 empty] | 48621 | -114.4631 | 34.7272 |  | 110 | 999 |  |  |  | 86436
04015 |  | Arizona | Mohave | 944811 | 86182413 | 107748612 | 2020 | 005 | 0 | EPNG - DUTCH FLAT COMPRESSOR STATION | [7 empty] | 48621 | -113.9935 | 34.5747 |  | 110 | 999 |  |  |  | 86401
04019 |  | Arizona | Pima | 863211 | 47499713 | 45039712 | 2869 | 025 | 0 | CALPORTLAND-RILLITO CEMENT PLANT (APCC) |  |  |  |  | 95 | 10.7 | 5.3 | 32731 | -111.1489 | 32.4108 |  | 124 | 400 |  |  |  | 85654
04021 |  | Arizona | Pinal | 1032511 | 98183113 | 95512212 | EPNGOC | 003 | 61 | Oracle Compressor Station | [7 empty] | 221210 | -110.7559 | 32.6228 |  | 110 | 390 |  |  |  | 85623
04023 |  | Arizona | Santa Cruz | 1032911 | 103916813 | 107762312 | 8999 | 008 | 0 | VALENCIA POWER PLANT | [7 empty] | 221112 | -110.9316 | 31.3634 |  | 125 | 999 |  |  |  | 85621
04023 |  | Arizona | Santa Cruz | 1032911 | 105116313 | 107762312 | 8999 | 010 | 0 | VALENCIA POWER PLANT | [7 empty] | 221112 | -110.9316 | 31.3634 |  | 125 | 999 |  |  |  | 85621
04025 |  | Arizona | Yavapai | 1033911 | 86184513 | 107749012 | 2130 | 004 | 4 | EPNG - SELIGMAN COMPRESSOR STATION | [7 empty] | 48621 | -112.7572 | 35.2867 |  | 110 | 999 |  |  |  | 85337
04027 |  | Arizona | Yuma | 16323711 | 103911013 | 107746912 | 13135 | 003 | 0 | SOUTH YUMA COUNTY LANDFILL | [7 empty] | 562219 | -114.6167 | 32.5417 |  |  | 999 |  |  |  | 85365
05023 |  | Arkansas | Cleburne | 16156811 | 103352413 | 107113612 | 0502300445 | 020 | 20 | DESOTO GATHERING COMPANY WEST CUTTHROAT | [7 empty] | 213112 | -92.2286 | 35.5075 |  |  | 999 |  |  |  | 72131
05023 |  | Arkansas | Cleburne | 16156811 | 103352513 | 107113512 | 0502300445 | 018 | 18 | DESOTO GATHERING COMPANY WEST CUTTHROAT | 0 | 0 | 10 | 0.5 | 1350 | 40 | 203.5 | 213112 | -92.2292 | 35.5078 |  |  | 999 |  |  |  | 72131
05023 |  | Arkansas | Cleburne | 16156811 | 103352613 | 107114412 | 0502300445 | 017 | 17 | DESOTO GATHERING COMPANY WEST CUTTHROAT | 0 | 0 | 10 | 0.5 | 1350 | 40 | 203.5 | 213112 | -92.2292 | 35.5078 |  |  | 999 |  |  |  | 72131
05023 |  | Arkansas | Cleburne | 16156811 | 103352813 | 107113612 | 0502300445 | 021 | 20 | DESOTO GATHERING COMPANY WEST CUTTHROAT | [7 empty] | 213112 | -92.2286 | 35.5075 |  |  | 690 |  |  |  | 72131
05023 |  | Arkansas | Cleburne | 16156811 | 103353613 | 107113612 | 0502300445 | 024 | 20 | DESOTO GATHERING COMPANY WEST CUTTHROAT | [7 empty] | 213112 | -92.2286 | 35.5075 |  |  | 999 |  |  |  | 72131
05023 |  | Arkansas | Cleburne | 16156811 | 103353813 | 107113412 | 0502300445 | 019 | 19 | DESOTO GATHERING COMPANY WEST CUTTHROAT | 0 | 0 | 10 | 0.5 | 1350 | 40 | 203.5 | 213112 | -92.2292 | 35.5078 |  |  | 999 |  |  |  | 72131
05023 |  | Arkansas | Cleburne | 16156811 | 103353913 | 107113612 | 0502300445 | 022 | 20 | DESOTO GATHERING COMPANY WEST CUTTHROAT | [7 empty] | 213112 | -92.2286 | 35.5075 |  |  | 690 |  |  |  | 72131
05023 |  | Arkansas | Cleburne | 16156811 | 103354013 | 107113612 | 0502300445 | 023 | 20 | DESOTO GATHERING COMPANY WEST CUTTHROAT | [7 empty] | 213112 | -92.2286 | 35.5075 |  |  | 999 |  |  |  | 72131
05027 |  | Arkansas | Columbia | 10609111 | 52365513 | 50107312 | 0502700124 | 003 | 3 | PETRO-CHEM OPERATING(GRAYSON SMACKOVER U | 0.8105 | 45.31 | 100 | 0.25 | 1200 | 2 | 41.4 | 21111 | -93.2587 | 33.3072 | 2020 |  | 280 |  |  |  | 71753
05027 |  | Arkansas | Columbia | 10609111 | 52365613 | 49856112 | 0502700124 | 004 | 4 | PETRO-CHEM OPERATING(GRAYSON SMACKOVER U | 8.6886 | 0.1 | 18 | 0.33 | 1100 | 6.1 | 69.4 | 21111 | -93.2587 | 33.3072 | 7.11 |  | 160 |  |  |  | 71753
05027 |  | Arkansas | Columbia | 10609111 | 52365713 | 51349012 | 0502700124 | 005 | 5 | PETRO-CHEM OPERATING(GRAYSON SMACKOVER U | 44.7656 | 0.01 | 21 | 0.37 | 650 | 7.3 | 66 | 21111 | -93.2587 | 33.3072 | 7.11 |  | 160 |  |  |  | 71753
05027 |  | Arkansas | Columbia | 10609111 | 52365813 | 51169412 | 0502700124 | 007 | 7 | PETRO-CHEM OPERATING(GRAYSON SMACKOVER U |  |  |  |  | 70 | 0.3 | 0.1 | 21111 | -93.2587 | 33.3072 | 7.11 |  | 390 |  |  |  | 71753
05027 |  | Arkansas | Columbia | 975811 | 47122113 | 44675912 | 0502700004 | 001 | 1 | WHITING PETROLEUM CORP-MAGNOLIA MSPU PLT | 1.77 | 201.26 | 100 | 1 | 100 | 23.6 | 30 | 211111 | -93.1456 | 33.2486 |  | 106 | 280 |  |  |  | 71753 |  | R63-0036
05027 |  | Arkansas | Columbia | 975811 | 47122613 | 44676212 | 0502700004 | 013 | 13 | WHITING PETROLEUM CORP-MAGNOLIA MSPU PLT | 8.09 | 0.01 | 13 | 0.5 | 850 | 24.2 | 123 | 211111 | -93.1456 | 33.2486 |  | 106 | 160 |  |  |  | 71753 |  | R63-0036
05027 |  | Arkansas | Columbia | 975811 | 47122713 | 44676012 | 0502700004 | 014 | 14 | WHITING PETROLEUM CORP-MAGNOLIA MSPU PLT |  |  |  |  | 30 | 0.5 | 0.1 | 211111 | -93.1456 | 33.2486 |  | 106 | 999 |  |  |  | 71753 |  | R63-0036
05027 |  | Arkansas | Columbia | 975811 | 47122813 | 44676612 | 0502700004 | 018 | 18 | WHITING PETROLEUM CORP-MAGNOLIA MSPU PLT | 0.023 | 0.005 | 100 | 1 | 100 | 23.6 | 30 | 211111 | -93.1456 | 33.2486 |  | 106 | 280 |  |  |  | 71753 |  | R63-0036
05027 |  | Arkansas | Columbia | 975811 | 47122913 | 44676712 | 0502700004 | 019 | 19 | WHITING PETROLEUM CORP-MAGNOLIA MSPU PLT | 0.029 | 0.777 | 100 | 1 | 100 | 23.6 | 30 | 211111 | -93.1456 | 33.2486 |  | 106 | 280 |  |  |  | 71753 |  | R63-0036
05027 |  | Arkansas | Columbia | 975911 | 95978313 | 44675012 | 0502700008 | 037 | 21 | WEYERHAEUSER NR COMPANY-EMERSON DIVISION | 1.074 | 0.069 |  |  | 70 | 0.3 | 0.1 | 321212 | -93.1725 | 33.0435 | 389 | 134 | 160 |  |  |  | 71740
05029 |  | Arkansas | Conway | 16156911 | 103354813 | 107116812 | 0502900592 | 030 | 26 | DESOTO GATHERING CO LLC-COVE CREEK CPF-3 |  |  | 220 | 1.1 | 1000 |  | 4.2 | 213112 | -92.4944 | 35.3425 |  |  | 999 |  |  |  | 72157
05029 |  | Arkansas | Conway | 16156911 | 103355113 | 107117112 | 0502900592 | 024 | 24 | DESOTO GATHERING CO LLC-COVE CREEK CPF-3 | 0 | 0 | 10 | 0.5 | 1350 |  | 203.5 | 213112 | -92.4939 | 35.3439 |  |  | 999 |  |  |  | 72157
05029 |  | Arkansas | Conway | 16156911 | 103355213 | 107116112 | 0502900592 | 025 | 25 | DESOTO GATHERING CO LLC-COVE CREEK CPF-3 | 0 | 0 | 10 | 0.5 | 1350 |  | 203.5 | 213112 | -92.4939 | 35.3439 |  |  | 999 |  |  |  | 72157
05029 |  | Arkansas | Conway | 16156911 | 103355313 | 107116812 | 0502900592 | 027 | 26 | DESOTO GATHERING CO LLC-COVE CREEK CPF-3 |  |  | 220 | 1.1 | 1000 |  | 4.2 | 213112 | -92.4944 | 35.3425 |  |  | 690 |  |  |  | 72157
05029 |  | Arkansas | Conway | 16156911 | 103355413 | 107116812 | 0502900592 | 031 | 26 | DESOTO GATHERING CO LLC-COVE CREEK CPF-3 |  |  | 220 | 1.1 | 1000 |  | 4.2 | 213112 | -92.4944 | 35.3425 |  |  | 999 |  |  |  | 72157
05029 |  | Arkansas | Conway | 16156911 | 103355813 | 107116812 | 0502900592 | 026 | 26 | DESOTO GATHERING CO LLC-COVE CREEK CPF-3 |  |  | 220 | 1.1 | 1000 |  | 4.2 | 213112 | -92.4944 | 35.3425 |  |  | 690 |  |  |  | 72157
05029 |  | Arkansas | Conway | 16156911 | 103355913 | 107116812 | 0502900592 | 028 | 26 | DESOTO GATHERING CO LLC-COVE CREEK CPF-3 |  |  | 220 | 1.1 | 1000 |  | 4.2 | 213112 | -92.4944 | 35.3425 |  |  | 690 |  |  |  | 72157
05029 |  | Arkansas | Conway | 16156911 | 103356013 | 107116812 | 0502900592 | 029 | 26 | DESOTO GATHERING CO LLC-COVE CREEK CPF-3 |  |  | 220 | 1.1 | 1000 |  | 4.2 | 213112 | -92.4944 | 35.3425 |  |  | 999 |  |  |  | 72157
05029 |  | Arkansas | Conway | 16156911 | 103356313 | 107116912 | 0502900592 | 023 | 23 | DESOTO GATHERING CO LLC-COVE CREEK CPF-3 | 0 | 0 | 10 | 0.5 | 1350 | 0 | 0 | 213112 | -92.4939 | 35.3439 |  |  | 999 |  |  |  | 72157
05029 |  | Arkansas | Conway | 16157511 | 103386613 | 107156412 | 0502900593 | 021 | 21 | DESOTO GATHERING CO,LLC-S. RAINBOW CPF-4 | [7 empty] | 213112 | -92.5886 | 35.4069 |  |  | 690 |  |  |  | 72031
05029 |  | Arkansas | Conway | 16157511 | 103386713 | 107156712 | 0502900593 | 020 | 20 | DESOTO GATHERING CO,LLC-S. RAINBOW CPF-4 | [7 empty] | 213112 | -92.5897 | 35.4069 |  |  | 690 |  |  |  | 72031
05029 |  | Arkansas | Conway | 16157511 | 103387313 | 107156612 | 0502900593 | 022 | 22 | DESOTO GATHERING CO,LLC-S. RAINBOW CPF-4 |  |  | 12 | 1.06 | 4 | 3.7 | 4.2 | 213112 | -92.5886 | 35.4069 |  |  | 690 |  |  |  | 72031
05029 |  | Arkansas | Conway | 16157511 | 103387513 | 107155812 | 0502900593 | 023 | 23 | DESOTO GATHERING CO,LLC-S. RAINBOW CPF-4 | [7 empty] | 213112 | -92.5886 | 35.4069 |  |  | 999 |  |  |  | 72031
05029 |  | Arkansas | Conway | 16166911 | 103380113 | 107150112 | 0502900573 | 028 | 24 | DESOTO GATHERING CO-SE RAINBOW CPF-2 | [7 empty] | 213112 | -92.4808 | 35.4364 |  |  | 999 |  |  |  | 72013
05029 |  | Arkansas | Conway | 16166911 | 103380213 | 107150112 | 0502900573 | 025 | 24 | DESOTO GATHERING CO-SE RAINBOW CPF-2 | [7 empty] | 213112 | -92.4808 | 35.4364 |  |  | 690 |  |  |  | 72013
05029 |  | Arkansas | Conway | 16166911 | 103380813 | 107150112 | 0502900573 | 026 | 24 | DESOTO GATHERING CO-SE RAINBOW CPF-2 | [7 empty] | 213112 | -92.4808 | 35.4364 |  |  | 690 |  |  |  | 72013
05029 |  | Arkansas | Conway | 16166911 | 103381113 | 107150112 | 0502900573 | 024 | 24 | DESOTO GATHERING CO-SE RAINBOW CPF-2 | [7 empty] | 213112 | -92.4808 | 35.4364 |  |  | 690 |  |  |  | 72013
05029 |  | Arkansas | Conway | 16166911 | 103381313 | 107150112 | 0502900573 | 027 | 24 | DESOTO GATHERING CO-SE RAINBOW CPF-2 | [7 empty] | 213112 | -92.4808 | 35.4364 |  |  | 999 |  |  |  | 72013
05029 |  | Arkansas | Conway | 16168211 | 103370613 | 107139412 | 0502900590 | 023 | 20 | DESOTO GATHERING COMPANY-PHILLIPS MTN CP | [7 empty] | 213112 | -92.685 | 35.3714 |  |  | 999 |  |  |  | 72030
05029 |  | Arkansas | Conway | 16168211 | 103370913 | 107139412 | 0502900590 | 020 | 20 | DESOTO GATHERING COMPANY-PHILLIPS MTN CP | [7 empty] | 213112 | -92.685 | 35.3714 |  |  | 690 |  |  |  | 72030
05029 |  | Arkansas | Conway | 16168211 | 103371413 | 107139412 | 0502900590 | 021 | 20 | DESOTO GATHERING COMPANY-PHILLIPS MTN CP | [7 empty] | 213112 | -92.685 | 35.3714 |  |  | 690 |  |  |  | 72030
05029 |  | Arkansas | Conway | 16168211 | 103371713 | 107139412 | 0502900590 | 025 | 20 | DESOTO GATHERING COMPANY-PHILLIPS MTN CP | [7 empty] | 213112 | -92.685 | 35.3714 |  |  | 999 |  |  |  | 72030
05029 |  | Arkansas | Conway | 16168211 | 103371913 | 107139412 | 0502900590 | 024 | 20 | DESOTO GATHERING COMPANY-PHILLIPS MTN CP | [7 empty] | 213112 | -92.685 | 35.3714 |  |  | 999 |  |  |  | 72030
05029 |  | Arkansas | Conway | 16168211 | 103372913 | 107139412 | 0502900590 | 022 | 20 | DESOTO GATHERING COMPANY-PHILLIPS MTN CP | [7 empty] | 213112 | -92.685 | 35.3714 |  |  | 690 |  |  |  | 72030
05045 |  | Arkansas | Faulkner | 16168111 | 103367313 | 107133312 | 0504500969 | 016 | 16 | DESOTO GATHERING COMPANY LLC-NEW QUITMAN |  |  | 21 | 1.1 | 1000 |  | 4.2 | 213112 | -92.2775 | 35.3503 |  |  | 690 |  |  |  | 72131
05045 |  | Arkansas | Faulkner | 16168111 | 103367613 | 107132412 | 0504500969 | 019 | 19 | DESOTO GATHERING COMPANY LLC-NEW QUITMAN |  |  | 22 | 1.1 | 1000 |  | 4.2 | 213112 | -92.2764 | 35.3494 |  |  | 999 |  |  |  | 72131
05045 |  | Arkansas | Faulkner | 16168111 | 103367813 | 107132112 | 0504500969 | 018 | 18 | DESOTO GATHERING COMPANY LLC-NEW QUITMAN |  |  | 22 | 1.1 | 1000 |  | 4.2 | 213112 | -92.2753 | 35.3503 |  |  | 690 |  |  |  | 72131
05045 |  | Arkansas | Faulkner | 16168111 | 103369013 | 107133512 | 0504500969 | 017 | 17 | DESOTO GATHERING COMPANY LLC-NEW QUITMAN |  |  | 21 | 1.1 | 1000 |  | 4.2 | 213112 | -92.2775 | 35.3503 |  |  | 690 |  |  |  | 72131
05047 |  | Arkansas | Franklin | 992011 | 103369213 | 107134112 | 0504700088 | 8 | 8 | CENTERPOINT-WEBB CITY COMPRESSOR STATION |  |  | 15 | 1 | 110 | 7.9 | 10 | 22121 | -93.8953 | 35.4011 |  | 110 | 690 |  |  |  | 72930
05047 |  | Arkansas | Franklin | 992011 | 47076713 | 44643012 | 0504700088 | 002 | 2 | CENTERPOINT-WEBB CITY COMPRESSOR STATION | 18.36 | 0.001 | 16 | 0.7 | 739 | 11.4 | 29.5 | 22121 | -93.8953 | 35.4011 |  | 110 | 999 |  |  |  | 72930 |  | R63-0036
05047 |  | Arkansas | Franklin | 992011 | 47077313 | 44643112 | 0504700088 | 001 | 1 | CENTERPOINT-WEBB CITY COMPRESSOR STATION | 68.26 | 0.003 | 16 | 0.7 | 880 | 13 | 33.7 | 22121 | -93.8953 | 35.4011 |  | 110 | 999 |  |  |  | 72930 |  | R63-0036
05051 |  | Arkansas | Garland | 992311 | 47074113 | 44641212 | 0505100002 | 035 | 35 | Evraz Stratcor Inc |  |  | 14 | 0.5 | 85 | 0.2 | 1 | 212291 | -92.9489 | 34.4675 |  |  | 400 |  |  |  | 71901-0 |  | R63-0036
05051 |  | Arkansas | Garland | 992311 | 47074213 | 44639912 | 0505100002 | 036 | 37 | Evraz Stratcor Inc |  |  | 14 | 0.5 | 85 | 0.2 | 1 | 212291 | -92.9489 | 34.4675 |  |  | 400 |  |  |  | 71901-0
05051 |  | Arkansas | Garland | 992311 | 47074213 | 44640912 | 0505100002 | 036 | 36 | Evraz Stratcor Inc |  |  | 14 | 0.5 | 85 | 0.2 | 1 | 212291 | -92.9489 | 34.4675 |  |  | 400 |  |  |  | 71901-0 |  | R63-0036
05051 |  | Arkansas | Garland | 992311 | 47074513 | 44640412 | 0505100002 | 042 | 42 | Evraz Stratcor Inc |  |  | 12 | 0.5 | 85 | 0.2 | 1 | 212291 | -92.9489 | 34.4675 |  |  | 400 |  |  |  | 71901-0 |  | R63-0095
05091 |  | Arkansas | Miller | 7737711 | 63353613 | 57888512 | 0509100150 | 013 | 15 | NATURAL GAS PIPELINE CO OF AMERICA-#305 |  |  | 10 | 0.3 | 70 | 0 | 0.1 | 48621 | -93.9469 | 33.4647 |  | 110 | 999 |  |  |  | 71854
05091 |  | Arkansas | Miller | 7737711 | 63353713 | 57888512 | 0509100150 | 014 | 15 | NATURAL GAS PIPELINE CO OF AMERICA-#305 |  |  | 10 | 0.3 | 70 | 0 | 0.1 | 48621 | -93.9469 | 33.4647 |  | 110 | 999 |  |  |  | 71854
05091 |  | Arkansas | Miller | 7737711 | 63353813 | 57888512 | 0509100150 | 015 | 15 | NATURAL GAS PIPELINE CO OF AMERICA-#305 |  |  | 10 | 0.3 | 70 | 0 | 0.1 | 48621 | -93.9469 | 33.4647 |  | 110 | 999 |  |  |  | 71854
05093 |  | Arkansas | Mississippi | 10642211 | 63353913 | 57892212 | 0509300448 | 001 | 5 | ASSOCIATED ELECTRIC COOP INC-DELL PWR PL | 0.031862 | 0.0020952 |  |  | 70 | 0.5 | 0.1 | 221112 | -90.0244 | 35.8631 |  | 125 | 999 |  |  |  | 72426
05099 |  | Arkansas | Nevada | 1118111 | 46784913 | 57894112 | 0509900058 | 010 | 10 | Texas Eastern Transmission LP (TETLP)-Ho |  |  |  |  | 80 | 0.5 | 0.1 | 48621 | -93.4375 | 33.5767 |  | 110 | 390 |  |  |  | 71835 |  | R63-0026
05099 |  | Arkansas | Nevada | 1118111 | 46785213 | 57894112 | 0509900058 | 013 | 10 | Texas Eastern Transmission LP (TETLP)-Ho |  |  |  |  | 80 | 0.5 | 0.1 | 48621 | -93.4375 | 33.5767 |  | 110 | 350 |  |  |  | 71835 |  | R63-0026
05119 |  | Arkansas | Pulaski | 1102311 | 46812713 | 44413912 | 0511900087 | 003 | 3 | ENTERGY ARKANSAS INC - LYNCH PLANT | 1.69 | 0.03 | 20 | 3.5 | 770 | 113.5 | 11.8 | 221112 | -92.5911 | 34.7578 |  | 125 | 999 |  |  |  | 72117-0 |  | R63-0040
05121 |  | Arkansas | Randolph | 1084211 | 96002513 | 107136712 | 0512100031 | 016 | 16 | NATURAL GAS PIPELINE CO OF AMERICA-#308 | [7 empty] | 22121 | -90.8397 | 36.2981 |  | 110 | 999 |  |  |  | 72413
05121 |  | Arkansas | Randolph | 212211 | 63366813 | 57911212 | 0512100076 | 012 | 12 | BIGGERS COMPRESSOR STATION | 0.002 |  | 16 | 0.2 | 1100 | 12.6 | 400 | 48621 | -90.8261 | 36.3197 |  | 110 | 999 |  |  |  | 72413
05141 |  | Arkansas | Van Buren | 16157011 | 103363113 | 107120912 | 0514100315 | 020 | 26 | DESOTO GATHERING CO,LLC-GRAVEL HILL CPF2 | [7 empty] | 213112 | -92.6042 | 35.4622 |  |  | 690 |  |  |  | 72030
05145 |  | Arkansas | White | 1102611 | 96003113 | 92785312 | 0514500104 | 024 | 24 | NATURAL GAS PIPELINE CO OF AMERICA-#307 |  |  |  |  | 70 | 0.3 | 0.1 | 48621 | -91.7697 | 35.2069 |  | 110 | 390 |  |  |  | 72143
05145 |  | Arkansas | White | 16157111 | 103375413 | 107143412 | 0514500987 | 015 | 15 | DESOTO GATHERING COMPANY,LLC-TIGER CPF-1 |  |  | 21 | 1.06 | 1000 | 3.7 | 4.2 | 213112 | -91.6122 | 35.4378 |  |  | 999 |  |  |  | 72020
05145 |  | Arkansas | White | 16157111 | 103375713 | 107143912 | 0514500987 | 016 | 16 | DESOTO GATHERING COMPANY,LLC-TIGER CPF-1 |  |  | 21 | 1.06 | 1000 | 3.7 | 4.2 | 213112 | -91.6122 | 35.4378 |  |  | 999 |  |  |  | 72020
05145 |  | Arkansas | White | 16157111 | 103376313 | 107143112 | 0514500987 | 017 | 17 | DESOTO GATHERING COMPANY,LLC-TIGER CPF-1 |  |  | 21 | 1.06 | 1000 | 3.7 | 4.2 | 213112 | -91.6125 | 35.4378 |  |  | 999 |  |  |  | 72020
05145 |  | Arkansas | White | 16157111 | 103376413 | 107144312 | 0514500987 | 018 | 18 | DESOTO GATHERING COMPANY,LLC-TIGER CPF-1 | [7 empty] | 213112 | -91.6125 | 35.4378 |  |  | 999 |  |  |  | 72020
05145 |  | Arkansas | White | 16157111 | 103376913 | 107144512 | 0514500987 | 019 | 19 | DESOTO GATHERING COMPANY,LLC-TIGER CPF-1 | [7 empty] | 213112 | -91.6128 | 35.4378 |  |  | 999 |  |  |  | 72020
05145 |  | Arkansas | White | 16400111 | 104506613 | 108345112 | 0514501081 | 17 | 17 | DESOTO GATHERING COMPANY-LLC MAKO Cpf1 |  |  | 22 | 1.1 | 1000 | 4 | 4.2 | 213112 | -91.7833 | 35.4945 |  |  | 690 |  |  |  | 72121
05145 |  | Arkansas | White | 16400111 | 104506813 | 108339612 | 0514501081 | 16 | 16 | DESOTO GATHERING COMPANY-LLC MAKO Cpf1 |  |  | 22 | 1.1 | 1000 | 4 | 4.2 | 213112 | -91.7833 | 35.4945 |  |  | 690 |  |  |  | 72121
05145 |  | Arkansas | White | 16400111 | 104506913 | 108345012 | 0514501081 | 15 | 15 | DESOTO GATHERING COMPANY-LLC MAKO Cpf1 |  |  | 22 | 1.1 | 1000 | 4 | 4.2 | 213112 | -91.7833 | 35.4945 |  |  | 690 |  |  |  | 72121
05145 |  | Arkansas | White | 975311 | 47127313 | 57940012 | 0514500123 | 012 | 10 | Texas Eastern Transmissions, LP (TETLP)- |  |  | 25 | 1.2 | 70 | 0.1 | 0.1 | 48621 | -91.5269 | 35.325 |  | 110 | 410 |  |  |  | 72010 |  | R63-0026
06007 |  | California | Butte | 511 | 52192913 | 98102512 | 04160477 | 3 | 3_1_310002 | WILD GOOSE STORAGE, LLC | 0.44 | [6 empty] | 486210 | -121.82 | 39.348 |  |  | 999 |  |  |  | 95948 |  | R63-0036
06007 |  | California | Butte | 511 | 52193013 | 98102412 | 04160477 | 1 | 1_2_310002 | WILD GOOSE STORAGE, LLC | 6.5 | [6 empty] | 486210 | -121.82 | 39.348 |  |  | 999 |  |  |  | 95948 |  | R63-0036
06013 |  | California | Contra Costa | 10369411 | 100653813 | 100233812 | 071303813 | 3 | 3_1_404003 | VENOCO, INC | [7 empty] | 211111 | -121.9869 | 38.0368 |  | 106 | 999 |  |  |  | 94565
06013 |  | California | Contra Costa | 10369411 | 100653813 | 100233912 | 071303813 | 3 | 3_71_40400 | VENOCO, INC | [7 empty] | 211111 | -121.9869 | 38.0368 |  | 106 | 999 |  |  |  | 94565
06013 |  | California | Contra Costa | 10509711 | 52619013 | 76329312 | 0713032143 | 3 | 1 | CLEAN HARBORS INDUSTRIAL SERVI |  |  |  |  | 1200 | 5.8 |  | 213112 | -122.0693 | 38.0271 |  |  | 999 |  |  |  | 94553 | 0
06013 |  | California | Contra Costa | 13810411 | 100781513 | 101168612 | 0713031875 | 33 | 33_1_40400 | VENOCO, INC | [7 empty] | 211111 | -121.6686 | 37.9908 |  |  | 999 |  |  |  | 94561
06013 |  | California | Contra Costa | 13810411 | 100781513 | 101168712 | 0713031875 | 33 | 33_71_4040 | VENOCO, INC | [7 empty] | 211111 | -121.6686 | 37.9908 |  |  | 999 |  |  |  | 94561
06013 |  | California | Contra Costa | 149311 | 51458913 | 100309212 | 0713031191 | 6 | 6_71_40400 | TRI-VALLEY OIL & GAS CO | [7 empty] | 211111 | -121.6416 | 38.0366 |  | 106 | 999 |  |  |  | 94511
06013 |  | California | Contra Costa | 149711 | 51456213 | 100423612 | 0713031196 | 4 | 4_1_404003 | TRI-VALLEY OIL & GAS CO | [7 empty] | 211111 | -121.6413 | 38.0295 |  | 106 | 999 |  |  |  | 94511 |  | R63-0036
06013 |  | California | Contra Costa | 149711 | 51456613 | 100423912 | 0713031196 | 7 | 7_1_404003 | TRI-VALLEY OIL & GAS CO | [7 empty] | 211111 | -121.6413 | 38.0295 |  | 106 | 999 |  |  |  | 94511 |  | R63-0036
06013 |  | California | Contra Costa | 149911 | 51456013 | 99636412 | 0713031198 | 2 | 2_1_404003 | ROBERT A COHAN | [7 empty] | 211111 | -121.6434 | 38.0292 |  | 106 | 999 |  |  |  | 94511 |  | R63-0036
06013 |  | California | Contra Costa | 149911 | 51456013 | 99636512 | 0713031198 | 2 | 2_71_40400 | ROBERT A COHAN | [7 empty] | 211111 | -121.6434 | 38.0292 |  | 106 | 999 |  |  |  | 94511
06013 |  | California | Contra Costa | 15720411 | 100446513 | 99103712 | 0713032034 | 1 | 1_1_404003 | ABA ENERGY CORPORATION | [7 empty] | 211111 | -121.6626 | 38.0362 |  |  | 999 |  |  |  | 94561
06013 |  | California | Contra Costa | 15974211 | 100785813 | 101207212 | 0713031939 | 30 | 30_1_40400 | VENOCO, INC | [7 empty] | 211111 | -121.6649 | 38.0121 |  |  | 999 |  |  |  | 94561
06013 |  | California | Contra Costa | 15974211 | 100785813 | 101207312 | 0713031939 | 30 | 30_71_4040 | VENOCO, INC | [7 empty] | 211111 | -121.6649 | 38.0121 |  |  | 999 |  |  |  | 94561
06013 |  | California | Contra Costa | 15979011 | 100497313 | 99472212 | 0713031850 | 1 | 1_1_404003 | VENOCO, INC | [7 empty] | 211111 | -121.6676 | 38.0127 |  |  | 999 |  |  |  | 94561
06013 |  | California | Contra Costa | 15979011 | 100497313 | 99472312 | 0713031850 | 1 | 1_71_40400 | VENOCO, INC | [7 empty] | 211111 | -121.6676 | 38.0127 |  |  | 999 |  |  |  | 94561
06013 |  | California | Contra Costa | 16008811 | 100731513 | 100795112 | 0713031747 | 103 | 103_1_4040 | ABA ENERGY CORPORATION | [7 empty] | 211111 | -121.6677 | 38.0423 |  |  | 999 |  |  |  | 94561
06013 |  | California | Contra Costa | 16008811 | 100731613 | 100795212 | 0713031747 | 104 | 104_1_4040 | ABA ENERGY CORPORATION | [7 empty] | 211111 | -121.6677 | 38.0423 |  |  | 999 |  |  |  | 94561
06013 |  | California | Contra Costa | 16008811 | 100731613 | 100795312 | 0713031747 | 104 | 104_71_404 | ABA ENERGY CORPORATION | [7 empty] | 211111 | -121.6677 | 38.0423 |  |  | 999 |  |  |  | 94561
06013 |  | California | Contra Costa | 16008811 | 100731713 | 100795412 | 0713031747 | 105 | 105_1_4040 | ABA ENERGY CORPORATION | [7 empty] | 211111 | -121.6677 | 38.0423 |  |  | 999 |  |  |  | 94561
06013 |  | California | Contra Costa | 16008811 | 100731713 | 100795512 | 0713031747 | 105 | 105_71_404 | ABA ENERGY CORPORATION | [7 empty] | 211111 | -121.6677 | 38.0423 |  |  | 999 |  |  |  | 94561
06019 |  | California | Fresno | 10336511 | 102180113 | 105630912 | 1014303463 | 8 | 8 | BEEF PACKERS | 0.0582 | 0.00514 | [5 empty] | 311999 | -119.8 | 36.6903 |  | 147 | 999 |  |  |  | 93706
06019 |  | California | Fresno | 10409311 | 58283213 | 49850412 | 1014301301 | 4 | 4 | CONOCO PHILLIPS PIPE LINE CO. |  |  |  |  | 68 | 83.3 | 2.1 | 486110 | -120.2394 | 36.2346 | 1 |  | 999 |  |  |  | 93210
06019 |  | California | Fresno | 10409311 | 58283313 | 51344312 | 1014301301 | 5 | 5 | CONOCO PHILLIPS PIPE LINE CO. |  |  |  |  | 68 | 83.3 | 2.1 | 486110 | -120.2394 | 36.2346 | 1 |  | 999 |  |  |  | 93210
06019 |  | California | Fresno | 10409311 | 58283413 | 51449312 | 1014301301 | 6 | 6 | CONOCO PHILLIPS PIPE LINE CO. |  |  |  |  | 68 | 83.3 | 2.1 | 486110 | -120.2394 | 36.2346 | 1 |  | 999 |  |  |  | 93210
06019 |  | California | Fresno | 10409311 | 58283513 | 51094412 | 1014301301 | 7 | 7 | CONOCO PHILLIPS PIPE LINE CO. |  |  |  |  | 68 | 83.3 | 2.1 | 486110 | -120.2394 | 36.2346 | 1 |  | 999 |  |  |  | 93210
06019 |  | California | Fresno | 10409311 | 58283613 | 51195812 | 1014301301 | 8 | 8 | CONOCO PHILLIPS PIPE LINE CO. |  |  |  |  | 68 | 83.3 | 2.1 | 486110 | -120.2394 | 36.2346 | 1 |  | 999 |  |  |  | 93210
06019 |  | California | Fresno | 10409311 | 58283713 | 51225612 | 1014301301 | 9 | 9 | CONOCO PHILLIPS PIPE LINE CO. |  |  |  |  | 68 | 83.3 | 2.1 | 486110 | -120.2394 | 36.2346 | 1 |  | 999 |  |  |  | 93210
06019 |  | California | Fresno | 308611 | 50733013 | 47737912 | 1014301121 | 101 | 101 | AERA ENERGY LLC | 0.0185 | 0.000683 |  |  | 213 | 129.3 | 18.2 | 211111 | -120.3884 | 36.1343 |  |  | 999 |  |  |  | 00000 |  | R63-0040
06019 |  | California | Fresno | 308611 | 50733113 | 47739412 | 1014301121 | 41 | 41 | AERA ENERGY LLC | 3.0585 | 11.1925 | 30 | 3 | 265 | 127.2 |  | 211111 | -120.3884 | 36.1343 |  |  | 999 |  |  |  | 00000 |  | R63-0040
06019 |  | California | Fresno | 308611 | 50733213 | 47737712 | 1014301121 | 17 | 17 | AERA ENERGY LLC | 2.9979 | 12.9779 | 32 | 3 | 299 | 116.4 |  | 211111 | -120.3884 | 36.1343 |  |  | 999 |  |  |  | 00000 |  | R63-0040
06019 |  | California | Fresno | 308611 | 50733313 | 47738912 | 1014301121 | 23 | 23 | AERA ENERGY LLC | 0.0163 | 0.000475 |  |  | 213 | 129.3 | 18.2 | 211111 | -120.3884 | 36.1343 |  |  | 999 |  |  |  | 00000 |  | R63-0040
06019 |  | California | Fresno | 308611 | 50733413 | 47738812 | 1014301121 | 24 | 24 | AERA ENERGY LLC | 0.0679 | 0.000407 |  |  | 213 | 129.3 | 18.2 | 211111 | -120.3884 | 36.1343 |  |  | 999 |  |  |  | 00000 |  | R63-0040
06019 |  | California | Fresno | 308611 | 50733513 | 47738612 | 1014301121 | 25 | 25 | AERA ENERGY LLC | 0.23639 | 0.00142 |  |  | 213 | 129.3 | 18.2 | 211111 | -120.3884 | 36.1343 |  |  | 999 |  |  |  | 00000 |  | R63-0040
06019 |  | California | Fresno | 308611 | 50733613 | 47738512 | 1014301121 | 26 | 26 | AERA ENERGY LLC | 0.12605 | 0.000756 |  |  | 213 | 129.3 | 18.2 | 211111 | -120.3884 | 36.1343 |  |  | 999 |  |  |  | 00000 |  | R63-0040
06019 |  | California | Fresno | 308611 | 50733813 | 47737812 | 1014301121 | 13 | 13 | AERA ENERGY LLC | 2.2694 | 0.0938 | 30 | 3 | 213 | 129.3 |  | 211111 | -120.3884 | 36.1343 |  |  | 999 |  |  |  | 00000 |  | R63-0040
06019 |  | California | Fresno | 308611 | 50733913 | 47738012 | 1014301121 | 9 | 9 | AERA ENERGY LLC | 2.7084 | 0.10921 | 30 | 3 | 213 | 129.3 |  | 211111 | -120.3884 | 36.1343 |  |  | 999 |  |  |  | 00000 |  | R63-0040
06019 |  | California | Fresno | 308611 | 50734213 | 47737512 | 1014301121 | 18 | 18 | AERA ENERGY LLC | 3.1591 | 15.1429 | 30 | 3 | 300 | 116.4 |  | 211111 | -120.3884 | 36.1343 |  |  | 999 |  |  |  | 00000 |  | R63-0040
06019 |  | California | Fresno | 308611 | 50734413 | 47738712 | 1014301121 | 106 | 106 | AERA ENERGY LLC | 0.029566 | 0.00101 |  |  | 213 | 129.3 | 18.2 | 211111 | -120.3884 | 36.1343 |  |  | 999 |  |  |  | 00000 |  | R63-0040
06019 |  | California | Fresno | 308611 | 50734513 | 47739012 | 1014301121 | 10 | 10 | AERA ENERGY LLC | 2.7475 | 0.10803 | 30 | 3 | 239 | 129.3 |  | 211111 | -120.3884 | 36.1343 |  |  | 999 |  |  |  | 00000 |  | R63-0040
06019 |  | California | Fresno | 308611 | 50734613 | 47737312 | 1014301121 | 100 | 100 | AERA ENERGY LLC | 0.0635 | 0.0015 |  |  | 213 | 129.3 | 18.2 | 211111 | -120.3884 | 36.1343 |  |  | 999 |  |  |  | 00000 |  | R63-0040
06019 |  | California | Fresno | 308611 | 50734713 | 47739112 | 1014301121 | 105 | 105 | AERA ENERGY LLC | 0.0961 | 0.00252 |  |  | 213 | 129.3 | 18.2 | 211111 | -120.3884 | 36.1343 |  |  | 999 |  |  |  | 00000 |  | R63-0040
06019 |  | California | Fresno | 308611 | 50734813 | 47739212 | 1014301121 | 19 | 19 | AERA ENERGY LLC | 2.8329 | 12.744 | 30 | 3 | 274 | 121.9 |  | 211111 | -120.3884 | 36.1343 |  |  | 999 |  |  |  | 00000 |  | R63-0040
06019 |  | California | Fresno | 308611 | 50734913 | 47737412 | 1014301121 | 22 | 22 | AERA ENERGY LLC | 0.0316 | 0.000879 |  |  | 213 | 129.3 | 18.2 | 211111 | -120.3884 | 36.1343 |  |  | 999 |  |  |  | 00000 |  | R63-0040
06019 |  | California | Fresno | 308611 | 50735013 | 47738212 | 1014301121 | 16 | 16 | AERA ENERGY LLC | 2.043 | 0.0784 | 30 | 3 | 184 | 127.2 |  | 211111 | -120.3884 | 36.1343 |  |  | 999 |  |  |  | 00000 |  | R63-0040
06019 |  | California | Fresno | 308611 | 50735113 | 47738312 | 1014301121 | 15 | 15 | AERA ENERGY LLC | 1.83 | 0.0719 | 30 | 3 | 206 | 120.5 |  | 211111 | -120.3884 | 36.1343 |  |  | 999 |  |  |  | 00000 |  | R63-0040
06019 |  | California | Fresno | 308611 | 50735213 | 47738412 | 1014301121 | 14 | 14 | AERA ENERGY LLC | 1.5352 | 0.0592 | 30 | 3 | 221 | 126.9 |  | 211111 | -120.3884 | 36.1343 |  |  | 999 |  |  |  | 00000 |  | R63-0040
06019 |  | California | Fresno | 526311 | 48494013 | 45954412 | 1014304003 | 1178 | 1178 | CHEVRON - COALINGA/KETTLEMAN |  |  |  |  | 267 | 152.9 | 16.1 | 211111 | -120.3817 | 36.2007 |  | 106 | 999 |  |  |  | 93210 |  | R63-0036
06019 |  | California | Fresno | 526311 | 48494113 | 45953512 | 1014304003 | 1177 | 1177 | CHEVRON - COALINGA/KETTLEMAN |  |  |  |  | 267 | 152.9 | 16.1 | 211111 | -120.3817 | 36.2007 |  | 106 | 999 |  |  |  | 93210 |  | R63-0036
06019 |  | California | Fresno | 526311 | 48494213 | 45953612 | 1014304003 | 1176 | 1176 | CHEVRON - COALINGA/KETTLEMAN |  |  |  |  | 267 | 152.9 | 16.1 | 211111 | -120.3817 | 36.2007 |  | 106 | 999 |  |  |  | 93210 |  | R63-0036
06019 |  | California | Fresno | 526311 | 48494313 | 45960212 | 1014304003 | 1175 | 1175 | CHEVRON - COALINGA/KETTLEMAN |  |  |  |  | 267 | 152.9 | 16.1 | 211111 | -120.3817 | 36.2007 |  | 106 | 999 |  |  |  | 93210 |  | R63-0036
06019 |  | California | Fresno | 526311 | 48494413 | 45957912 | 1014304003 | 1067 | 1067 | CHEVRON - COALINGA/KETTLEMAN |  |  |  |  | 175 | 85.5 | 11.4 | 211111 | -120.3817 | 36.2007 |  | 106 | 999 |  |  |  | 93210 |  | R63-0036
06019 |  | California | Fresno | 526311 | 48494513 | 45955812 | 1014304003 | 1068 | 1068 | CHEVRON - COALINGA/KETTLEMAN |  |  |  |  | 175 | 85.5 | 11.4 | 211111 | -120.3817 | 36.2007 |  | 106 | 999 |  |  |  | 93210 |  | R63-0036
06019 |  | California | Fresno | 526311 | 48494613 | 45952312 | 1014304003 | 1120 | 1120 | CHEVRON - COALINGA/KETTLEMAN |  |  |  |  | 79 | 7.9 | 3 | 211111 | -120.3817 | 36.2007 |  | 106 | 999 |  |  |  | 93210 |  | R63-0036
06019 |  | California | Fresno | 526311 | 48494713 | 45954212 | 1014304003 | 1119 | 1119 | CHEVRON - COALINGA/KETTLEMAN |  |  |  |  | 79 | 7.9 | 3 | 211111 | -120.3817 | 36.2007 |  | 106 | 999 |  |  |  | 93210 |  | R63-0036
06019 |  | California | Fresno | 526311 | 48494813 | 45954312 | 1014304003 | 1118 | 1118 | CHEVRON - COALINGA/KETTLEMAN |  |  |  |  | 79 | 7.9 | 3 | 211111 | -120.3817 | 36.2007 |  | 106 | 999 |  |  |  | 93210 |  | R63-0036
06019 |  | California | Fresno | 526311 | 48494913 | 45964212 | 1014304003 | 1117 | 1117 | CHEVRON - COALINGA/KETTLEMAN |  |  |  |  | 79 | 7.9 | 3 | 211111 | -120.3817 | 36.2007 |  | 106 | 999 |  |  |  | 93210 |  | R63-0036
06019 |  | California | Fresno | 526311 | 48495013 | 45957012 | 1014304003 | 1069 | 1069 | CHEVRON - COALINGA/KETTLEMAN |  |  |  |  | 175 | 85.5 | 11.4 | 211111 | -120.3817 | 36.2007 |  | 106 | 999 |  |  |  | 93210 |  | R63-0036
06019 |  | California | Fresno | 526311 | 48495113 | 45954012 | 1014304003 | 1124 | 1124 | CHEVRON - COALINGA/KETTLEMAN |  |  |  |  | 79 | 7.9 | 3 | 211111 | -120.3817 | 36.2007 |  | 106 | 999 |  |  |  | 93210 |  | R63-0036
06019 |  | California | Fresno | 526311 | 48495213 | 45962512 | 1014304003 | 1123 | 1123 | CHEVRON - COALINGA/KETTLEMAN |  |  |  |  | 95 | 10.7 | 5.3 | 211111 | -120.3817 | 36.2007 |  | 106 | 999 |  |  |  | 93210 |  | R63-0036
06019 |  | California | Fresno | 526311 | 48495313 | 45947212 | 1014304003 | 1122 | 1122 | CHEVRON - COALINGA/KETTLEMAN |  |  |  |  | 79 | 7.9 | 3 | 211111 | -120.3817 | 36.2007 |  | 106 | 999 |  |  |  | 93210 |  | R63-0036
06019 |  | California | Fresno | 526311 | 48495413 | 45962412 | 1014304003 | 1170 | 1170 | CHEVRON - COALINGA/KETTLEMAN |  |  |  |  | 79 | 7.9 | 3 | 211111 | -120.3817 | 36.2007 |  | 106 | 999 |  |  |  | 93210 |  | R63-0036
06019 |  | California | Fresno | 526311 | 48495513 | 45957712 | 1014304003 | 1159 | 1159 | CHEVRON - COALINGA/KETTLEMAN |  |  |  |  | 95 | 10.7 | 5.3 | 211111 | -120.3817 | 36.2007 |  | 106 | 999 |  |  |  | 93210 |  | R63-0036
06019 |  | California | Fresno | 526311 | 48495613 | 45960612 | 1014304003 | 1160 | 1160 | CHEVRON - COALINGA/KETTLEMAN |  |  |  |  | 79 | 7.9 | 3 | 211111 | -120.3817 | 36.2007 |  | 106 | 999 |  |  |  | 93210 |  | R63-0036
06019 |  | California | Fresno | 526311 | 48495713 | 45949612 | 1014304003 | 1161 | 1161 | CHEVRON - COALINGA/KETTLEMAN |  |  |  |  | 95 | 10.7 | 5.3 | 211111 | -120.3817 | 36.2007 |  | 106 | 999 |  |  |  | 93210 |  | R63-0036
06019 |  | California | Fresno | 526311 | 48495813 | 45948812 | 1014304003 | 1162 | 1162 | CHEVRON - COALINGA/KETTLEMAN |  |  |  |  | 79 | 7.9 | 3 | 211111 | -120.3817 | 36.2007 |  | 106 | 999 |  |  |  | 93210 |  | R63-0036
06019 |  | California | Fresno | 526311 | 48495913 | 45950912 | 1014304003 | 1019 | 1019 | CHEVRON - COALINGA/KETTLEMAN |  |  | 32 | 3.5 | 350 | 244.4 |  | 211111 | -120.3817 | 36.2007 |  | 106 | 999 |  |  |  | 93210 |  | R63-0040
06019 |  | California | Fresno | 526311 | 48496013 | 45957812 | 1014304003 | 1164 | 1164 | CHEVRON - COALINGA/KETTLEMAN |  |  |  |  | 79 | 7.9 | 3 | 211111 | -120.3817 | 36.2007 |  | 106 | 999 |  |  |  | 93210 |  | R63-0036
06019 |  | California | Fresno | 526311 | 48496113 | 45956912 | 1014304003 | 1071 | 1071 | CHEVRON - COALINGA/KETTLEMAN |  |  |  |  | 175 | 85.5 | 11.4 | 211111 | -120.3817 | 36.2007 |  | 106 | 999 |  |  |  | 93210 |  | R63-0036
06019 |  | California | Fresno | 526311 | 48496213 | 45960412 | 1014304003 | 1166 | 1166 | CHEVRON - COALINGA/KETTLEMAN |  |  |  |  | 95 | 10.7 | 5.3 | 211111 | -120.3817 | 36.2007 |  | 106 | 999 |  |  |  | 93210 |  | R63-0036
06019 |  | California | Fresno | 526311 | 48496313 | 45951712 | 1014304003 | 1167 | 1167 | CHEVRON - COALINGA/KETTLEMAN |  |  |  |  | 79 | 7.9 | 3 | 211111 | -120.3817 | 36.2007 |  | 106 | 999 |  |  |  | 93210 |  | R63-0036
06019 |  | California | Fresno | 526311 | 48496413 | 45964812 | 1014304003 | 1169 | 1169 | CHEVRON - COALINGA/KETTLEMAN |  |  |  |  | 79 | 7.9 | 3 | 211111 | -120.3817 | 36.2007 |  | 106 | 999 |  |  |  | 93210 |  | R63-0036
06019 |  | California | Fresno | 526311 | 48496513 | 45960812 | 1014304003 | 1156 | 1156 | CHEVRON - COALINGA/KETTLEMAN |  |  |  |  | 79 | 7.9 | 3 | 211111 | -120.3817 | 36.2007 |  | 106 | 999 |  |  |  | 93210 |  | R63-0036
06019 |  | California | Fresno | 526311 | 48496613 | 45952912 | 1014304003 | 1171 | 1171 | CHEVRON - COALINGA/KETTLEMAN |  |  |  |  | 79 | 7.9 | 3 | 211111 | -120.3817 | 36.2007 |  | 106 | 999 |  |  |  | 93210 |  | R63-0036
06019 |  | California | Fresno | 526311 | 48496713 | 45953812 | 1014304003 | 1172 | 1172 | CHEVRON - COALINGA/KETTLEMAN |  |  |  |  | 79 | 7.9 | 3 | 211111 | -120.3817 | 36.2007 |  | 106 | 999 |  |  |  | 93210 |  | R63-0036
06019 |  | California | Fresno | 526311 | 48496813 | 45949312 | 1014304003 | 1173 | 1173 | CHEVRON - COALINGA/KETTLEMAN |  |  |  |  | 95 | 10.7 | 5.3 | 211111 | -120.3817 | 36.2007 |  | 106 | 999 |  |  |  | 93210 |  | R63-0036
06019 |  | California | Fresno | 526311 | 48496913 | 45962312 | 1014304003 | 1174 | 1174 | CHEVRON - COALINGA/KETTLEMAN |  |  |  |  | 267 | 152.9 | 16.1 | 211111 | -120.3817 | 36.2007 |  | 106 | 999 |  |  |  | 93210 |  | R63-0036
06019 |  | California | Fresno | 526311 | 48497013 | 45946712 | 1014304003 | 1093 | 1093 | CHEVRON - COALINGA/KETTLEMAN |  |  |  |  | 79 | 7.9 | 3 | 211111 | -120.3817 | 36.2007 |  | 106 | 999 |  |  |  | 93210 |  | R63-0036
06019 |  | California | Fresno | 526311 | 48497113 | 45946912 | 1014304003 | 1092 | 1092 | CHEVRON - COALINGA/KETTLEMAN |  |  |  |  | 79 | 7.9 | 3 | 211111 | -120.3817 | 36.2007 |  | 106 | 999 |  |  |  | 93210 |  | R63-0036
06019 |  | California | Fresno | 526311 | 48497213 | 45946812 | 1014304003 | 1091 | 1091 | CHEVRON - COALINGA/KETTLEMAN |  |  |  |  | 95 | 10.7 | 5.3 | 211111 | -120.3817 | 36.2007 |  | 106 | 999 |  |  |  | 93210 |  | R63-0036
06019 |  | California | Fresno | 526311 | 48497313 | 45963312 | 1014304003 | 1073 | 1073 | CHEVRON - COALINGA/KETTLEMAN |  |  |  |  | 79 | 7.9 | 3 | 211111 | -120.3817 | 36.2007 |  | 106 | 999 |  |  |  | 93210 |  | R63-0036
06019 |  | California | Fresno | 526311 | 48497413 | 45953712 | 1014304003 | 1207 | 1207 | CHEVRON - COALINGA/KETTLEMAN |  |  |  |  | 434 | 99.7 | 30.5 | 211111 | -120.3817 | 36.2007 |  | 106 | 999 |  |  |  | 93210 |  | R63-0036
06019 |  | California | Fresno | 526311 | 48497513 | 45953012 | 1014304003 | 1206 | 1206 | CHEVRON - COALINGA/KETTLEMAN |  |  |  |  | 434 | 99.7 | 30.5 | 211111 | -120.3817 | 36.2007 |  | 106 | 999 |  |  |  | 93210 |  | R63-0036
06019 |  | California | Fresno | 526311 | 48497613 | 45948912 | 1014304003 | 1168 | 1168 | CHEVRON - COALINGA/KETTLEMAN |  |  |  |  | 79 | 7.9 | 3 | 211111 | -120.3817 | 36.2007 |  | 106 | 999 |  |  |  | 93210 |  | R63-0036
06019 |  | California | Fresno | 526311 | 48497713 | 45965312 | 1014304003 | 1146 | 1146 | CHEVRON - COALINGA/KETTLEMAN |  |  |  |  | 79 | 7.9 | 3 | 211111 | -120.3817 | 36.2007 |  | 106 | 999 |  |  |  | 93210 |  | R63-0036
06019 |  | California | Fresno | 526311 | 48497813 | 45954812 | 1014304003 | 1100 | 1100 | CHEVRON - COALINGA/KETTLEMAN |  |  |  |  | 95 | 10.7 | 5.3 | 211111 | -120.3817 | 36.2007 |  | 106 | 999 |  |  |  | 93210 |  | R63-0036
06019 |  | California | Fresno | 526311 | 48497913 | 45955012 | 1014304003 | 1099 | 1099 | CHEVRON - COALINGA/KETTLEMAN |  |  |  |  | 95 | 10.7 | 5.3 | 211111 | -120.3817 | 36.2007 |  | 106 | 999 |  |  |  | 93210 |  | R63-0036
06019 |  | California | Fresno | 526311 | 48498013 | 45956212 | 1014304003 | 1098 | 1098 | CHEVRON - COALINGA/KETTLEMAN |  |  |  |  | 79 | 7.9 | 3 | 211111 | -120.3817 | 36.2007 |  | 106 | 999 |  |  |  | 93210 |  | R63-0036
06019 |  | California | Fresno | 526311 | 48498113 | 45948412 | 1014304003 | 1097 | 1097 | CHEVRON - COALINGA/KETTLEMAN |  |  |  |  | 95 | 10.7 | 5.3 | 211111 | -120.3817 | 36.2007 |  | 106 | 999 |  |  |  | 93210 |  | R63-0036
06019 |  | California | Fresno | 526311 | 48498213 | 45964712 | 1014304003 | 1096 | 1096 | CHEVRON - COALINGA/KETTLEMAN |  |  |  |  | 95 | 10.7 | 5.3 | 211111 | -120.3817 | 36.2007 |  | 106 | 999 |  |  |  | 93210 |  | R63-0036
06019 |  | California | Fresno | 526311 | 48498313 | 45963612 | 1014304003 | 1095 | 1095 | CHEVRON - COALINGA/KETTLEMAN |  |  |  |  | 79 | 7.9 | 3 | 211111 | -120.3817 | 36.2007 |  | 106 | 999 |  |  |  | 93210 |  | R63-0036
06019 |  | California | Fresno | 526311 | 48498413 | 45948512 | 1014304003 | 1094 | 1094 | CHEVRON - COALINGA/KETTLEMAN |  |  |  |  | 79 | 7.9 | 3 | 211111 | -120.3817 | 36.2007 |  | 106 | 999 |  |  |  | 93210 |  | R63-0036
06019 |  | California | Fresno | 526311 | 48498513 | 45950212 | 1014304003 | 1141 | 1141 | CHEVRON - COALINGA/KETTLEMAN |  |  |  |  | 95 | 10.7 | 5.3 | 211111 | -120.3817 | 36.2007 |  | 106 | 999 |  |  |  | 93210 |  | R63-0036
06019 |  | California | Fresno | 526311 | 48498613 | 45950312 | 1014304003 | 1142 | 1142 | CHEVRON - COALINGA/KETTLEMAN |  |  |  |  | 79 | 7.9 | 3 | 211111 | -120.3817 | 36.2007 |  | 106 | 999 |  |  |  | 93210 |  | R63-0036
06019 |  | California | Fresno | 526311 | 48498713 | 45950412 | 1014304003 | 1143 | 1143 | CHEVRON - COALINGA/KETTLEMAN |  |  |  |  | 95 | 10.7 | 5.3 | 211111 | -120.3817 | 36.2007 |  | 106 | 999 |  |  |  | 93210 |  | R63-0036
06019 |  | California | Fresno | 526311 | 48498813 | 45957612 | 1014304003 | 1158 | 1158 | CHEVRON - COALINGA/KETTLEMAN |  |  |  |  | 95 | 10.7 | 5.3 | 211111 | -120.3817 | 36.2007 |  | 106 | 999 |  |  |  | 93210 |  | R63-0036
06019 |  | California | Fresno | 526311 | 48498913 | 45965212 | 1014304003 | 1145 | 1145 | CHEVRON - COALINGA/KETTLEMAN |  |  |  |  | 95 | 10.7 | 5.3 | 211111 | -120.3817 | 36.2007 |  | 106 | 999 |  |  |  | 93210 |  | R63-0036
06019 |  | California | Fresno | 526311 | 48499013 | 45960712 | 1014304003 | 1157 | 1157 | CHEVRON - COALINGA/KETTLEMAN |  |  |  |  | 95 | 10.7 | 5.3 | 211111 | -120.3817 | 36.2007 |  | 106 | 999 |  |  |  | 93210 |  | R63-0036
06019 |  | California | Fresno | 526311 | 48499113 | 45949812 | 1014304003 | 1147 | 1147 | CHEVRON - COALINGA/KETTLEMAN |  |  |  |  | 79 | 7.9 | 3 | 211111 | -120.3817 | 36.2007 |  | 106 | 999 |  |  |  | 93210 |  | R63-0036
06019 |  | California | Fresno | 526311 | 48499213 | 45957412 | 1014304003 | 1148 | 1148 | CHEVRON - COALINGA/KETTLEMAN |  |  |  |  | 95 | 10.7 | 5.3 | 211111 | -120.3817 | 36.2007 |  | 106 | 999 |  |  |  | 93210 |  | R63-0036
06019 |  | California | Fresno | 526311 | 48499313 | 45957512 | 1014304003 | 1149 | 1149 | CHEVRON - COALINGA/KETTLEMAN |  |  |  |  | 95 | 10.7 | 5.3 | 211111 | -120.3817 | 36.2007 |  | 106 | 999 |  |  |  | 93210 |  | R63-0036
06019 |  | California | Fresno | 526311 | 48499413 | 45950512 | 1014304003 | 1150 | 1150 | CHEVRON - COALINGA/KETTLEMAN |  |  |  |  | 95 | 10.7 | 5.3 | 211111 | -120.3817 | 36.2007 |  | 106 | 999 |  |  |  | 93210 |  | R63-0036
06019 |  | California | Fresno | 526311 | 48499513 | 45950612 | 1014304003 | 1151 | 1151 | CHEVRON - COALINGA/KETTLEMAN |  |  |  |  | 95 | 10.7 | 5.3 | 211111 | -120.3817 | 36.2007 |  | 106 | 999 |  |  |  | 93210 |  | R63-0036
06019 |  | California | Fresno | 526311 | 48499613 | 45959412 | 1014304003 | 1152 | 1152 | CHEVRON - COALINGA/KETTLEMAN |  |  |  |  | 95 | 10.7 | 5.3 | 211111 | -120.3817 | 36.2007 |  | 106 | 999 |  |  |  | 93210 |  | R63-0036
06019 |  | California | Fresno | 526311 | 48499713 | 45958512 | 1014304003 | 1153 | 1153 | CHEVRON - COALINGA/KETTLEMAN |  |  |  |  | 95 | 10.7 | 5.3 | 211111 | -120.3817 | 36.2007 |  | 106 | 999 |  |  |  | 93210 |  | R63-0036
06019 |  | California | Fresno | 526311 | 48499813 | 45960912 | 1014304003 | 1154 | 1154 | CHEVRON - COALINGA/KETTLEMAN |  |  |  |  | 79 | 7.9 | 3 | 211111 | -120.3817 | 36.2007 |  | 106 | 999 |  |  |  | 93210 |  | R63-0036
06019 |  | California | Fresno | 526311 | 48499913 | 45951912 | 1014304003 | 1155 | 1155 | CHEVRON - COALINGA/KETTLEMAN |  |  |  |  | 79 | 7.9 | 3 | 211111 | -120.3817 | 36.2007 |  | 106 | 999 |  |  |  | 93210 |  | R63-0036
06019 |  | California | Fresno | 526311 | 48500013 | 45947512 | 1014304003 | 1203 | 1203 | CHEVRON - COALINGA/KETTLEMAN |  |  |  |  | 434 | 99.7 | 30.5 | 211111 | -120.3817 | 36.2007 |  | 106 | 999 |  |  |  | 93210 |  | R63-0036
06019 |  | California | Fresno | 526311 | 48500113 | 45965112 | 1014304003 | 1144 | 1144 | CHEVRON - COALINGA/KETTLEMAN |  |  |  |  | 79 | 7.9 | 3 | 211111 | -120.3817 | 36.2007 |  | 106 | 999 |  |  |  | 93210 |  | R63-0036
06019 |  | California | Fresno | 526311 | 48500213 | 45948612 | 1014304003 | 1085 | 1085 | CHEVRON - COALINGA/KETTLEMAN |  |  |  |  | 95 | 10.7 | 5.3 | 211111 | -120.3817 | 36.2007 |  | 106 | 999 |  |  |  | 93210 |  | R63-0036
06019 |  | California | Fresno | 526311 | 48500313 | 45953112 | 1014304003 | 1205 | 1205 | CHEVRON - COALINGA/KETTLEMAN |  |  |  |  | 434 | 99.7 | 30.5 | 211111 | -120.3817 | 36.2007 |  | 106 | 999 |  |  |  | 93210 |  | R63-0036
06019 |  | California | Fresno | 526311 | 48500413 | 45962212 | 1014304003 | 1179 | 1179 | CHEVRON - COALINGA/KETTLEMAN |  |  |  |  | 267 | 152.9 | 16.1 | 211111 | -120.3817 | 36.2007 |  | 106 | 999 |  |  |  | 93210 |  | R63-0036
06019 |  | California | Fresno | 526311 | 48500513 | 45946312 | 1014304003 | 1082 | 1082 | CHEVRON - COALINGA/KETTLEMAN |  |  |  |  | 79 | 7.9 | 3 | 211111 | -120.3817 | 36.2007 |  | 106 | 999 |  |  |  | 93210 |  | R63-0036
06019 |  | California | Fresno | 526311 | 48500613 | 45946212 | 1014304003 | 1081 | 1081 | CHEVRON - COALINGA/KETTLEMAN |  |  |  |  | 79 | 7.9 | 3 | 211111 | -120.3817 | 36.2007 |  | 106 | 999 |  |  |  | 93210 |  | R63-0036
06019 |  | California | Fresno | 526311 | 48500713 | 45956812 | 1014304003 | 1074 | 1074 | CHEVRON - COALINGA/KETTLEMAN |  |  |  |  | 79 | 7.9 | 3 | 211111 | -120.3817 | 36.2007 |  | 106 | 999 |  |  |  | 93210 |  | R63-0036
06019 |  | California | Fresno | 526311 | 48500813 | 45956012 | 1014304003 | 1080 | 1080 | CHEVRON - COALINGA/KETTLEMAN |  |  |  |  | 95 | 10.7 | 5.3 | 211111 | -120.3817 | 36.2007 |  | 106 | 999 |  |  |  | 93210 |  | R63-0036
06019 |  | California | Fresno | 526311 | 48500913 | 45958112 | 1014304003 | 1079 | 1079 | CHEVRON - COALINGA/KETTLEMAN |  |  |  |  | 79 | 7.9 | 3 | 211111 | -120.3817 | 36.2007 |  | 106 | 999 |  |  |  | 93210 |  | R63-0036
06019 |  | California | Fresno | 526311 | 48501013 | 45963412 | 1014304003 | 1078 | 1078 | CHEVRON - COALINGA/KETTLEMAN |  |  |  |  | 79 | 7.9 | 3 | 211111 | -120.3817 | 36.2007 |  | 106 | 999 |  |  |  | 93210 |  | R63-0036
06019 |  | California | Fresno | 526311 | 48501113 | 45956512 | 1014304003 | 1077 | 1077 | CHEVRON - COALINGA/KETTLEMAN |  |  |  |  | 79 | 7.9 | 3 | 211111 | -120.3817 | 36.2007 |  | 106 | 999 |  |  |  | 93210 |  | R63-0036
06019 |  | California | Fresno | 526311 | 48501213 | 45956612 | 1014304003 | 1076 | 1076 | CHEVRON - COALINGA/KETTLEMAN |  |  |  |  | 79 | 7.9 | 3 | 211111 | -120.3817 | 36.2007 |  | 106 | 999 |  |  |  | 93210 |  | R63-0036
06019 |  | California | Fresno | 526311 | 48501313 | 45963512 | 1014304003 | 1087 | 1087 | CHEVRON - COALINGA/KETTLEMAN |  |  |  |  | 79 | 7.9 | 3 | 211111 | -120.3817 | 36.2007 |  | 106 | 999 |  |  |  | 93210 |  | R63-0036
06019 |  | California | Fresno | 526311 | 48501413 | 45962812 | 1014304003 | 1191 | 1191 | CHEVRON - COALINGA/KETTLEMAN |  |  |  |  | 434 | 99.7 | 30.5 | 211111 | -120.3817 | 36.2007 |  | 106 | 999 |  |  |  | 93210 |  | R63-0036
06019 |  | California | Fresno | 526311 | 48501513 | 45956712 | 1014304003 | 1075 | 1075 | CHEVRON - COALINGA/KETTLEMAN |  |  |  |  | 79 | 7.9 | 3 | 211111 | -120.3817 | 36.2007 |  | 106 | 999 |  |  |  | 93210 |  | R63-0036
06019 |  | California | Fresno | 526311 | 48501613 | 45961412 | 1014304003 | 1202 | 1202 | CHEVRON - COALINGA/KETTLEMAN |  |  |  |  | 434 | 99.7 | 30.5 | 211111 | -120.3817 | 36.2007 |  | 106 | 999 |  |  |  | 93210 |  | R63-0036
06019 |  | California | Fresno | 526311 | 48501713 | 45948712 | 1014304003 | 1201 | 1201 | CHEVRON - COALINGA/KETTLEMAN |  |  |  |  | 434 | 99.7 | 30.5 | 211111 | -120.3817 | 36.2007 |  | 106 | 999 |  |  |  | 93210 |  | R63-0036
06019 |  | California | Fresno | 526311 | 48501813 | 45961512 | 1014304003 | 1200 | 1200 | CHEVRON - COALINGA/KETTLEMAN |  |  |  |  | 434 | 99.7 | 30.5 | 211111 | -120.3817 | 36.2007 |  | 106 | 999 |  |  |  | 93210 |  | R63-0036
06019 |  | California | Fresno | 526311 | 48501913 | 45947712 | 1014304003 | 1199 | 1199 | CHEVRON - COALINGA/KETTLEMAN |  |  |  |  | 434 | 99.7 | 30.5 | 211111 | -120.3817 | 36.2007 |  | 106 | 999 |  |  |  | 93210 |  | R63-0036
06019 |  | California | Fresno | 526311 | 48502013 | 45961612 | 1014304003 | 1198 | 1198 | CHEVRON - COALINGA/KETTLEMAN |  |  |  |  | 434 | 99.7 | 30.5 | 211111 | -120.3817 | 36.2007 |  | 106 | 999 |  |  |  | 93210 |  | R63-0036
06019 |  | California | Fresno | 526311 | 48502113 | 45959112 | 1014304003 | 1197 | 1197 | CHEVRON - COALINGA/KETTLEMAN |  |  |  |  | 434 | 99.7 | 30.5 | 211111 | -120.3817 | 36.2007 |  | 106 | 999 |  |  |  | 93210 |  | R63-0036
06019 |  | California | Fresno | 526311 | 48502213 | 45961712 | 1014304003 | 1196 | 1196 | CHEVRON - COALINGA/KETTLEMAN |  |  |  |  | 434 | 99.7 | 30.5 | 211111 | -120.3817 | 36.2007 |  | 106 | 999 |  |  |  | 93210 |  | R63-0036
06019 |  | California | Fresno | 526311 | 48502313 | 45958912 | 1014304003 | 1195 | 1195 | CHEVRON - COALINGA/KETTLEMAN |  |  |  |  | 434 | 99.7 | 30.5 | 211111 | -120.3817 | 36.2007 |  | 106 | 999 |  |  |  | 93210 |  | R63-0036
06019 |  | California | Fresno | 526311 | 48502413 | 45958312 | 1014304003 | 1194 | 1194 | CHEVRON - COALINGA/KETTLEMAN |  |  |  |  | 434 | 99.7 | 30.5 | 211111 | -120.3817 | 36.2007 |  | 106 | 999 |  |  |  | 93210 |  | R63-0036
06019 |  | California | Fresno | 526311 | 48502513 | 45964012 | 1014304003 | 1180 | 1180 | CHEVRON - COALINGA/KETTLEMAN |  |  |  |  | 267 | 152.9 | 16.1 | 211111 | -120.3817 | 36.2007 |  | 106 | 999 |  |  |  | 93210 |  | R63-0036
06019 |  | California | Fresno | 526311 | 48502613 | 45960512 | 1014304003 | 1192 | 1192 | CHEVRON - COALINGA/KETTLEMAN |  |  |  |  | 434 | 99.7 | 30.5 | 211111 | -120.3817 | 36.2007 |  | 106 | 999 |  |  |  | 93210 |  | R63-0036
06019 |  | California | Fresno | 526311 | 48502713 | 45953212 | 1014304003 | 1204 | 1204 | CHEVRON - COALINGA/KETTLEMAN |  |  |  |  | 434 | 99.7 | 30.5 | 211111 | -120.3817 | 36.2007 |  | 106 | 999 |  |  |  | 93210 |  | R63-0036
06019 |  | California | Fresno | 526311 | 48502813 | 45961912 | 1014304003 | 1190 | 1190 | CHEVRON - COALINGA/KETTLEMAN |  |  |  |  | 267 | 152.9 | 16.1 | 211111 | -120.3817 | 36.2007 |  | 106 | 999 |  |  |  | 93210 |  | R63-0036
06019 |  | California | Fresno | 526311 | 48502913 | 45961112 | 1014304003 | 1189 | 1189 | CHEVRON - COALINGA/KETTLEMAN |  |  |  |  | 267 | 152.9 | 16.1 | 211111 | -120.3817 | 36.2007 |  | 106 | 999 |  |  |  | 93210 |  | R63-0036
06019 |  | California | Fresno | 526311 | 48503013 | 45948012 | 1014304003 | 1188 | 1188 | CHEVRON - COALINGA/KETTLEMAN |  |  |  |  | 267 | 152.9 | 16.1 | 211111 | -120.3817 | 36.2007 |  | 106 | 999 |  |  |  | 93210 |  | R63-0036
06019 |  | California | Fresno | 526311 | 48503113 | 45954712 | 1014304003 | 1101 | 1101 | CHEVRON - COALINGA/KETTLEMAN |  |  |  |  | 79 | 7.9 | 3 | 211111 | -120.3817 | 36.2007 |  | 106 | 999 |  |  |  | 93210 |  | R63-0036
06019 |  | California | Fresno | 526311 | 48503213 | 45961012 | 1014304003 | 1187 | 1187 | CHEVRON - COALINGA/KETTLEMAN |  |  |  |  | 267 | 152.9 | 16.1 | 211111 | -120.3817 | 36.2007 |  | 106 | 999 |  |  |  | 93210 |  | R63-0036
06019 |  | California | Fresno | 526311 | 48503313 | 45960112 | 1014304003 | 1163 | 1163 | CHEVRON - COALINGA/KETTLEMAN |  |  |  |  | 79 | 7.9 | 3 | 211111 | -120.3817 | 36.2007 |  | 106 | 999 |  |  |  | 93210 |  | R63-0036
06019 |  | California | Fresno | 526311 | 48503413 | 45953312 | 1014304003 | 1186 | 1186 | CHEVRON - COALINGA/KETTLEMAN |  |  |  |  | 267 | 152.9 | 16.1 | 211111 | -120.3817 | 36.2007 |  | 106 | 999 |  |  |  | 93210 |  | R63-0036
06019 |  | California | Fresno | 526311 | 48503513 | 45953912 | 1014304003 | 1185 | 1185 | CHEVRON - COALINGA/KETTLEMAN |  |  |  |  | 267 | 152.9 | 16.1 | 211111 | -120.3817 | 36.2007 |  | 106 | 999 |  |  |  | 93210 |  | R63-0036
06019 |  | California | Fresno | 526311 | 48503613 | 45953412 | 1014304003 | 1184 | 1184 | CHEVRON - COALINGA/KETTLEMAN |  |  |  |  | 267 | 152.9 | 16.1 | 211111 | -120.3817 | 36.2007 |  | 106 | 999 |  |  |  | 93210 |  | R63-0036
06019 |  | California | Fresno | 526311 | 48503713 | 45948112 | 1014304003 | 1183 | 1183 | CHEVRON - COALINGA/KETTLEMAN |  |  |  |  | 267 | 152.9 | 16.1 | 211111 | -120.3817 | 36.2007 |  | 106 | 999 |  |  |  | 93210 |  | R63-0036
06019 |  | California | Fresno | 526311 | 48503813 | 45958012 | 1014304003 | 1193 | 1193 | CHEVRON - COALINGA/KETTLEMAN |  |  |  |  | 434 | 99.7 | 30.5 | 211111 | -120.3817 | 36.2007 |  | 106 | 999 |  |  |  | 93210 |  | R63-0036
06019 |  | California | Fresno | 526311 | 48503913 | 45959912 | 1014304003 | 1016 | 1016 | CHEVRON - COALINGA/KETTLEMAN |  |  | 32 | 3.5 | 350 | 244.4 |  | 211111 | -120.3817 | 36.2007 |  | 106 | 999 |  |  |  | 93210 |  | R63-0040
06019 |  | California | Fresno | 526311 | 48504013 | 45964512 | 1014304003 | 1046 | 1046 | CHEVRON - COALINGA/KETTLEMAN |  |  | 33 | 3 | 350 | 239.5 |  | 211111 | -120.3817 | 36.2007 |  | 106 | 999 |  |  |  | 93210 |  | R63-0040
06019 |  | California | Fresno | 526311 | 48504113 | 45958412 | 1014304003 | 1047 | 1047 | CHEVRON - COALINGA/KETTLEMAN |  |  | 33 | 3 | 350 | 239.5 |  | 211111 | -120.3817 | 36.2007 |  | 106 | 999 |  |  |  | 93210 |  | R63-0040
06019 |  | California | Fresno | 526311 | 48504213 | 45949212 | 1014304003 | 1048 | 1048 | CHEVRON - COALINGA/KETTLEMAN |  |  | 33 | 3 | 350 | 239.5 |  | 211111 | -120.3817 | 36.2007 |  | 106 | 999 |  |  |  | 93210 |  | R63-0040
06019 |  | California | Fresno | 526311 | 48504313 | 45955612 | 1014304003 | 1049 | 1049 | CHEVRON - COALINGA/KETTLEMAN |  |  | 33 | 3 | 350 | 239.5 |  | 211111 | -120.3817 | 36.2007 |  | 106 | 999 |  |  |  | 93210 |  | R63-0040
06019 |  | California | Fresno | 526311 | 48504413 | 45955512 | 1014304003 | 1050 | 1050 | CHEVRON - COALINGA/KETTLEMAN |  |  | 33 | 3 | 350 | 239.5 |  | 211111 | -120.3817 | 36.2007 |  | 106 | 999 |  |  |  | 93210 |  | R63-0040
06019 |  | California | Fresno | 526311 | 48504513 | 45947312 | 1014304003 | 1052 | 1052 | CHEVRON - COALINGA/KETTLEMAN |  |  | 33 | 3 | 350 | 239.5 |  | 211111 | -120.3817 | 36.2007 |  | 106 | 999 |  |  |  | 93210 |  | R63-0040
06019 |  | California | Fresno | 526311 | 48504613 | 45964412 | 1014304003 | 1053 | 1053 | CHEVRON - COALINGA/KETTLEMAN |  |  | 33 | 3 | 350 | 239.5 |  | 211111 | -120.3817 | 36.2007 |  | 106 | 999 |  |  |  | 93210 |  | R63-0040
06019 |  | California | Fresno | 526311 | 48504713 | 45963112 | 1014304003 | 1054 | 1054 | CHEVRON - COALINGA/KETTLEMAN |  |  | 22 | 3.5 | 350 | 241.8 |  | 211111 | -120.3817 | 36.2007 |  | 106 | 999 |  |  |  | 93210 |  | R63-0040
06019 |  | California | Fresno | 526311 | 48504813 | 45955712 | 1014304003 | 1055 | 1055 | CHEVRON - COALINGA/KETTLEMAN |  |  | 22 | 3.5 | 350 | 244.4 |  | 211111 | -120.3817 | 36.2007 |  | 106 | 999 |  |  |  | 93210 |  | R63-0040
06019 |  | California | Fresno | 526311 | 48504913 | 45963012 | 1014304003 | 1056 | 1056 | CHEVRON - COALINGA/KETTLEMAN |  |  | 22 | 3.5 | 350 | 241.8 |  | 211111 | -120.3817 | 36.2007 |  | 106 | 999 |  |  |  | 93210 |  | R63-0040
06019 |  | California | Fresno | 526311 | 48505013 | 45946012 | 1014304003 | 1061 | 1061 | CHEVRON - COALINGA/KETTLEMAN |  |  |  |  | 175 | 85.5 | 11.4 | 211111 | -120.3817 | 36.2007 |  | 106 | 999 |  |  |  | 93210 |  | R63-0036
06019 |  | California | Fresno | 526311 | 48505113 | 45955212 | 1014304003 | 1017 | 1017 | CHEVRON - COALINGA/KETTLEMAN |  |  | 32 | 3.5 | 350 | 244.4 |  | 211111 | -120.3817 | 36.2007 |  | 106 | 999 |  |  |  | 93210 |  | R63-0040
06019 |  | California | Fresno | 526311 | 48505213 | 45958612 | 1014304003 | 1043 | 1043 | CHEVRON - COALINGA/KETTLEMAN |  |  | 33 | 3.5 | 350 | 239.5 |  | 211111 | -120.3817 | 36.2007 |  | 106 | 999 |  |  |  | 93210 |  | R63-0040
06019 |  | California | Fresno | 526311 | 48505313 | 45955312 | 1014304003 | 1007 | 1007 | CHEVRON - COALINGA/KETTLEMAN |  |  | 14 | 3.7 | 210 | 58.2 |  | 211111 | -120.3817 | 36.2007 |  | 106 | 999 |  |  |  | 93210 |  | R63-0040
06019 |  | California | Fresno | 526311 | 48505413 | 45955412 | 1014304003 | 1005 | 1005 | CHEVRON - COALINGA/KETTLEMAN |  |  | 17 | 3.7 | 280 | 64.3 |  | 211111 | -120.3817 | 36.2007 |  | 106 | 999 |  |  |  | 93210 |  | R63-0040
06019 |  | California | Fresno | 526311 | 48505513 | 45951012 | 1014304003 | 1004 | 1004 | CHEVRON - COALINGA/KETTLEMAN |  |  | 12 | 4.4 | 250 | 61.7 |  | 211111 | -120.3817 | 36.2007 |  | 106 | 999 |  |  |  | 93210 |  | R63-0040
06019 |  | California | Fresno | 526311 | 48505813 | 45959712 | 1014304003 | 1003 | 1003 | CHEVRON - COALINGA/KETTLEMAN |  |  | 14 | 4.6 | 300 | 66.1 |  | 211111 | -120.3817 | 36.2007 |  | 106 | 999 |  |  |  | 93210 |  | R63-0040
06019 |  | California | Fresno | 526311 | 48505913 | 45954612 | 1014304003 | 1057 | 1057 | CHEVRON - COALINGA/KETTLEMAN |  |  | 22 | 3.5 | 350 | 241.8 |  | 211111 | -120.3817 | 36.2007 |  | 106 | 999 |  |  |  | 93210 |  | R63-0040
06019 |  | California | Fresno | 526311 | 48506013 | 45952812 | 1014304003 | 1058 | 1058 | CHEVRON - COALINGA/KETTLEMAN |  |  | 22 | 3.5 | 350 | 243.5 |  | 211111 | -120.3817 | 36.2007 |  | 106 | 999 |  |  |  | 93210 |  | R63-0040
06019 |  | California | Fresno | 526311 | 48506113 | 45962612 | 1014304003 | 1059 | 1059 | CHEVRON - COALINGA/KETTLEMAN |  |  | 22 | 3.5 | 350 | 243.5 |  | 211111 | -120.3817 | 36.2007 |  | 106 | 999 |  |  |  | 93210 |  | R63-0040
06019 |  | California | Fresno | 526311 | 48506213 | 45946112 | 1014304003 | 1060 | 1060 | CHEVRON - COALINGA/KETTLEMAN |  |  |  |  | 175 | 85.5 | 11.4 | 211111 | -120.3817 | 36.2007 |  | 106 | 999 |  |  |  | 93210 |  | R63-0036
06019 |  | California | Fresno | 526311 | 48506313 | 45959612 | 1014304003 | 1018 | 1018 | CHEVRON - COALINGA/KETTLEMAN |  |  | 32 | 3.5 | 350 | 244.4 |  | 211111 | -120.3817 | 36.2007 |  | 106 | 999 |  |  |  | 93210 |  | R63-0040
06019 |  | California | Fresno | 526311 | 48506413 | 45963712 | 1014304003 | 1032 | 1032 | CHEVRON - COALINGA/KETTLEMAN |  |  | 25 | 3.5 | 350 | 244.4 |  | 211111 | -120.3817 | 36.2007 |  | 106 | 999 |  |  |  | 93210 |  | R63-0040
06019 |  | California | Fresno | 526311 | 48506513 | 45954112 | 1014304003 | 1020 | 1020 | CHEVRON - COALINGA/KETTLEMAN |  |  | 21 | 4.3 | 360 | 87.1 |  | 211111 | -120.3817 | 36.2007 |  | 106 | 999 |  |  |  | 93210 |  | R63-0040
06019 |  | California | Fresno | 526311 | 48506613 | 45964912 | 1014304003 | 1021 | 1021 | CHEVRON - COALINGA/KETTLEMAN |  |  | 21 | 4.3 | 360 | 87.1 |  | 211111 | -120.3817 | 36.2007 |  | 106 | 999 |  |  |  | 93210 |  | R63-0040
06019 |  | California | Fresno | 526311 | 48506713 | 45949512 | 1014304003 | 1022 | 1022 | CHEVRON - COALINGA/KETTLEMAN |  |  | 21 | 4.3 | 360 | 87.1 |  | 211111 | -120.3817 | 36.2007 |  | 106 | 999 |  |  |  | 93210 |  | R63-0040
06019 |  | California | Fresno | 526311 | 48506813 | 45950712 | 1014304003 | 1023 | 1023 | CHEVRON - COALINGA/KETTLEMAN |  |  | 21 | 4.3 | 360 | 87.1 |  | 211111 | -120.3817 | 36.2007 |  | 106 | 999 |  |  |  | 93210 |  | R63-0040
06019 |  | California | Fresno | 526311 | 48506913 | 45951212 | 1014304003 | 1024 | 1024 | CHEVRON - COALINGA/KETTLEMAN |  |  | 33 | 3 | 350 | 239.5 |  | 211111 | -120.3817 | 36.2007 |  | 106 | 999 |  |  |  | 93210 |  | R63-0040
06019 |  | California | Fresno | 526311 | 48507013 | 45961312 | 1014304003 | 1025 | 1025 | CHEVRON - COALINGA/KETTLEMAN |  |  | 33 | 3 | 350 | 239.5 |  | 211111 | -120.3817 | 36.2007 |  | 106 | 999 |  |  |  | 93210 |  | R63-0040
06019 |  | California | Fresno | 526311 | 48507113 | 45961212 | 1014304003 | 1026 | 1026 | CHEVRON - COALINGA/KETTLEMAN |  |  | 19 | 6.3 | 320 | 235.4 |  | 211111 | -120.3817 | 36.2007 |  | 106 | 999 |  |  |  | 93210 |  | R63-0040
06019 |  | California | Fresno | 526311 | 48507213 | 45959012 | 1014304003 | 1165 | 1165 | CHEVRON - COALINGA/KETTLEMAN |  |  |  |  | 79 | 7.9 | 3 | 211111 | -120.3817 | 36.2007 |  | 106 | 999 |  |  |  | 93210 |  | R63-0036
06019 |  | California | Fresno | 526311 | 48507313 | 45951512 | 1014304003 | 1028 | 1028 | CHEVRON - COALINGA/KETTLEMAN |  |  | 19 | 6.3 | 320 | 235.4 |  | 211111 | -120.3817 | 36.2007 |  | 106 | 999 |  |  |  | 93210 |  | R63-0040
06019 |  | California | Fresno | 526311 | 48507413 | 45946412 | 1014304003 | 1102 | 1102 | CHEVRON - COALINGA/KETTLEMAN |  |  |  |  | 79 | 7.9 | 3 | 211111 | -120.3817 | 36.2007 |  | 106 | 999 |  |  |  | 93210 |  | R63-0036
06019 |  | California | Fresno | 526311 | 48507513 | 45951612 | 1014304003 | 1045 | 1045 | CHEVRON - COALINGA/KETTLEMAN |  |  | 33 | 3 | 350 | 239.5 |  | 211111 | -120.3817 | 36.2007 |  | 106 | 999 |  |  |  | 93210 |  | R63-0040
06019 |  | California | Fresno | 526311 | 48507613 | 45957112 | 1014304003 | 1031 | 1031 | CHEVRON - COALINGA/KETTLEMAN |  |  | 19 | 6.3 | 320 | 235.4 |  | 211111 | -120.3817 | 36.2007 |  | 106 | 999 |  |  |  | 93210 |  | R63-0040
06019 |  | California | Fresno | 526311 | 48507713 | 45962012 | 1014304003 | 1044 | 1044 | CHEVRON - COALINGA/KETTLEMAN |  |  | 33 | 3 | 350 | 239.5 |  | 211111 | -120.3817 | 36.2007 |  | 106 | 999 |  |  |  | 93210 |  | R63-0040
06019 |  | California | Fresno | 526311 | 48507813 | 45958212 | 1014304003 | 1033 | 1033 | CHEVRON - COALINGA/KETTLEMAN |  |  | 25 | 3.5 | 350 | 240.6 |  | 211111 | -120.3817 | 36.2007 |  | 106 | 999 |  |  |  | 93210 |  | R63-0040
06019 |  | California | Fresno | 526311 | 48507913 | 45949912 | 1014304003 | 1034 | 1034 | CHEVRON - COALINGA/KETTLEMAN |  |  | 25 | 3.5 | 350 | 244.4 |  | 211111 | -120.3817 | 36.2007 |  | 106 | 999 |  |  |  | 93210 |  | R63-0040
06019 |  | California | Fresno | 526311 | 48508013 | 45952712 | 1014304003 | 1035 | 1035 | CHEVRON - COALINGA/KETTLEMAN |  |  | 22 | 3.5 | 350 | 243.5 |  | 211111 | -120.3817 | 36.2007 |  | 106 | 999 |  |  |  | 93210 |  | R63-0040
06019 |  | California | Fresno | 526311 | 48508113 | 45963912 | 1014304003 | 1036 | 1036 | CHEVRON - COALINGA/KETTLEMAN |  |  | 22 | 3.5 | 350 | 243.5 |  | 211111 | -120.3817 | 36.2007 |  | 106 | 999 |  |  |  | 93210 |  | R63-0040
06019 |  | California | Fresno | 526311 | 48508213 | 45951312 | 1014304003 | 1037 | 1037 | CHEVRON - COALINGA/KETTLEMAN |  |  | 25 | 3.5 | 350 | 244.4 |  | 211111 | -120.3817 | 36.2007 |  | 106 | 999 |  |  |  | 93210 |  | R63-0040
06019 |  | California | Fresno | 526311 | 48508313 | 45949012 | 1014304003 | 1038 | 1038 | CHEVRON - COALINGA/KETTLEMAN |  |  | 25 | 3.5 | 350 | 240.6 |  | 211111 | -120.3817 | 36.2007 |  | 106 | 999 |  |  |  | 93210 |  | R63-0040
06019 |  | California | Fresno | 526311 | 48508413 | 45949112 | 1014304003 | 1039 | 1039 | CHEVRON - COALINGA/KETTLEMAN |  |  | 25 | 3.5 | 350 | 244.4 |  | 211111 | -120.3817 | 36.2007 |  | 106 | 999 |  |  |  | 93210 |  | R63-0040
06019 |  | California | Fresno | 526311 | 48508513 | 45958812 | 1014304003 | 1040 | 1040 | CHEVRON - COALINGA/KETTLEMAN |  |  | 33 | 3.5 | 350 | 239.5 |  | 211111 | -120.3817 | 36.2007 |  | 106 | 999 |  |  |  | 93210 |  | R63-0040
06019 |  | California | Fresno | 526311 | 48508613 | 45946612 | 1014304003 | 1041 | 1041 | CHEVRON - COALINGA/KETTLEMAN |  |  | 33 | 3.5 | 350 | 239.5 |  | 211111 | -120.3817 | 36.2007 |  | 106 | 999 |  |  |  | 93210 |  | R63-0040
06019 |  | California | Fresno | 526311 | 48508713 | 45958712 | 1014304003 | 1042 | 1042 | CHEVRON - COALINGA/KETTLEMAN |  |  | 33 | 3.5 | 350 | 239.5 |  | 211111 | -120.3817 | 36.2007 |  | 106 | 999 |  |  |  | 93210 |  | R63-0040
06019 |  | California | Fresno | 526311 | 48508813 | 45949712 | 1014304003 | 1029 | 1029 | CHEVRON - COALINGA/KETTLEMAN |  |  | 19 | 6.3 | 320 | 235.4 |  | 211111 | -120.3817 | 36.2007 |  | 106 | 999 |  |  |  | 93210 |  | R63-0040
06019 |  | California | Fresno | 526311 | 48508913 | 45955112 | 1014304003 | 1030 | 1030 | CHEVRON - COALINGA/KETTLEMAN |  |  | 19 | 6.3 | 320 | 235.4 |  | 211111 | -120.3817 | 36.2007 |  | 106 | 999 |  |  |  | 93210 |  | R63-0040
06019 |  | California | Fresno | 526311 | 48509013 | 45952212 | 1014304003 | 1116 | 1116 | CHEVRON - COALINGA/KETTLEMAN |  |  |  |  | 79 | 7.9 | 3 | 211111 | -120.3817 | 36.2007 |  | 106 | 999 |  |  |  | 93210 |  | R63-0036
06019 |  | California | Fresno | 526311 | 48509113 | 45959812 | 1014304003 | 1127 | 1127 | CHEVRON - COALINGA/KETTLEMAN |  |  |  |  | 79 | 7.9 | 3 | 211111 | -120.3817 | 36.2007 |  | 106 | 999 |  |  |  | 93210 |  | R63-0036
06019 |  | California | Fresno | 526311 | 48509213 | 45962712 | 1014304003 | 1128 | 1128 | CHEVRON - COALINGA/KETTLEMAN |  |  |  |  | 79 | 7.9 | 3 | 211111 | -120.3817 | 36.2007 |  | 106 | 999 |  |  |  | 93210 |  | R63-0036
06019 |  | California | Fresno | 526311 | 48509313 | 45960012 | 1014304003 | 1129 | 1129 | CHEVRON - COALINGA/KETTLEMAN |  |  |  |  | 95 | 10.7 | 5.3 | 211111 | -120.3817 | 36.2007 |  | 106 | 999 |  |  |  | 93210 |  | R63-0036
06019 |  | California | Fresno | 526311 | 48509413 | 45947412 | 1014304003 | 1130 | 1130 | CHEVRON - COALINGA/KETTLEMAN |  |  |  |  | 95 | 10.7 | 5.3 | 211111 | -120.3817 | 36.2007 |  | 106 | 999 |  |  |  | 93210 |  | R63-0036
06019 |  | California | Fresno | 526311 | 48509513 | 45947912 | 1014304003 | 1131 | 1131 | CHEVRON - COALINGA/KETTLEMAN |  |  |  |  | 95 | 10.7 | 5.3 | 211111 | -120.3817 | 36.2007 |  | 106 | 999 |  |  |  | 93210 |  | R63-0036
06019 |  | California | Fresno | 526311 | 48509613 | 45947612 | 1014304003 | 1132 | 1132 | CHEVRON - COALINGA/KETTLEMAN |  |  |  |  | 79 | 7.9 | 3 | 211111 | -120.3817 | 36.2007 |  | 106 | 999 |  |  |  | 93210 |  | R63-0036
06019 |  | California | Fresno | 526311 | 48509713 | 45957312 | 1014304003 | 1133 | 1133 | CHEVRON - COALINGA/KETTLEMAN |  |  |  |  | 79 | 7.9 | 3 | 211111 | -120.3817 | 36.2007 |  | 106 | 999 |  |  |  | 93210 |  | R63-0036
06019 |  | California | Fresno | 526311 | 48509813 | 45961812 | 1014304003 | 1135 | 1135 | CHEVRON - COALINGA/KETTLEMAN |  |  |  |  | 79 | 7.9 | 3 | 211111 | -120.3817 | 36.2007 |  | 106 | 999 |  |  |  | 93210 |  | R63-0036
06019 |  | California | Fresno | 526311 | 48509913 | 45951412 | 1014304003 | 1027 | 1027 | CHEVRON - COALINGA/KETTLEMAN |  |  | 19 | 6.3 | 320 | 235.4 |  | 211111 | -120.3817 | 36.2007 |  | 106 | 999 |  |  |  | 93210 |  | R63-0040
06019 |  | California | Fresno | 526311 | 48510013 | 45952612 | 1014304003 | 1137 | 1137 | CHEVRON - COALINGA/KETTLEMAN |  |  |  |  | 95 | 10.7 | 5.3 | 211111 | -120.3817 | 36.2007 |  | 106 | 999 |  |  |  | 93210 |  | R63-0036
06019 |  | California | Fresno | 526311 | 48510113 | 45959512 | 1014304003 | 1138 | 1138 | CHEVRON - COALINGA/KETTLEMAN |  |  |  |  | 79 | 7.9 | 3 | 211111 | -120.3817 | 36.2007 |  | 106 | 999 |  |  |  | 93210 |  | R63-0036
06019 |  | California | Fresno | 526311 | 48510213 | 45957212 | 1014304003 | 1126 | 1126 | CHEVRON - COALINGA/KETTLEMAN |  |  |  |  | 95 | 10.7 | 5.3 | 211111 | -120.3817 | 36.2007 |  | 106 | 999 |  |  |  | 93210 |  | R63-0036
06019 |  | California | Fresno | 526311 | 48510313 | 45965012 | 1014304003 | 1140 | 1140 | CHEVRON - COALINGA/KETTLEMAN |  |  |  |  | 79 | 7.9 | 3 | 211111 | -120.3817 | 36.2007 |  | 106 | 999 |  |  |  | 93210 |  | R63-0036
06019 |  | California | Fresno | 526311 | 48510413 | 45964612 | 1014304003 | 1134 | 1134 | CHEVRON - COALINGA/KETTLEMAN |  |  |  |  | 95 | 10.7 | 5.3 | 211111 | -120.3817 | 36.2007 |  | 106 | 999 |  |  |  | 93210 |  | R63-0036
06019 |  | California | Fresno | 526311 | 48510513 | 45964112 | 1014304003 | 1115 | 1115 | CHEVRON - COALINGA/KETTLEMAN |  |  |  |  | 79 | 7.9 | 3 | 211111 | -120.3817 | 36.2007 |  | 106 | 999 |  |  |  | 93210 |  | R63-0036
06019 |  | California | Fresno | 526311 | 48510613 | 45952112 | 1014304003 | 1114 | 1114 | CHEVRON - COALINGA/KETTLEMAN |  |  |  |  | 79 | 7.9 | 3 | 211111 | -120.3817 | 36.2007 |  | 106 | 999 |  |  |  | 93210 |  | R63-0036
06019 |  | California | Fresno | 526311 | 48510713 | 45947112 | 1014304003 | 1113 | 1113 | CHEVRON - COALINGA/KETTLEMAN |  |  |  |  | 95 | 10.7 | 5.3 | 211111 | -120.3817 | 36.2007 |  | 106 | 999 |  |  |  | 93210 |  | R63-0036
06019 |  | California | Fresno | 526311 | 48510813 | 45959312 | 1014304003 | 1112 | 1112 | CHEVRON - COALINGA/KETTLEMAN |  |  |  |  | 95 | 10.7 | 5.3 | 211111 | -120.3817 | 36.2007 |  | 106 | 999 |  |  |  | 93210 |  | R63-0036
06019 |  | California | Fresno | 526311 | 48510913 | 45959212 | 1014304003 | 1111 | 1111 | CHEVRON - COALINGA/KETTLEMAN |  |  |  |  | 79 | 7.9 | 3 | 211111 | -120.3817 | 36.2007 |  | 106 | 999 |  |  |  | 93210 |  | R63-0036
06019 |  | California | Fresno | 526311 | 48511013 | 45947812 | 1014304003 | 1110 | 1110 | CHEVRON - COALINGA/KETTLEMAN |  |  |  |  | 79 | 7.9 | 3 | 211111 | -120.3817 | 36.2007 |  | 106 | 999 |  |  |  | 93210 |  | R63-0036
06019 |  | California | Fresno | 526311 | 48511113 | 45960312 | 1014304003 | 1109 | 1109 | CHEVRON - COALINGA/KETTLEMAN |  |  |  |  | 79 | 7.9 | 3 | 211111 | -120.3817 | 36.2007 |  | 106 | 999 |  |  |  | 93210 |  | R63-0036
06019 |  | California | Fresno | 526311 | 48511213 | 45950012 | 1014304003 | 1108 | 1108 | CHEVRON - COALINGA/KETTLEMAN |  |  |  |  | 79 | 7.9 | 3 | 211111 | -120.3817 | 36.2007 |  | 106 | 999 |  |  |  | 93210 |  | R63-0036
06019 |  | California | Fresno | 526311 | 48511313 | 45962912 | 1014304003 | 1107 | 1107 | CHEVRON - COALINGA/KETTLEMAN |  |  |  |  | 79 | 7.9 | 3 | 211111 | -120.3817 | 36.2007 |  | 106 | 999 |  |  |  | 93210 |  | R63-0036
06019 |  | California | Fresno | 526311 | 48511413 | 45952012 | 1014304003 | 1106 | 1106 | CHEVRON - COALINGA/KETTLEMAN |  |  |  |  | 79 | 7.9 | 3 | 211111 | -120.3817 | 36.2007 |  | 106 | 999 |  |  |  | 93210 |  | R63-0036
06019 |  | California | Fresno | 526311 | 48511513 | 45963812 | 1014304003 | 1105 | 1105 | CHEVRON - COALINGA/KETTLEMAN |  |  |  |  | 79 | 7.9 | 3 | 211111 | -120.3817 | 36.2007 |  | 106 | 999 |  |  |  | 93210 |  | R63-0036
06019 |  | California | Fresno | 526311 | 48511613 | 45945912 | 1014304003 | 1062 | 1062 | CHEVRON - COALINGA/KETTLEMAN |  |  |  |  | 175 | 85.5 | 11.4 | 211111 | -120.3817 | 36.2007 |  | 106 | 999 |  |  |  | 93210 |  | R63-0036
06019 |  | California | Fresno | 526311 | 48511713 | 45950112 | 1014304003 | 1139 | 1139 | CHEVRON - COALINGA/KETTLEMAN |  |  |  |  | 79 | 7.9 | 3 | 211111 | -120.3817 | 36.2007 |  | 106 | 999 |  |  |  | 93210 |  | R63-0036
06019 |  | California | Fresno | 526311 | 48511813 | 45950812 | 1014304003 | 1104 | 1104 | CHEVRON - COALINGA/KETTLEMAN |  |  |  |  | 79 | 7.9 | 3 | 211111 | -120.3817 | 36.2007 |  | 106 | 999 |  |  |  | 93210 |  | R63-0036
06019 |  | California | Fresno | 526311 | 48511913 | 45952512 | 1014304003 | 1136 | 1136 | CHEVRON - COALINGA/KETTLEMAN |  |  |  |  | 79 | 7.9 | 3 | 211111 | -120.3817 | 36.2007 |  | 106 | 999 |  |  |  | 93210 |  | R63-0036
06019 |  | California | Fresno | 526311 | 48512013 | 45956412 | 1014304003 | 1103 | 1103 | CHEVRON - COALINGA/KETTLEMAN |  |  |  |  | 79 | 7.9 | 3 | 211111 | -120.3817 | 36.2007 |  | 106 | 999 |  |  |  | 93210 |  | R63-0036
06019 |  | California | Fresno | 526311 | 48512113 | 45952412 | 1014304003 | 1125 | 1125 | CHEVRON - COALINGA/KETTLEMAN |  |  |  |  | 95 | 10.7 | 5.3 | 211111 | -120.3817 | 36.2007 |  | 106 | 999 |  |  |  | 93210 |  | R63-0036
06019 |  | California | Fresno | 526311 | 48512213 | 45956112 | 1014304003 | 1070 | 1070 | CHEVRON - COALINGA/KETTLEMAN |  |  |  |  | 175 | 85.5 | 11.4 | 211111 | -120.3817 | 36.2007 |  | 106 | 999 |  |  |  | 93210 |  | R63-0036
06019 |  | California | Fresno | 526311 | 48512313 | 45947012 | 1014304003 | 1063 | 1063 | CHEVRON - COALINGA/KETTLEMAN |  |  |  |  | 175 | 85.5 | 11.4 | 211111 | -120.3817 | 36.2007 |  | 106 | 999 |  |  |  | 93210 |  | R63-0036
06019 |  | California | Fresno | 526311 | 48512413 | 45963212 | 1014304003 | 1064 | 1064 | CHEVRON - COALINGA/KETTLEMAN |  |  |  |  | 175 | 85.5 | 11.4 | 211111 | -120.3817 | 36.2007 |  | 106 | 999 |  |  |  | 93210 |  | R63-0036
06019 |  | California | Fresno | 526311 | 48512513 | 45951812 | 1014304003 | 1065 | 1065 | CHEVRON - COALINGA/KETTLEMAN |  |  |  |  | 175 | 85.5 | 11.4 | 211111 | -120.3817 | 36.2007 |  | 106 | 999 |  |  |  | 93210 |  | R63-0036
06019 |  | California | Fresno | 526311 | 48512613 | 45954912 | 1014304003 | 1090 | 1090 | CHEVRON - COALINGA/KETTLEMAN |  |  |  |  | 95 | 10.7 | 5.3 | 211111 | -120.3817 | 36.2007 |  | 106 | 999 |  |  |  | 93210 |  | R63-0036
06019 |  | California | Fresno | 526311 | 48512713 | 45964312 | 1014304003 | 1121 | 1121 | CHEVRON - COALINGA/KETTLEMAN |  |  |  |  | 79 | 7.9 | 3 | 211111 | -120.3817 | 36.2007 |  | 106 | 999 |  |  |  | 93210 |  | R63-0036
06019 |  | California | Fresno | 526311 | 48512813 | 45954512 | 1014304003 | 1089 | 1089 | CHEVRON - COALINGA/KETTLEMAN |  |  |  |  | 79 | 7.9 | 3 | 211111 | -120.3817 | 36.2007 |  | 106 | 999 |  |  |  | 93210 |  | R63-0036
06019 |  | California | Fresno | 526311 | 48512913 | 45956312 | 1014304003 | 1088 | 1088 | CHEVRON - COALINGA/KETTLEMAN |  |  |  |  | 79 | 7.9 | 3 | 211111 | -120.3817 | 36.2007 |  | 106 | 999 |  |  |  | 93210 |  | R63-0036
06019 |  | California | Fresno | 526311 | 48513013 | 45948212 | 1014304003 | 1181 | 1181 | CHEVRON - COALINGA/KETTLEMAN |  |  |  |  | 267 | 152.9 | 16.1 | 211111 | -120.3817 | 36.2007 |  | 106 | 999 |  |  |  | 93210 |  | R63-0036
06019 |  | California | Fresno | 526311 | 48513113 | 45948312 | 1014304003 | 1086 | 1086 | CHEVRON - COALINGA/KETTLEMAN |  |  |  |  | 79 | 7.9 | 3 | 211111 | -120.3817 | 36.2007 |  | 106 | 999 |  |  |  | 93210 |  | R63-0036
06019 |  | California | Fresno | 526311 | 48513213 | 45962112 | 1014304003 | 1182 | 1182 | CHEVRON - COALINGA/KETTLEMAN |  |  |  |  | 267 | 152.9 | 16.1 | 211111 | -120.3817 | 36.2007 |  | 106 | 999 |  |  |  | 93210 |  | R63-0036
06019 |  | California | Fresno | 526311 | 48513313 | 45955912 | 1014304003 | 1084 | 1084 | CHEVRON - COALINGA/KETTLEMAN |  |  |  |  | 79 | 7.9 | 3 | 211111 | -120.3817 | 36.2007 |  | 106 | 999 |  |  |  | 93210 |  | R63-0036
06019 |  | California | Fresno | 526311 | 48513413 | 45946512 | 1014304003 | 1083 | 1083 | CHEVRON - COALINGA/KETTLEMAN |  |  |  |  | 79 | 7.9 | 3 | 211111 | -120.3817 | 36.2007 |  | 106 | 999 |  |  |  | 93210 |  | R63-0036
06019 |  | California | Fresno | 527511 | 48480913 | 45932612 | 1014304022 | 21030 | 91030 | SHELL WESTERN E & P INC. |  |  | 20 | 2 | 275 | 81.3 |  | 211111 | -120.3894 | 36.136 |  | 106 | 999 |  |  |  | 93389 |  | R63-0040
06019 |  | California | Fresno | 527511 | 48480913 | 45935412 | 1014304022 | 21030 | 21030 | SHELL WESTERN E & P INC. |  |  | 20 | 2 | 400 | 107 |  | 211111 | -120.3894 | 36.136 |  | 106 | 999 |  |  |  | 93389 |  | R63-0040
06019 |  | California | Fresno | 527511 | 48481013 | 45934512 | 1014304022 | 21034 | 91034 | SHELL WESTERN E & P INC. |  |  | 20 | 2 | 275 | 81.3 |  | 211111 | -120.3894 | 36.136 |  | 106 | 999 |  |  |  | 93389 |  | R63-0040
06019 |  | California | Fresno | 527511 | 48481113 | 45933712 | 1014304022 | 21035 | 91035 | SHELL WESTERN E & P INC. |  |  | 20 | 2 | 275 | 81.3 |  | 211111 | -120.3894 | 36.136 |  | 106 | 999 |  |  |  | 93389 |  | R63-0040
06019 |  | California | Fresno | 527511 | 48481213 | 45936412 | 1014304022 | 21065 | 91065 | SHELL WESTERN E & P INC. |  |  | 16 | 2.3 | 350 | 17.6 |  | 211111 | -120.3894 | 36.136 |  | 106 | 999 |  |  |  | 93389 |  | R63-0040
06019 |  | California | Fresno | 527511 | 48481513 | 45932912 | 1014304022 | 21236 | 91236 | SHELL WESTERN E & P INC. |  |  | 20 | 3 | 350 | 14.7 |  | 211111 | -120.3894 | 36.136 |  | 106 | 999 |  |  |  | 93389 |  | R63-0040
06019 |  | California | Fresno | 527511 | 48481613 | 45932812 | 1014304022 | 21237 | 91237 | SHELL WESTERN E & P INC. |  |  | 20 | 3 | 350 | 14.7 |  | 211111 | -120.3894 | 36.136 |  | 106 | 999 |  |  |  | 93389 |  | R63-0040
06019 |  | California | Fresno | 527511 | 48482413 | 45933212 | 1014304022 | 21156 | 91156 | SHELL WESTERN E & P INC. |  |  | 24 | 3 | 275 | 230.9 |  | 211111 | -120.3894 | 36.136 |  | 106 | 999 |  |  |  | 93389 |  | R63-0040
06019 |  | California | Fresno | 527511 | 48482613 | 45935912 | 1014304022 | 21235 | 91235 | SHELL WESTERN E & P INC. |  |  | 20 | 3 | 350 | 14.7 |  | 211111 | -120.3894 | 36.136 |  | 106 | 999 |  |  |  | 93389 |  | R63-0040
06019 |  | California | Fresno | 527511 | 48482713 | 45936012 | 1014304022 | 21234 | 91234 | SHELL WESTERN E & P INC. |  |  | 16 | 2.3 | 350 | 37 |  | 211111 | -120.3894 | 36.136 |  | 106 | 999 |  |  |  | 93389 |  | R63-0040
06019 |  | California | Fresno | 527511 | 48482813 | 45933012 | 1014304022 | 21233 | 91233 | SHELL WESTERN E & P INC. |  |  | 16 | 2.3 | 350 | 37 |  | 211111 | -120.3894 | 36.136 |  | 106 | 999 |  |  |  | 93389 |  | R63-0040
06019 |  | California | Fresno | 527511 | 48482913 | 45934112 | 1014304022 | 21160 | 91160 | SHELL WESTERN E & P INC. |  |  |  |  | 275 | 48.5 | 15.4 | 211111 | -120.3894 | 36.136 |  | 106 | 999 |  |  |  | 93389 |  | R63-0040
06019 |  | California | Fresno | 527511 | 48482913 | 45935312 | 1014304022 | 21160 | 21160 | SHELL WESTERN E & P INC. |  |  | 20 | 2 | 400 | 107 |  | 211111 | -120.3894 | 36.136 |  | 106 | 999 |  |  |  | 93389 |  | R63-0040
06019 |  | California | Fresno | 527511 | 48483013 | 45933412 | 1014304022 | 21159 | 91159 | SHELL WESTERN E & P INC. |  |  | 24 | 3 | 275 | 230.9 |  | 211111 | -120.3894 | 36.136 |  | 106 | 999 |  |  |  | 93389 |  | R63-0040
06019 |  | California | Fresno | 527511 | 48483013 | 45935212 | 1014304022 | 21159 | 21159 | SHELL WESTERN E & P INC. |  |  | 30 | 6 | 136 | 202.2 |  | 211111 | -120.3894 | 36.136 |  | 106 | 999 |  |  |  | 93389 |  | R63-0040
06019 |  | California | Fresno | 527511 | 48483113 | 45934012 | 1014304022 | 21158 | 91158 | SHELL WESTERN E & P INC. |  |  | 24 | 3 | 275 | 230.9 |  | 211111 | -120.3894 | 36.136 |  | 106 | 999 |  |  |  | 93389 |  | R63-0040
06019 |  | California | Fresno | 527511 | 48483213 | 45936112 | 1014304022 | 21154 | 91154 | SHELL WESTERN E & P INC. |  |  | 24 | 3 | 275 | 230.9 |  | 211111 | -120.3894 | 36.136 |  | 106 | 999 |  |  |  | 93389 |  | R63-0040
06019 |  | California | Fresno | 527511 | 48483313 | 45933112 | 1014304022 | 21157 | 91157 | SHELL WESTERN E & P INC. |  |  | 24 | 3 | 275 | 230.9 |  | 211111 | -120.3894 | 36.136 |  | 106 | 999 |  |  |  | 93389 |  | R63-0040
06019 |  | California | Fresno | 527511 | 48483613 | 45936212 | 1014304022 | 21153 | 91153 | SHELL WESTERN E & P INC. |  |  | 24 | 3 | 275 | 230.9 |  | 211111 | -120.3894 | 36.136 |  | 106 | 999 |  |  |  | 93389 |  | R63-0040
06019 |  | California | Fresno | 527511 | 48483713 | 45935512 | 1014304022 | 21151 | 21151 | SHELL WESTERN E & P INC. |  |  | 30 | 6 | 143 | 192.9 |  | 211111 | -120.3894 | 36.136 |  | 106 | 999 |  |  |  | 93389 |  | R63-0040
06019 |  | California | Fresno | 527511 | 48483713 | 45936312 | 1014304022 | 21151 | 91151 | SHELL WESTERN E & P INC. |  |  | 24 | 3 | 275 | 230.9 |  | 211111 | -120.3894 | 36.136 |  | 106 | 999 |  |  |  | 93389 |  | R63-0040
06019 |  | California | Fresno | 527511 | 48483813 | 45932712 | 1014304022 | 21150 | 21150 | SHELL WESTERN E & P INC. |  |  | 30 | 6 | 143 | 192.9 |  | 211111 | -120.3894 | 36.136 |  | 106 | 999 |  |  |  | 93389 |  | R63-0040
06019 |  | California | Fresno | 527511 | 48483813 | 45933312 | 1014304022 | 21150 | 91150 | SHELL WESTERN E & P INC. |  |  | 24 | 3 | 275 | 230.9 |  | 211111 | -120.3894 | 36.136 |  | 106 | 999 |  |  |  | 93389 |  | R63-0040
06019 |  | California | Fresno | 527511 | 48483913 | 45933912 | 1014304022 | 21149 | 91149 | SHELL WESTERN E & P INC. |  |  | 24 | 3 | 275 | 230.9 |  | 211111 | -120.3894 | 36.136 |  | 106 | 999 |  |  |  | 93389 |  | R63-0040
06019 |  | California | Fresno | 527511 | 48483913 | 45934612 | 1014304022 | 21149 | 21149 | SHELL WESTERN E & P INC. |  |  | 30 | 6 | 143 | 192.9 |  | 211111 | -120.3894 | 36.136 |  | 106 | 999 |  |  |  | 93389 |  | R63-0040
06019 |  | California | Fresno | 527511 | 48484013 | 45933812 | 1014304022 | 21148 | 91148 | SHELL WESTERN E & P INC. |  |  | 24 | 3 | 275 | 230.9 |  | 211111 | -120.3894 | 36.136 |  | 106 | 999 |  |  |  | 93389 |  | R63-0040
06019 |  | California | Fresno | 527511 | 48484113 | 45932212 | 1014304022 | 21155 | 91155 | SHELL WESTERN E & P INC. |  |  | 24 | 3 | 275 | 230.9 |  | 211111 | -120.3894 | 36.136 |  | 106 | 999 |  |  |  | 93389 |  | R63-0040
06019 |  | California | Fresno | 527511 | 48484313 | 45932512 | 1014304022 | 21064 | 91064 | SHELL WESTERN E & P INC. |  |  | 16 | 2.3 | 350 | 17.6 |  | 211111 | -120.3894 | 36.136 |  | 106 | 999 |  |  |  | 93389 |  | R63-0040
06019 |  | California | Fresno | 527511 | 48484313 | 45934412 | 1014304022 | 21064 | 21064 | SHELL WESTERN E & P INC. |  |  |  |  | 341 | 11.6 | 14.3 | 211111 | -120.3894 | 36.136 |  | 106 | 999 |  |  |  | 93389 |  | R63-0040
06019 |  | California | Fresno | 527511 | 48484413 | 45934212 | 1014304022 | 21031 | 21031 | SHELL WESTERN E & P INC. |  |  | 20 | 2 | 400 | 107 |  | 211111 | -120.3894 | 36.136 |  | 106 | 999 |  |  |  | 93389 |  | R63-0040
06019 |  | California | Fresno | 527511 | 48484413 | 45936512 | 1014304022 | 21031 | 91031 | SHELL WESTERN E & P INC. |  |  | 20 | 2 | 275 | 81.3 |  | 211111 | -120.3894 | 36.136 |  | 106 | 999 |  |  |  | 93389 |  | R63-0040
06019 |  | California | Fresno | 527511 | 48484513 | 45933612 | 1014304022 | 21032 | 91032 | SHELL WESTERN E & P INC. |  |  | 20 | 2 | 275 | 81.3 |  | 211111 | -120.3894 | 36.136 |  | 106 | 999 |  |  |  | 93389 |  | R63-0040
06019 |  | California | Fresno | 527511 | 48484513 | 45935612 | 1014304022 | 21032 | 21032 | SHELL WESTERN E & P INC. |  |  | 20 | 2 | 400 | 107 |  | 211111 | -120.3894 | 36.136 |  | 106 | 999 |  |  |  | 93389 |  | R63-0040
06019 |  | California | Fresno | 527511 | 48484613 | 45932412 | 1014304022 | 21033 | 21033 | SHELL WESTERN E & P INC. |  |  | 20 | 2 | 400 | 107 |  | 211111 | -120.3894 | 36.136 |  | 106 | 999 |  |  |  | 93389 |  | R63-0040
06019 |  | California | Fresno | 527511 | 48484613 | 45934312 | 1014304022 | 21033 | 91033 | SHELL WESTERN E & P INC. |  |  | 20 | 2 | 275 | 81.3 |  | 211111 | -120.3894 | 36.136 |  | 106 | 999 |  |  |  | 93389 |  | R63-0040
06019 |  | California | Fresno | 5781511 | 21613513 | 105673412 | 10143068 | 128 | 128_1_4030 | UNOCAL OIL AND GAS DIVISION | [7 empty] | 211111 | -120.2827 | 36.2013 |  | 106 | 999 |  |  |  | 93210 |  | R63-0036
06019 |  | California | Fresno | 5781511 | 21613913 | 105668712 | 10143068 | 130 | 130_1_4040 | UNOCAL OIL AND GAS DIVISION | [7 empty] | 211111 | -120.2827 | 36.2013 |  | 106 | 999 |  |  |  | 93210 |  | R63-0036
06019 |  | California | Fresno | 5781511 | 21614113 | 105672712 | 10143068 | 139 | 139_1_4030 | UNOCAL OIL AND GAS DIVISION | [7 empty] | 211111 | -120.2827 | 36.2013 |  | 106 | 999 |  |  |  | 93210 |  | R63-0036
06019 |  | California | Fresno | 5781511 | 21614213 | 105672612 | 10143068 | 138 | 138_1_4030 | UNOCAL OIL AND GAS DIVISION | [7 empty] | 211111 | -120.2827 | 36.2013 |  | 106 | 999 |  |  |  | 93210 |  | R63-0036
06019 |  | California | Fresno | 5781511 | 21614313 | 105672512 | 10143068 | 137 | 137_1_4030 | UNOCAL OIL AND GAS DIVISION | [7 empty] | 211111 | -120.2827 | 36.2013 |  | 106 | 999 |  |  |  | 93210 |  | R63-0036
06019 |  | California | Fresno | 5781511 | 21614413 | 105672412 | 10143068 | 136 | 136_1_4030 | UNOCAL OIL AND GAS DIVISION | [7 empty] | 211111 | -120.2827 | 36.2013 |  | 106 | 999 |  |  |  | 93210 |  | R63-0036
06019 |  | California | Fresno | 5781511 | 21614513 | 105671512 | 10143068 | 135 | 135_1_4040 | UNOCAL OIL AND GAS DIVISION | [7 empty] | 211111 | -120.2827 | 36.2013 |  | 106 | 999 |  |  |  | 93210 |  | R63-0036
06019 |  | California | Fresno | 5781511 | 21614613 | 105671412 | 10143068 | 134 | 134_1_4040 | UNOCAL OIL AND GAS DIVISION | [7 empty] | 211111 | -120.2827 | 36.2013 |  | 106 | 999 |  |  |  | 93210 |  | R63-0036
06019 |  | California | Fresno | 5781511 | 21614713 | 105675212 | 10143068 | 133 | 133_1_4030 | UNOCAL OIL AND GAS DIVISION | [7 empty] | 211111 | -120.2827 | 36.2013 |  | 106 | 999 |  |  |  | 93210 |  | R63-0036
06019 |  | California | Fresno | 5781511 | 21614813 | 105668512 | 10143068 | 126 | 126_1_3108 | UNOCAL OIL AND GAS DIVISION | [7 empty] | 211111 | -120.2827 | 36.2013 |  | 106 | 999 |  |  |  | 93210 |  | R63-0036
06019 |  | California | Fresno | 5781511 | 21614913 | 105675012 | 10143068 | 131 | 131_1_4030 | UNOCAL OIL AND GAS DIVISION | [7 empty] | 211111 | -120.2827 | 36.2013 |  | 106 | 999 |  |  |  | 93210 |  | R63-0036
06019 |  | California | Fresno | 5781511 | 21615213 | 105674712 | 10143068 | 129 | 129_1_4030 | UNOCAL OIL AND GAS DIVISION | [7 empty] | 211111 | -120.2827 | 36.2013 |  | 106 | 999 |  |  |  | 93210 |  | R63-0036
06019 |  | California | Fresno | 5781511 | 21615413 | 105668612 | 10143068 | 127 | 127_1_3108 | UNOCAL OIL AND GAS DIVISION | [7 empty] | 211111 | -120.2827 | 36.2013 |  | 106 | 999 |  |  |  | 93210 |  | R63-0036
06019 |  | California | Fresno | 5781511 | 21616013 | 105675112 | 10143068 | 132 | 132_1_4030 | UNOCAL OIL AND GAS DIVISION | [7 empty] | 211111 | -120.2827 | 36.2013 |  | 106 | 999 |  |  |  | 93210 |  | R63-0036
06019 |  | California | Fresno | 5781511 | 21618813 | 105670612 | 10143068 | 97 | 97_1_31000 | UNOCAL OIL AND GAS DIVISION | [7 empty] | 211111 | -120.2827 | 36.2013 |  | 106 | 999 |  |  |  | 93210 |  | R63-0036
06019 |  | California | Fresno | 5781511 | 21618913 | 105670512 | 10143068 | 96 | 96_1_31000 | UNOCAL OIL AND GAS DIVISION | [7 empty] | 211111 | -120.2827 | 36.2013 |  | 106 | 999 |  |  |  | 93210 |  | R63-0036
06019 |  | California | Fresno | 5781511 | 21619013 | 105670412 | 10143068 | 95 | 95_1_31000 | UNOCAL OIL AND GAS DIVISION | [7 empty] | 211111 | -120.2827 | 36.2013 |  | 106 | 999 |  |  |  | 93210 |  | R63-0036
06019 |  | California | Fresno | 5781511 | 21619113 | 105674612 | 10143068 | 94 | 94_1_40301 | UNOCAL OIL AND GAS DIVISION | [7 empty] | 211111 | -120.2827 | 36.2013 |  | 106 | 999 |  |  |  | 93210 |  | R63-0036
06019 |  | California | Fresno | 5781511 | 21619213 | 105674512 | 10143068 | 93 | 93_1_40301 | UNOCAL OIL AND GAS DIVISION | [7 empty] | 211111 | -120.2827 | 36.2013 |  | 106 | 999 |  |  |  | 93210 |  | R63-0036
06019 |  | California | Fresno | 5781511 | 21619613 | 105668412 | 10143068 | 125 | 125_1_3108 | UNOCAL OIL AND GAS DIVISION | [7 empty] | 211111 | -120.2827 | 36.2013 |  | 106 | 999 |  |  |  | 93210 |  | R63-0036
06019 |  | California | Fresno | 5781511 | 21620013 | 105669512 | 10143068 | 108 | 108_1_3108 | UNOCAL OIL AND GAS DIVISION | [7 empty] | 211111 | -120.2827 | 36.2013 |  | 106 | 999 |  |  |  | 93210 |  | R63-0036
06019 |  | California | Fresno | 5781511 | 21620113 | 105669412 | 10143068 | 107 | 107_1_3108 | UNOCAL OIL AND GAS DIVISION | [7 empty] | 211111 | -120.2827 | 36.2013 |  | 106 | 999 |  |  |  | 93210 |  | R63-0036
06019 |  | California | Fresno | 5781511 | 21620213 | 105669312 | 10143068 | 106 | 106_1_3108 | UNOCAL OIL AND GAS DIVISION | [7 empty] | 211111 | -120.2827 | 36.2013 |  | 106 | 999 |  |  |  | 93210 |  | R63-0036
06019 |  | California | Fresno | 5781511 | 21620313 | 105669212 | 10143068 | 105 | 105_1_3108 | UNOCAL OIL AND GAS DIVISION | [7 empty] | 211111 | -120.2827 | 36.2013 |  | 106 | 999 |  |  |  | 93210 |  | R63-0036
06019 |  | California | Fresno | 5781511 | 21620413 | 105669112 | 10143068 | 104 | 104_1_3108 | UNOCAL OIL AND GAS DIVISION | [7 empty] | 211111 | -120.2827 | 36.2013 |  | 106 | 999 |  |  |  | 93210 |  | R63-0036
06019 |  | California | Fresno | 5781511 | 21620513 | 105669012 | 10143068 | 103 | 103_1_3108 | UNOCAL OIL AND GAS DIVISION | [7 empty] | 211111 | -120.2827 | 36.2013 |  | 106 | 999 |  |  |  | 93210 |  | R63-0036
06019 |  | California | Fresno | 5781511 | 21620613 | 105668912 | 10143068 | 102 | 102_1_3100 | UNOCAL OIL AND GAS DIVISION | [7 empty] | 211111 | -120.2827 | 36.2013 |  | 106 | 999 |  |  |  | 93210 |  | R63-0036
06019 |  | California | Fresno | 5781511 | 21620713 | 105674312 | 10143068 | 101 | 101_1_4030 | UNOCAL OIL AND GAS DIVISION | [7 empty] | 211111 | -120.2827 | 36.2013 |  | 106 | 999 |  |  |  | 93210 |  | R63-0036
06019 |  | California | Fresno | 5781511 | 21621213 | 105673112 | 10143068 | 88 | 88_1_40301 | UNOCAL OIL AND GAS DIVISION | [7 empty] | 211111 | -120.2827 | 36.2013 |  | 106 | 999 |  |  |  | 93210 |  | R63-0036
06019 |  | California | Fresno | 5781511 | 21621413 | 105674412 | 10143068 | 92 | 92_1_40301 | UNOCAL OIL AND GAS DIVISION | [7 empty] | 211111 | -120.2827 | 36.2013 |  | 106 | 999 |  |  |  | 93210 |  | R63-0036
06019 |  | California | Fresno | 5781511 | 21621513 | 105668812 | 10143068 | 100 | 100_1_3100 | UNOCAL OIL AND GAS DIVISION | [7 empty] | 211111 | -120.2827 | 36.2013 |  | 106 | 999 |  |  |  | 93210 |  | R63-0036
06019 |  | California | Fresno | 5781511 | 21621713 | 105671612 | 10143068 | 140 | 140_1_4040 | UNOCAL OIL AND GAS DIVISION | [7 empty] | 211111 | -120.2827 | 36.2013 |  | 106 | 999 |  |  |  | 93210 |  | R63-0036
06019 |  | California | Fresno | 5781511 | 21622713 | 105672812 | 10143068 | 99 | 99_1_40301 | UNOCAL OIL AND GAS DIVISION | [7 empty] | 211111 | -120.2827 | 36.2013 |  | 106 | 999 |  |  |  | 93210 |  | R63-0036
06019 |  | California | Fresno | 5781511 | 21625313 | 105671812 | 10143068 | 142 | 142_1_4040 | UNOCAL OIL AND GAS DIVISION | [7 empty] | 211111 | -120.2827 | 36.2013 |  | 106 | 999 |  |  |  | 93210 |  | R63-0036
06019 |  | California | Fresno | 5781511 | 21625413 | 105669812 | 10143068 | 111 | 111_1_3108 | UNOCAL OIL AND GAS DIVISION | [7 empty] | 211111 | -120.2827 | 36.2013 |  | 106 | 999 |  |  |  | 93210 |  | R63-0036
06019 |  | California | Fresno | 5781511 | 21625513 | 105671712 | 10143068 | 141 | 141_1_4040 | UNOCAL OIL AND GAS DIVISION | [7 empty] | 211111 | -120.2827 | 36.2013 |  | 106 | 999 |  |  |  | 93210 |  | R63-0036
06019 |  | California | Fresno | 5781511 | 21625713 | 105670212 | 10143068 | 115 | 115_1_3108 | UNOCAL OIL AND GAS DIVISION | [7 empty] | 211111 | -120.2827 | 36.2013 |  | 106 | 999 |  |  |  | 93210 |  | R63-0036
06019 |  | California | Fresno | 5781511 | 21625813 | 105668312 | 10143068 | 124 | 124_1_3108 | UNOCAL OIL AND GAS DIVISION | [7 empty] | 211111 | -120.2827 | 36.2013 |  | 106 | 999 |  |  |  | 93210 |  | R63-0036
06019 |  | California | Fresno | 5781511 | 21625913 | 105668212 | 10143068 | 123 | 123_1_3108 | UNOCAL OIL AND GAS DIVISION | [7 empty] | 211111 | -120.2827 | 36.2013 |  | 106 | 999 |  |  |  | 93210 |  | R63-0036
06019 |  | California | Fresno | 5781511 | 21626013 | 105668112 | 10143068 | 122 | 122_1_3108 | UNOCAL OIL AND GAS DIVISION | [7 empty] | 211111 | -120.2827 | 36.2013 |  | 106 | 999 |  |  |  | 93210 |  | R63-0036
06019 |  | California | Fresno | 5781511 | 21626113 | 105671012 | 10143068 | 121 | 121_1_3108 | UNOCAL OIL AND GAS DIVISION | [7 empty] | 211111 | -120.2827 | 36.2013 |  | 106 | 999 |  |  |  | 93210 |  | R63-0036
06019 |  | California | Fresno | 5781511 | 21626313 | 105670912 | 10143068 | 120 | 120_1_3108 | UNOCAL OIL AND GAS DIVISION | [7 empty] | 211111 | -120.2827 | 36.2013 |  | 106 | 999 |  |  |  | 93210 |  | R63-0036
06019 |  | California | Fresno | 5781511 | 21626513 | 105671312 | 10143068 | 119 | 119_1_3108 | UNOCAL OIL AND GAS DIVISION | [7 empty] | 211111 | -120.2827 | 36.2013 |  | 106 | 999 |  |  |  | 93210 |  | R63-0036
06019 |  | California | Fresno | 5781511 | 21626613 | 105671212 | 10143068 | 118 | 118_1_3108 | UNOCAL OIL AND GAS DIVISION | [7 empty] | 211111 | -120.2827 | 36.2013 |  | 106 | 999 |  |  |  | 93210 |  | R63-0036
06019 |  | California | Fresno | 5781511 | 21626813 | 105672012 | 10143068 | 116 | 116_1_3108 | UNOCAL OIL AND GAS DIVISION | [7 empty] | 211111 | -120.2827 | 36.2013 |  | 106 | 999 |  |  |  | 93210 |  | R63-0036
06019 |  | California | Fresno | 5781511 | 21627013 | 105670112 | 10143068 | 114 | 114_1_3108 | UNOCAL OIL AND GAS DIVISION | [7 empty] | 211111 | -120.2827 | 36.2013 |  | 106 | 999 |  |  |  | 93210 |  | R63-0036
06019 |  | California | Fresno | 5781511 | 21627113 | 105670012 | 10143068 | 113 | 113_1_3108 | UNOCAL OIL AND GAS DIVISION | [7 empty] | 211111 | -120.2827 | 36.2013 |  | 106 | 999 |  |  |  | 93210 |  | R63-0036
06019 |  | California | Fresno | 5781511 | 21627213 | 105669912 | 10143068 | 112 | 112_1_3108 | UNOCAL OIL AND GAS DIVISION | [7 empty] | 211111 | -120.2827 | 36.2013 |  | 106 | 999 |  |  |  | 93210 |  | R63-0036
06019 |  | California | Fresno | 5781511 | 21627813 | 105669712 | 10143068 | 110 | 110_1_3108 | UNOCAL OIL AND GAS DIVISION | [7 empty] | 211111 | -120.2827 | 36.2013 |  | 106 | 999 |  |  |  | 93210 |  | R63-0036
06019 |  | California | Fresno | 5781511 | 21627913 | 105671112 | 10143068 | 117 | 117_1_3108 | UNOCAL OIL AND GAS DIVISION | [7 empty] | 211111 | -120.2827 | 36.2013 |  | 106 | 999 |  |  |  | 93210 |  | R63-0036
06019 |  | California | Fresno | 5781511 | 21628113 | 105673312 | 10143068 | 90 | 90_1_40301 | UNOCAL OIL AND GAS DIVISION | [7 empty] | 211111 | -120.2827 | 36.2013 |  | 106 | 999 |  |  |  | 93210 |  | R63-0036
06019 |  | California | Fresno | 5781511 | 21628213 | 105669612 | 10143068 | 109 | 109_1_3108 | UNOCAL OIL AND GAS DIVISION | [7 empty] | 211111 | -120.2827 | 36.2013 |  | 106 | 999 |  |  |  | 93210 |  | R63-0036
06019 |  | California | Fresno | 5781511 | 21628313 | 105673212 | 10143068 | 89 | 89_1_40301 | UNOCAL OIL AND GAS DIVISION | [7 empty] | 211111 | -120.2827 | 36.2013 |  | 106 | 999 |  |  |  | 93210 |  | R63-0036
06019 |  | California | Fresno | 5781511 | 21628513 | 105673012 | 10143068 | 87 | 87_1_40301 | UNOCAL OIL AND GAS DIVISION | [7 empty] | 211111 | -120.2827 | 36.2013 |  | 106 | 999 |  |  |  | 93210 |  | R63-0036
06019 |  | California | Fresno | 5781511 | 21628613 | 105672912 | 10143068 | 86 | 86_1_40301 | UNOCAL OIL AND GAS DIVISION | [7 empty] | 211111 | -120.2827 | 36.2013 |  | 106 | 999 |  |  |  | 93210 |  | R63-0036
06019 |  | California | Fresno | 5781511 | 21628713 | 105670712 | 10143068 | 98 | 98_1_31000 | UNOCAL OIL AND GAS DIVISION | [7 empty] | 211111 | -120.2827 | 36.2013 |  | 106 | 999 |  |  |  | 93210 |  | R63-0036
06019 |  | California | Fresno | 5781511 | 21629013 | 105670312 | 10143068 | 91 | 91_1_31000 | UNOCAL OIL AND GAS DIVISION | [7 empty] | 211111 | -120.2827 | 36.2013 |  | 106 | 999 |  |  |  | 93210 |  | R63-0036
06019 |  | California | Fresno | 6513111 | 19360413 | 18728712 | 101430311 | 76 | 76 | CHEVRON USA INC | 0.18515 | 0.00109 |  |  | 422 | 69 | 15.4 | 211111 | -120.4033 | 36.1543 |  | 106 | 999 |  |  |  | 00000 |  | R63-0040
06019 |  | California | Fresno | 6513111 | 19361113 | 18731412 | 101430311 | 53 | 53 | CHEVRON USA INC | 0.23281 | 9.88e-05 |  |  | 422 | 69 | 15.4 | 211111 | -120.4033 | 36.1543 |  | 106 | 999 |  |  |  | 00000 |  | R63-0040
06019 |  | California | Fresno | 6513111 | 19361213 | 18731512 | 101430311 | 52 | 52 | CHEVRON USA INC | 0.11382 | 1.45e-06 |  |  | 422 | 69 | 15.4 | 211111 | -120.4033 | 36.1543 |  | 106 | 999 |  |  |  | 00000 |  | R63-0040
06019 |  | California | Fresno | 6513111 | 19361313 | 18733512 | 101430311 | 39 | 39 | CHEVRON USA INC | 2.5764 | 0.0444 |  |  | 422 | 69 | 15.4 | 211111 | -120.4033 | 36.1543 |  | 106 | 999 |  |  |  | 00000 |  | R63-0040
06019 |  | California | Fresno | 6513111 | 19361513 | 18727812 | 101430311 | 40 | 40 | CHEVRON USA INC | 2.2277 | 0.06204 |  |  | 422 | 69 | 15.4 | 211111 | -120.4033 | 36.1543 |  | 106 | 999 |  |  |  | 00000 |  | R63-0040
06019 |  | California | Fresno | 6513111 | 19362013 | 18731712 | 101430311 | 45 | 45 | CHEVRON USA INC | 2.3998 |  |  |  | 422 | 69 | 15.4 | 211111 | -120.4033 | 36.1543 |  | 106 | 999 |  |  |  | 00000 |  | R63-0040
06019 |  | California | Fresno | 6513111 | 19362313 | 18729912 | 101430311 | 42 | 42 | CHEVRON USA INC | 1.7171 |  |  |  | 422 | 69 | 15.4 | 211111 | -120.4033 | 36.1543 |  | 106 | 999 |  |  |  | 00000 |  | R63-0040
06019 |  | California | Fresno | 6513111 | 19364613 | 18729312 | 101430311 | 84 | 84 | CHEVRON USA INC | 0.60031 | 0.000553 |  |  | 422 | 69 | 15.4 | 211111 | -120.4033 | 36.1543 |  | 106 | 999 |  |  |  | 00000 |  | R63-0040
06019 |  | California | Fresno | 6513111 | 19364813 | 18728912 | 101430311 | 28 | 28 | CHEVRON USA INC | 1.9119 | 6.8604 |  |  | 422 | 69 | 15.4 | 211111 | -120.4033 | 36.1543 |  | 106 | 999 |  |  |  | 00000 |  | R63-0040
06019 |  | California | Fresno | 6513111 | 19364913 | 18729812 | 101430311 | 38 | 38 | CHEVRON USA INC | 2.7098 | 0.042335 |  |  | 422 | 69 | 15.4 | 211111 | -120.4033 | 36.1543 |  | 106 | 999 |  |  |  | 00000 |  | R63-0040
06019 |  | California | Fresno | 6513111 | 19365013 | 18727612 | 101430311 | 37 | 37 | CHEVRON USA INC | 1.8278 | 0.000298 |  |  | 422 | 69 | 15.4 | 211111 | -120.4033 | 36.1543 |  | 106 | 999 |  |  |  | 00000 |  | R63-0040
06019 |  | California | Fresno | 6513111 | 19365113 | 18729712 | 101430311 | 36 | 36 | CHEVRON USA INC | 1.2057 | 0.91316 |  |  | 422 | 69 | 15.4 | 211111 | -120.4033 | 36.1543 |  | 106 | 999 |  |  |  | 00000 |  | R63-0040
06019 |  | California | Fresno | 6513111 | 19365913 | 18733112 | 101430311 | 41 | 41 | CHEVRON USA INC |  | 0.035423 |  |  | 422 | 69 | 15.4 | 211111 | -120.4033 | 36.1543 |  | 106 | 999 |  |  |  | 00000 |  | R63-0040
06019 |  | California | Fresno | 6513111 | 19366013 | 18728812 | 101430311 | 27 | 27 | CHEVRON USA INC | 0.32024 |  |  |  | 422 | 69 | 15.4 | 211111 | -120.4033 | 36.1543 |  | 106 | 999 |  |  |  | 00000 |  | R63-0040
06019 |  | California | Fresno | 6513111 | 19366213 | 18728612 | 101430311 | 25 | 25 | CHEVRON USA INC | 0.65603 | 1.7938 |  |  | 422 | 69 | 15.4 | 211111 | -120.4033 | 36.1543 |  | 106 | 999 |  |  |  | 00000 |  | R63-0040
06019 |  | California | Fresno | 6513111 | 19366613 | 18730712 | 101430311 | 21 | 21 | CHEVRON USA INC | 0.41604 | 1.3026 |  |  | 422 | 69 | 15.4 | 211111 | -120.4033 | 36.1543 |  | 106 | 999 |  |  |  | 00000 |  | R63-0040
06019 |  | California | Fresno | 6513111 | 19366713 | 18731312 | 101430311 | 20 | 20 | CHEVRON USA INC | 1.4156 | 5.398 |  |  | 422 | 69 | 15.4 | 211111 | -120.4033 | 36.1543 |  | 106 | 999 |  |  |  | 00000 |  | R63-0040
06019 |  | California | Fresno | 6513111 | 19366913 | 18732012 | 101430311 | 30 | 30 | CHEVRON USA INC | 1.9426 | 7.8306 |  |  | 422 | 69 | 15.4 | 211111 | -120.4033 | 36.1543 |  | 106 | 999 |  |  |  | 00000 |  | R63-0040
06019 |  | California | Fresno | 6515611 | 19303913 | 105614912 | 1014304014 | 71011 | 71011_1_40 | M.H. WHITTIER CORPORATION | [7 empty] | 211111 | -120.3873 | 36.1991 |  | 106 | 999 |  |  |  | 93775 |  | R63-0036
06019 |  | California | Fresno | 6515611 | 19303913 | 105615012 | 1014304014 | 71011 | 71011_2_40 | M.H. WHITTIER CORPORATION | [7 empty] | 211111 | -120.3873 | 36.1991 |  | 106 | 999 |  |  |  | 93775 |  | R63-0036
06019 |  | California | Fresno | 6515611 | 19304013 | 18681812 | 1014304014 | 72008 | 71010 | M.H. WHITTIER CORPORATION |  |  |  |  | 175 | 85.5 | 11.4 | 211111 | -120.3873 | 36.1991 |  | 106 | 999 |  |  |  | 93775 |  | R63-0036
06019 |  | California | Fresno | 6515611 | 19304113 | 18681812 | 1014304014 | 73006 | 71010 | M.H. WHITTIER CORPORATION |  |  |  |  | 175 | 85.5 | 11.4 | 211111 | -120.3873 | 36.1991 |  | 106 | 999 |  |  |  | 93775 |  | R63-0036
06019 |  | California | Fresno | 6515611 | 19304213 | 18681812 | 1014304014 | 72009 | 71010 | M.H. WHITTIER CORPORATION |  |  |  |  | 175 | 85.5 | 11.4 | 211111 | -120.3873 | 36.1991 |  | 106 | 999 |  |  |  | 93775 |  | R63-0036
06019 |  | California | Fresno | 6515611 | 19304313 | 18681812 | 1014304014 | 72011 | 71010 | M.H. WHITTIER CORPORATION |  |  |  |  | 175 | 85.5 | 11.4 | 211111 | -120.3873 | 36.1991 |  | 106 | 999 |  |  |  | 93775 |  | R63-0036
06019 |  | California | Fresno | 6515611 | 19304413 | 18681812 | 1014304014 | 73005 | 71010 | M.H. WHITTIER CORPORATION |  |  |  |  | 175 | 85.5 | 11.4 | 211111 | -120.3873 | 36.1991 |  | 106 | 999 |  |  |  | 93775 |  | R63-0036
06019 |  | California | Fresno | 6515611 | 19304513 | 18681812 | 1014304014 | 72012 | 71010 | M.H. WHITTIER CORPORATION |  |  |  |  | 175 | 85.5 | 11.4 | 211111 | -120.3873 | 36.1991 |  | 106 | 999 |  |  |  | 93775 |  | R63-0036
06019 |  | California | Fresno | 6515611 | 19304613 | 18681812 | 1014304014 | 72014 | 71010 | M.H. WHITTIER CORPORATION |  |  |  |  | 175 | 85.5 | 11.4 | 211111 | -120.3873 | 36.1991 |  | 106 | 999 |  |  |  | 93775 |  | R63-0036
06019 |  | California | Fresno | 6515611 | 19304713 | 18682112 | 1014304014 | 73001 | 71005 | M.H. WHITTIER CORPORATION |  |  |  |  | 175 | 85.5 | 11.4 | 211111 | -120.3873 | 36.1991 |  | 106 | 999 |  |  |  | 93775 |  | R63-0036
06019 |  | California | Fresno | 6515611 | 19304813 | 18682112 | 1014304014 | 73002 | 71005 | M.H. WHITTIER CORPORATION |  |  |  |  | 175 | 85.5 | 11.4 | 211111 | -120.3873 | 36.1991 |  | 106 | 999 |  |  |  | 93775 |  | R63-0036
06019 |  | California | Fresno | 6515611 | 19304913 | 18681912 | 1014304014 | 72007 | 71007 | M.H. WHITTIER CORPORATION |  |  |  |  | 175 | 85.5 | 11.4 | 211111 | -120.3873 | 36.1991 |  | 106 | 999 |  |  |  | 93775 |  | R63-0036
06019 |  | California | Fresno | 6515611 | 19305013 | 18681912 | 1014304014 | 73004 | 71007 | M.H. WHITTIER CORPORATION |  |  |  |  | 175 | 85.5 | 11.4 | 211111 | -120.3873 | 36.1991 |  | 106 | 999 |  |  |  | 93775 |  | R63-0036
06019 |  | California | Fresno | 6515611 | 19305113 | 105614512 | 1014304014 | 71009 | 71009_1_40 | M.H. WHITTIER CORPORATION | [7 empty] | 211111 | -120.3873 | 36.1991 |  | 106 | 999 |  |  |  | 93775 |  | R63-0036
06019 |  | California | Fresno | 6515611 | 19305113 | 105614612 | 1014304014 | 71009 | 71009_2_40 | M.H. WHITTIER CORPORATION | [7 empty] | 211111 | -120.3873 | 36.1991 |  | 106 | 999 |  |  |  | 93775 |  | R63-0036
06019 |  | California | Fresno | 6515611 | 19305213 | 18681912 | 1014304014 | 73003 | 71007 | M.H. WHITTIER CORPORATION |  |  |  |  | 175 | 85.5 | 11.4 | 211111 | -120.3873 | 36.1991 |  | 106 | 999 |  |  |  | 93775 |  | R63-0036
06019 |  | California | Fresno | 6515611 | 19305313 | 18681912 | 1014304014 | 72006 | 71007 | M.H. WHITTIER CORPORATION |  |  |  |  | 175 | 85.5 | 11.4 | 211111 | -120.3873 | 36.1991 |  | 106 | 999 |  |  |  | 93775 |  | R63-0036
06019 |  | California | Fresno | 6515611 | 19305413 | 18681912 | 1014304014 | 72005 | 71007 | M.H. WHITTIER CORPORATION |  |  |  |  | 175 | 85.5 | 11.4 | 211111 | -120.3873 | 36.1991 |  | 106 | 999 |  |  |  | 93775 |  | R63-0036
06019 |  | California | Fresno | 6515611 | 19305513 | 18682112 | 1014304014 | 72003 | 71005 | M.H. WHITTIER CORPORATION |  |  |  |  | 175 | 85.5 | 11.4 | 211111 | -120.3873 | 36.1991 |  | 106 | 999 |  |  |  | 93775 |  | R63-0036
06019 |  | California | Fresno | 6515611 | 19305613 | 18682112 | 1014304014 | 72002 | 71005 | M.H. WHITTIER CORPORATION |  |  |  |  | 175 | 85.5 | 11.4 | 211111 | -120.3873 | 36.1991 |  | 106 | 999 |  |  |  | 93775 |  | R63-0036
06019 |  | California | Fresno | 6515611 | 19305713 | 105615112 | 1014304014 | 71012 | 71012_1_40 | M.H. WHITTIER CORPORATION | [7 empty] | 211111 | -120.3873 | 36.1991 |  | 106 | 999 |  |  |  | 93775 |  | R63-0036
06019 |  | California | Fresno | 6515611 | 19305813 | 105614712 | 1014304014 | 71010 | 71010_1_40 | M.H. WHITTIER CORPORATION | [7 empty] | 211111 | -120.3873 | 36.1991 |  | 106 | 999 |  |  |  | 93775 |  | R63-0036
06019 |  | California | Fresno | 6515611 | 19305813 | 105614812 | 1014304014 | 71010 | 71010_2_40 | M.H. WHITTIER CORPORATION | [7 empty] | 211111 | -120.3873 | 36.1991 |  | 106 | 999 |  |  |  | 93775 |  | R63-0036
06019 |  | California | Fresno | 6515611 | 19305913 | 105614412 | 1014304014 | 71008 | 71008_1_40 | M.H. WHITTIER CORPORATION | [7 empty] | 211111 | -120.3873 | 36.1991 |  | 106 | 999 |  |  |  | 93775 |  | R63-0036
06019 |  | California | Fresno | 6515611 | 19306013 | 105614212 | 1014304014 | 71006 | 71006_1_40 | M.H. WHITTIER CORPORATION | [7 empty] | 211111 | -120.3873 | 36.1991 |  | 106 | 999 |  |  |  | 93775 |  | R63-0036
06019 |  | California | Fresno | 6515611 | 19306013 | 105614312 | 1014304014 | 71006 | 71006_2_40 | M.H. WHITTIER CORPORATION | [7 empty] | 211111 | -120.3873 | 36.1991 |  | 106 | 999 |  |  |  | 93775 |  | R63-0036
06019 |  | California | Fresno | 6515611 | 19306113 | 105614112 | 1014304014 | 71005 | 71005_1_40 | M.H. WHITTIER CORPORATION | [7 empty] | 211111 | -120.3873 | 36.1991 |  | 106 | 999 |  |  |  | 93775 |  | R63-0036
06019 |  | California | Fresno | 6529911 | 19264713 | 18652812 | 1014304020 | 60601 | 6101 | SANTA FE ENERGY RESOURCES INC. |  |  |  |  | 79 | 7.9 | 3 | 211111 | -120.4211 | 36.1863 |  | 106 | 999 |  |  |  | 93210 |  | R63-0036
06019 |  | California | Fresno | 6529911 | 19265013 | 18652812 | 1014304020 | 60901 | 6101 | SANTA FE ENERGY RESOURCES INC. |  |  |  |  | 79 | 7.9 | 3 | 211111 | -120.4211 | 36.1863 |  | 106 | 999 |  |  |  | 93210 |  | R63-0036
06019 |  | California | Fresno | 6529911 | 19265113 | 18652112 | 1014304020 | 70201 | 7101 | SANTA FE ENERGY RESOURCES INC. |  |  |  |  | 79 | 7.9 | 3 | 211111 | -120.4211 | 36.1863 |  | 106 | 999 |  |  |  | 93210 |  | R63-0036
06019 |  | California | Fresno | 6529911 | 19265213 | 18652512 | 1014304020 | 60402 | 6302 | SANTA FE ENERGY RESOURCES INC. |  |  | 25 | 1.5 | 400 | 12 |  | 211111 | -120.4211 | 36.1863 |  | 106 | 999 |  |  |  | 93210 |  | R63-0040
06019 |  | California | Fresno | 6529911 | 19265313 | 18652112 | 1014304020 | 70203 | 7101 | SANTA FE ENERGY RESOURCES INC. |  |  |  |  | 79 | 7.9 | 3 | 211111 | -120.4211 | 36.1863 |  | 106 | 999 |  |  |  | 93210 |  | R63-0036
06019 |  | California | Fresno | 6529911 | 19265413 | 18650612 | 1014304020 | 50901 | 5101 | SANTA FE ENERGY RESOURCES INC. |  |  |  |  | 79 | 7.9 | 3 | 211111 | -120.4211 | 36.1863 |  | 106 | 999 |  |  |  | 93210 |  | R63-0036
06019 |  | California | Fresno | 6529911 | 19265513 | 18652112 | 1014304020 | 70204 | 7101 | SANTA FE ENERGY RESOURCES INC. |  |  |  |  | 79 | 7.9 | 3 | 211111 | -120.4211 | 36.1863 |  | 106 | 999 |  |  |  | 93210 |  | R63-0036
06019 |  | California | Fresno | 6529911 | 19265613 | 18652112 | 1014304020 | 70202 | 7101 | SANTA FE ENERGY RESOURCES INC. |  |  |  |  | 79 | 7.9 | 3 | 211111 | -120.4211 | 36.1863 |  | 106 | 999 |  |  |  | 93210 |  | R63-0036
06019 |  | California | Fresno | 6529911 | 19265713 | 18652812 | 1014304020 | 60301 | 6101 | SANTA FE ENERGY RESOURCES INC. |  |  |  |  | 79 | 7.9 | 3 | 211111 | -120.4211 | 36.1863 |  | 106 | 999 |  |  |  | 93210 |  | R63-0036
06019 |  | California | Fresno | 6529911 | 19265813 | 18652112 | 1014304020 | 70205 | 7101 | SANTA FE ENERGY RESOURCES INC. |  |  |  |  | 79 | 7.9 | 3 | 211111 | -120.4211 | 36.1863 |  | 106 | 999 |  |  |  | 93210 |  | R63-0036
06019 |  | California | Fresno | 6529911 | 19265913 | 18651612 | 1014304020 | 20202 | 2101 | SANTA FE ENERGY RESOURCES INC. |  |  |  |  | 79 | 7.9 | 3 | 211111 | -120.4211 | 36.1863 |  | 106 | 999 |  |  |  | 93210 |  | R63-0036
06019 |  | California | Fresno | 6529911 | 19266013 | 18652112 | 1014304020 | 70601 | 7101 | SANTA FE ENERGY RESOURCES INC. |  |  |  |  | 79 | 7.9 | 3 | 211111 | -120.4211 | 36.1863 |  | 106 | 999 |  |  |  | 93210 |  | R63-0036
06019 |  | California | Fresno | 6529911 | 19266213 | 18652212 | 1014304020 | 50602 | 5501 | SANTA FE ENERGY RESOURCES INC. |  |  |  |  | 434 | 99.7 | 30.5 | 211111 | -120.4211 | 36.1863 |  | 106 | 999 |  |  |  | 93210 |  | R63-0036
06019 |  | California | Fresno | 6529911 | 19266313 | 18650612 | 1014304020 | 50601 | 5101 | SANTA FE ENERGY RESOURCES INC. |  |  |  |  | 79 | 7.9 | 3 | 211111 | -120.4211 | 36.1863 |  | 106 | 999 |  |  |  | 93210 |  | R63-0036
06019 |  | California | Fresno | 6529911 | 19266413 | 18650912 | 1014304020 | 50406 | 5306 | SANTA FE ENERGY RESOURCES INC. |  |  | 15 | 2.5 | 400 | 31.7 |  | 211111 | -120.4211 | 36.1863 |  | 106 | 999 |  |  |  | 93210 |  | R63-0040
06019 |  | California | Fresno | 6529911 | 19266513 | 18653112 | 1014304020 | 50405 | 5305 | SANTA FE ENERGY RESOURCES INC. |  |  | 15 | 2.5 | 400 | 31.7 |  | 211111 | -120.4211 | 36.1863 |  | 106 | 999 |  |  |  | 93210 |  | R63-0040
06019 |  | California | Fresno | 6529911 | 19266613 | 18652712 | 1014304020 | 50404 | 5304 | SANTA FE ENERGY RESOURCES INC. |  |  | 13 | 5 | 400 | 137.5 |  | 211111 | -120.4211 | 36.1863 |  | 106 | 999 |  |  |  | 93210 |  | R63-0040
06019 |  | California | Fresno | 6529911 | 19266713 | 18652812 | 1014304020 | 60202 | 6101 | SANTA FE ENERGY RESOURCES INC. |  |  |  |  | 79 | 7.9 | 3 | 211111 | -120.4211 | 36.1863 |  | 106 | 999 |  |  |  | 93210 |  | R63-0036
06019 |  | California | Fresno | 6529911 | 19266913 | 18651712 | 1014304020 | 10301 | 1101 | SANTA FE ENERGY RESOURCES INC. |  |  |  |  | 79 | 7.9 | 3 | 211111 | -120.4211 | 36.1863 |  | 106 | 999 |  |  |  | 93210 |  | R63-0036
06019 |  | California | Fresno | 6529911 | 19267013 | 18651712 | 1014304020 | 10201 | 1101 | SANTA FE ENERGY RESOURCES INC. |  |  |  |  | 79 | 7.9 | 3 | 211111 | -120.4211 | 36.1863 |  | 106 | 999 |  |  |  | 93210 |  | R63-0036
06019 |  | California | Fresno | 6529911 | 19267113 | 18651712 | 1014304020 | 10601 | 1101 | SANTA FE ENERGY RESOURCES INC. |  |  |  |  | 79 | 7.9 | 3 | 211111 | -120.4211 | 36.1863 |  | 106 | 999 |  |  |  | 93210 |  | R63-0036
06019 |  | California | Fresno | 6529911 | 19267513 | 18651712 | 1014304020 | 10901 | 1101 | SANTA FE ENERGY RESOURCES INC. |  |  |  |  | 79 | 7.9 | 3 | 211111 | -120.4211 | 36.1863 |  | 106 | 999 |  |  |  | 93210 |  | R63-0036
06019 |  | California | Fresno | 6529911 | 19267613 | 18652612 | 1014304020 | 50403 | 5303 | SANTA FE ENERGY RESOURCES INC. |  |  | 13 | 5 | 400 | 137.5 |  | 211111 | -120.4211 | 36.1863 |  | 106 | 999 |  |  |  | 93210 |  | R63-0040
06019 |  | California | Fresno | 6529911 | 19267713 | 18652912 | 1014304020 | 70401 | 7301 | SANTA FE ENERGY RESOURCES INC. |  |  | 12 | 1.5 | 400 | 4.9 |  | 211111 | -120.4211 | 36.1863 |  | 106 | 999 |  |  |  | 93210 |  | R63-0040
06019 |  | California | Fresno | 6529911 | 19267813 | 18650812 | 1014304020 | 80901 | 8101 | SANTA FE ENERGY RESOURCES INC. |  |  |  |  | 95 | 11.8 | 4.2 | 211111 | -120.4211 | 36.1863 |  | 106 | 999 |  |  |  | 93210 |  | R63-0036
06019 |  | California | Fresno | 6529911 | 19267913 | 18652112 | 1014304020 | 70301 | 7101 | SANTA FE ENERGY RESOURCES INC. |  |  |  |  | 79 | 7.9 | 3 | 211111 | -120.4211 | 36.1863 |  | 106 | 999 |  |  |  | 93210 |  | R63-0036
06019 |  | California | Fresno | 6529911 | 19268113 | 18650812 | 1014304020 | 80601 | 8101 | SANTA FE ENERGY RESOURCES INC. |  |  |  |  | 95 | 11.8 | 4.2 | 211111 | -120.4211 | 36.1863 |  | 106 | 999 |  |  |  | 93210 |  | R63-0036
06019 |  | California | Fresno | 6529911 | 19268213 | 18650812 | 1014304020 | 80301 | 8101 | SANTA FE ENERGY RESOURCES INC. |  |  |  |  | 95 | 11.8 | 4.2 | 211111 | -120.4211 | 36.1863 |  | 106 | 999 |  |  |  | 93210 |  | R63-0036
06019 |  | California | Fresno | 6529911 | 19268313 | 18652112 | 1014304020 | 70901 | 7101 | SANTA FE ENERGY RESOURCES INC. |  |  |  |  | 79 | 7.9 | 3 | 211111 | -120.4211 | 36.1863 |  | 106 | 999 |  |  |  | 93210 |  | R63-0036
06019 |  | California | Fresno | 6529911 | 19268613 | 18654012 | 1014304020 | 10401 | 1301 | SANTA FE ENERGY RESOURCES INC. |  |  | 30 | 0.8 | 400 | 4.4 |  | 211111 | -120.4211 | 36.1863 |  | 106 | 999 |  |  |  | 93210 |  | R63-0040
06019 |  | California | Fresno | 6529911 | 19268713 | 18653212 | 1014304020 | 70402 | 7302 | SANTA FE ENERGY RESOURCES INC. |  |  | 24 | 0.8 | 400 | 3.8 |  | 211111 | -120.4211 | 36.1863 |  | 106 | 999 |  |  |  | 93210 |  | R63-0040
06019 |  | California | Fresno | 6529911 | 19268813 | 18651612 | 1014304020 | 20201 | 2101 | SANTA FE ENERGY RESOURCES INC. |  |  |  |  | 79 | 7.9 | 3 | 211111 | -120.4211 | 36.1863 |  | 106 | 999 |  |  |  | 93210 |  | R63-0036
06019 |  | California | Fresno | 6529911 | 19268913 | 18651612 | 1014304020 | 20204 | 2101 | SANTA FE ENERGY RESOURCES INC. |  |  |  |  | 79 | 7.9 | 3 | 211111 | -120.4211 | 36.1863 |  | 106 | 999 |  |  |  | 93210 |  | R63-0036
06019 |  | California | Fresno | 6529911 | 19269013 | 18650412 | 1014304020 | 30202 | 3101 | SANTA FE ENERGY RESOURCES INC. |  |  |  |  | 79 | 7.9 | 3 | 211111 | -120.4211 | 36.1863 |  | 106 | 999 |  |  |  | 93210 |  | R63-0036
06019 |  | California | Fresno | 6529911 | 19269113 | 18650412 | 1014304020 | 30201 | 3101 | SANTA FE ENERGY RESOURCES INC. |  |  |  |  | 79 | 7.9 | 3 | 211111 | -120.4211 | 36.1863 |  | 106 | 999 |  |  |  | 93210 |  | R63-0036
06019 |  | California | Fresno | 6529911 | 19269213 | 18651612 | 1014304020 | 20901 | 2101 | SANTA FE ENERGY RESOURCES INC. |  |  |  |  | 79 | 7.9 | 3 | 211111 | -120.4211 | 36.1863 |  | 106 | 999 |  |  |  | 93210 |  | R63-0036
06019 |  | California | Fresno | 6529911 | 19269513 | 18651212 | 1014304020 | 20602 | 2501 | SANTA FE ENERGY RESOURCES INC. |  |  |  |  | 434 | 99.7 | 30.5 | 211111 | -120.4211 | 36.1863 |  | 106 | 999 |  |  |  | 93210 |  | R63-0036
06019 |  | California | Fresno | 6529911 | 19269613 | 18651612 | 1014304020 | 20601 | 2101 | SANTA FE ENERGY RESOURCES INC. |  |  |  |  | 79 | 7.9 | 3 | 211111 | -120.4211 | 36.1863 |  | 106 | 999 |  |  |  | 93210 |  | R63-0036
06019 |  | California | Fresno | 6529911 | 19269713 | 18652412 | 1014304020 | 20409 | 2309 | SANTA FE ENERGY RESOURCES INC. |  |  | 13 | 5 | 400 | 137.5 |  | 211111 | -120.4211 | 36.1863 |  | 106 | 999 |  |  |  | 93210 |  | R63-0040
06019 |  | California | Fresno | 6529911 | 19269813 | 18653712 | 1014304020 | 50402 | 5302 | SANTA FE ENERGY RESOURCES INC. |  |  | 13 | 5 | 400 | 137.5 |  | 211111 | -120.4211 | 36.1863 |  | 106 | 999 |  |  |  | 93210 |  | R63-0040
06019 |  | California | Fresno | 6529911 | 19269913 | 18652012 | 1014304020 | 20407 | 2307 | SANTA FE ENERGY RESOURCES INC. |  |  | 13 | 5 | 400 | 137.5 |  | 211111 | -120.4211 | 36.1863 |  | 106 | 999 |  |  |  | 93210 |  | R63-0040
06019 |  | California | Fresno | 6529911 | 19270113 | 18651612 | 1014304020 | 20205 | 2101 | SANTA FE ENERGY RESOURCES INC. |  |  |  |  | 79 | 7.9 | 3 | 211111 | -120.4211 | 36.1863 |  | 106 | 999 |  |  |  | 93210 |  | R63-0036
06019 |  | California | Fresno | 6529911 | 19270213 | 18651612 | 1014304020 | 20206 | 2101 | SANTA FE ENERGY RESOURCES INC. |  |  |  |  | 79 | 7.9 | 3 | 211111 | -120.4211 | 36.1863 |  | 106 | 999 |  |  |  | 93210 |  | R63-0036
06019 |  | California | Fresno | 6529911 | 19270313 | 18651612 | 1014304020 | 20301 | 2101 | SANTA FE ENERGY RESOURCES INC. |  |  |  |  | 79 | 7.9 | 3 | 211111 | -120.4211 | 36.1863 |  | 106 | 999 |  |  |  | 93210 |  | R63-0036
06019 |  | California | Fresno | 6529911 | 19270413 | 18651512 | 1014304020 | 20401 | 2301 | SANTA FE ENERGY RESOURCES INC. |  |  | 15 | 2.5 | 400 | 31.7 |  | 211111 | -120.4211 | 36.1863 |  | 106 | 999 |  |  |  | 93210 |  | R63-0040
06019 |  | California | Fresno | 6529911 | 19270513 | 18653512 | 1014304020 | 20405 | 2305 | SANTA FE ENERGY RESOURCES INC. |  |  | 13 | 5 | 400 | 137.5 |  | 211111 | -120.4211 | 36.1863 |  | 106 | 999 |  |  |  | 93210 |  | R63-0040
06019 |  | California | Fresno | 6529911 | 19270613 | 18653412 | 1014304020 | 20402 | 2302 | SANTA FE ENERGY RESOURCES INC. |  |  | 15 | 2.5 | 400 | 31.7 |  | 211111 | -120.4211 | 36.1863 |  | 106 | 999 |  |  |  | 93210 |  | R63-0040
06019 |  | California | Fresno | 6529911 | 19270713 | 18651412 | 1014304020 | 20403 | 2303 | SANTA FE ENERGY RESOURCES INC. |  |  | 13 | 5 | 400 | 137.5 |  | 211111 | -120.4211 | 36.1863 |  | 106 | 999 |  |  |  | 93210 |  | R63-0040
06019 |  | California | Fresno | 6529911 | 19270813 | 18650512 | 1014304020 | 20404 | 2304 | SANTA FE ENERGY RESOURCES INC. |  |  | 13 | 5 | 400 | 137.5 |  | 211111 | -120.4211 | 36.1863 |  | 106 | 999 |  |  |  | 93210 |  | R63-0040
06019 |  | California | Fresno | 6529911 | 19270913 | 18652812 | 1014304020 | 60201 | 6101 | SANTA FE ENERGY RESOURCES INC. |  |  |  |  | 79 | 7.9 | 3 | 211111 | -120.4211 | 36.1863 |  | 106 | 999 |  |  |  | 93210 |  | R63-0036
06019 |  | California | Fresno | 6529911 | 19271013 | 18652312 | 1014304020 | 20408 | 2308 | SANTA FE ENERGY RESOURCES INC. |  |  | 13 | 5 | 400 | 137.5 |  | 211111 | -120.4211 | 36.1863 |  | 106 | 999 |  |  |  | 93210 |  | R63-0040
06019 |  | California | Fresno | 6529911 | 19271113 | 18650712 | 1014304020 | 40901 | 4101 | SANTA FE ENERGY RESOURCES INC. |  |  |  |  | 79 | 7.9 | 3 | 211111 | -120.4211 | 36.1863 |  | 106 | 999 |  |  |  | 93210 |  | R63-0036
06019 |  | California | Fresno | 6529911 | 19271213 | 18651112 | 1014304020 | 50401 | 5301 | SANTA FE ENERGY RESOURCES INC. |  |  | 13 | 5 | 400 | 137.5 |  | 211111 | -120.4211 | 36.1863 |  | 106 | 999 |  |  |  | 93210 |  | R63-0040
06019 |  | California | Fresno | 6529911 | 19271313 | 18650612 | 1014304020 | 50301 | 5101 | SANTA FE ENERGY RESOURCES INC. |  |  |  |  | 79 | 7.9 | 3 | 211111 | -120.4211 | 36.1863 |  | 106 | 999 |  |  |  | 93210 |  | R63-0036
06019 |  | California | Fresno | 6529911 | 19271413 | 18650612 | 1014304020 | 50208 | 5101 | SANTA FE ENERGY RESOURCES INC. |  |  |  |  | 79 | 7.9 | 3 | 211111 | -120.4211 | 36.1863 |  | 106 | 999 |  |  |  | 93210 |  | R63-0036
06019 |  | California | Fresno | 6529911 | 19271513 | 18650612 | 1014304020 | 50207 | 5101 | SANTA FE ENERGY RESOURCES INC. |  |  |  |  | 79 | 7.9 | 3 | 211111 | -120.4211 | 36.1863 |  | 106 | 999 |  |  |  | 93210 |  | R63-0036
06019 |  | California | Fresno | 6529911 | 19271613 | 18650612 | 1014304020 | 50206 | 5101 | SANTA FE ENERGY RESOURCES INC. |  |  |  |  | 79 | 7.9 | 3 | 211111 | -120.4211 | 36.1863 |  | 106 | 999 |  |  |  | 93210 |  | R63-0036
06019 |  | California | Fresno | 6529911 | 19271713 | 18650612 | 1014304020 | 50205 | 5101 | SANTA FE ENERGY RESOURCES INC. |  |  |  |  | 79 | 7.9 | 3 | 211111 | -120.4211 | 36.1863 |  | 106 | 999 |  |  |  | 93210 |  | R63-0036
06019 |  | California | Fresno | 6529911 | 19271813 | 18650612 | 1014304020 | 50204 | 5101 | SANTA FE ENERGY RESOURCES INC. |  |  |  |  | 79 | 7.9 | 3 | 211111 | -120.4211 | 36.1863 |  | 106 | 999 |  |  |  | 93210 |  | R63-0036
06019 |  | California | Fresno | 6529911 | 19271913 | 18651612 | 1014304020 | 20203 | 2101 | SANTA FE ENERGY RESOURCES INC. |  |  |  |  | 79 | 7.9 | 3 | 211111 | -120.4211 | 36.1863 |  | 106 | 999 |  |  |  | 93210 |  | R63-0036
06019 |  | California | Fresno | 6529911 | 19272013 | 18650612 | 1014304020 | 50203 | 5101 | SANTA FE ENERGY RESOURCES INC. |  |  |  |  | 79 | 7.9 | 3 | 211111 | -120.4211 | 36.1863 |  | 106 | 999 |  |  |  | 93210 |  | R63-0036
06019 |  | California | Fresno | 6529911 | 19272113 | 18650412 | 1014304020 | 30203 | 3101 | SANTA FE ENERGY RESOURCES INC. |  |  |  |  | 79 | 7.9 | 3 | 211111 | -120.4211 | 36.1863 |  | 106 | 999 |  |  |  | 93210 |  | R63-0036
06019 |  | California | Fresno | 6529911 | 19272213 | 18650612 | 1014304020 | 50201 | 5101 | SANTA FE ENERGY RESOURCES INC. |  |  |  |  | 79 | 7.9 | 3 | 211111 | -120.4211 | 36.1863 |  | 106 | 999 |  |  |  | 93210 |  | R63-0036
06019 |  | California | Fresno | 6529911 | 19272313 | 18650412 | 1014304020 | 30601 | 3101 | SANTA FE ENERGY RESOURCES INC. |  |  |  |  | 79 | 7.9 | 3 | 211111 | -120.4211 | 36.1863 |  | 106 | 999 |  |  |  | 93210 |  | R63-0036
06019 |  | California | Fresno | 6529911 | 19272513 | 18650712 | 1014304020 | 40601 | 4101 | SANTA FE ENERGY RESOURCES INC. |  |  |  |  | 79 | 7.9 | 3 | 211111 | -120.4211 | 36.1863 |  | 106 | 999 |  |  |  | 93210 |  | R63-0036
06019 |  | California | Fresno | 6529911 | 19272613 | 18650712 | 1014304020 | 40301 | 4101 | SANTA FE ENERGY RESOURCES INC. |  |  |  |  | 79 | 7.9 | 3 | 211111 | -120.4211 | 36.1863 |  | 106 | 999 |  |  |  | 93210 |  | R63-0036
06019 |  | California | Fresno | 6529911 | 19272713 | 18650712 | 1014304020 | 40203 | 4101 | SANTA FE ENERGY RESOURCES INC. |  |  |  |  | 79 | 7.9 | 3 | 211111 | -120.4211 | 36.1863 |  | 106 | 999 |  |  |  | 93210 |  | R63-0036
06019 |  | California | Fresno | 6529911 | 19272813 | 18650712 | 1014304020 | 40202 | 4101 | SANTA FE ENERGY RESOURCES INC. |  |  |  |  | 79 | 7.9 | 3 | 211111 | -120.4211 | 36.1863 |  | 106 | 999 |  |  |  | 93210 |  | R63-0036
06019 |  | California | Fresno | 6529911 | 19272913 | 18650712 | 1014304020 | 40201 | 4101 | SANTA FE ENERGY RESOURCES INC. |  |  |  |  | 79 | 7.9 | 3 | 211111 | -120.4211 | 36.1863 |  | 106 | 999 |  |  |  | 93210 |  | R63-0036
06019 |  | California | Fresno | 6529911 | 19273013 | 18650412 | 1014304020 | 30901 | 3101 | SANTA FE ENERGY RESOURCES INC. |  |  |  |  | 79 | 7.9 | 3 | 211111 | -120.4211 | 36.1863 |  | 106 | 999 |  |  |  | 93210 |  | R63-0036
06019 |  | California | Fresno | 6529911 | 19273213 | 18651312 | 1014304020 | 20406 | 2306 | SANTA FE ENERGY RESOURCES INC. |  |  | 13 | 5 | 400 | 137.5 |  | 211111 | -120.4211 | 36.1863 |  | 106 | 999 |  |  |  | 93210 |  | R63-0040
06019 |  | California | Fresno | 6529911 | 19273313 | 18650612 | 1014304020 | 50202 | 5101 | SANTA FE ENERGY RESOURCES INC. |  |  |  |  | 79 | 7.9 | 3 | 211111 | -120.4211 | 36.1863 |  | 106 | 999 |  |  |  | 93210 |  | R63-0036
06019 |  | California | Fresno | 6531111 | 19135913 | 18582012 | 1014304022 | 202 | 1 | TEXACO |  |  |  |  | 95 | 10.7 | 5.3 | 211111 | -120.4009 | 36.1597 |  | 106 | 999 |  |  |  | 93210 |  | R63-0036
06019 |  | California | Fresno | 6531111 | 19136013 | 18582012 | 1014304022 | 404 | 1 | TEXACO |  |  |  |  | 95 | 10.7 | 5.3 | 211111 | -120.4009 | 36.1597 |  | 106 | 999 |  |  |  | 93210 |  | R63-0036
06019 |  | California | Fresno | 6531111 | 19136113 | 18582012 | 1014304022 | 403 | 1 | TEXACO |  |  |  |  | 95 | 10.7 | 5.3 | 211111 | -120.4009 | 36.1597 |  | 106 | 999 |  |  |  | 93210 |  | R63-0036
06019 |  | California | Fresno | 6531111 | 19136213 | 18581612 | 1014304022 | 107 | 107 | TEXACO |  |  | 20 | 1.5 | 240 | 14.2 |  | 211111 | -120.4009 | 36.1597 |  | 106 | 999 |  |  |  | 93210 |  | R63-0040
06019 |  | California | Fresno | 6531111 | 19136313 | 18581712 | 1014304022 | 109 | 109 | TEXACO |  |  | 15 | 1.5 | 240 | 5.5 |  | 211111 | -120.4009 | 36.1597 |  | 106 | 999 |  |  |  | 93210 |  | R63-0040
06019 |  | California | Fresno | 6531111 | 19136413 | 18581912 | 1014304022 | 106 | 106 | TEXACO |  |  | 20 | 1.5 | 240 | 14.2 |  | 211111 | -120.4009 | 36.1597 |  | 106 | 999 |  |  |  | 93210 |  | R63-0040
06019 |  | California | Fresno | 6531111 | 19136513 | 18582012 | 1014304022 | 402 | 1 | TEXACO |  |  |  |  | 95 | 10.7 | 5.3 | 211111 | -120.4009 | 36.1597 |  | 106 | 999 |  |  |  | 93210 |  | R63-0036
06019 |  | California | Fresno | 6531111 | 19136613 | 18582012 | 1014304022 | 203 | 1 | TEXACO |  |  |  |  | 95 | 10.7 | 5.3 | 211111 | -120.4009 | 36.1597 |  | 106 | 999 |  |  |  | 93210 |  | R63-0036
06019 |  | California | Fresno | 6531111 | 19136713 | 18582012 | 1014304022 | 600 | 1 | TEXACO |  |  |  |  | 95 | 10.7 | 5.3 | 211111 | -120.4009 | 36.1597 |  | 106 | 999 |  |  |  | 93210 |  | R63-0036
06019 |  | California | Fresno | 6531111 | 19136813 | 18582012 | 1014304022 | 201 | 1 | TEXACO |  |  |  |  | 95 | 10.7 | 5.3 | 211111 | -120.4009 | 36.1597 |  | 106 | 999 |  |  |  | 93210 |  | R63-0036
06019 |  | California | Fresno | 6531111 | 19136913 | 18581812 | 1014304022 | 111 | 111 | TEXACO |  |  | 15 | 1.5 | 240 | 5.5 |  | 211111 | -120.4009 | 36.1597 |  | 106 | 999 |  |  |  | 93210 |  | R63-0040
06019 |  | California | Fresno | 6531111 | 19137113 | 18582012 | 1014304022 | 401 | 1 | TEXACO |  |  |  |  | 95 | 10.7 | 5.3 | 211111 | -120.4009 | 36.1597 |  | 106 | 999 |  |  |  | 93210 |  | R63-0036
06019 |  | California | Fresno | 6531111 | 19137213 | 18582012 | 1014304022 | 204 | 1 | TEXACO |  |  |  |  | 95 | 10.7 | 5.3 | 211111 | -120.4009 | 36.1597 |  | 106 | 999 |  |  |  | 93210 |  | R63-0036
06019 |  | California | Fresno | 6531111 | 19137313 | 18581512 | 1014304022 | 108 | 108 | TEXACO |  |  | 15 | 1.5 | 240 | 5.5 |  | 211111 | -120.4009 | 36.1597 |  | 106 | 999 |  |  |  | 93210 |  | R63-0040
06019 |  | California | Fresno | 6531111 | 19137613 | 18582012 | 1014304022 | 700 | 1 | TEXACO |  |  |  |  | 95 | 10.7 | 5.3 | 211111 | -120.4009 | 36.1597 |  | 106 | 999 |  |  |  | 93210 |  | R63-0036
06029 |  | California | Kern | 10239011 | 57969413 | 49238012 | 1514305349 | 1 | 1 | ATLANTIC OIL CO. |  |  |  |  | 68 | 83.3 | 35.2 | 211111 | -118.8862 | 35.1707 | 1 |  | 999 |  |  |  | 93241
06029 |  | California | Kern | 10273911 | 84897413 | 77484312 | 1514304013 | 1 | 1 | ROCK CREEK OIL LLC | 0.0267 | 0.000644 |  |  | 68 | 83.3 |  | 211111 | -119.8619 | 35.7574 |  |  | 999 |  |  |  | 00000
06029 |  | California | Kern | 10281711 | 85227913 | 77968412 | 1514303755 | 19 | 19 | IVANHOE ENERGY | 0.405 | 1.6024 |  |  | 68 | 83.3 |  | 211111 | -119.3745 | 35.0376 |  |  | 999 |  |  |  | 00000
06029 |  | California | Kern | 10344211 | 57925913 | 51098112 | 1514301641 | 7 | 7 | PLAINS EXPLORATION & PRODUCTION |  |  |  |  | 68 | 83.3 | 5.3 | 211111 | -119.6656 | 35.3606 | 1 |  | 999 |  |  |  | 00000
06029 |  | California | Kern | 10344211 | 57926113 | 51247312 | 1514301641 | 9 | 9 | PLAINS EXPLORATION & PRODUCTION |  |  |  |  | 68 | 83.3 | 3.1 | 211111 | -119.6656 | 35.3606 | 1 |  | 999 |  |  |  | 00000
06029 |  | California | Kern | 10344211 | 58320813 | 49504012 | 1514301641 | 1 | 1 | PLAINS EXPLORATION & PRODUCTION |  |  |  |  | 68 | 83.3 | 3.1 | 211111 | -119.6656 | 35.3606 | 1 |  | 999 |  |  |  | 00000
06029 |  | California | Kern | 10344211 | 58347513 | 51007712 | 1514301641 | 26 | 26 | PLAINS EXPLORATION & PRODUCTION |  |  |  |  | 68 | 83.3 | 5.3 | 211111 | -119.6656 | 35.3606 | 1 |  | 999 |  |  |  | 00000
06029 |  | California | Kern | 10344211 | 58347713 | 49788712 | 1514301641 | 3 | 3 | PLAINS EXPLORATION & PRODUCTION | 0.00153 |  | 16 | 1 | 1400 | 85 |  | 211111 | -119.6656 | 35.3606 | 1 |  | 999 |  |  |  | 00000
06029 |  | California | Kern | 10344211 | 58348013 | 50670012 | 1514301641 | 34 | 34 | PLAINS EXPLORATION & PRODUCTION |  |  |  |  | 68 | 83.3 | 3.1 | 211111 | -119.6656 | 35.3606 | 1 |  | 999 |  |  |  | 00000
06029 |  | California | Kern | 10344211 | 58348113 | 50671012 | 1514301641 | 35 | 35 | PLAINS EXPLORATION & PRODUCTION |  |  |  |  | 68 | 83.3 | 3.1 | 211111 | -119.6656 | 35.3606 | 1 |  | 999 |  |  |  | 00000
06029 |  | California | Kern | 10357711 | 101949713 | 105345312 | 1514301372 | 376 | 376 | PLAINS EXPLORATION & PRODUCTION COMPANY | 0.826 | 0.3304 | [5 empty] | 211111 | -119.6513 | 35.3469 |  | 106 | 999 |  |  |  | 00000
06029 |  | California | Kern | 10357711 | 101949913 | 105345512 | 1514301372 | 394 | 394 | PLAINS EXPLORATION & PRODUCTION COMPANY | 2.6299 | 0.86294 | [5 empty] | 211111 | -119.6513 | 35.3469 |  | 106 | 999 |  |  |  | 00000
06029 |  | California | Kern | 10357711 | 58228213 | 50694912 | 1514301372 | 10 | 10 | PLAINS EXPLORATION & PRODUCTION COMPANY | 0.72696 | 0.2796 | 15 | 3 | 230 | 276.7 |  | 211111 | -119.6513 | 35.3469 | 1 | 106 | 999 |  |  |  | 00000 |  | R63-0040
06029 |  | California | Kern | 10357711 | 58228413 | 51018312 | 1514301372 | 111 | 111 | PLAINS EXPLORATION & PRODUCTION COMPANY | 1.1798 | 0.45375 | 20 | 2.5 | 277 | 276.7 |  | 211111 | -119.6513 | 35.3469 | 1 | 106 | 999 |  |  |  | 00000 |  | R63-0040
06029 |  | California | Kern | 10357711 | 58228513 | 51018412 | 1514301372 | 112 | 112 | PLAINS EXPLORATION & PRODUCTION COMPANY | 1.4888 | 0.5955 | 15 | 3 | 225 | 276.7 |  | 211111 | -119.6513 | 35.3469 | 1 | 106 | 999 |  |  |  | 00000 |  | R63-0040
06029 |  | California | Kern | 10357711 | 58228613 | 51018712 | 1514301372 | 113 | 113 | PLAINS EXPLORATION & PRODUCTION COMPANY | 0.94572 | 0.3996 | 15 | 3 | 230 | 276.7 |  | 211111 | -119.6513 | 35.3469 | 1 | 106 | 999 |  |  |  | 00000 |  | R63-0040
06029 |  | California | Kern | 10357711 | 58228713 | 51021212 | 1514301372 | 127 | 127 | PLAINS EXPLORATION & PRODUCTION COMPANY | 2.5212 | 10.9009 | 15 | 3 | 230 | 276.7 |  | 211111 | -119.6513 | 35.3469 | 1 | 106 | 999 |  |  |  | 00000 |  | R63-0040
06029 |  | California | Kern | 10357711 | 58228813 | 50799612 | 1514301372 | 13 | 13 | PLAINS EXPLORATION & PRODUCTION COMPANY | 1.1692 | 0.43305 | 15 | 3 | 284 | 276.7 |  | 211111 | -119.6513 | 35.3469 | 1 | 106 | 999 |  |  |  | 00000 |  | R63-0040
06029 |  | California | Kern | 10357711 | 58229113 | 50844512 | 1514301372 | 14 | 14 | PLAINS EXPLORATION & PRODUCTION COMPANY | 1.2641 | 0.43095 | 15 | 3 | 230 | 276.7 |  | 211111 | -119.6513 | 35.3469 | 1 | 106 | 999 |  |  |  | 00000 |  | R63-0040
06029 |  | California | Kern | 10357711 | 58229513 | 51043112 | 1514301372 | 143 | 143 | PLAINS EXPLORATION & PRODUCTION COMPANY | 0.21168 | 0.0168 | 12 | 1.5 | 550 | 0.9 |  | 211111 | -119.6513 | 35.3469 | 1 | 106 | 999 |  |  |  | 00000 |  | R63-0040
06029 |  | California | Kern | 10357711 | 58229613 | 51043212 | 1514301372 | 144 | 144 | PLAINS EXPLORATION & PRODUCTION COMPANY | 0.21546 | 0.0171 | 12 | 2 | 550 | 1.7 |  | 211111 | -119.6513 | 35.3469 | 1 | 106 | 999 |  |  |  | 00000 |  | R63-0040
06029 |  | California | Kern | 10357711 | 58230213 | 50872812 | 1514301372 | 16 | 16 | PLAINS EXPLORATION & PRODUCTION COMPANY | 1.2377 | 0.4584 | 15 | 3 | 230 | 276.7 |  | 211111 | -119.6513 | 35.3469 | 1 | 106 | 999 |  |  |  | 00000 |  | R63-0040
06029 |  | California | Kern | 10357711 | 58230313 | 50897212 | 1514301372 | 17 | 17 | PLAINS EXPLORATION & PRODUCTION COMPANY | 1.1895 | 27.8008 | 6 | 1.5 | 350 | 276.7 |  | 211111 | -119.6513 | 35.3469 | 1 | 106 | 999 |  |  |  | 00000 |  | R63-0040
06029 |  | California | Kern | 10357711 | 58230413 | 50901212 | 1514301372 | 18 | 18 | PLAINS EXPLORATION & PRODUCTION COMPANY | 0.94395 | 0.39885 | 15 | 3 | 230 | 276.7 |  | 211111 | -119.6513 | 35.3469 | 1 | 106 | 999 |  |  |  | 00000 |  | R63-0040
06029 |  | California | Kern | 10357711 | 58230713 | 50925312 | 1514301372 | 19 | 19 | PLAINS EXPLORATION & PRODUCTION COMPANY | 0.8595 | 0.3438 | 6 | 1.5 | 400 | 276.7 |  | 211111 | -119.6513 | 35.3469 | 1 | 106 | 999 |  |  |  | 00000 |  | R63-0040
06029 |  | California | Kern | 10357711 | 58230913 | 50417712 | 1514301372 | 2 | 2 | PLAINS EXPLORATION & PRODUCTION COMPANY | 0.36383 | 0.14175 | 8 | 1.5 | 500 | 100 |  | 211111 | -119.6513 | 35.3469 | 1 | 106 | 999 |  |  |  | 00000 |  | R63-0040
06029 |  | California | Kern | 10357711 | 58231013 | 50951712 | 1514301372 | 20 | 20 | PLAINS EXPLORATION & PRODUCTION COMPANY | 1.31 | 0.56955 | 15 | 3 | 230 | 276.7 |  | 211111 | -119.6513 | 35.3469 | 1 | 106 | 999 |  |  |  | 00000 |  | R63-0040
06029 |  | California | Kern | 10357711 | 58231113 | 50982812 | 1514301372 | 24 | 24 | PLAINS EXPLORATION & PRODUCTION COMPANY | 1.1824 | 0.4326 | 15 | 3 | 275 | 276.7 |  | 211111 | -119.6513 | 35.3469 | 1 | 106 | 999 |  |  |  | 00000 |  | R63-0040
06029 |  | California | Kern | 10357711 | 58231213 | 51033312 | 1514301372 | 29 | 29 | PLAINS EXPLORATION & PRODUCTION COMPANY | 0.53592 | 0.0694 | 15 | 1.3 | 492 | 276.7 |  | 211111 | -119.6513 | 35.3469 | 1 | 106 | 999 |  |  |  | 00000 |  | R63-0040
06029 |  | California | Kern | 10357711 | 58231313 | 51054912 | 1514301372 | 30 | 30 | PLAINS EXPLORATION & PRODUCTION COMPANY | 0.86465 | 0.35024 | 15 | 3 | 230 | 276.7 |  | 211111 | -119.6513 | 35.3469 | 1 | 106 | 999 |  |  |  | 00000 |  | R63-0040
06029 |  | California | Kern | 10357711 | 58231413 | 51057212 | 1514301372 | 31 | 31 | PLAINS EXPLORATION & PRODUCTION COMPANY | 1.8602 | 0.66435 | 15 | 3 | 225 | 276.7 |  | 211111 | -119.6513 | 35.3469 | 1 | 106 | 999 |  |  |  | 00000 |  | R63-0040
06029 |  | California | Kern | 10357711 | 58231713 | 50714412 | 1514301372 | 317 | 317 | PLAINS EXPLORATION & PRODUCTION COMPANY | 3.0249 | 13.3994 | 6 | 1.5 | 240 | 13.3 |  | 211111 | -119.6513 | 35.3469 | 1 | 106 | 999 |  |  |  | 00000 |  | R63-0040
06029 |  | California | Kern | 10357711 | 58231813 | 50714512 | 1514301372 | 318 | 318 | PLAINS EXPLORATION & PRODUCTION COMPANY | 1.1279 | 0.4338 | 15 | 3 | 245 | 276.7 |  | 211111 | -119.6513 | 35.3469 | 1 | 106 | 999 |  |  |  | 00000 |  | R63-0040
06029 |  | California | Kern | 10357711 | 58231913 | 50714612 | 1514301372 | 319 | 319 | PLAINS EXPLORATION & PRODUCTION COMPANY | 1.2356 | 0.80022 | 15 | 3 | 250 | 276.7 |  | 211111 | -119.6513 | 35.3469 | 1 | 106 | 999 |  |  |  | 00000 |  | R63-0040
06029 |  | California | Kern | 10357711 | 58232013 | 51058312 | 1514301372 | 32 | 32 | PLAINS EXPLORATION & PRODUCTION COMPANY | 0.94181 | 0.39795 | 15 | 3 | 230 | 276.7 |  | 211111 | -119.6513 | 35.3469 | 1 | 106 | 999 |  |  |  | 00000 |  | R63-0040
06029 |  | California | Kern | 10357711 | 58232113 | 50714712 | 1514301372 | 329 | 329 | PLAINS EXPLORATION & PRODUCTION COMPANY | 1.3479 | 0.52515 | 15 | 3 | 240 | 276.7 |  | 211111 | -119.6513 | 35.3469 | 1 | 106 | 999 |  |  |  | 00000 |  | R63-0040
06029 |  | California | Kern | 10357711 | 58232213 | 51059512 | 1514301372 | 33 | 33 | PLAINS EXPLORATION & PRODUCTION COMPANY | 1.2772 | 0.47895 | 15 | 3 | 230 | 276.7 |  | 211111 | -119.6513 | 35.3469 | 1 | 106 | 999 |  |  |  | 00000 |  | R63-0040
06029 |  | California | Kern | 10357711 | 58232313 | 51060512 | 1514301372 | 34 | 34 | PLAINS EXPLORATION & PRODUCTION COMPANY | 1.3617 | 0.60075 | 15 | 3 | 230 | 276.7 |  | 211111 | -119.6513 | 35.3469 | 1 | 106 | 999 |  |  |  | 00000 |  | R63-0040
06029 |  | California | Kern | 10357711 | 58232413 | 50722012 | 1514301372 | 355 | 355 | PLAINS EXPLORATION & PRODUCTION COMPANY | 1.202 | 0.4452 | 15 | 3 | 240 | 276.7 |  | 211111 | -119.6513 | 35.3469 | 1 | 106 | 999 |  |  |  | 00000 |  | R63-0040
06029 |  | California | Kern | 10357711 | 58232513 | 50722112 | 1514301372 | 356 | 356 | PLAINS EXPLORATION & PRODUCTION COMPANY | 1.3675 | 0.5193 | 15 | 3 | 230 | 276.7 |  | 211111 | -119.6513 | 35.3469 | 1 | 106 | 999 |  |  |  | 00000 |  | R63-0040
06029 |  | California | Kern | 10357711 | 58232613 | 50722212 | 1514301372 | 357 | 357 | PLAINS EXPLORATION & PRODUCTION COMPANY | 1.6344 | 0.64515 | 15 | 3 | 255 | 276.7 |  | 211111 | -119.6513 | 35.3469 | 1 | 106 | 999 |  |  |  | 00000 |  | R63-0040
06029 |  | California | Kern | 10357711 | 58232713 | 50722312 | 1514301372 | 358 | 358 | PLAINS EXPLORATION & PRODUCTION COMPANY | 1.6848 | 0.702 | 15 | 3 | 276 | 276.7 |  | 211111 | -119.6513 | 35.3469 | 1 | 106 | 999 |  |  |  | 00000 |  | R63-0040
06029 |  | California | Kern | 10357711 | 58232813 | 50722412 | 1514301372 | 359 | 359 | PLAINS EXPLORATION & PRODUCTION COMPANY | 1.5208 | 0.6008 | 15 | 3 | 240 | 276.7 |  | 211111 | -119.6513 | 35.3469 | 1 | 106 | 999 |  |  |  | 00000 |  | R63-0040
06029 |  | California | Kern | 10357711 | 58233013 | 51223512 | 1514301372 | 8 | 8 | PLAINS EXPLORATION & PRODUCTION COMPANY | 0.5002 | 0.183 | 18 | 2 | 70 | 100 |  | 211111 | -119.6513 | 35.3469 | 1 | 106 | 999 |  |  |  | 00000 |  | R63-0040
06029 |  | California | Kern | 10357711 | 85038513 | 77643112 | 1514301372 | 377 | 377 | PLAINS EXPLORATION & PRODUCTION COMPANY | 1.6754 | 0.69442 | 15 | 3 | 240 | 276.7 |  | 211111 | -119.6513 | 35.3469 |  | 106 | 999 |  |  |  | 00000
06029 |  | California | Kern | 10357711 | 85038613 | 77643212 | 1514301372 | 375 | 375 | PLAINS EXPLORATION & PRODUCTION COMPANY | 1.4778 | 0.61252 | 15 | 3 | 240 | 276.7 |  | 211111 | -119.6513 | 35.3469 |  | 106 | 999 |  |  |  | 00000
06029 |  | California | Kern | 10357711 | 85038713 | 77642812 | 1514301372 | 374 | 374 | PLAINS EXPLORATION & PRODUCTION COMPANY | 0.5268 | 0.20743 | 15 | 3 | 240 | 276.7 |  | 211111 | -119.6513 | 35.3469 |  | 106 | 999 |  |  |  | 00000
06029 |  | California | Kern | 10357711 | 85038813 | 77643312 | 1514301372 | 373 | 373 | PLAINS EXPLORATION & PRODUCTION COMPANY | 0.69044 | 0.019579 |  |  | 68 | 100 |  | 211111 | -119.6513 | 35.3469 |  | 106 | 999 |  |  |  | 00000
06029 |  | California | Kern | 10357711 | 85038913 | 77643412 | 1514301372 | 372 | 372 | PLAINS EXPLORATION & PRODUCTION COMPANY | 0.37356 | 0.020093 | 15 | 3 | 240 | 276.7 |  | 211111 | -119.6513 | 35.3469 |  | 106 | 999 |  |  |  | 00000
06029 |  | California | Kern | 10357711 | 85039013 | 77643512 | 1514301372 | 371 | 371 | PLAINS EXPLORATION & PRODUCTION COMPANY | 1.4069 | 0.63408 | 15 | 3 | 240 | 276.7 |  | 211111 | -119.6513 | 35.3469 |  | 106 | 999 |  |  |  | 00000
06029 |  | California | Kern | 10357711 | 85039113 | 77643612 | 1514301372 | 334 | 334 | PLAINS EXPLORATION & PRODUCTION COMPANY | 0.0851 | 0.0332 | 15 | 3 | 185 | 276.7 |  | 211111 | -119.6513 | 35.3469 |  | 106 | 999 |  |  |  | 00000
06029 |  | California | Kern | 10357711 | 85039213 | 77642912 | 1514301372 | 379 | 379 | PLAINS EXPLORATION & PRODUCTION COMPANY | 1.5251 | 0.57881 | 15 | 3 | 240 | 276.7 |  | 211111 | -119.6513 | 35.3469 |  | 106 | 999 |  |  |  | 00000
06029 |  | California | Kern | 10357711 | 85039313 | 77643012 | 1514301372 | 378 | 378 | PLAINS EXPLORATION & PRODUCTION COMPANY | 1.1943 | 0.4588 | 15 | 3 | 240 | 276.7 |  | 211111 | -119.6513 | 35.3469 |  | 106 | 999 |  |  |  | 00000
06029 |  | California | Kern | 13873711 | 86534713 | 82394812 | 1514305002 | 1059 | 1059 | CALIFORNIA CORRECTIONAL INST | [7 empty] | 922140 | -118.729 | 35.344 |  | 148 | 999 |  |  |  | 93581
06029 |  | California | Kern | 13905211 | 85346813 | 78107512 | 1514303007 | 14 | 14 | BONANZA CREEK ENERGY OPERATING COMPANY | 0.43496 | 0.12608 | [5 empty] | 211111 | -119.3036 | 35.0236 |  |  | 999 |  |  |  | 00000
06029 |  | California | Kern | 13905211 | 85346913 | 78107612 | 1514303007 | 8 | 8 | BONANZA CREEK ENERGY OPERATING COMPANY | 2.8784 | 0.00314 | [5 empty] | 211111 | -119.3036 | 35.0236 |  |  | 999 |  |  |  | 00000
06029 |  | California | Kern | 13905211 | 85347113 | 78107812 | 1514303007 | 3 | 3 | BONANZA CREEK ENERGY OPERATING COMPANY | 0.63875 | 0.0192 | [5 empty] | 211111 | -119.3036 | 35.0236 |  |  | 999 |  |  |  | 00000
06029 |  | California | Kern | 14032011 | 85158613 | 77896412 | 1514305576 | 1 | 1 | SALT CREEK OIL LLC | 0.11273 | 0.0189 |  |  | 68 | 83.3 |  | 211111 | -119.4503 | 35.1674 |  |  | 999 |  |  |  | 00000
06029 |  | California | Kern | 14043511 | 102016113 | 105448012 | 1514301327 | 71 | 71 | VINTAGE PRODUCTION CALIFORNIA LLC | 0.28105 | 0.0942 | [5 empty] | 211111 | -119.5791 | 35.2003 |  | 106 | 999 |  |  |  | 00000
06029 |  | California | Kern | 14043511 | 85221813 | 77962312 | 1514301327 | 35 | 35 | VINTAGE PRODUCTION CALIFORNIA LLC | 1.0302 | 0.432 |  |  | 68 | 83.3 |  | 211111 | -119.5791 | 35.2003 |  | 106 | 999 |  |  |  | 00000
06029 |  | California | Kern | 14043511 | 85221913 | 77962412 | 1514301327 | 34 | 34 | VINTAGE PRODUCTION CALIFORNIA LLC | 0.21946 | 0.0489 |  |  | 68 | 83.3 |  | 211111 | -119.5791 | 35.2003 |  | 106 | 999 |  |  |  | 00000
06029 |  | California | Kern | 14054111 | 102210113 | 105666012 | 1514306858 | 29 | 29 | FOOTHILL ENERGY, LLC | 0.0199 | 0.0278 | [5 empty] | 211111 | -119.136 | 35.3163 |  |  | 999 |  |  |  | 93307
06029 |  | California | Kern | 14065911 | 85238413 | 77990412 | 1514304073 | 80 | 80 | NATIONS PETROLEUM USA LTD | 0.4851 | 0.44198 |  |  | 68 | 83.3 |  | 211111 | -118.9989 | 35.3777 |  | 106 | 999 |  |  |  | 00000
06029 |  | California | Kern | 14065911 | 85238513 | 77990512 | 1514304073 | 79 | 79 | NATIONS PETROLEUM USA LTD | 0.06975 | 0.06355 |  |  | 68 | 83.3 |  | 211111 | -118.9989 | 35.3777 |  | 106 | 999 |  |  |  | 00000
06029 |  | California | Kern | 14065911 | 85238613 | 77990612 | 1514304073 | 36 | 36 | NATIONS PETROLEUM USA LTD | 0.1566 | 0.0623 |  |  | 68 | 83.3 |  | 211111 | -118.9989 | 35.3777 |  | 106 | 999 |  |  |  | 00000
06029 |  | California | Kern | 14089711 | 85013413 | 77617912 | 1514302256 | 12 | 12 | H L HALL & SON | 0.198 | 0.57096 |  |  | 68 | 83.3 |  | 211111 | -119.4503 | 35.1674 |  |  | 999 |  |  |  | 00000
06029 |  | California | Kern | 14105411 | 85271613 | 78023612 | 1514306838 | 1 | 1 | TITUS OILFIELD SERVICE | 0.34 | 0.845 |  |  | 68 | 83.3 |  | 213112 | -119.0187 | 35.3717 |  |  | 999 |  |  |  | 00000
06029 |  | California | Kern | 14108611 | 84881013 | 77468112 | 15143048 | 1 | 1 | CRIMSON RESOURCE MANAGEMENT |  |  |  |  | 68 | 83.3 |  | 211112 | -119.462 | 35.1766 |  |  | 999 |  |  |  | 00000
06029 |  | California | Kern | 14381211 | 86466313 | 82281612 | 1514305021 | 11001 | 11001 | SAN JOAQUIN FACILITIES MNGMNT | [7 empty] | 211111 | -119.079 | 35.385 |  |  | 999 |  |  |  | 93308
06029 |  | California | Kern | 14381211 | 86466413 | 82281612 | 1514305021 | 11004 | 11001 | SAN JOAQUIN FACILITIES MNGMNT | [7 empty] | 211111 | -119.079 | 35.385 |  |  | 999 |  |  |  | 93308
06029 |  | California | Kern | 14381211 | 86466513 | 82281712 | 1514305021 | 11005 | 11006 | SAN JOAQUIN FACILITIES MNGMNT | [7 empty] | 211111 | -119.079 | 35.385 |  |  | 999 |  |  |  | 93308
06029 |  | California | Kern | 14381211 | 86466613 | 82282212 | 1514305021 | 11106 | 11106 | SAN JOAQUIN FACILITIES MNGMNT | [7 empty] | 211111 | -119.079 | 35.385 |  |  | 999 |  |  |  | 93308
06029 |  | California | Kern | 14381211 | 86466713 | 82282312 | 1514305021 | 11107 | 11107 | SAN JOAQUIN FACILITIES MNGMNT | [7 empty] | 211111 | -119.079 | 35.385 |  |  | 999 |  |  |  | 93308
06029 |  | California | Kern | 14381211 | 86466913 | 82281012 | 1514305021 | 11109 | 11109 | SAN JOAQUIN FACILITIES MNGMNT |  |  | 11 | 1 | 700 | 1502 |  | 211111 | -119.079 | 35.385 |  |  | 999 |  |  |  | 93308
06029 |  | California | Kern | 14381211 | 86467013 | 82281112 | 1514305021 | 11110 | 11110 | SAN JOAQUIN FACILITIES MNGMNT |  |  | 12 | 1 | 700 | 2503.3 |  | 211111 | -119.079 | 35.385 |  |  | 999 |  |  |  | 93308
06029 |  | California | Kern | 14381211 | 86467113 | 82281212 | 1514305021 | 11111 | 11111 | SAN JOAQUIN FACILITIES MNGMNT | [7 empty] | 211111 | -119.079 | 35.385 |  |  | 999 |  |  |  | 93308
06029 |  | California | Kern | 14381211 | 86467413 | 82281412 | 1514305021 | 11116 | 11116 | SAN JOAQUIN FACILITIES MNGMNT | [7 empty] | 211111 | -119.079 | 35.385 |  |  | 999 |  |  |  | 93308
06029 |  | California | Kern | 14381211 | 86467513 | 82281512 | 1514305021 | 11201 | 11201 | SAN JOAQUIN FACILITIES MNGMNT | [7 empty] | 211111 | -119.079 | 35.385 |  |  | 999 |  |  |  | 93308
06029 |  | California | Kern | 14381211 | 86467613 | 82281512 | 1514305021 | 11202 | 11201 | SAN JOAQUIN FACILITIES MNGMNT | [7 empty] | 211111 | -119.079 | 35.385 |  |  | 999 |  |  |  | 93308
06029 |  | California | Kern | 14381211 | 86467813 | 82281512 | 1514305021 | 11204 | 11201 | SAN JOAQUIN FACILITIES MNGMNT | [7 empty] | 211111 | -119.079 | 35.385 |  |  | 999 |  |  |  | 93308
06029 |  | California | Kern | 14381211 | 86467913 | 82281512 | 1514305021 | 11205 | 11201 | SAN JOAQUIN FACILITIES MNGMNT | [7 empty] | 211111 | -119.079 | 35.385 |  |  | 999 |  |  |  | 93308
06029 |  | California | Kern | 14381211 | 86468013 | 82280412 | 1514305021 | 11206 | 11206 | SAN JOAQUIN FACILITIES MNGMNT | [7 empty] | 211111 | -119.079 | 35.385 |  |  | 999 |  |  |  | 93308
06029 |  | California | Kern | 14381211 | 86468113 | 105452912 | 1514305021 | 11209 | 11209_1_40 | SAN JOAQUIN FACILITIES MNGMNT | [7 empty] | 211111 | -119.079 | 35.385 |  |  | 999 |  |  |  | 93308
06029 |  | California | Kern | 14381211 | 86468213 | 82280612 | 1514305021 | 11216 | 11216 | SAN JOAQUIN FACILITIES MNGMNT | [7 empty] | 211111 | -119.079 | 35.385 |  |  | 999 |  |  |  | 93308
06029 |  | California | Kern | 14381211 | 86468513 | 82280712 | 1514305021 | 11301 | 11301 | SAN JOAQUIN FACILITIES MNGMNT | [7 empty] | 211111 | -119.079 | 35.385 |  |  | 999 |  |  |  | 93308
06029 |  | California | Kern | 14381211 | 86468613 | 82280712 | 1514305021 | 11304 | 11301 | SAN JOAQUIN FACILITIES MNGMNT | [7 empty] | 211111 | -119.079 | 35.385 |  |  | 999 |  |  |  | 93308
06029 |  | California | Kern | 14381211 | 86468713 | 82280712 | 1514305021 | 11305 | 11301 | SAN JOAQUIN FACILITIES MNGMNT | [7 empty] | 211111 | -119.079 | 35.385 |  |  | 999 |  |  |  | 93308
06029 |  | California | Kern | 14381211 | 86468813 | 82280812 | 1514305021 | 11401 | 11401 | SAN JOAQUIN FACILITIES MNGMNT | [7 empty] | 211111 | -119.079 | 35.385 |  |  | 999 |  |  |  | 93308
06029 |  | California | Kern | 14381211 | 86468913 | 82280812 | 1514305021 | 11404 | 11401 | SAN JOAQUIN FACILITIES MNGMNT | [7 empty] | 211111 | -119.079 | 35.385 |  |  | 999 |  |  |  | 93308
06029 |  | California | Kern | 14381211 | 86469013 | 82280812 | 1514305021 | 11405 | 11401 | SAN JOAQUIN FACILITIES MNGMNT | [7 empty] | 211111 | -119.079 | 35.385 |  |  | 999 |  |  |  | 93308
06029 |  | California | Kern | 14381211 | 86469113 | 82280912 | 1514305021 | 11501 | 11501 | SAN JOAQUIN FACILITIES MNGMNT | [7 empty] | 211111 | -119.079 | 35.385 |  |  | 999 |  |  |  | 93308
06029 |  | California | Kern | 14381211 | 86469213 | 82280912 | 1514305021 | 11504 | 11501 | SAN JOAQUIN FACILITIES MNGMNT | [7 empty] | 211111 | -119.079 | 35.385 |  |  | 999 |  |  |  | 93308
06029 |  | California | Kern | 14381211 | 86469313 | 82280912 | 1514305021 | 11505 | 11501 | SAN JOAQUIN FACILITIES MNGMNT | [7 empty] | 211111 | -119.079 | 35.385 |  |  | 999 |  |  |  | 93308
06029 |  | California | Kern | 14381211 | 86469513 | 82281812 | 1514305021 | 11008 | 11008 | SAN JOAQUIN FACILITIES MNGMNT | [7 empty] | 211111 | -119.079 | 35.385 |  |  | 999 |  |  |  | 93308
06029 |  | California | Kern | 14381211 | 86469713 | 82281912 | 1514305021 | 11101 | 11101 | SAN JOAQUIN FACILITIES MNGMNT | [7 empty] | 211111 | -119.079 | 35.385 |  |  | 999 |  |  |  | 93308
06029 |  | California | Kern | 14381211 | 86469813 | 82282012 | 1514305021 | 11102 | 11102 | SAN JOAQUIN FACILITIES MNGMNT | [7 empty] | 211111 | -119.079 | 35.385 |  |  | 999 |  |  |  | 93308
06029 |  | California | Kern | 14381211 | 86470013 | 82281912 | 1514305021 | 11104 | 11101 | SAN JOAQUIN FACILITIES MNGMNT | [7 empty] | 211111 | -119.079 | 35.385 |  |  | 999 |  |  |  | 93308
06029 |  | California | Kern | 14381211 | 86470113 | 82281912 | 1514305021 | 11105 | 11101 | SAN JOAQUIN FACILITIES MNGMNT | [7 empty] | 211111 | -119.079 | 35.385 |  |  | 999 |  |  |  | 93308
06029 |  | California | Kern | 14385411 | 86508413 | 82365912 | 1514305015 | 21100 | 21100 | MIDSUN PARTNERS L.P. EOR |  |  | 10 | 1 | 700 | 1251.7 |  | 221112 | -119.6155 | 35.2454 |  |  | 999 |  |  |  | 93225
06029 |  | California | Kern | 14385411 | 86508513 | 82366012 | 1514305015 | 21101 | 21101 | MIDSUN PARTNERS L.P. EOR |  |  | 10 | 1 | 700 | 751 |  | 221112 | -119.6155 | 35.2454 |  |  | 999 |  |  |  | 93225
06029 |  | California | Kern | 14385411 | 86508613 | 82366112 | 1514305015 | 21103 | 21103 | MIDSUN PARTNERS L.P. EOR | [7 empty] | 221112 | -119.6155 | 35.2454 |  |  | 999 |  |  |  | 93225
06029 |  | California | Kern | 14385411 | 86508713 | 82366212 | 1514305015 | 21109 | 21109 | MIDSUN PARTNERS L.P. EOR | [7 empty] | 221112 | -119.6155 | 35.2454 |  |  | 999 |  |  |  | 93225
06029 |  | California | Kern | 14385411 | 86508813 | 82366312 | 1514305015 | 21110 | 21110 | MIDSUN PARTNERS L.P. EOR | [7 empty] | 221112 | -119.6155 | 35.2454 |  |  | 999 |  |  |  | 93225
06029 |  | California | Kern | 14385411 | 86508913 | 82366312 | 1514305015 | 21113 | 21110 | MIDSUN PARTNERS L.P. EOR | [7 empty] | 221112 | -119.6155 | 35.2454 |  |  | 999 |  |  |  | 93225
06029 |  | California | Kern | 14385411 | 86509013 | 82366312 | 1514305015 | 21114 | 21110 | MIDSUN PARTNERS L.P. EOR | [7 empty] | 221112 | -119.6155 | 35.2454 |  |  | 999 |  |  |  | 93225
06029 |  | California | Kern | 14385411 | 86509113 | 82366312 | 1514305015 | 21115 | 21110 | MIDSUN PARTNERS L.P. EOR | [7 empty] | 221112 | -119.6155 | 35.2454 |  |  | 999 |  |  |  | 93225
06029 |  | California | Kern | 14385411 | 86509313 | 82366312 | 1514305015 | 21119 | 21110 | MIDSUN PARTNERS L.P. EOR | [7 empty] | 221112 | -119.6155 | 35.2454 |  |  | 999 |  |  |  | 93225
06029 |  | California | Kern | 15864011 | 102279913 | 105785212 | 1514307008 | 1 | 1 | PACIFIC GAS & ELECTRIC COMPANY | [7 empty] | 221118 | -119.0189 | 35.367 |  |  | 999 |  |  |  | 00000
06029 |  | California | Kern | 16025211 | 102040113 | 105476412 | 1514307210 | 8 | 8 | BONANZA CREEK ENERGY OPERATING COMPANY | 0.17885 | [6 empty] | 211111 | -119.0189 | 35.367 |  |  | 999 |  |  |  | 00000
06029 |  | California | Kern | 16027711 | 101985813 | 105411912 | 1514304159 | 6 | 6 | MACPHERSON OIL COMPANY | 0.30968 | 0.48369 | [5 empty] | 211111 | -122.059 | 36.9677 |  |  | 999 |  |  |  | 00000
06029 |  | California | Kern | 16079711 | 101989913 | 105419212 | 1514303535 | 1 | 1 | SOUTHERN CALIFORNIA GAS CO | [7 empty] | 486210 | -119.2702 | 37.2719 |  |  | 999 |  |  |  | 00000
06029 |  | California | Kern | 16151111 | 103246113 | 106929112 | 1514307045 | 1 | 1 | ANATESCO WEST | 0.79995 | 0.16823 | [5 empty] | 213112 | -119.0831 | 35.3895 |  |  | 999 |  |  |  | 00000
06029 |  | California | Kern | 16151111 | 103246213 | 106929212 | 1514307045 | 2 | 2 | ANATESCO WEST | 1.4434 | 0.30354 | [5 empty] | 213112 | -119.0831 | 35.3895 |  |  | 999 |  |  |  | 00000
06029 |  | California | Kern | 16151111 | 103246313 | 106929312 | 1514307045 | 3 | 3 | ANATESCO WEST | 0.00768 | 0.00162 | [5 empty] | 213112 | -119.0831 | 35.3895 |  |  | 999 |  |  |  | 00000
06029 |  | California | Kern | 16151111 | 103246613 | 106929612 | 1514307045 | 6 | 6 | ANATESCO WEST | 0.0393 | 0.00827 | [5 empty] | 213112 | -119.0831 | 35.3895 |  |  | 999 |  |  |  | 00000
06029 |  | California | Kern | 295411 | 50804913 | 47797012 | 1514302234 | 7 | 7 | OCCIDENTAL OF ELK HILLS, INC. | 1.3795 | 0.00828 |  |  | 68 | 83.3 | 33.2 | 211112 | -119.4775 | 35.2802 |  | 108 | 999 |  |  |  | 00000 |  | R63-0036
06029 |  | California | Kern | 295411 | 50806113 | 47801612 | 1514302234 | 8 | 8 | OCCIDENTAL OF ELK HILLS, INC. | 2.133 | 0.0128 |  |  | 68 | 83.3 | 33.2 | 211112 | -119.4775 | 35.2802 |  | 108 | 999 |  |  |  | 00000 |  | R63-0036
06029 |  | California | Kern | 295411 | 50808913 | 47802912 | 1514302234 | 1003 | 1003 | OCCIDENTAL OF ELK HILLS, INC. |  |  |  |  | 68 | 83.3 | 23 | 211112 | -119.4775 | 35.2802 |  | 108 | 999 |  |  |  | 00000
06029 |  | California | Kern | 295411 | 50809713 | 47797912 | 1514302234 | 1000 | 1000 | OCCIDENTAL OF ELK HILLS, INC. | 11.4795 | 0.0689 |  |  | 542 | 124.5 | 34.2 | 211112 | -119.4775 | 35.2802 |  | 108 | 999 |  |  |  | 00000
06029 |  | California | Kern | 295411 | 50809813 | 47802712 | 1514302234 | 1004 | 1004 | OCCIDENTAL OF ELK HILLS, INC. |  |  |  |  | 68 | 83.3 | 47.7 | 211112 | -119.4775 | 35.2802 |  | 108 | 999 |  |  |  | 00000
06029 |  | California | Kern | 295411 | 50810113 | 47797112 | 1514302234 | 13 | 13 | OCCIDENTAL OF ELK HILLS, INC. | 0.657 | 0.00394 |  |  | 68 | 83.3 | 33.2 | 211112 | -119.4775 | 35.2802 |  | 108 | 999 |  |  |  | 00000 |  | R63-0036
06029 |  | California | Kern | 295411 | 84900713 | 77488212 | 1514302234 | 1005 | 1005 | OCCIDENTAL OF ELK HILLS, INC. |  |  |  |  | 68 | 83.3 |  | 211112 | -119.4775 | 35.2802 |  | 108 | 999 |  |  |  | 00000
06029 |  | California | Kern | 296711 | 84899313 | 77486212 | 1514302329 | 56 | 56 | VINTAGE PRODUCTION CALIFORNIA, LLC | 0.57768 | 0.0716 |  |  | 68 | 83.3 |  | 211112 | -119.4464 | 35.5632 |  |  | 999 |  |  |  | 00000
06029 |  | California | Kern | 316011 | 50516613 | 47555912 | 151430257 | 20419 | 20419 | CHEVRON USA INC. |  |  |  |  | 175 | 85.5 | 11.4 | 211111 | -119.4731 | 35.115 |  | 106 | 999 |  |  |  | 93302 |  | R63-0036
06029 |  | California | Kern | 316011 | 50517013 | 47634212 | 151430257 | 10553 | 10553 | CHEVRON USA INC. |  |  |  |  | 175 | 85.5 | 11.4 | 211111 | -119.4731 | 35.115 |  | 106 | 999 |  |  |  | 93302 |  | R63-0036
06029 |  | California | Kern | 316011 | 50517113 | 47633212 | 151430257 | 10552 | 10552 | CHEVRON USA INC. |  |  |  |  | 175 | 85.5 | 11.4 | 211111 | -119.4731 | 35.115 |  | 106 | 999 |  |  |  | 93302 |  | R63-0036
06029 |  | California | Kern | 316011 | 50517213 | 47614312 | 151430257 | 10551 | 10551 | CHEVRON USA INC. |  |  |  |  | 175 | 85.5 | 11.4 | 211111 | -119.4731 | 35.115 |  | 106 | 999 |  |  |  | 93302 |  | R63-0036
06029 |  | California | Kern | 316011 | 50517413 | 47640112 | 151430257 | 10530 | 10530 | CHEVRON USA INC. |  |  |  |  | 79 | 7.9 | 3 | 211111 | -119.4731 | 35.115 |  | 106 | 999 |  |  |  | 93302 |  | R63-0036
06029 |  | California | Kern | 316011 | 50517513 | 47595612 | 151430257 | 10549 | 10549 | CHEVRON USA INC. |  |  |  |  | 175 | 85.5 | 11.4 | 211111 | -119.4731 | 35.115 |  | 106 | 999 |  |  |  | 93302 |  | R63-0036
06029 |  | California | Kern | 316011 | 50517613 | 47599712 | 151430257 | 10471 | 10471 | CHEVRON USA INC. |  |  |  |  | 79 | 7.9 | 3 | 211111 | -119.4731 | 35.115 |  | 106 | 999 |  |  |  | 93302 |  | R63-0036
06029 |  | California | Kern | 316011 | 50517713 | 47603412 | 151430257 | 10547 | 10547 | CHEVRON USA INC. |  |  |  |  | 175 | 85.5 | 11.4 | 211111 | -119.4731 | 35.115 |  | 106 | 999 |  |  |  | 93302 |  | R63-0036
06029 |  | California | Kern | 316011 | 50517813 | 47595512 | 151430257 | 10546 | 10546 | CHEVRON USA INC. |  |  |  |  | 175 | 85.5 | 11.4 | 211111 | -119.4731 | 35.115 |  | 106 | 999 |  |  |  | 93302 |  | R63-0036
06029 |  | California | Kern | 316011 | 50517913 | 47642912 | 151430257 | 10545 | 10545 | CHEVRON USA INC. |  |  |  |  | 175 | 85.5 | 11.4 | 211111 | -119.4731 | 35.115 |  | 106 | 999 |  |  |  | 93302 |  | R63-0036
06029 |  | California | Kern | 316011 | 50518013 | 47643012 | 151430257 | 10544 | 10544 | CHEVRON USA INC. |  |  |  |  | 175 | 85.5 | 11.4 | 211111 | -119.4731 | 35.115 |  | 106 | 999 |  |  |  | 93302 |  | R63-0036
06029 |  | California | Kern | 316011 | 50518113 | 47634012 | 151430257 | 10543 | 10543 | CHEVRON USA INC. |  |  |  |  | 175 | 85.5 | 11.4 | 211111 | -119.4731 | 35.115 |  | 106 | 999 |  |  |  | 93302 |  | R63-0036
06029 |  | California | Kern | 316011 | 50518213 | 47634812 | 151430257 | 10542 | 10542 | CHEVRON USA INC. |  |  |  |  | 175 | 85.5 | 11.4 | 211111 | -119.4731 | 35.115 |  | 106 | 999 |  |  |  | 93302 |  | R63-0036
06029 |  | California | Kern | 316011 | 50518313 | 47600812 | 151430257 | 10541 | 10541 | CHEVRON USA INC. |  |  |  |  | 175 | 85.5 | 11.4 | 211111 | -119.4731 | 35.115 |  | 106 | 999 |  |  |  | 93302 |  | R63-0036
06029 |  | California | Kern | 316011 | 50518413 | 47595412 | 151430257 | 10540 | 10540 | CHEVRON USA INC. |  |  |  |  | 175 | 85.5 | 11.4 | 211111 | -119.4731 | 35.115 |  | 106 | 999 |  |  |  | 93302 |  | R63-0036
06029 |  | California | Kern | 316011 | 50518513 | 47600712 | 151430257 | 10539 | 10539 | CHEVRON USA INC. |  |  |  |  | 175 | 85.5 | 11.4 | 211111 | -119.4731 | 35.115 |  | 106 | 999 |  |  |  | 93302 |  | R63-0036
06029 |  | California | Kern | 316011 | 50518613 | 47595312 | 151430257 | 10538 | 10538 | CHEVRON USA INC. |  |  |  |  | 175 | 85.5 | 11.4 | 211111 | -119.4731 | 35.115 |  | 106 | 999 |  |  |  | 93302 |  | R63-0036
06029 |  | California | Kern | 316011 | 50518713 | 47633812 | 151430257 | 10537 | 10537 | CHEVRON USA INC. |  |  |  |  | 175 | 85.5 | 11.4 | 211111 | -119.4731 | 35.115 |  | 106 | 999 |  |  |  | 93302 |  | R63-0036
06029 |  | California | Kern | 316011 | 50518813 | 47600612 | 151430257 | 10536 | 10536 | CHEVRON USA INC. |  |  |  |  | 175 | 85.5 | 11.4 | 211111 | -119.4731 | 35.115 |  | 106 | 999 |  |  |  | 93302 |  | R63-0036
06029 |  | California | Kern | 316011 | 50518913 | 47631412 | 151430257 | 10535 | 10535 | CHEVRON USA INC. |  |  |  |  | 95 | 10.7 | 5.3 | 211111 | -119.4731 | 35.115 |  | 106 | 999 |  |  |  | 93302 |  | R63-0036
06029 |  | California | Kern | 316011 | 50519013 | 47595712 | 151430257 | 10550 | 10550 | CHEVRON USA INC. |  |  |  |  | 175 | 85.5 | 11.4 | 211111 | -119.4731 | 35.115 |  | 106 | 999 |  |  |  | 93302 |  | R63-0036
06029 |  | California | Kern | 316011 | 50519213 | 47595012 | 151430257 | 22620 | 22548 | CHEVRON USA INC. |  |  |  |  | 267 | 152.9 | 16.1 | 211111 | -119.4731 | 35.115 |  | 106 | 999 |  |  |  | 93302 |  | R63-0036
06029 |  | California | Kern | 316011 | 50519313 | 47595012 | 151430257 | 22621 | 22548 | CHEVRON USA INC. |  |  |  |  | 267 | 152.9 | 16.1 | 211111 | -119.4731 | 35.115 |  | 106 | 999 |  |  |  | 93302 |  | R63-0036
06029 |  | California | Kern | 316011 | 50519413 | 47572012 | 151430257 | 22622 | 22566 | CHEVRON USA INC. |  |  |  |  | 267 | 152.9 | 16.1 | 211111 | -119.4731 | 35.115 |  | 106 | 999 |  |  |  | 93302 |  | R63-0036
06029 |  | California | Kern | 316011 | 50519513 | 47572012 | 151430257 | 22623 | 22566 | CHEVRON USA INC. |  |  |  |  | 267 | 152.9 | 16.1 | 211111 | -119.4731 | 35.115 |  | 106 | 999 |  |  |  | 93302 |  | R63-0036
06029 |  | California | Kern | 316011 | 50519613 | 47572012 | 151430257 | 22624 | 22566 | CHEVRON USA INC. |  |  |  |  | 267 | 152.9 | 16.1 | 211111 | -119.4731 | 35.115 |  | 106 | 999 |  |  |  | 93302 |  | R63-0036
06029 |  | California | Kern | 316011 | 50519713 | 47572012 | 151430257 | 22625 | 22566 | CHEVRON USA INC. |  |  |  |  | 267 | 152.9 | 16.1 | 211111 | -119.4731 | 35.115 |  | 106 | 999 |  |  |  | 93302 |  | R63-0036
06029 |  | California | Kern | 316011 | 50519813 | 47546812 | 151430257 | 23 | 1 | CHEVRON USA INC. |  |  | 49 | 7 | 144 | 1000.6 |  | 211111 | -119.4731 | 35.115 |  | 106 | 999 |  |  |  | 93302 |  | R63-0040
06029 |  | California | Kern | 316011 | 50519913 | 47608612 | 151430257 | 24 | 25 | CHEVRON USA INC. |  |  | 49 | 7.8 | 170 | 1529.1 |  | 211111 | -119.4731 | 35.115 |  | 106 | 999 |  |  |  | 93302 |  | R63-0040
06029 |  | California | Kern | 316011 | 50520413 | 47596612 | 151430257 | 10473 | 10473 | CHEVRON USA INC. |  |  |  |  | 79 | 7.9 | 3 | 211111 | -119.4731 | 35.115 |  | 106 | 999 |  |  |  | 93302 |  | R63-0036
06029 |  | California | Kern | 316011 | 50520613 | 47603512 | 151430257 | 22617 | 22547 | CHEVRON USA INC. |  |  |  |  | 267 | 152.9 | 16.1 | 211111 | -119.4731 | 35.115 |  | 106 | 999 |  |  |  | 93302 |  | R63-0036
06029 |  | California | Kern | 316011 | 50520813 | 47536412 | 151430257 | 10029 | 10029 | CHEVRON USA INC. |  |  | 6 | 2 | 250 | 22.3 |  | 211111 | -119.4731 | 35.115 |  | 106 | 999 |  |  |  | 93302 |  | R63-0040
06029 |  | California | Kern | 316011 | 50520913 | 47606412 | 151430257 | 10030 | 10030 | CHEVRON USA INC. |  |  | 6 | 2 | 250 | 6.9 |  | 211111 | -119.4731 | 35.115 |  | 106 | 999 |  |  |  | 93302 |  | R63-0040
06029 |  | California | Kern | 316011 | 50521013 | 47612712 | 151430257 | 10031 | 10031 | CHEVRON USA INC. |  |  | 2 | 2 | 250 | 6.9 |  | 211111 | -119.4731 | 35.115 |  | 106 | 999 |  |  |  | 93302 |  | R63-0040
06029 |  | California | Kern | 316011 | 50521113 | 47623412 | 151430257 | 10032 | 10032 | CHEVRON USA INC. |  |  | 2 | 2 | 250 | 6.9 |  | 211111 | -119.4731 | 35.115 |  | 106 | 999 |  |  |  | 93302 |  | R63-0040
06029 |  | California | Kern | 316011 | 50521213 | 47608312 | 151430257 | 10033 | 10033 | CHEVRON USA INC. |  |  | 4 | 1.5 | 250 | 6.9 |  | 211111 | -119.4731 | 35.115 |  | 106 | 999 |  |  |  | 93302 |  | R63-0040
06029 |  | California | Kern | 316011 | 50521313 | 47623512 | 151430257 | 10034 | 10034 | CHEVRON USA INC. |  |  | 4 | 1.5 | 250 | 6.9 |  | 211111 | -119.4731 | 35.115 |  | 106 | 999 |  |  |  | 93302 |  | R63-0040
06029 |  | California | Kern | 316011 | 50521413 | 47538112 | 151430257 | 10035 | 10035 | CHEVRON USA INC. |  |  | 4 | 1 | 250 | 6.9 |  | 211111 | -119.4731 | 35.115 |  | 106 | 999 |  |  |  | 93302 |  | R63-0040
06029 |  | California | Kern | 316011 | 50521513 | 47616812 | 151430257 | 10036 | 10036 | CHEVRON USA INC. |  |  | 3 | 1 | 250 | 6.9 |  | 211111 | -119.4731 | 35.115 |  | 106 | 999 |  |  |  | 93302 |  | R63-0040
06029 |  | California | Kern | 316011 | 50521613 | 47538212 | 151430257 | 10037 | 10037 | CHEVRON USA INC. |  |  | 4 | 1 | 250 | 6.9 |  | 211111 | -119.4731 | 35.115 |  | 106 | 999 |  |  |  | 93302 |  | R63-0040
06029 |  | California | Kern | 316011 | 50521713 | 47623612 | 151430257 | 10072 | 10072 | CHEVRON USA INC. |  |  |  |  | 95 | 10.7 | 5.3 | 211111 | -119.4731 | 35.115 |  | 106 | 999 |  |  |  | 93302 |  | R63-0036
06029 |  | California | Kern | 316011 | 50521813 | 47623712 | 151430257 | 10075 | 10075 | CHEVRON USA INC. |  |  |  |  | 95 | 10.7 | 5.3 | 211111 | -119.4731 | 35.115 |  | 106 | 999 |  |  |  | 93302 |  | R63-0036
06029 |  | California | Kern | 316011 | 50521913 | 47542112 | 151430257 | 10078 | 10078 | CHEVRON USA INC. |  |  |  |  | 95 | 10.7 | 5.3 | 211111 | -119.4731 | 35.115 |  | 106 | 999 |  |  |  | 93302 |  | R63-0036
06029 |  | California | Kern | 316011 | 50522113 | 47615612 | 151430257 | 20198 | 20198 | CHEVRON USA INC. |  |  |  |  | 79 | 7.9 | 3 | 211111 | -119.4731 | 35.115 |  | 106 | 999 |  |  |  | 93302 |  | R63-0036
06029 |  | California | Kern | 316011 | 50522213 | 47625012 | 151430257 | 10079 | 10079 | CHEVRON USA INC. |  |  |  |  | 95 | 10.7 | 5.3 | 211111 | -119.4731 | 35.115 |  | 106 | 999 |  |  |  | 93302 |  | R63-0036
06029 |  | California | Kern | 316011 | 50522313 | 47544812 | 151430257 | 10470 | 10470 | CHEVRON USA INC. |  |  |  |  | 79 | 7.9 | 3 | 211111 | -119.4731 | 35.115 |  | 106 | 999 |  |  |  | 93302 |  | R63-0036
06029 |  | California | Kern | 316011 | 50522413 | 47643912 | 151430257 | 10465 | 10465 | CHEVRON USA INC. |  |  |  |  | 79 | 7.9 | 3 | 211111 | -119.4731 | 35.115 |  | 106 | 999 |  |  |  | 93302 |  | R63-0036
06029 |  | California | Kern | 316011 | 50522513 | 47601912 | 151430257 | 22597 | 22540 | CHEVRON USA INC. |  |  |  |  | 267 | 152.9 | 16.1 | 211111 | -119.4731 | 35.115 |  | 106 | 999 |  |  |  | 93302 |  | R63-0036
06029 |  | California | Kern | 316011 | 50522613 | 47593112 | 151430257 | 22598 | 22541 | CHEVRON USA INC. |  |  |  |  | 267 | 152.9 | 16.1 | 211111 | -119.4731 | 35.115 |  | 106 | 999 |  |  |  | 93302 |  | R63-0036
06029 |  | California | Kern | 316011 | 50522713 | 47593112 | 151430257 | 22599 | 22541 | CHEVRON USA INC. |  |  |  |  | 267 | 152.9 | 16.1 | 211111 | -119.4731 | 35.115 |  | 106 | 999 |  |  |  | 93302 |  | R63-0036
06029 |  | California | Kern | 316011 | 50522813 | 47593112 | 151430257 | 22600 | 22541 | CHEVRON USA INC. |  |  |  |  | 267 | 152.9 | 16.1 | 211111 | -119.4731 | 35.115 |  | 106 | 999 |  |  |  | 93302 |  | R63-0036
06029 |  | California | Kern | 316011 | 50522913 | 47593112 | 151430257 | 22601 | 22541 | CHEVRON USA INC. |  |  |  |  | 267 | 152.9 | 16.1 | 211111 | -119.4731 | 35.115 |  | 106 | 999 |  |  |  | 93302 |  | R63-0036
06029 |  | California | Kern | 316011 | 50523013 | 47641112 | 151430257 | 22602 | 22542 | CHEVRON USA INC. |  |  |  |  | 267 | 152.9 | 16.1 | 211111 | -119.4731 | 35.115 |  | 106 | 999 |  |  |  | 93302 |  | R63-0036
06029 |  | California | Kern | 316011 | 50523113 | 47641112 | 151430257 | 22603 | 22542 | CHEVRON USA INC. |  |  |  |  | 267 | 152.9 | 16.1 | 211111 | -119.4731 | 35.115 |  | 106 | 999 |  |  |  | 93302 |  | R63-0036
06029 |  | California | Kern | 316011 | 50523213 | 47641112 | 151430257 | 22604 | 22542 | CHEVRON USA INC. |  |  |  |  | 267 | 152.9 | 16.1 | 211111 | -119.4731 | 35.115 |  | 106 | 999 |  |  |  | 93302 |  | R63-0036
06029 |  | California | Kern | 316011 | 50523313 | 47641112 | 151430257 | 22605 | 22542 | CHEVRON USA INC. |  |  |  |  | 267 | 152.9 | 16.1 | 211111 | -119.4731 | 35.115 |  | 106 | 999 |  |  |  | 93302 |  | R63-0036
06029 |  | California | Kern | 316011 | 50523413 | 47640812 | 151430257 | 22606 | 22545 | CHEVRON USA INC. |  |  |  |  | 267 | 152.9 | 16.1 | 211111 | -119.4731 | 35.115 |  | 106 | 999 |  |  |  | 93302 |  | R63-0036
06029 |  | California | Kern | 316011 | 50523513 | 47595012 | 151430257 | 22619 | 22548 | CHEVRON USA INC. |  |  |  |  | 267 | 152.9 | 16.1 | 211111 | -119.4731 | 35.115 |  | 106 | 999 |  |  |  | 93302 |  | R63-0036
06029 |  | California | Kern | 316011 | 50523613 | 47593012 | 151430257 | 22611 | 22546 | CHEVRON USA INC. |  |  |  |  | 267 | 152.9 | 16.1 | 211111 | -119.4731 | 35.115 |  | 106 | 999 |  |  |  | 93302 |  | R63-0036
06029 |  | California | Kern | 316011 | 50523713 | 47594212 | 151430257 | 10472 | 10472 | CHEVRON USA INC. |  |  |  |  | 79 | 7.9 | 3 | 211111 | -119.4731 | 35.115 |  | 106 | 999 |  |  |  | 93302 |  | R63-0036
06029 |  | California | Kern | 316011 | 50523813 | 47552312 | 151430257 | 20203 | 20203 | CHEVRON USA INC. |  |  |  |  | 95 | 10.7 | 5.3 | 211111 | -119.4731 | 35.115 |  | 106 | 999 |  |  |  | 93302 |  | R63-0036
06029 |  | California | Kern | 316011 | 50523913 | 47587412 | 151430257 | 20413 | 20413 | CHEVRON USA INC. |  |  |  |  | 175 | 85.5 | 11.4 | 211111 | -119.4731 | 35.115 |  | 106 | 999 |  |  |  | 93302 |  | R63-0036
06029 |  | California | Kern | 316011 | 50524013 | 47603512 | 151430257 | 22615 | 22547 | CHEVRON USA INC. |  |  |  |  | 267 | 152.9 | 16.1 | 211111 | -119.4731 | 35.115 |  | 106 | 999 |  |  |  | 93302 |  | R63-0036
06029 |  | California | Kern | 316011 | 50524113 | 47608012 | 151430257 | 10301 | 10301 | CHEVRON USA INC. |  |  |  |  | 79 | 7.9 | 3 | 211111 | -119.4731 | 35.115 |  | 106 | 999 |  |  |  | 93302 |  | R63-0036
06029 |  | California | Kern | 316011 | 50524213 | 47633112 | 151430257 | 22391 | 22391 | CHEVRON USA INC. |  |  |  |  | 79 | 7.9 | 3 | 211111 | -119.4731 | 35.115 |  | 106 | 999 |  |  |  | 93302 |  | R63-0036
06029 |  | California | Kern | 316011 | 50524313 | 47653412 | 151430257 | 22392 | 22392 | CHEVRON USA INC. |  |  |  |  | 79 | 7.9 | 3 | 211111 | -119.4731 | 35.115 |  | 106 | 999 |  |  |  | 93302 |  | R63-0036
06029 |  | California | Kern | 316011 | 50524413 | 47573412 | 151430257 | 22393 | 22393 | CHEVRON USA INC. |  |  |  |  | 95 | 10.7 | 5.3 | 211111 | -119.4731 | 35.115 |  | 106 | 999 |  |  |  | 93302 |  | R63-0036
06029 |  | California | Kern | 316011 | 50524513 | 47596712 | 151430257 | 22394 | 22394 | CHEVRON USA INC. |  |  |  |  | 95 | 10.7 | 5.3 | 211111 | -119.4731 | 35.115 |  | 106 | 999 |  |  |  | 93302 |  | R63-0036
06029 |  | California | Kern | 316011 | 50524613 | 47653512 | 151430257 | 22395 | 22395 | CHEVRON USA INC. |  |  |  |  | 79 | 7.9 | 3 | 211111 | -119.4731 | 35.115 |  | 106 | 999 |  |  |  | 93302 |  | R63-0036
06029 |  | California | Kern | 316011 | 50524713 | 47653612 | 151430257 | 22397 | 22397 | CHEVRON USA INC. |  |  |  |  | 79 | 7.9 | 3 | 211111 | -119.4731 | 35.115 |  | 106 | 999 |  |  |  | 93302 |  | R63-0036
06029 |  | California | Kern | 316011 | 50524813 | 47647912 | 151430257 | 22410 | 22410 | CHEVRON USA INC. |  |  |  |  | 175 | 85.5 | 11.4 | 211111 | -119.4731 | 35.115 |  | 106 | 999 |  |  |  | 93302 |  | R63-0036
06029 |  | California | Kern | 316011 | 50524913 | 47611412 | 151430257 | 22411 | 22411 | CHEVRON USA INC. |  |  |  |  | 175 | 85.5 | 11.4 | 211111 | -119.4731 | 35.115 |  | 106 | 999 |  |  |  | 93302 |  | R63-0036
06029 |  | California | Kern | 316011 | 50525013 | 47654912 | 151430257 | 10290 | 10290 | CHEVRON USA INC. |  |  |  |  | 79 | 7.9 | 3 | 211111 | -119.4731 | 35.115 |  | 106 | 999 |  |  |  | 93302 |  | R63-0036
06029 |  | California | Kern | 316011 | 50525113 | 47570312 | 151430257 | 22390 | 22390 | CHEVRON USA INC. |  |  |  |  | 79 | 7.9 | 3 | 211111 | -119.4731 | 35.115 |  | 106 | 999 |  |  |  | 93302 |  | R63-0036
06029 |  | California | Kern | 316011 | 50525213 | 47620712 | 151430257 | 20565 | 20497 | CHEVRON USA INC. |  |  |  |  | 267 | 152.9 | 16.1 | 211111 | -119.4731 | 35.115 |  | 106 | 999 |  |  |  | 93302 |  | R63-0036
06029 |  | California | Kern | 316011 | 50525313 | 47620712 | 151430257 | 20564 | 20497 | CHEVRON USA INC. |  |  |  |  | 267 | 152.9 | 16.1 | 211111 | -119.4731 | 35.115 |  | 106 | 999 |  |  |  | 93302 |  | R63-0036
06029 |  | California | Kern | 316011 | 50525413 | 47620712 | 151430257 | 20563 | 20497 | CHEVRON USA INC. |  |  |  |  | 267 | 152.9 | 16.1 | 211111 | -119.4731 | 35.115 |  | 106 | 999 |  |  |  | 93302 |  | R63-0036
06029 |  | California | Kern | 316011 | 50525513 | 47651012 | 151430257 | 20562 | 20496 | CHEVRON USA INC. |  |  |  |  | 267 | 152.9 | 16.1 | 211111 | -119.4731 | 35.115 |  | 106 | 999 |  |  |  | 93302 |  | R63-0036
06029 |  | California | Kern | 316011 | 50525613 | 47648512 | 151430257 | 21104 | 21104 | CHEVRON USA INC. |  |  |  |  | 175 | 85.5 | 11.4 | 211111 | -119.4731 | 35.115 |  | 106 | 999 |  |  |  | 93302 |  | R63-0036
06029 |  | California | Kern | 316011 | 50525713 | 47635812 | 151430257 | 20513 | 20513 | CHEVRON USA INC. |  |  |  |  | 434 | 99.7 | 30.5 | 211111 | -119.4731 | 35.115 |  | 106 | 999 |  |  |  | 93302 |  | R63-0036
06029 |  | California | Kern | 316011 | 50525813 | 47597512 | 151430257 | 21105 | 21105 | CHEVRON USA INC. |  |  |  |  | 175 | 85.5 | 11.4 | 211111 | -119.4731 | 35.115 |  | 106 | 999 |  |  |  | 93302 |  | R63-0036
06029 |  | California | Kern | 316011 | 50525913 | 47637412 | 151430257 | 20511 | 20511 | CHEVRON USA INC. |  |  |  |  | 434 | 99.7 | 30.5 | 211111 | -119.4731 | 35.115 |  | 106 | 999 |  |  |  | 93302 |  | R63-0036
06029 |  | California | Kern | 316011 | 50526013 | 47635112 | 151430257 | 20510 | 20510 | CHEVRON USA INC. |  |  |  |  | 434 | 99.7 | 30.5 | 211111 | -119.4731 | 35.115 |  | 106 | 999 |  |  |  | 93302 |  | R63-0036
06029 |  | California | Kern | 316011 | 50526113 | 47622012 | 151430257 | 20509 | 20509 | CHEVRON USA INC. |  |  |  |  | 434 | 99.7 | 30.5 | 211111 | -119.4731 | 35.115 |  | 106 | 999 |  |  |  | 93302 |  | R63-0036
06029 |  | California | Kern | 316011 | 50526213 | 47620912 | 151430257 | 20508 | 20508 | CHEVRON USA INC. |  |  |  |  | 434 | 99.7 | 30.5 | 211111 | -119.4731 | 35.115 |  | 106 | 999 |  |  |  | 93302 |  | R63-0036
06029 |  | California | Kern | 316011 | 50526313 | 47624012 | 151430257 | 10186 | 10186 | CHEVRON USA INC. |  |  |  |  | 79 | 7.9 | 3 | 211111 | -119.4731 | 35.115 |  | 106 | 999 |  |  |  | 93302 |  | R63-0036
06029 |  | California | Kern | 316011 | 50526413 | 47614812 | 151430257 | 10187 | 10187 | CHEVRON USA INC. |  |  |  |  | 79 | 7.9 | 3 | 211111 | -119.4731 | 35.115 |  | 106 | 999 |  |  |  | 93302 |  | R63-0036
06029 |  | California | Kern | 316011 | 50526513 | 47614712 | 151430257 | 10188 | 10188 | CHEVRON USA INC. |  |  |  |  | 79 | 7.9 | 3 | 211111 | -119.4731 | 35.115 |  | 106 | 999 |  |  |  | 93302 |  | R63-0036
06029 |  | California | Kern | 316011 | 50526613 | 47591212 | 151430257 | 10189 | 10189 | CHEVRON USA INC. |  |  |  |  | 79 | 7.9 | 3 | 211111 | -119.4731 | 35.115 |  | 106 | 999 |  |  |  | 93302 |  | R63-0036
06029 |  | California | Kern | 316011 | 50526713 | 47607412 | 151430257 | 10190 | 10190 | CHEVRON USA INC. |  |  |  |  | 79 | 7.9 | 3 | 211111 | -119.4731 | 35.115 |  | 106 | 999 |  |  |  | 93302 |  | R63-0036
06029 |  | California | Kern | 316011 | 50526813 | 47556612 | 151430257 | 20514 | 20514 | CHEVRON USA INC. |  |  |  |  | 434 | 99.7 | 30.5 | 211111 | -119.4731 | 35.115 |  | 106 | 999 |  |  |  | 93302 |  | R63-0036
06029 |  | California | Kern | 316011 | 50526913 | 47597812 | 151430257 | 21115 | 21115 | CHEVRON USA INC. |  |  |  |  | 175 | 85.5 | 11.4 | 211111 | -119.4731 | 35.115 |  | 106 | 999 |  |  |  | 93302 |  | R63-0036
06029 |  | California | Kern | 316011 | 50527013 | 47598012 | 151430257 | 21125 | 21125 | CHEVRON USA INC. |  |  |  |  | 175 | 85.5 | 11.4 | 211111 | -119.4731 | 35.115 |  | 106 | 999 |  |  |  | 93302 |  | R63-0036
06029 |  | California | Kern | 316011 | 50527113 | 47648812 | 151430257 | 21124 | 21124 | CHEVRON USA INC. |  |  |  |  | 175 | 85.5 | 11.4 | 211111 | -119.4731 | 35.115 |  | 106 | 999 |  |  |  | 93302 |  | R63-0036
06029 |  | California | Kern | 316011 | 50527213 | 47590412 | 151430257 | 21123 | 21123 | CHEVRON USA INC. |  |  |  |  | 175 | 85.5 | 11.4 | 211111 | -119.4731 | 35.115 |  | 106 | 999 |  |  |  | 93302 |  | R63-0036
06029 |  | California | Kern | 316011 | 50527313 | 47582212 | 151430257 | 21122 | 21122 | CHEVRON USA INC. |  |  |  |  | 175 | 85.5 | 11.4 | 211111 | -119.4731 | 35.115 |  | 106 | 999 |  |  |  | 93302 |  | R63-0036
06029 |  | California | Kern | 316011 | 50527413 | 47621612 | 151430257 | 21121 | 21121 | CHEVRON USA INC. |  |  |  |  | 175 | 85.5 | 11.4 | 211111 | -119.4731 | 35.115 |  | 106 | 999 |  |  |  | 93302 |  | R63-0036
06029 |  | California | Kern | 316011 | 50527513 | 47622712 | 151430257 | 21120 | 21120 | CHEVRON USA INC. |  |  |  |  | 175 | 85.5 | 11.4 | 211111 | -119.4731 | 35.115 |  | 106 | 999 |  |  |  | 93302 |  | R63-0036
06029 |  | California | Kern | 316011 | 50527613 | 47565412 | 151430257 | 21119 | 21119 | CHEVRON USA INC. |  |  |  |  | 175 | 85.5 | 11.4 | 211111 | -119.4731 | 35.115 |  | 106 | 999 |  |  |  | 93302 |  | R63-0036
06029 |  | California | Kern | 316011 | 50527713 | 47537112 | 151430257 | 21118 | 21118 | CHEVRON USA INC. |  |  |  |  | 175 | 85.5 | 11.4 | 211111 | -119.4731 | 35.115 |  | 106 | 999 |  |  |  | 93302 |  | R63-0036
06029 |  | California | Kern | 316011 | 50527813 | 47648412 | 151430257 | 21103 | 21103 | CHEVRON USA INC. |  |  |  |  | 175 | 85.5 | 11.4 | 211111 | -119.4731 | 35.115 |  | 106 | 999 |  |  |  | 93302 |  | R63-0036
06029 |  | California | Kern | 316011 | 50527913 | 47621312 | 151430257 | 21116 | 21116 | CHEVRON USA INC. |  |  |  |  | 175 | 85.5 | 11.4 | 211111 | -119.4731 | 35.115 |  | 106 | 999 |  |  |  | 93302 |  | R63-0036
06029 |  | California | Kern | 316011 | 50528013 | 47576912 | 151430257 | 22056 | 22056 | CHEVRON USA INC. |  |  | 8 | 0.8 | 400 | 2.5 |  | 211111 | -119.4731 | 35.115 |  | 106 | 999 |  |  |  | 93302 |  | R63-0040
06029 |  | California | Kern | 316011 | 50528113 | 47621212 | 151430257 | 21114 | 21114 | CHEVRON USA INC. |  |  |  |  | 175 | 85.5 | 11.4 | 211111 | -119.4731 | 35.115 |  | 106 | 999 |  |  |  | 93302 |  | R63-0036
06029 |  | California | Kern | 316011 | 50528213 | 47648712 | 151430257 | 21113 | 21113 | CHEVRON USA INC. |  |  |  |  | 175 | 85.5 | 11.4 | 211111 | -119.4731 | 35.115 |  | 106 | 999 |  |  |  | 93302 |  | R63-0036
06029 |  | California | Kern | 316011 | 50528313 | 47598912 | 151430257 | 21112 | 21112 | CHEVRON USA INC. |  |  |  |  | 175 | 85.5 | 11.4 | 211111 | -119.4731 | 35.115 |  | 106 | 999 |  |  |  | 93302 |  | R63-0036
06029 |  | California | Kern | 316011 | 50528413 | 47621112 | 151430257 | 21111 | 21111 | CHEVRON USA INC. |  |  |  |  | 175 | 85.5 | 11.4 | 211111 | -119.4731 | 35.115 |  | 106 | 999 |  |  |  | 93302 |  | R63-0036
06029 |  | California | Kern | 316011 | 50528513 | 47597612 | 151430257 | 21110 | 21110 | CHEVRON USA INC. |  |  |  |  | 175 | 85.5 | 11.4 | 211111 | -119.4731 | 35.115 |  | 106 | 999 |  |  |  | 93302 |  | R63-0036
06029 |  | California | Kern | 316011 | 50528613 | 47565512 | 151430257 | 21109 | 21109 | CHEVRON USA INC. |  |  |  |  | 175 | 85.5 | 11.4 | 211111 | -119.4731 | 35.115 |  | 106 | 999 |  |  |  | 93302 |  | R63-0036
06029 |  | California | Kern | 316011 | 50528713 | 47648612 | 151430257 | 21108 | 21108 | CHEVRON USA INC. |  |  |  |  | 175 | 85.5 | 11.4 | 211111 | -119.4731 | 35.115 |  | 106 | 999 |  |  |  | 93302 |  | R63-0036
06029 |  | California | Kern | 316011 | 50528813 | 47621012 | 151430257 | 21107 | 21107 | CHEVRON USA INC. |  |  |  |  | 175 | 85.5 | 11.4 | 211111 | -119.4731 | 35.115 |  | 106 | 999 |  |  |  | 93302 |  | R63-0036
06029 |  | California | Kern | 316011 | 50528913 | 47552012 | 151430257 | 21106 | 21106 | CHEVRON USA INC. |  |  |  |  | 175 | 85.5 | 11.4 | 211111 | -119.4731 | 35.115 |  | 106 | 999 |  |  |  | 93302 |  | R63-0036
06029 |  | California | Kern | 316011 | 50529013 | 47621412 | 151430257 | 21117 | 21117 | CHEVRON USA INC. |  |  |  |  | 175 | 85.5 | 11.4 | 211111 | -119.4731 | 35.115 |  | 106 | 999 |  |  |  | 93302 |  | R63-0036
06029 |  | California | Kern | 316011 | 50529113 | 47567512 | 151430257 | 21172 | 21172 | CHEVRON USA INC. |  |  |  |  | 434 | 99.7 | 30.5 | 211111 | -119.4731 | 35.115 |  | 106 | 999 |  |  |  | 93302 |  | R63-0036
06029 |  | California | Kern | 316011 | 50529213 | 47650812 | 151430257 | 20545 | 20488 | CHEVRON USA INC. |  |  |  |  | 267 | 152.9 | 16.1 | 211111 | -119.4731 | 35.115 |  | 106 | 999 |  |  |  | 93302 |  | R63-0036
06029 |  | California | Kern | 316011 | 50529313 | 47619412 | 151430257 | 21163 | 21163 | CHEVRON USA INC. |  |  |  |  | 267 | 152.9 | 16.1 | 211111 | -119.4731 | 35.115 |  | 106 | 999 |  |  |  | 93302 |  | R63-0036
06029 |  | California | Kern | 316011 | 50529413 | 47545112 | 151430257 | 21164 | 21164 | CHEVRON USA INC. |  |  |  |  | 267 | 152.9 | 16.1 | 211111 | -119.4731 | 35.115 |  | 106 | 999 |  |  |  | 93302 |  | R63-0036
06029 |  | California | Kern | 316011 | 50529513 | 47649312 | 151430257 | 21165 | 21165 | CHEVRON USA INC. |  |  |  |  | 267 | 152.9 | 16.1 | 211111 | -119.4731 | 35.115 |  | 106 | 999 |  |  |  | 93302 |  | R63-0036
06029 |  | California | Kern | 316011 | 50529613 | 47567712 | 151430257 | 21166 | 21166 | CHEVRON USA INC. |  |  |  |  | 267 | 152.9 | 16.1 | 211111 | -119.4731 | 35.115 |  | 106 | 999 |  |  |  | 93302 |  | R63-0036
06029 |  | California | Kern | 316011 | 50529713 | 47545212 | 151430257 | 21167 | 21167 | CHEVRON USA INC. |  |  |  |  | 434 | 99.7 | 30.5 | 211111 | -119.4731 | 35.115 |  | 106 | 999 |  |  |  | 93302 |  | R63-0036
06029 |  | California | Kern | 316011 | 50529813 | 47649412 | 151430257 | 21168 | 21168 | CHEVRON USA INC. |  |  |  |  | 434 | 99.7 | 30.5 | 211111 | -119.4731 | 35.115 |  | 106 | 999 |  |  |  | 93302 |  | R63-0036
06029 |  | California | Kern | 316011 | 50529913 | 47569412 | 151430257 | 21169 | 21169 | CHEVRON USA INC. |  |  |  |  | 434 | 99.7 | 30.5 | 211111 | -119.4731 | 35.115 |  | 106 | 999 |  |  |  | 93302 |  | R63-0036
06029 |  | California | Kern | 316011 | 50530013 | 47622512 | 151430257 | 21161 | 21161 | CHEVRON USA INC. |  |  |  |  | 267 | 152.9 | 16.1 | 211111 | -119.4731 | 35.115 |  | 106 | 999 |  |  |  | 93302 |  | R63-0036
06029 |  | California | Kern | 316011 | 50530113 | 47649512 | 151430257 | 21171 | 21171 | CHEVRON USA INC. |  |  |  |  | 434 | 99.7 | 30.5 | 211111 | -119.4731 | 35.115 |  | 106 | 999 |  |  |  | 93302 |  | R63-0036
06029 |  | California | Kern | 316011 | 50530213 | 47622412 | 151430257 | 21160 | 21160 | CHEVRON USA INC. |  |  |  |  | 267 | 152.9 | 16.1 | 211111 | -119.4731 | 35.115 |  | 106 | 999 |  |  |  | 93302 |  | R63-0036
06029 |  | California | Kern | 316011 | 50530313 | 47649612 | 151430257 | 21173 | 21173 | CHEVRON USA INC. |  |  |  |  | 434 | 99.7 | 30.5 | 211111 | -119.4731 | 35.115 |  | 106 | 999 |  |  |  | 93302 |  | R63-0036
06029 |  | California | Kern | 316011 | 50530413 | 47567312 | 151430257 | 21174 | 21174 | CHEVRON USA INC. |  |  |  |  | 434 | 99.7 | 30.5 | 211111 | -119.4731 | 35.115 |  | 106 | 999 |  |  |  | 93302 |  | R63-0036
06029 |  | California | Kern | 316011 | 50530513 | 47567212 | 151430257 | 21175 | 21175 | CHEVRON USA INC. |  |  |  |  | 434 | 99.7 | 30.5 | 211111 | -119.4731 | 35.115 |  | 106 | 999 |  |  |  | 93302 |  | R63-0036
06029 |  | California | Kern | 316011 | 50530613 | 47567112 | 151430257 | 21176 | 21176 | CHEVRON USA INC. |  |  |  |  | 175 | 85.5 | 11.4 | 211111 | -119.4731 | 35.115 |  | 106 | 999 |  |  |  | 93302 |  | R63-0036
06029 |  | California | Kern | 316011 | 50530713 | 47567012 | 151430257 | 21177 | 21177 | CHEVRON USA INC. |  |  |  |  | 175 | 85.5 | 11.4 | 211111 | -119.4731 | 35.115 |  | 106 | 999 |  |  |  | 93302 |  | R63-0036
06029 |  | California | Kern | 316011 | 50530813 | 47621712 | 151430257 | 21178 | 21178 | CHEVRON USA INC. |  |  |  |  | 175 | 85.5 | 11.4 | 211111 | -119.4731 | 35.115 |  | 106 | 999 |  |  |  | 93302 |  | R63-0036
06029 |  | California | Kern | 316011 | 50530913 | 47541612 | 151430257 | 21180 | 21180 | CHEVRON USA INC. |  |  |  |  | 175 | 85.5 | 11.4 | 211111 | -119.4731 | 35.115 |  | 106 | 999 |  |  |  | 93302 |  | R63-0036
06029 |  | California | Kern | 316011 | 50531013 | 47568612 | 151430257 | 21181 | 21181 | CHEVRON USA INC. |  |  |  |  | 175 | 85.5 | 11.4 | 211111 | -119.4731 | 35.115 |  | 106 | 999 |  |  |  | 93302 |  | R63-0036
06029 |  | California | Kern | 316011 | 50531113 | 47621512 | 151430257 | 21182 | 21182 | CHEVRON USA INC. |  |  |  |  | 79 | 7.9 | 3 | 211111 | -119.4731 | 35.115 |  | 106 | 999 |  |  |  | 93302 |  | R63-0036
06029 |  | California | Kern | 316011 | 50531213 | 47545412 | 151430257 | 21170 | 21170 | CHEVRON USA INC. |  |  |  |  | 434 | 99.7 | 30.5 | 211111 | -119.4731 | 35.115 |  | 106 | 999 |  |  |  | 93302 |  | R63-0036
06029 |  | California | Kern | 316011 | 50531313 | 47650912 | 151430257 | 20551 | 20493 | CHEVRON USA INC. |  |  |  |  | 267 | 152.9 | 16.1 | 211111 | -119.4731 | 35.115 |  | 106 | 999 |  |  |  | 93302 |  | R63-0036
06029 |  | California | Kern | 316011 | 50531413 | 47613112 | 151430257 | 20127 | 20127 | CHEVRON USA INC. |  |  |  |  | 95 | 10.7 | 5.3 | 211111 | -119.4731 | 35.115 |  | 106 | 999 |  |  |  | 93302 |  | R63-0036
06029 |  | California | Kern | 316011 | 50531513 | 47651012 | 151430257 | 20560 | 20496 | CHEVRON USA INC. |  |  |  |  | 267 | 152.9 | 16.1 | 211111 | -119.4731 | 35.115 |  | 106 | 999 |  |  |  | 93302 |  | R63-0036
06029 |  | California | Kern | 316011 | 50531613 | 47651012 | 151430257 | 20559 | 20496 | CHEVRON USA INC. |  |  |  |  | 267 | 152.9 | 16.1 | 211111 | -119.4731 | 35.115 |  | 106 | 999 |  |  |  | 93302 |  | R63-0036
06029 |  | California | Kern | 316011 | 50531713 | 47620612 | 151430257 | 20558 | 20495 | CHEVRON USA INC. |  |  |  |  | 267 | 152.9 | 16.1 | 211111 | -119.4731 | 35.115 |  | 106 | 999 |  |  |  | 93302 |  | R63-0036
06029 |  | California | Kern | 316011 | 50531813 | 47620612 | 151430257 | 20557 | 20495 | CHEVRON USA INC. |  |  |  |  | 267 | 152.9 | 16.1 | 211111 | -119.4731 | 35.115 |  | 106 | 999 |  |  |  | 93302 |  | R63-0036
06029 |  | California | Kern | 316011 | 50531913 | 47620612 | 151430257 | 20556 | 20495 | CHEVRON USA INC. |  |  |  |  | 267 | 152.9 | 16.1 | 211111 | -119.4731 | 35.115 |  | 106 | 999 |  |  |  | 93302 |  | R63-0036
06029 |  | California | Kern | 316011 | 50532013 | 47620612 | 151430257 | 20555 | 20495 | CHEVRON USA INC. |  |  |  |  | 267 | 152.9 | 16.1 | 211111 | -119.4731 | 35.115 |  | 106 | 999 |  |  |  | 93302 |  | R63-0036
06029 |  | California | Kern | 316011 | 50532113 | 47650912 | 151430257 | 20554 | 20493 | CHEVRON USA INC. |  |  |  |  | 267 | 152.9 | 16.1 | 211111 | -119.4731 | 35.115 |  | 106 | 999 |  |  |  | 93302 |  | R63-0036
06029 |  | California | Kern | 316011 | 50532213 | 47545012 | 151430257 | 21162 | 21162 | CHEVRON USA INC. |  |  |  |  | 267 | 152.9 | 16.1 | 211111 | -119.4731 | 35.115 |  | 106 | 999 |  |  |  | 93302 |  | R63-0036
06029 |  | California | Kern | 316011 | 50532313 | 47650912 | 151430257 | 20552 | 20493 | CHEVRON USA INC. |  |  |  |  | 267 | 152.9 | 16.1 | 211111 | -119.4731 | 35.115 |  | 106 | 999 |  |  |  | 93302 |  | R63-0036
06029 |  | California | Kern | 316011 | 50532413 | 47649712 | 151430257 | 21186 | 21186 | CHEVRON USA INC. |  |  |  |  | 79 | 7.9 | 3 | 211111 | -119.4731 | 35.115 |  | 106 | 999 |  |  |  | 93302 |  | R63-0036
06029 |  | California | Kern | 316011 | 50532513 | 47590212 | 151430257 | 20550 | 20492 | CHEVRON USA INC. |  |  |  |  | 267 | 152.9 | 16.1 | 211111 | -119.4731 | 35.115 |  | 106 | 999 |  |  |  | 93302 |  | R63-0036
06029 |  | California | Kern | 316011 | 50532613 | 47590212 | 151430257 | 20549 | 20492 | CHEVRON USA INC. |  |  |  |  | 267 | 152.9 | 16.1 | 211111 | -119.4731 | 35.115 |  | 106 | 999 |  |  |  | 93302 |  | R63-0036
06029 |  | California | Kern | 316011 | 50532713 | 47590212 | 151430257 | 20548 | 20492 | CHEVRON USA INC. |  |  |  |  | 267 | 152.9 | 16.1 | 211111 | -119.4731 | 35.115 |  | 106 | 999 |  |  |  | 93302 |  | R63-0036
06029 |  | California | Kern | 316011 | 50532813 | 47590212 | 151430257 | 20547 | 20492 | CHEVRON USA INC. |  |  |  |  | 267 | 152.9 | 16.1 | 211111 | -119.4731 | 35.115 |  | 106 | 999 |  |  |  | 93302 |  | R63-0036
06029 |  | California | Kern | 316011 | 50533213 | 47567912 | 151430257 | 21158 | 21158 | CHEVRON USA INC. |  |  |  |  | 267 | 152.9 | 16.1 | 211111 | -119.4731 | 35.115 |  | 106 | 999 |  |  |  | 93302 |  | R63-0036
06029 |  | California | Kern | 316011 | 50533313 | 47554312 | 151430257 | 10166 | 10166 | CHEVRON USA INC. |  |  |  |  | 79 | 7.9 | 3 | 211111 | -119.4731 | 35.115 |  | 106 | 999 |  |  |  | 93302 |  | R63-0036
06029 |  | California | Kern | 316011 | 50533413 | 47575212 | 151430257 | 10167 | 10167 | CHEVRON USA INC. |  |  |  |  | 79 | 7.9 | 3 | 211111 | -119.4731 | 35.115 |  | 106 | 999 |  |  |  | 93302 |  | R63-0036
06029 |  | California | Kern | 316011 | 50533513 | 47615012 | 151430257 | 10168 | 10168 | CHEVRON USA INC. |  |  |  |  | 79 | 7.9 | 3 | 211111 | -119.4731 | 35.115 |  | 106 | 999 |  |  |  | 93302 |  | R63-0036
06029 |  | California | Kern | 316011 | 50533613 | 47649912 | 151430257 | 10199 | 10199 | CHEVRON USA INC. |  |  |  |  | 95 | 10.7 | 5.3 | 211111 | -119.4731 | 35.115 |  | 106 | 999 |  |  |  | 93302 |  | R63-0036
06029 |  | California | Kern | 316011 | 50533713 | 47624912 | 151430257 | 10170 | 10170 | CHEVRON USA INC. |  |  |  |  | 95 | 10.7 | 5.3 | 211111 | -119.4731 | 35.115 |  | 106 | 999 |  |  |  | 93302 |  | R63-0036
06029 |  | California | Kern | 316011 | 50533813 | 47623912 | 151430257 | 10082 | 10082 | CHEVRON USA INC. |  |  |  |  | 95 | 10.7 | 5.3 | 211111 | -119.4731 | 35.115 |  | 106 | 999 |  |  |  | 93302 |  | R63-0036
06029 |  | California | Kern | 316011 | 50533913 | 47623212 | 151430257 | 10180 | 10180 | CHEVRON USA INC. |  |  |  |  | 79 | 7.9 | 3 | 211111 | -119.4731 | 35.115 |  | 106 | 999 |  |  |  | 93302 |  | R63-0036
06029 |  | California | Kern | 316011 | 50534013 | 47614912 | 151430257 | 10181 | 10181 | CHEVRON USA INC. |  |  |  |  | 79 | 7.9 | 3 | 211111 | -119.4731 | 35.115 |  | 106 | 999 |  |  |  | 93302 |  | R63-0036
06029 |  | California | Kern | 316011 | 50534113 | 47607312 | 151430257 | 10182 | 10182 | CHEVRON USA INC. |  |  |  |  | 79 | 7.9 | 3 | 211111 | -119.4731 | 35.115 |  | 106 | 999 |  |  |  | 93302 |  | R63-0036
06029 |  | California | Kern | 316011 | 50534213 | 47608212 | 151430257 | 10183 | 10183 | CHEVRON USA INC. |  |  |  |  | 79 | 7.9 | 3 | 211111 | -119.4731 | 35.115 |  | 106 | 999 |  |  |  | 93302 |  | R63-0036
06029 |  | California | Kern | 316011 | 50534313 | 47613912 | 151430257 | 20196 | 20196 | CHEVRON USA INC. |  |  |  |  | 95 | 10.7 | 5.3 | 211111 | -119.4731 | 35.115 |  | 106 | 999 |  |  |  | 93302 |  | R63-0036
06029 |  | California | Kern | 316011 | 50534513 | 47537012 | 151430257 | 22078 | 22078 | CHEVRON USA INC. |  |  | 6 | 1 | 400 | 1.7 |  | 211111 | -119.4731 | 35.115 |  | 106 | 999 |  |  |  | 93302 |  | R63-0040
06029 |  | California | Kern | 316011 | 50534613 | 47619812 | 151430257 | 22077 | 22077 | CHEVRON USA INC. |  |  | 7 | 1 | 400 | 1 |  | 211111 | -119.4731 | 35.115 |  | 106 | 999 |  |  |  | 93302 |  | R63-0040
06029 |  | California | Kern | 316011 | 50534713 | 47585912 | 151430257 | 22076 | 22076 | CHEVRON USA INC. |  |  | 9 | 1 | 400 | 1.7 |  | 211111 | -119.4731 | 35.115 |  | 106 | 999 |  |  |  | 93302 |  | R63-0040
06029 |  | California | Kern | 316011 | 50534813 | 47585812 | 151430257 | 22075 | 22075 | CHEVRON USA INC. |  |  | 9 | 1.5 | 400 | 8.3 |  | 211111 | -119.4731 | 35.115 |  | 106 | 999 |  |  |  | 93302 |  | R63-0040
06029 |  | California | Kern | 316011 | 50534913 | 47619712 | 151430257 | 22074 | 22074 | CHEVRON USA INC. |  |  | 9 | 1.5 | 400 | 8.3 |  | 211111 | -119.4731 | 35.115 |  | 106 | 999 |  |  |  | 93302 |  | R63-0040
06029 |  | California | Kern | 316011 | 50535013 | 47619612 | 151430257 | 22073 | 22073 | CHEVRON USA INC. |  |  | 21 | 2 | 230 | 80 |  | 211111 | -119.4731 | 35.115 |  | 106 | 999 |  |  |  | 93302 |  | R63-0040
06029 |  | California | Kern | 316011 | 50535113 | 47607212 | 151430257 | 10169 | 10169 | CHEVRON USA INC. |  |  |  |  | 95 | 10.7 | 5.3 | 211111 | -119.4731 | 35.115 |  | 106 | 999 |  |  |  | 93302 |  | R63-0036
06029 |  | California | Kern | 316011 | 50535213 | 47633412 | 151430257 | 10492 | 10492 | CHEVRON USA INC. |  |  |  |  | 79 | 7.9 | 3 | 211111 | -119.4731 | 35.115 |  | 106 | 999 |  |  |  | 93302 |  | R63-0036
06029 |  | California | Kern | 316011 | 50535313 | 47603512 | 151430257 | 22616 | 22547 | CHEVRON USA INC. |  |  |  |  | 267 | 152.9 | 16.1 | 211111 | -119.4731 | 35.115 |  | 106 | 999 |  |  |  | 93302 |  | R63-0036
06029 |  | California | Kern | 316011 | 50535413 | 47599012 | 151430257 | 10529 | 10529 | CHEVRON USA INC. |  |  |  |  | 79 | 7.9 | 3 | 211111 | -119.4731 | 35.115 |  | 106 | 999 |  |  |  | 93302 |  | R63-0036
06029 |  | California | Kern | 316011 | 50535513 | 47644312 | 151430257 | 10528 | 10528 | CHEVRON USA INC. |  |  |  |  | 95 | 10.7 | 5.3 | 211111 | -119.4731 | 35.115 |  | 106 | 999 |  |  |  | 93302 |  | R63-0036
06029 |  | California | Kern | 316011 | 50535613 | 47631212 | 151430257 | 10527 | 10527 | CHEVRON USA INC. |  |  |  |  | 95 | 10.7 | 5.3 | 211111 | -119.4731 | 35.115 |  | 106 | 999 |  |  |  | 93302 |  | R63-0036
06029 |  | California | Kern | 316011 | 50535713 | 47600412 | 151430257 | 10526 | 10526 | CHEVRON USA INC. |  |  |  |  | 95 | 10.7 | 5.3 | 211111 | -119.4731 | 35.115 |  | 106 | 999 |  |  |  | 93302 |  | R63-0036
06029 |  | California | Kern | 316011 | 50535813 | 47633712 | 151430257 | 10517 | 10517 | CHEVRON USA INC. |  |  |  |  | 79 | 7.9 | 3 | 211111 | -119.4731 | 35.115 |  | 106 | 999 |  |  |  | 93302 |  | R63-0036
06029 |  | California | Kern | 316011 | 50535913 | 47601812 | 151430257 | 10514 | 10514 | CHEVRON USA INC. |  |  |  |  | 95 | 10.7 | 5.3 | 211111 | -119.4731 | 35.115 |  | 106 | 999 |  |  |  | 93302 |  | R63-0036
06029 |  | California | Kern | 316011 | 50536013 | 47633612 | 151430257 | 10513 | 10513 | CHEVRON USA INC. |  |  |  |  | 95 | 10.7 | 5.3 | 211111 | -119.4731 | 35.115 |  | 106 | 999 |  |  |  | 93302 |  | R63-0036
06029 |  | California | Kern | 316011 | 50536113 | 47600212 | 151430257 | 105 | 105 | CHEVRON USA INC. |  |  |  |  | 422 | 69 | 15.4 | 211111 | -119.4731 | 35.115 |  | 106 | 999 |  |  |  | 93302 |  | R63-0040
06029 |  | California | Kern | 316011 | 50536213 | 47600112 | 151430257 | 10497 | 10497 | CHEVRON USA INC. |  |  |  |  | 79 | 7.9 | 3 | 211111 | -119.4731 | 35.115 |  | 106 | 999 |  |  |  | 93302 |  | R63-0036
06029 |  | California | Kern | 316011 | 50536313 | 47631112 | 151430257 | 10496 | 10496 | CHEVRON USA INC. |  |  |  |  | 79 | 7.9 | 3 | 211111 | -119.4731 | 35.115 |  | 106 | 999 |  |  |  | 93302 |  | R63-0036
06029 |  | California | Kern | 316011 | 50536413 | 47643412 | 151430257 | 10495 | 10495 | CHEVRON USA INC. |  |  |  |  | 79 | 7.9 | 3 | 211111 | -119.4731 | 35.115 |  | 106 | 999 |  |  |  | 93302 |  | R63-0036
06029 |  | California | Kern | 316011 | 50536513 | 47631312 | 151430257 | 10531 | 10531 | CHEVRON USA INC. |  |  |  |  | 79 | 7.9 | 3 | 211111 | -119.4731 | 35.115 |  | 106 | 999 |  |  |  | 93302 |  | R63-0036
06029 |  | California | Kern | 316011 | 50536613 | 47633512 | 151430257 | 10493 | 10493 | CHEVRON USA INC. |  |  |  |  | 79 | 7.9 | 3 | 211111 | -119.4731 | 35.115 |  | 106 | 999 |  |  |  | 93302 |  | R63-0036
06029 |  | California | Kern | 316011 | 50536713 | 47643212 | 151430257 | 10532 | 10532 | CHEVRON USA INC. |  |  |  |  | 79 | 7.9 | 3 | 211111 | -119.4731 | 35.115 |  | 106 | 999 |  |  |  | 93302 |  | R63-0036
06029 |  | California | Kern | 316011 | 50536813 | 47595212 | 151430257 | 10491 | 10491 | CHEVRON USA INC. |  |  |  |  | 79 | 7.9 | 3 | 211111 | -119.4731 | 35.115 |  | 106 | 999 |  |  |  | 93302 |  | R63-0036
06029 |  | California | Kern | 316011 | 50536913 | 47634712 | 151430257 | 10490 | 10490 | CHEVRON USA INC. |  |  |  |  | 79 | 7.9 | 3 | 211111 | -119.4731 | 35.115 |  | 106 | 999 |  |  |  | 93302 |  | R63-0036
06029 |  | California | Kern | 316011 | 50537013 | 47630912 | 151430257 | 10489 | 10489 | CHEVRON USA INC. |  |  |  |  | 79 | 7.9 | 3 | 211111 | -119.4731 | 35.115 |  | 106 | 999 |  |  |  | 93302 |  | R63-0036
06029 |  | California | Kern | 316011 | 50537113 | 47642612 | 151430257 | 10488 | 10488 | CHEVRON USA INC. |  |  |  |  | 79 | 7.9 | 3 | 211111 | -119.4731 | 35.115 |  | 106 | 999 |  |  |  | 93302 |  | R63-0036
06029 |  | California | Kern | 316011 | 50537213 | 47600012 | 151430257 | 10487 | 10487 | CHEVRON USA INC. |  |  |  |  | 79 | 7.9 | 3 | 211111 | -119.4731 | 35.115 |  | 106 | 999 |  |  |  | 93302 |  | R63-0036
06029 |  | California | Kern | 316011 | 50537313 | 47631812 | 151430257 | 10486 | 10486 | CHEVRON USA INC. |  |  |  |  | 79 | 7.9 | 3 | 211111 | -119.4731 | 35.115 |  | 106 | 999 |  |  |  | 93302 |  | R63-0036
06029 |  | California | Kern | 316011 | 50537413 | 47643612 | 151430257 | 10485 | 10485 | CHEVRON USA INC. |  |  |  |  | 79 | 7.9 | 3 | 211111 | -119.4731 | 35.115 |  | 106 | 999 |  |  |  | 93302 |  | R63-0036
06029 |  | California | Kern | 316011 | 50537513 | 47638412 | 151430257 | 10479 | 10479 | CHEVRON USA INC. |  |  |  |  | 79 | 7.9 | 3 | 211111 | -119.4731 | 35.115 |  | 106 | 999 |  |  |  | 93302 |  | R63-0036
06029 |  | California | Kern | 316011 | 50537613 | 47599912 | 151430257 | 10478 | 10478 | CHEVRON USA INC. |  |  |  |  | 79 | 7.9 | 3 | 211111 | -119.4731 | 35.115 |  | 106 | 999 |  |  |  | 93302 |  | R63-0036
06029 |  | California | Kern | 316011 | 50537713 | 47599812 | 151430257 | 10477 | 10477 | CHEVRON USA INC. |  |  |  |  | 79 | 7.9 | 3 | 211111 | -119.4731 | 35.115 |  | 106 | 999 |  |  |  | 93302 |  | R63-0036
06029 |  | California | Kern | 316011 | 50537813 | 47637312 | 151430257 | 10476 | 10476 | CHEVRON USA INC. |  |  |  |  | 79 | 7.9 | 3 | 211111 | -119.4731 | 35.115 |  | 106 | 999 |  |  |  | 93302 |  | R63-0036
06029 |  | California | Kern | 316011 | 50537913 | 47643712 | 151430257 | 10475 | 10475 | CHEVRON USA INC. |  |  |  |  | 79 | 7.9 | 3 | 211111 | -119.4731 | 35.115 |  | 106 | 999 |  |  |  | 93302 |  | R63-0036
06029 |  | California | Kern | 316011 | 50538013 | 47643812 | 151430257 | 10474 | 10474 | CHEVRON USA INC. |  |  |  |  | 79 | 7.9 | 3 | 211111 | -119.4731 | 35.115 |  | 106 | 999 |  |  |  | 93302 |  | R63-0036
06029 |  | California | Kern | 316011 | 50538113 | 47630112 | 151430257 | 10494 | 10494 | CHEVRON USA INC. |  |  |  |  | 79 | 7.9 | 3 | 211111 | -119.4731 | 35.115 |  | 106 | 999 |  |  |  | 93302 |  | R63-0036
06029 |  | California | Kern | 316011 | 50538213 | 47614212 | 151430257 | 10548 | 10548 | CHEVRON USA INC. |  |  |  |  | 175 | 85.5 | 11.4 | 211111 | -119.4731 | 35.115 |  | 106 | 999 |  |  |  | 93302 |  | R63-0036
06029 |  | California | Kern | 316011 | 50538413 | 47566112 | 151430257 | 21025 | 21025 | CHEVRON USA INC. |  |  |  |  | 95 | 10.7 | 5.3 | 211111 | -119.4731 | 35.115 |  | 106 | 999 |  |  |  | 93302 |  | R63-0036
06029 |  | California | Kern | 316011 | 50538613 | 47654012 | 151430257 | 21023 | 21023 | CHEVRON USA INC. |  |  |  |  | 79 | 7.9 | 3 | 211111 | -119.4731 | 35.115 |  | 106 | 999 |  |  |  | 93302 |  | R63-0036
06029 |  | California | Kern | 316011 | 50538713 | 47556912 | 151430257 | 20569 | 20499 | CHEVRON USA INC. |  |  |  |  | 267 | 152.9 | 16.1 | 211111 | -119.4731 | 35.115 |  | 106 | 999 |  |  |  | 93302 |  | R63-0036
06029 |  | California | Kern | 316011 | 50538813 | 47561712 | 151430257 | 151 | 52 | CHEVRON USA INC. |  |  | 49 | 11 | 138 | 1610.8 |  | 211111 | -119.4731 | 35.115 |  | 106 | 999 |  |  |  | 93302 |  | R63-0040
06029 |  | California | Kern | 316011 | 50538913 | 47561712 | 151430257 | 150 | 52 | CHEVRON USA INC. |  |  | 49 | 11 | 138 | 1610.8 |  | 211111 | -119.4731 | 35.115 |  | 106 | 999 |  |  |  | 93302 |  | R63-0040
06029 |  | California | Kern | 316011 | 50539013 | 47657112 | 151430257 | 20175 | 20175 | CHEVRON USA INC. |  |  |  |  | 79 | 7.9 | 3 | 211111 | -119.4731 | 35.115 |  | 106 | 999 |  |  |  | 93302 |  | R63-0036
06029 |  | California | Kern | 316011 | 50539113 | 47613612 | 151430257 | 20173 | 20173 | CHEVRON USA INC. |  |  |  |  | 79 | 7.9 | 3 | 211111 | -119.4731 | 35.115 |  | 106 | 999 |  |  |  | 93302 |  | R63-0036
06029 |  | California | Kern | 316011 | 50539213 | 47657212 | 151430257 | 20172 | 20172 | CHEVRON USA INC. |  |  |  |  | 79 | 7.9 | 3 | 211111 | -119.4731 | 35.115 |  | 106 | 999 |  |  |  | 93302 |  | R63-0036
06029 |  | California | Kern | 316011 | 50539313 | 47542712 | 151430257 | 20179 | 20179 | CHEVRON USA INC. |  |  |  |  | 79 | 7.9 | 3 | 211111 | -119.4731 | 35.115 |  | 106 | 999 |  |  |  | 93302 |  | R63-0036
06029 |  | California | Kern | 316011 | 50539413 | 47580612 | 151430257 | 20161 | 20161 | CHEVRON USA INC. |  |  |  |  | 79 | 7.9 | 3 | 211111 | -119.4731 | 35.115 |  | 106 | 999 |  |  |  | 93302 |  | R63-0036
06029 |  | California | Kern | 316011 | 50539513 | 47566712 | 151430257 | 21080 | 21080 | CHEVRON USA INC. |  |  |  |  | 95 | 10.7 | 5.3 | 211111 | -119.4731 | 35.115 |  | 106 | 999 |  |  |  | 93302 |  | R63-0036
06029 |  | California | Kern | 316011 | 50539613 | 47656912 | 151430257 | 20185 | 20185 | CHEVRON USA INC. |  |  |  |  | 95 | 10.7 | 5.3 | 211111 | -119.4731 | 35.115 |  | 106 | 999 |  |  |  | 93302 |  | R63-0036
06029 |  | California | Kern | 316011 | 50539713 | 47561712 | 151430257 | 152 | 52 | CHEVRON USA INC. |  |  | 49 | 11 | 138 | 1610.8 |  | 211111 | -119.4731 | 35.115 |  | 106 | 999 |  |  |  | 93302 |  | R63-0040
06029 |  | California | Kern | 316011 | 50539813 | 47652412 | 151430257 | 20182 | 20182 | CHEVRON USA INC. |  |  |  |  | 95 | 10.7 | 5.3 | 211111 | -119.4731 | 35.115 |  | 106 | 999 |  |  |  | 93302 |  | R63-0036
06029 |  | California | Kern | 316011 | 50539913 | 47537912 | 151430257 | 20181 | 20181 | CHEVRON USA INC. |  |  |  |  | 95 | 10.7 | 5.3 | 211111 | -119.4731 | 35.115 |  | 106 | 999 |  |  |  | 93302 |  | R63-0036
06029 |  | California | Kern | 316011 | 50540113 | 47594112 | 151430257 | 10463 | 10463 | CHEVRON USA INC. |  |  |  |  | 79 | 7.9 | 3 | 211111 | -119.4731 | 35.115 |  | 106 | 999 |  |  |  | 93302 |  | R63-0036
06029 |  | California | Kern | 316011 | 50540213 | 47584012 | 151430257 | 21077 | 21077 | CHEVRON USA INC. |  |  |  |  | 79 | 7.9 | 3 | 211111 | -119.4731 | 35.115 |  | 106 | 999 |  |  |  | 93302 |  | R63-0036
06029 |  | California | Kern | 316011 | 50540313 | 47560712 | 151430257 | 21076 | 21076 | CHEVRON USA INC. |  |  |  |  | 79 | 7.9 | 3 | 211111 | -119.4731 | 35.115 |  | 106 | 999 |  |  |  | 93302 |  | R63-0036
06029 |  | California | Kern | 316011 | 50540413 | 47565812 | 151430257 | 21069 | 21069 | CHEVRON USA INC. |  |  |  |  | 79 | 7.9 | 3 | 211111 | -119.4731 | 35.115 |  | 106 | 999 |  |  |  | 93302 |  | R63-0036
06029 |  | California | Kern | 316011 | 50540513 | 47636912 | 151430257 | 21060 | 21060 | CHEVRON USA INC. |  |  |  |  | 79 | 7.9 | 3 | 211111 | -119.4731 | 35.115 |  | 106 | 999 |  |  |  | 93302 |  | R63-0036
06029 |  | California | Kern | 316011 | 50540613 | 47564912 | 151430257 | 21058 | 21058 | CHEVRON USA INC. |  |  |  |  | 79 | 7.9 | 3 | 211111 | -119.4731 | 35.115 |  | 106 | 999 |  |  |  | 93302 |  | R63-0036
06029 |  | California | Kern | 316011 | 50540713 | 47637012 | 151430257 | 21053 | 21053 | CHEVRON USA INC. |  |  |  |  | 79 | 7.9 | 3 | 211111 | -119.4731 | 35.115 |  | 106 | 999 |  |  |  | 93302 |  | R63-0036
06029 |  | California | Kern | 316011 | 50540813 | 47583112 | 151430257 | 21052 | 21052 | CHEVRON USA INC. |  |  |  |  | 95 | 10.7 | 5.3 | 211111 | -119.4731 | 35.115 |  | 106 | 999 |  |  |  | 93302 |  | R63-0036
06029 |  | California | Kern | 316011 | 50540913 | 47637112 | 151430257 | 21051 | 21051 | CHEVRON USA INC. |  |  |  |  | 79 | 7.9 | 3 | 211111 | -119.4731 | 35.115 |  | 106 | 999 |  |  |  | 93302 |  | R63-0036
06029 |  | California | Kern | 316011 | 50541013 | 47637212 | 151430257 | 21050 | 21050 | CHEVRON USA INC. |  |  |  |  | 79 | 7.9 | 3 | 211111 | -119.4731 | 35.115 |  | 106 | 999 |  |  |  | 93302 |  | R63-0036
06029 |  | California | Kern | 316011 | 50541113 | 47602012 | 151430257 | 10458 | 10458 | CHEVRON USA INC. |  |  |  |  | 79 | 7.9 | 3 | 211111 | -119.4731 | 35.115 |  | 106 | 999 |  |  |  | 93302 |  | R63-0036
06029 |  | California | Kern | 316011 | 50541213 | 47566312 | 151430257 | 21017 | 21017 | CHEVRON USA INC. |  |  | 14 | 5 | 400 | 124.6 |  | 211111 | -119.4731 | 35.115 |  | 106 | 999 |  |  |  | 93302 |  | R63-0040
06029 |  | California | Kern | 316011 | 50541313 | 47644012 | 151430257 | 10462 | 10462 | CHEVRON USA INC. |  |  |  |  | 95 | 10.7 | 5.3 | 211111 | -119.4731 | 35.115 |  | 106 | 999 |  |  |  | 93302 |  | R63-0036
06029 |  | California | Kern | 316011 | 50541413 | 47583812 | 151430257 | 21026 | 21026 | CHEVRON USA INC. |  |  |  |  | 95 | 10.7 | 5.3 | 211111 | -119.4731 | 35.115 |  | 106 | 999 |  |  |  | 93302 |  | R63-0036
06029 |  | California | Kern | 316011 | 50541513 | 47658212 | 151430257 | 21043 | 21043 | CHEVRON USA INC. |  |  |  |  | 79 | 7.9 | 3 | 211111 | -119.4731 | 35.115 |  | 106 | 999 |  |  |  | 93302 |  | R63-0036
06029 |  | California | Kern | 316011 | 50541613 | 47658012 | 151430257 | 21027 | 21027 | CHEVRON USA INC. |  |  |  |  | 95 | 10.7 | 5.3 | 211111 | -119.4731 | 35.115 |  | 106 | 999 |  |  |  | 93302 |  | R63-0036
06029 |  | California | Kern | 316011 | 50541713 | 47660212 | 151430257 | 21040 | 21040 | CHEVRON USA INC. |  |  |  |  | 79 | 7.9 | 3 | 211111 | -119.4731 | 35.115 |  | 106 | 999 |  |  |  | 93302 |  | R63-0036
06029 |  | California | Kern | 316011 | 50541813 | 47659612 | 151430257 | 21041 | 21041 | CHEVRON USA INC. |  |  |  |  | 79 | 7.9 | 3 | 211111 | -119.4731 | 35.115 |  | 106 | 999 |  |  |  | 93302 |  | R63-0036
06029 |  | California | Kern | 316011 | 50541913 | 47599612 | 151430257 | 10461 | 10461 | CHEVRON USA INC. |  |  |  |  | 79 | 7.9 | 3 | 211111 | -119.4731 | 35.115 |  | 106 | 999 |  |  |  | 93302 |  | R63-0036
06029 |  | California | Kern | 316011 | 50542013 | 47659512 | 151430257 | 21042 | 21042 | CHEVRON USA INC. |  |  |  |  | 79 | 7.9 | 3 | 211111 | -119.4731 | 35.115 |  | 106 | 999 |  |  |  | 93302 |  | R63-0036
06029 |  | California | Kern | 316011 | 50542113 | 47544612 | 151430257 | 22199 | 22199 | CHEVRON USA INC. |  |  |  |  | 79 | 7.9 | 3 | 211111 | -119.4731 | 35.115 |  | 106 | 999 |  |  |  | 93302 |  | R63-0036
06029 |  | California | Kern | 316011 | 50542213 | 47649212 | 151430257 | 21044 | 21044 | CHEVRON USA INC. |  |  |  |  | 79 | 7.9 | 3 | 211111 | -119.4731 | 35.115 |  | 106 | 999 |  |  |  | 93302 |  | R63-0036
06029 |  | California | Kern | 316011 | 50542313 | 47566012 | 151430257 | 21045 | 21045 | CHEVRON USA INC. |  |  |  |  | 79 | 7.9 | 3 | 211111 | -119.4731 | 35.115 |  | 106 | 999 |  |  |  | 93302 |  | R63-0036
06029 |  | California | Kern | 316011 | 50542413 | 47580712 | 151430257 | 20186 | 20186 | CHEVRON USA INC. |  |  |  |  | 79 | 7.9 | 3 | 211111 | -119.4731 | 35.115 |  | 106 | 999 |  |  |  | 93302 |  | R63-0036
06029 |  | California | Kern | 316011 | 50542513 | 47652512 | 151430257 | 20177 | 20177 | CHEVRON USA INC. |  |  |  |  | 95 | 10.7 | 5.3 | 211111 | -119.4731 | 35.115 |  | 106 | 999 |  |  |  | 93302 |  | R63-0036
06029 |  | California | Kern | 316011 | 50542613 | 47625412 | 151430257 | 22184 | 22184 | CHEVRON USA INC. |  |  |  |  | 95 | 10.7 | 5.3 | 211111 | -119.4731 | 35.115 |  | 106 | 999 |  |  |  | 93302 |  | R63-0036
06029 |  | California | Kern | 316011 | 50542713 | 47659312 | 151430257 | 22186 | 22186 | CHEVRON USA INC. |  |  |  |  | 79 | 7.9 | 3 | 211111 | -119.4731 | 35.115 |  | 106 | 999 |  |  |  | 93302 |  | R63-0036
06029 |  | California | Kern | 316011 | 50542813 | 47587112 | 151430257 | 22197 | 22197 | CHEVRON USA INC. |  |  |  |  | 79 | 7.9 | 3 | 211111 | -119.4731 | 35.115 |  | 106 | 999 |  |  |  | 93302 |  | R63-0036
06029 |  | California | Kern | 316011 | 50542913 | 47619212 | 151430257 | 21137 | 21137 | CHEVRON USA INC. |  |  |  |  | 175 | 85.5 | 11.4 | 211111 | -119.4731 | 35.115 |  | 106 | 999 |  |  |  | 93302 |  | R63-0036
06029 |  | California | Kern | 316011 | 50543013 | 47621912 | 151430257 | 21136 | 21136 | CHEVRON USA INC. |  |  |  |  | 175 | 85.5 | 11.4 | 211111 | -119.4731 | 35.115 |  | 106 | 999 |  |  |  | 93302 |  | R63-0036
06029 |  | California | Kern | 316011 | 50543113 | 47648912 | 151430257 | 21134 | 21134 | CHEVRON USA INC. |  |  |  |  | 175 | 85.5 | 11.4 | 211111 | -119.4731 | 35.115 |  | 106 | 999 |  |  |  | 93302 |  | R63-0036
06029 |  | California | Kern | 316011 | 50543213 | 47574312 | 151430257 | 21133 | 21133 | CHEVRON USA INC. |  |  |  |  | 175 | 85.5 | 11.4 | 211111 | -119.4731 | 35.115 |  | 106 | 999 |  |  |  | 93302 |  | R63-0036
06029 |  | California | Kern | 316011 | 50543313 | 47598512 | 151430257 | 21132 | 21132 | CHEVRON USA INC. |  |  |  |  | 175 | 85.5 | 11.4 | 211111 | -119.4731 | 35.115 |  | 106 | 999 |  |  |  | 93302 |  | R63-0036
06029 |  | California | Kern | 316011 | 50543413 | 47621812 | 151430257 | 21131 | 21131 | CHEVRON USA INC. |  |  |  |  | 175 | 85.5 | 11.4 | 211111 | -119.4731 | 35.115 |  | 106 | 999 |  |  |  | 93302 |  | R63-0036
06029 |  | California | Kern | 316011 | 50543513 | 47591412 | 151430257 | 21130 | 21130 | CHEVRON USA INC. |  |  |  |  | 175 | 85.5 | 11.4 | 211111 | -119.4731 | 35.115 |  | 106 | 999 |  |  |  | 93302 |  | R63-0036
06029 |  | California | Kern | 316011 | 50543613 | 47565212 | 151430257 | 21129 | 21129 | CHEVRON USA INC. |  |  |  |  | 175 | 85.5 | 11.4 | 211111 | -119.4731 | 35.115 |  | 106 | 999 |  |  |  | 93302 |  | R63-0036
06029 |  | California | Kern | 316011 | 50543713 | 47650212 | 151430257 | 21142 | 21142 | CHEVRON USA INC. |  |  |  |  | 175 | 85.5 | 11.4 | 211111 | -119.4731 | 35.115 |  | 106 | 999 |  |  |  | 93302 |  | R63-0036
06029 |  | California | Kern | 316011 | 50543813 | 47565712 | 151430257 | 21140 | 21140 | CHEVRON USA INC. |  |  |  |  | 175 | 85.5 | 11.4 | 211111 | -119.4731 | 35.115 |  | 106 | 999 |  |  |  | 93302 |  | R63-0036
06029 |  | California | Kern | 316011 | 50543913 | 47610712 | 151430257 | 20534 | 20474 | CHEVRON USA INC. |  |  |  |  | 267 | 152.9 | 16.1 | 211111 | -119.4731 | 35.115 |  | 106 | 999 |  |  |  | 93302 |  | R63-0036
06029 |  | California | Kern | 316011 | 50544013 | 47650812 | 151430257 | 20544 | 20488 | CHEVRON USA INC. |  |  |  |  | 267 | 152.9 | 16.1 | 211111 | -119.4731 | 35.115 |  | 106 | 999 |  |  |  | 93302 |  | R63-0036
06029 |  | California | Kern | 316011 | 50544113 | 47650812 | 151430257 | 20543 | 20488 | CHEVRON USA INC. |  |  |  |  | 267 | 152.9 | 16.1 | 211111 | -119.4731 | 35.115 |  | 106 | 999 |  |  |  | 93302 |  | R63-0036
06029 |  | California | Kern | 316011 | 50544213 | 47625112 | 151430257 | 20542 | 20485 | CHEVRON USA INC. |  |  |  |  | 267 | 152.9 | 16.1 | 211111 | -119.4731 | 35.115 |  | 106 | 999 |  |  |  | 93302 |  | R63-0036
06029 |  | California | Kern | 316011 | 50544313 | 47625112 | 151430257 | 20541 | 20485 | CHEVRON USA INC. |  |  |  |  | 267 | 152.9 | 16.1 | 211111 | -119.4731 | 35.115 |  | 106 | 999 |  |  |  | 93302 |  | R63-0036
06029 |  | California | Kern | 316011 | 50544413 | 47625112 | 151430257 | 20540 | 20485 | CHEVRON USA INC. |  |  |  |  | 267 | 152.9 | 16.1 | 211111 | -119.4731 | 35.115 |  | 106 | 999 |  |  |  | 93302 |  | R63-0036
06029 |  | California | Kern | 316011 | 50544513 | 47625112 | 151430257 | 20539 | 20485 | CHEVRON USA INC. |  |  |  |  | 267 | 152.9 | 16.1 | 211111 | -119.4731 | 35.115 |  | 106 | 999 |  |  |  | 93302 |  | R63-0036
06029 |  | California | Kern | 316011 | 50544613 | 47578312 | 151430257 | 20538 | 20476 | CHEVRON USA INC. |  |  |  |  | 267 | 152.9 | 16.1 | 211111 | -119.4731 | 35.115 |  | 106 | 999 |  |  |  | 93302 |  | R63-0036
06029 |  | California | Kern | 316011 | 50544713 | 47578312 | 151430257 | 20537 | 20476 | CHEVRON USA INC. |  |  |  |  | 267 | 152.9 | 16.1 | 211111 | -119.4731 | 35.115 |  | 106 | 999 |  |  |  | 93302 |  | R63-0036
06029 |  | California | Kern | 316011 | 50544813 | 47638112 | 151430257 | 20522 | 20522 | CHEVRON USA INC. |  |  |  |  | 434 | 99.7 | 30.5 | 211111 | -119.4731 | 35.115 |  | 106 | 999 |  |  |  | 93302 |  | R63-0036
06029 |  | California | Kern | 316011 | 50544913 | 47578312 | 151430257 | 20535 | 20476 | CHEVRON USA INC. |  |  |  |  | 267 | 152.9 | 16.1 | 211111 | -119.4731 | 35.115 |  | 106 | 999 |  |  |  | 93302 |  | R63-0036
06029 |  | California | Kern | 316011 | 50545013 | 47620512 | 151430257 | 21126 | 21126 | CHEVRON USA INC. |  |  |  |  | 175 | 85.5 | 11.4 | 211111 | -119.4731 | 35.115 |  | 106 | 999 |  |  |  | 93302 |  | R63-0036
06029 |  | California | Kern | 316011 | 50545113 | 47610712 | 151430257 | 20533 | 20474 | CHEVRON USA INC. |  |  |  |  | 267 | 152.9 | 16.1 | 211111 | -119.4731 | 35.115 |  | 106 | 999 |  |  |  | 93302 |  | R63-0036
06029 |  | California | Kern | 316011 | 50545213 | 47610712 | 151430257 | 20532 | 20474 | CHEVRON USA INC. |  |  |  |  | 267 | 152.9 | 16.1 | 211111 | -119.4731 | 35.115 |  | 106 | 999 |  |  |  | 93302 |  | R63-0036
06029 |  | California | Kern | 316011 | 50545313 | 47610712 | 151430257 | 20531 | 20474 | CHEVRON USA INC. |  |  |  |  | 267 | 152.9 | 16.1 | 211111 | -119.4731 | 35.115 |  | 106 | 999 |  |  |  | 93302 |  | R63-0036
06029 |  | California | Kern | 316011 | 50545413 | 47637812 | 151430257 | 20530 | 20530 | CHEVRON USA INC. |  |  |  |  | 434 | 99.7 | 30.5 | 211111 | -119.4731 | 35.115 |  | 106 | 999 |  |  |  | 93302 |  | R63-0036
06029 |  | California | Kern | 316011 | 50545513 | 47657512 | 151430257 | 20529 | 20529 | CHEVRON USA INC. |  |  |  |  | 434 | 99.7 | 30.5 | 211111 | -119.4731 | 35.115 |  | 106 | 999 |  |  |  | 93302 |  | R63-0036
06029 |  | California | Kern | 316011 | 50545613 | 47566612 | 151430257 | 20528 | 20528 | CHEVRON USA INC. |  |  |  |  | 434 | 99.7 | 30.5 | 211111 | -119.4731 | 35.115 |  | 106 | 999 |  |  |  | 93302 |  | R63-0036
06029 |  | California | Kern | 316011 | 50545713 | 47652112 | 151430257 | 20527 | 20527 | CHEVRON USA INC. |  |  |  |  | 434 | 99.7 | 30.5 | 211111 | -119.4731 | 35.115 |  | 106 | 999 |  |  |  | 93302 |  | R63-0036
06029 |  | California | Kern | 316011 | 50545813 | 47583512 | 151430257 | 20526 | 20526 | CHEVRON USA INC. |  |  |  |  | 434 | 99.7 | 30.5 | 211111 | -119.4731 | 35.115 |  | 106 | 999 |  |  |  | 93302 |  | R63-0036
06029 |  | California | Kern | 316011 | 50545913 | 47637912 | 151430257 | 20525 | 20525 | CHEVRON USA INC. |  |  |  |  | 434 | 99.7 | 30.5 | 211111 | -119.4731 | 35.115 |  | 106 | 999 |  |  |  | 93302 |  | R63-0036
06029 |  | California | Kern | 316011 | 50546013 | 47578312 | 151430257 | 20536 | 20476 | CHEVRON USA INC. |  |  |  |  | 267 | 152.9 | 16.1 | 211111 | -119.4731 | 35.115 |  | 106 | 999 |  |  |  | 93302 |  | R63-0036
06029 |  | California | Kern | 316011 | 50546113 | 47618412 | 151430257 | 21192 | 21192 | CHEVRON USA INC. |  |  |  |  | 79 | 7.9 | 3 | 211111 | -119.4731 | 35.115 |  | 106 | 999 |  |  |  | 93302 |  | R63-0036
06029 |  | California | Kern | 316011 | 50546213 | 47545012 | 151430257 | 21193 | 21162 | CHEVRON USA INC. |  |  |  |  | 267 | 152.9 | 16.1 | 211111 | -119.4731 | 35.115 |  | 106 | 999 |  |  |  | 93302 |  | R63-0036
06029 |  | California | Kern | 316011 | 50546313 | 47545012 | 151430257 | 21194 | 21162 | CHEVRON USA INC. |  |  |  |  | 267 | 152.9 | 16.1 | 211111 | -119.4731 | 35.115 |  | 106 | 999 |  |  |  | 93302 |  | R63-0036
06029 |  | California | Kern | 316011 | 50546413 | 47545012 | 151430257 | 21195 | 21162 | CHEVRON USA INC. |  |  |  |  | 267 | 152.9 | 16.1 | 211111 | -119.4731 | 35.115 |  | 106 | 999 |  |  |  | 93302 |  | R63-0036
06029 |  | California | Kern | 316011 | 50546613 | 47619412 | 151430257 | 21197 | 21163 | CHEVRON USA INC. |  |  |  |  | 267 | 152.9 | 16.1 | 211111 | -119.4731 | 35.115 |  | 106 | 999 |  |  |  | 93302 |  | R63-0036
06029 |  | California | Kern | 316011 | 50546813 | 47545112 | 151430257 | 21199 | 21164 | CHEVRON USA INC. |  |  |  |  | 267 | 152.9 | 16.1 | 211111 | -119.4731 | 35.115 |  | 106 | 999 |  |  |  | 93302 |  | R63-0036
06029 |  | California | Kern | 316011 | 50546913 | 47545112 | 151430257 | 21200 | 21164 | CHEVRON USA INC. |  |  |  |  | 267 | 152.9 | 16.1 | 211111 | -119.4731 | 35.115 |  | 106 | 999 |  |  |  | 93302 |  | R63-0036
06029 |  | California | Kern | 316011 | 50547013 | 47545112 | 151430257 | 21201 | 21164 | CHEVRON USA INC. |  |  |  |  | 267 | 152.9 | 16.1 | 211111 | -119.4731 | 35.115 |  | 106 | 999 |  |  |  | 93302 |  | R63-0036
06029 |  | California | Kern | 316011 | 50547613 | 47568012 | 151430257 | 21184 | 21184 | CHEVRON USA INC. |  |  |  |  | 79 | 7.9 | 3 | 211111 | -119.4731 | 35.115 |  | 106 | 999 |  |  |  | 93302 |  | R63-0036
06029 |  | California | Kern | 316011 | 50547713 | 47619412 | 151430257 | 21196 | 21163 | CHEVRON USA INC. |  |  |  |  | 267 | 152.9 | 16.1 | 211111 | -119.4731 | 35.115 |  | 106 | 999 |  |  |  | 93302 |  | R63-0036
06029 |  | California | Kern | 316011 | 50547813 | 47541312 | 151430257 | 22284 | 22284 | CHEVRON USA INC. |  |  |  |  | 79 | 7.9 | 3 | 211111 | -119.4731 | 35.115 |  | 106 | 999 |  |  |  | 93302 |  | R63-0036
06029 |  | California | Kern | 316011 | 50547913 | 47590012 | 151430257 | 22272 | 22272 | CHEVRON USA INC. |  |  |  |  | 79 | 7.9 | 3 | 211111 | -119.4731 | 35.115 |  | 106 | 999 |  |  |  | 93302 |  | R63-0036
06029 |  | California | Kern | 316011 | 50548013 | 47540812 | 151430257 | 22294 | 22294 | CHEVRON USA INC. |  |  |  |  | 79 | 7.9 | 3 | 211111 | -119.4731 | 35.115 |  | 106 | 999 |  |  |  | 93302 |  | R63-0036
06029 |  | California | Kern | 316011 | 50548113 | 47590912 | 151430257 | 22293 | 22293 | CHEVRON USA INC. |  |  |  |  | 79 | 7.9 | 3 | 211111 | -119.4731 | 35.115 |  | 106 | 999 |  |  |  | 93302 |  | R63-0036
06029 |  | California | Kern | 316011 | 50548213 | 47591012 | 151430257 | 22292 | 22292 | CHEVRON USA INC. |  |  |  |  | 79 | 7.9 | 3 | 211111 | -119.4731 | 35.115 |  | 106 | 999 |  |  |  | 93302 |  | R63-0036
06029 |  | California | Kern | 316011 | 50548313 | 47542012 | 151430257 | 22291 | 22291 | CHEVRON USA INC. |  |  |  |  | 95 | 10.7 | 5.3 | 211111 | -119.4731 | 35.115 |  | 106 | 999 |  |  |  | 93302 |  | R63-0036
06029 |  | California | Kern | 316011 | 50548413 | 47541712 | 151430257 | 22290 | 22290 | CHEVRON USA INC. |  |  |  |  | 95 | 10.7 | 5.3 | 211111 | -119.4731 | 35.115 |  | 106 | 999 |  |  |  | 93302 |  | R63-0036
06029 |  | California | Kern | 316011 | 50548513 | 47535712 | 151430257 | 22289 | 22289 | CHEVRON USA INC. |  |  |  |  | 79 | 7.9 | 3 | 211111 | -119.4731 | 35.115 |  | 106 | 999 |  |  |  | 93302 |  | R63-0036
06029 |  | California | Kern | 316011 | 50548613 | 47597012 | 151430257 | 22288 | 22288 | CHEVRON USA INC. |  |  |  |  | 79 | 7.9 | 3 | 211111 | -119.4731 | 35.115 |  | 106 | 999 |  |  |  | 93302 |  | R63-0036
06029 |  | California | Kern | 316011 | 50548713 | 47540612 | 151430257 | 22287 | 22287 | CHEVRON USA INC. |  |  |  |  | 79 | 7.9 | 3 | 211111 | -119.4731 | 35.115 |  | 106 | 999 |  |  |  | 93302 |  | R63-0036
06029 |  | California | Kern | 316011 | 50548813 | 47535812 | 151430257 | 22296 | 22296 | CHEVRON USA INC. |  |  |  |  | 79 | 7.9 | 3 | 211111 | -119.4731 | 35.115 |  | 106 | 999 |  |  |  | 93302 |  | R63-0036
06029 |  | California | Kern | 316011 | 50548913 | 47541512 | 151430257 | 22285 | 22285 | CHEVRON USA INC. |  |  |  |  | 79 | 7.9 | 3 | 211111 | -119.4731 | 35.115 |  | 106 | 999 |  |  |  | 93302 |  | R63-0036
06029 |  | California | Kern | 316011 | 50549013 | 47596912 | 151430257 | 22297 | 22297 | CHEVRON USA INC. |  |  |  |  | 79 | 7.9 | 3 | 211111 | -119.4731 | 35.115 |  | 106 | 999 |  |  |  | 93302 |  | R63-0036
06029 |  | California | Kern | 316011 | 50549113 | 47591112 | 151430257 | 22282 | 22282 | CHEVRON USA INC. |  |  |  |  | 79 | 7.9 | 3 | 211111 | -119.4731 | 35.115 |  | 106 | 999 |  |  |  | 93302 |  | R63-0036
06029 |  | California | Kern | 316011 | 50549213 | 47541212 | 151430257 | 22281 | 22281 | CHEVRON USA INC. |  |  |  |  | 95 | 10.7 | 5.3 | 211111 | -119.4731 | 35.115 |  | 106 | 999 |  |  |  | 93302 |  | R63-0036
06029 |  | California | Kern | 316011 | 50549313 | 47540512 | 151430257 | 22280 | 22280 | CHEVRON USA INC. |  |  |  |  | 95 | 10.7 | 5.3 | 211111 | -119.4731 | 35.115 |  | 106 | 999 |  |  |  | 93302 |  | R63-0036
06029 |  | California | Kern | 316011 | 50549413 | 47535512 | 151430257 | 22279 | 22279 | CHEVRON USA INC. |  |  |  |  | 79 | 7.9 | 3 | 211111 | -119.4731 | 35.115 |  | 106 | 999 |  |  |  | 93302 |  | R63-0036
06029 |  | California | Kern | 316011 | 50549513 | 47597112 | 151430257 | 22278 | 22278 | CHEVRON USA INC. |  |  |  |  | 79 | 7.9 | 3 | 211111 | -119.4731 | 35.115 |  | 106 | 999 |  |  |  | 93302 |  | R63-0036
06029 |  | California | Kern | 316011 | 50549613 | 47540412 | 151430257 | 22277 | 22277 | CHEVRON USA INC. |  |  |  |  | 79 | 7.9 | 3 | 211111 | -119.4731 | 35.115 |  | 106 | 999 |  |  |  | 93302 |  | R63-0036
06029 |  | California | Kern | 316011 | 50549713 | 47535412 | 151430257 | 22276 | 22276 | CHEVRON USA INC. |  |  |  |  | 79 | 7.9 | 3 | 211111 | -119.4731 | 35.115 |  | 106 | 999 |  |  |  | 93302 |  | R63-0036
06029 |  | California | Kern | 316011 | 50549813 | 47540312 | 151430257 | 22275 | 22275 | CHEVRON USA INC. |  |  |  |  | 79 | 7.9 | 3 | 211111 | -119.4731 | 35.115 |  | 106 | 999 |  |  |  | 93302 |  | R63-0036
06029 |  | California | Kern | 316011 | 50549913 | 47540212 | 151430257 | 22274 | 22274 | CHEVRON USA INC. |  |  |  |  | 79 | 7.9 | 3 | 211111 | -119.4731 | 35.115 |  | 106 | 999 |  |  |  | 93302 |  | R63-0036
06029 |  | California | Kern | 316011 | 50550013 | 47660112 | 151430257 | 22323 | 22323 | CHEVRON USA INC. |  |  |  |  | 79 | 7.9 | 3 | 211111 | -119.4731 | 35.115 |  | 106 | 999 |  |  |  | 93302 |  | R63-0036
06029 |  | California | Kern | 316011 | 50550113 | 47535612 | 151430257 | 22286 | 22286 | CHEVRON USA INC. |  |  |  |  | 79 | 7.9 | 3 | 211111 | -119.4731 | 35.115 |  | 106 | 999 |  |  |  | 93302 |  | R63-0036
06029 |  | California | Kern | 316011 | 50550213 | 47536112 | 151430257 | 22311 | 22311 | CHEVRON USA INC. |  |  |  |  | 79 | 7.9 | 3 | 211111 | -119.4731 | 35.115 |  | 106 | 999 |  |  |  | 93302 |  | R63-0036
06029 |  | California | Kern | 316011 | 50550313 | 47652312 | 151430257 | 20190 | 20190 | CHEVRON USA INC. |  |  |  |  | 95 | 10.7 | 5.3 | 211111 | -119.4731 | 35.115 |  | 106 | 999 |  |  |  | 93302 |  | R63-0036
06029 |  | California | Kern | 316011 | 50550413 | 47546612 | 151430257 | 22321 | 22321 | CHEVRON USA INC. |  |  |  |  | 79 | 7.9 | 3 | 211111 | -119.4731 | 35.115 |  | 106 | 999 |  |  |  | 93302 |  | R63-0036
06029 |  | California | Kern | 316011 | 50550513 | 47547512 | 151430257 | 22320 | 22320 | CHEVRON USA INC. |  |  |  |  | 79 | 7.9 | 3 | 211111 | -119.4731 | 35.115 |  | 106 | 999 |  |  |  | 93302 |  | R63-0036
06029 |  | California | Kern | 316011 | 50550613 | 47547312 | 151430257 | 22319 | 22319 | CHEVRON USA INC. |  |  |  |  | 79 | 7.9 | 3 | 211111 | -119.4731 | 35.115 |  | 106 | 999 |  |  |  | 93302 |  | R63-0036
06029 |  | California | Kern | 316011 | 50550713 | 47544712 | 151430257 | 22318 | 22318 | CHEVRON USA INC. |  |  |  |  | 79 | 7.9 | 3 | 211111 | -119.4731 | 35.115 |  | 106 | 999 |  |  |  | 93302 |  | R63-0036
06029 |  | California | Kern | 316011 | 50550813 | 47572312 | 151430257 | 22317 | 22317 | CHEVRON USA INC. |  |  |  |  | 79 | 7.9 | 3 | 211111 | -119.4731 | 35.115 |  | 106 | 999 |  |  |  | 93302 |  | R63-0036
06029 |  | California | Kern | 316011 | 50550913 | 47554512 | 151430257 | 22316 | 22316 | CHEVRON USA INC. |  |  |  |  | 79 | 7.9 | 3 | 211111 | -119.4731 | 35.115 |  | 106 | 999 |  |  |  | 93302 |  | R63-0036
06029 |  | California | Kern | 316011 | 50551013 | 47546412 | 151430257 | 22315 | 22315 | CHEVRON USA INC. |  |  |  |  | 95 | 10.7 | 5.3 | 211111 | -119.4731 | 35.115 |  | 106 | 999 |  |  |  | 93302 |  | R63-0036
06029 |  | California | Kern | 316011 | 50551113 | 47618012 | 151430257 | 22556 | 22556 | CHEVRON USA INC. |  |  |  |  | 434 | 99.7 | 30.5 | 211111 | -119.4731 | 35.115 |  | 106 | 999 |  |  |  | 93302 |  | R63-0036
06029 |  | California | Kern | 316011 | 50551213 | 47569812 | 151430257 | 22565 | 22565 | CHEVRON USA INC. |  |  |  |  | 434 | 99.7 | 30.5 | 211111 | -119.4731 | 35.115 |  | 106 | 999 |  |  |  | 93302 |  | R63-0036
06029 |  | California | Kern | 316011 | 50551313 | 47640512 | 151430257 | 22554 | 22554 | CHEVRON USA INC. |  |  |  |  | 434 | 99.7 | 30.5 | 211111 | -119.4731 | 35.115 |  | 106 | 999 |  |  |  | 93302 |  | R63-0036
06029 |  | California | Kern | 316011 | 50551413 | 47572012 | 151430257 | 22566 | 22566 | CHEVRON USA INC. |  |  |  |  | 267 | 152.9 | 16.1 | 211111 | -119.4731 | 35.115 |  | 106 | 999 |  |  |  | 93302 |  | R63-0036
06029 |  | California | Kern | 316011 | 50551513 | 47640712 | 151430257 | 22552 | 22552 | CHEVRON USA INC. |  |  |  |  | 434 | 99.7 | 30.5 | 211111 | -119.4731 | 35.115 |  | 106 | 999 |  |  |  | 93302 |  | R63-0036
06029 |  | California | Kern | 316011 | 50551613 | 47618212 | 151430257 | 22551 | 22551 | CHEVRON USA INC. |  |  |  |  | 434 | 99.7 | 30.5 | 211111 | -119.4731 | 35.115 |  | 106 | 999 |  |  |  | 93302 |  | R63-0036
06029 |  | California | Kern | 316011 | 50551713 | 47603712 | 151430257 | 22550 | 22550 | CHEVRON USA INC. |  |  |  |  | 434 | 99.7 | 30.5 | 211111 | -119.4731 | 35.115 |  | 106 | 999 |  |  |  | 93302 |  | R63-0036
06029 |  | California | Kern | 316011 | 50551813 | 47603612 | 151430257 | 22549 | 22549 | CHEVRON USA INC. |  |  |  |  | 434 | 99.7 | 30.5 | 211111 | -119.4731 | 35.115 |  | 106 | 999 |  |  |  | 93302 |  | R63-0036
06029 |  | California | Kern | 316011 | 50551913 | 47650112 | 151430257 | 10240 | 10240 | CHEVRON USA INC. |  |  |  |  | 79 | 7.9 | 3 | 211111 | -119.4731 | 35.115 |  | 106 | 999 |  |  |  | 93302 |  | R63-0036
06029 |  | California | Kern | 316011 | 50552013 | 47607712 | 151430257 | 10241 | 10241 | CHEVRON USA INC. |  |  |  |  | 95 | 10.7 | 5.3 | 211111 | -119.4731 | 35.115 |  | 106 | 999 |  |  |  | 93302 |  | R63-0036
06029 |  | California | Kern | 316011 | 50552113 | 47646612 | 151430257 | 20204 | 20204 | CHEVRON USA INC. |  |  |  |  | 79 | 7.9 | 3 | 211111 | -119.4731 | 35.115 |  | 106 | 999 |  |  |  | 93302 |  | R63-0036
06029 |  | California | Kern | 316011 | 50552213 | 47659212 | 151430257 | 10245 | 10245 | CHEVRON USA INC. |  |  |  |  | 79 | 7.9 | 3 | 211111 | -119.4731 | 35.115 |  | 106 | 999 |  |  |  | 93302 |  | R63-0036
06029 |  | California | Kern | 316011 | 50552313 | 47614612 | 151430257 | 10191 | 10191 | CHEVRON USA INC. |  |  |  |  | 79 | 7.9 | 3 | 211111 | -119.4731 | 35.115 |  | 106 | 999 |  |  |  | 93302 |  | R63-0036
06029 |  | California | Kern | 316011 | 50552413 | 47656412 | 151430257 | 10248 | 10248 | CHEVRON USA INC. |  |  |  |  | 95 | 10.7 | 5.3 | 211111 | -119.4731 | 35.115 |  | 106 | 999 |  |  |  | 93302 |  | R63-0036
06029 |  | California | Kern | 316011 | 50552513 | 47619512 | 151430257 | 22072 | 22072 | CHEVRON USA INC. |  |  | 18 | 2 | 230 | 80 |  | 211111 | -119.4731 | 35.115 |  | 106 | 999 |  |  |  | 93302 |  | R63-0040
06029 |  | California | Kern | 316011 | 50552613 | 47601612 | 151430257 | 10253 | 10253 | CHEVRON USA INC. |  |  |  |  | 79 | 7.9 | 3 | 211111 | -119.4731 | 35.115 |  | 106 | 999 |  |  |  | 93302 |  | R63-0036
06029 |  | California | Kern | 316011 | 50552713 | 47652012 | 151430257 | 10255 | 10255 | CHEVRON USA INC. |  |  |  |  | 79 | 7.9 | 3 | 211111 | -119.4731 | 35.115 |  | 106 | 999 |  |  |  | 93302 |  | R63-0036
06029 |  | California | Kern | 316011 | 50552813 | 47632312 | 151430257 | 10256 | 10256 | CHEVRON USA INC. |  |  |  |  | 79 | 7.9 | 3 | 211111 | -119.4731 | 35.115 |  | 106 | 999 |  |  |  | 93302 |  | R63-0036
06029 |  | California | Kern | 316011 | 50552913 | 47601512 | 151430257 | 10258 | 10258 | CHEVRON USA INC. |  |  |  |  | 79 | 7.9 | 3 | 211111 | -119.4731 | 35.115 |  | 106 | 999 |  |  |  | 93302 |  | R63-0036
06029 |  | California | Kern | 316011 | 50553013 | 47601412 | 151430257 | 10259 | 10259 | CHEVRON USA INC. |  |  |  |  | 95 | 10.7 | 5.3 | 211111 | -119.4731 | 35.115 |  | 106 | 999 |  |  |  | 93302 |  | R63-0036
06029 |  | California | Kern | 316011 | 50553113 | 47654412 | 151430257 | 10262 | 10262 | CHEVRON USA INC. |  |  |  |  | 79 | 7.9 | 3 | 211111 | -119.4731 | 35.115 |  | 106 | 999 |  |  |  | 93302 |  | R63-0036
06029 |  | California | Kern | 316011 | 50553213 | 47601312 | 151430257 | 10268 | 10268 | CHEVRON USA INC. |  |  |  |  | 79 | 7.9 | 3 | 211111 | -119.4731 | 35.115 |  | 106 | 999 |  |  |  | 93302 |  | R63-0036
06029 |  | California | Kern | 316011 | 50553313 | 47612012 | 151430257 | 22359 | 22359 | CHEVRON USA INC. |  |  |  |  | 79 | 7.9 | 3 | 211111 | -119.4731 | 35.115 |  | 106 | 999 |  |  |  | 93302 |  | R63-0036
06029 |  | California | Kern | 316011 | 50553413 | 47658612 | 151430257 | 22358 | 22358 | CHEVRON USA INC. |  |  |  |  | 79 | 7.9 | 3 | 211111 | -119.4731 | 35.115 |  | 106 | 999 |  |  |  | 93302 |  | R63-0036
06029 |  | California | Kern | 316011 | 50553513 | 47659712 | 151430257 | 22357 | 22357 | CHEVRON USA INC. |  |  |  |  | 79 | 7.9 | 3 | 211111 | -119.4731 | 35.115 |  | 106 | 999 |  |  |  | 93302 |  | R63-0036
06029 |  | California | Kern | 316011 | 50553613 | 47612112 | 151430257 | 22356 | 22356 | CHEVRON USA INC. |  |  |  |  | 79 | 7.9 | 3 | 211111 | -119.4731 | 35.115 |  | 106 | 999 |  |  |  | 93302 |  | R63-0036
06029 |  | California | Kern | 316011 | 50553713 | 47573012 | 151430257 | 22355 | 22355 | CHEVRON USA INC. |  |  |  |  | 79 | 7.9 | 3 | 211111 | -119.4731 | 35.115 |  | 106 | 999 |  |  |  | 93302 |  | R63-0036
06029 |  | California | Kern | 316011 | 50553813 | 47611312 | 151430257 | 10246 | 10246 | CHEVRON USA INC. |  |  |  |  | 95 | 10.7 | 5.3 | 211111 | -119.4731 | 35.115 |  | 106 | 999 |  |  |  | 93302 |  | R63-0036
06029 |  | California | Kern | 316011 | 50553913 | 47625212 | 151430257 | 10179 | 10179 | CHEVRON USA INC. |  |  |  |  | 79 | 7.9 | 3 | 211111 | -119.4731 | 35.115 |  | 106 | 999 |  |  |  | 93302 |  | R63-0036
06029 |  | California | Kern | 316011 | 50554013 | 47656712 | 151430257 | 10156 | 10156 | CHEVRON USA INC. |  |  |  |  | 79 | 7.9 | 3 | 211111 | -119.4731 | 35.115 |  | 106 | 999 |  |  |  | 93302 |  | R63-0036
06029 |  | California | Kern | 316011 | 50554113 | 47581412 | 151430257 | 20202 | 20202 | CHEVRON USA INC. |  |  |  |  | 79 | 7.9 | 3 | 211111 | -119.4731 | 35.115 |  | 106 | 999 |  |  |  | 93302 |  | R63-0036
06029 |  | California | Kern | 316011 | 50554213 | 47615212 | 151430257 | 10158 | 10158 | CHEVRON USA INC. |  |  |  |  | 79 | 7.9 | 3 | 211111 | -119.4731 | 35.115 |  | 106 | 999 |  |  |  | 93302 |  | R63-0036
06029 |  | California | Kern | 316011 | 50554313 | 47624712 | 151430257 | 10159 | 10159 | CHEVRON USA INC. |  |  |  |  | 79 | 7.9 | 3 | 211111 | -119.4731 | 35.115 |  | 106 | 999 |  |  |  | 93302 |  | R63-0036
06029 |  | California | Kern | 316011 | 50554413 | 47624812 | 151430257 | 10160 | 10160 | CHEVRON USA INC. |  |  |  |  | 79 | 7.9 | 3 | 211111 | -119.4731 | 35.115 |  | 106 | 999 |  |  |  | 93302 |  | R63-0036
06029 |  | California | Kern | 316011 | 50554513 | 47615112 | 151430257 | 10161 | 10161 | CHEVRON USA INC. |  |  |  |  | 79 | 7.9 | 3 | 211111 | -119.4731 | 35.115 |  | 106 | 999 |  |  |  | 93302 |  | R63-0036
06029 |  | California | Kern | 316011 | 50554613 | 47654312 | 151430257 | 10162 | 10162 | CHEVRON USA INC. |  |  |  |  | 95 | 10.7 | 5.3 | 211111 | -119.4731 | 35.115 |  | 106 | 999 |  |  |  | 93302 |  | R63-0036
06029 |  | California | Kern | 316011 | 50554713 | 47574012 | 151430257 | 10164 | 10164 | CHEVRON USA INC. |  |  |  |  | 79 | 7.9 | 3 | 211111 | -119.4731 | 35.115 |  | 106 | 999 |  |  |  | 93302 |  | R63-0036
06029 |  | California | Kern | 316011 | 50554813 | 47554412 | 151430257 | 10165 | 10165 | CHEVRON USA INC. |  |  |  |  | 79 | 7.9 | 3 | 211111 | -119.4731 | 35.115 |  | 106 | 999 |  |  |  | 93302 |  | R63-0036
06029 |  | California | Kern | 316011 | 50554913 | 47603512 | 151430257 | 22614 | 22547 | CHEVRON USA INC. |  |  |  |  | 267 | 152.9 | 16.1 | 211111 | -119.4731 | 35.115 |  | 106 | 999 |  |  |  | 93302 |  | R63-0036
06029 |  | California | Kern | 316011 | 50555013 | 47552412 | 151430257 | 20201 | 20201 | CHEVRON USA INC. |  |  |  |  | 79 | 7.9 | 3 | 211111 | -119.4731 | 35.115 |  | 106 | 999 |  |  |  | 93302 |  | R63-0036
06029 |  | California | Kern | 316011 | 50555113 | 47593012 | 151430257 | 22612 | 22546 | CHEVRON USA INC. |  |  |  |  | 267 | 152.9 | 16.1 | 211111 | -119.4731 | 35.115 |  | 106 | 999 |  |  |  | 93302 |  | R63-0036
06029 |  | California | Kern | 316011 | 50555213 | 47656812 | 151430257 | 20199 | 20199 | CHEVRON USA INC. |  |  |  |  | 79 | 7.9 | 3 | 211111 | -119.4731 | 35.115 |  | 106 | 999 |  |  |  | 93302 |  | R63-0036
06029 |  | California | Kern | 316011 | 50555313 | 47593012 | 151430257 | 22610 | 22546 | CHEVRON USA INC. |  |  |  |  | 267 | 152.9 | 16.1 | 211111 | -119.4731 | 35.115 |  | 106 | 999 |  |  |  | 93302 |  | R63-0036
06029 |  | California | Kern | 316011 | 50555413 | 47640812 | 151430257 | 22609 | 22545 | CHEVRON USA INC. |  |  |  |  | 267 | 152.9 | 16.1 | 211111 | -119.4731 | 35.115 |  | 106 | 999 |  |  |  | 93302 |  | R63-0036
06029 |  | California | Kern | 316011 | 50555513 | 47640812 | 151430257 | 22608 | 22545 | CHEVRON USA INC. |  |  |  |  | 267 | 152.9 | 16.1 | 211111 | -119.4731 | 35.115 |  | 106 | 999 |  |  |  | 93302 |  | R63-0036
06029 |  | California | Kern | 316011 | 50555613 | 47640812 | 151430257 | 22607 | 22545 | CHEVRON USA INC. |  |  |  |  | 267 | 152.9 | 16.1 | 211111 | -119.4731 | 35.115 |  | 106 | 999 |  |  |  | 93302 |  | R63-0036
06029 |  | California | Kern | 316011 | 50555713 | 47581112 | 151430257 | 20197 | 20197 | CHEVRON USA INC. |  |  |  |  | 79 | 7.9 | 3 | 211111 | -119.4731 | 35.115 |  | 106 | 999 |  |  |  | 93302 |  | R63-0036
06029 |  | California | Kern | 316011 | 50555813 | 47595012 | 151430257 | 22618 | 22548 | CHEVRON USA INC. |  |  |  |  | 267 | 152.9 | 16.1 | 211111 | -119.4731 | 35.115 |  | 106 | 999 |  |  |  | 93302 |  | R63-0036
06029 |  | California | Kern | 316011 | 50555913 | 47593012 | 151430257 | 22613 | 22546 | CHEVRON USA INC. |  |  |  |  | 267 | 152.9 | 16.1 | 211111 | -119.4731 | 35.115 |  | 106 | 999 |  |  |  | 93302 |  | R63-0036
06029 |  | California | Kern | 316011 | 50556013 | 47634612 | 151430257 | 10569 | 10569 | CHEVRON USA INC. |  |  |  |  | 79 | 7.9 | 3 | 211111 | -119.4731 | 35.115 |  | 106 | 999 |  |  |  | 93302 |  | R63-0036
06029 |  | California | Kern | 316011 | 50556113 | 47552212 | 151430257 | 20208 | 20208 | CHEVRON USA INC. |  |  |  |  | 79 | 7.9 | 3 | 211111 | -119.4731 | 35.115 |  | 106 | 999 |  |  |  | 93302 |  | R63-0036
06029 |  | California | Kern | 316011 | 50556213 | 47646512 | 151430257 | 20207 | 20207 | CHEVRON USA INC. |  |  |  |  | 79 | 7.9 | 3 | 211111 | -119.4731 | 35.115 |  | 106 | 999 |  |  |  | 93302 |  | R63-0036
06029 |  | California | Kern | 316011 | 50556613 | 47571112 | 151430257 | 61 | 60 | CHEVRON USA INC. |  |  | 49 | 5 | 130 | 340.7 |  | 211111 | -119.4731 | 35.115 |  | 106 | 999 |  |  |  | 93302 |  | R63-0040
06029 |  | California | Kern | 316011 | 50556713 | 47547712 | 151430257 | 64 | 20040 | CHEVRON USA INC. |  |  | 10 | 0.8 | 400 | 33.2 |  | 211111 | -119.4731 | 35.115 |  | 106 | 999 |  |  |  | 93302 |  | R63-0040
06029 |  | California | Kern | 316011 | 50556813 | 47571012 | 151430257 | 66 | 50 | CHEVRON USA INC. |  |  | 49 | 9 | 140 | 1708.1 |  | 211111 | -119.4731 | 35.115 |  | 106 | 999 |  |  |  | 93302 |  | R63-0040
06029 |  | California | Kern | 316011 | 50556913 | 47588012 | 151430257 | 70 | 70 | CHEVRON USA INC. |  |  | 13 | 5 | 400 | 22.9 |  | 211111 | -119.4731 | 35.115 |  | 106 | 999 |  |  |  | 93302 |  | R63-0040
06029 |  | California | Kern | 316011 | 50557313 | 47559712 | 151430257 | 20415 | 20415 | CHEVRON USA INC. |  |  |  |  | 175 | 85.5 | 11.4 | 211111 | -119.4731 | 35.115 |  | 106 | 999 |  |  |  | 93302 |  | R63-0036
06029 |  | California | Kern | 316011 | 50557513 | 47581712 | 151430257 | 20213 | 20213 | CHEVRON USA INC. |  |  |  |  | 79 | 7.9 | 3 | 211111 | -119.4731 | 35.115 |  | 106 | 999 |  |  |  | 93302 |  | R63-0036
06029 |  | California | Kern | 316011 | 50557613 | 47597712 | 151430257 | 10570 | 10570 | CHEVRON USA INC. |  |  |  |  | 95 | 10.7 | 5.3 | 211111 | -119.4731 | 35.115 |  | 106 | 999 |  |  |  | 93302 |  | R63-0036
06029 |  | California | Kern | 316011 | 50557713 | 47643512 | 151430257 | 10591 | 10591 | CHEVRON USA INC. |  |  |  |  | 79 | 7.9 | 3 | 211111 | -119.4731 | 35.115 |  | 106 | 999 |  |  |  | 93302 |  | R63-0036
06029 |  | California | Kern | 316011 | 50557813 | 47575312 | 151430257 | 10594 | 10594 | CHEVRON USA INC. |  |  |  |  | 95 | 10.7 | 5.3 | 211111 | -119.4731 | 35.115 |  | 106 | 999 |  |  |  | 93302 |  | R63-0036
06029 |  | California | Kern | 316011 | 50557913 | 47576512 | 151430257 | 10595 | 10595 | CHEVRON USA INC. |  |  |  |  | 79 | 7.9 | 3 | 211111 | -119.4731 | 35.115 |  | 106 | 999 |  |  |  | 93302 |  | R63-0036
06029 |  | California | Kern | 316011 | 50558013 | 47646012 | 151430257 | 10596 | 10596 | CHEVRON USA INC. |  |  |  |  | 79 | 7.9 | 3 | 211111 | -119.4731 | 35.115 |  | 106 | 999 |  |  |  | 93302 |  | R63-0036
06029 |  | California | Kern | 316011 | 50558113 | 47596812 | 151430257 | 10598 | 10598 | CHEVRON USA INC. |  |  |  |  | 79 | 7.9 | 3 | 211111 | -119.4731 | 35.115 |  | 106 | 999 |  |  |  | 93302 |  | R63-0036
06029 |  | California | Kern | 316011 | 50558213 | 47634112 | 151430257 | 106 | 106 | CHEVRON USA INC. |  |  |  |  | 422 | 69 | 15.4 | 211111 | -119.4731 | 35.115 |  | 106 | 999 |  |  |  | 93302 |  | R63-0040
06029 |  | California | Kern | 316011 | 50558313 | 47575112 | 151430257 | 10600 | 10600 | CHEVRON USA INC. |  |  |  |  | 95 | 10.7 | 5.3 | 211111 | -119.4731 | 35.115 |  | 106 | 999 |  |  |  | 93302 |  | R63-0036
06029 |  | California | Kern | 316011 | 50558413 | 47575012 | 151430257 | 10601 | 10601 | CHEVRON USA INC. |  |  |  |  | 79 | 7.9 | 3 | 211111 | -119.4731 | 35.115 |  | 106 | 999 |  |  |  | 93302 |  | R63-0036
06029 |  | California | Kern | 316011 | 50558513 | 47645912 | 151430257 | 10603 | 10603 | CHEVRON USA INC. |  |  |  |  | 175 | 85.5 | 11.4 | 211111 | -119.4731 | 35.115 |  | 106 | 999 |  |  |  | 93302 |  | R63-0036
06029 |  | California | Kern | 316011 | 50558613 | 47633912 | 151430257 | 10604 | 10604 | CHEVRON USA INC. |  |  |  |  | 175 | 85.5 | 11.4 | 211111 | -119.4731 | 35.115 |  | 106 | 999 |  |  |  | 93302 |  | R63-0036
06029 |  | California | Kern | 316011 | 50558713 | 47596112 | 151430257 | 10605 | 10605 | CHEVRON USA INC. |  |  |  |  | 175 | 85.5 | 11.4 | 211111 | -119.4731 | 35.115 |  | 106 | 999 |  |  |  | 93302 |  | R63-0036
06029 |  | California | Kern | 316011 | 50558913 | 47570812 | 151430257 | 32 | 32 | CHEVRON USA INC. |  |  | 49 | 7.7 | 146 | 1525.1 |  | 211111 | -119.4731 | 35.115 |  | 106 | 999 |  |  |  | 93302 |  | R63-0040
06029 |  | California | Kern | 316011 | 50559013 | 47625612 | 151430257 | 20231 | 20231 | CHEVRON USA INC. |  |  |  |  | 79 | 7.9 | 3 | 211111 | -119.4731 | 35.115 |  | 106 | 999 |  |  |  | 93302 |  | R63-0036
06029 |  | California | Kern | 316011 | 50559113 | 47581912 | 151430257 | 20230 | 20230 | CHEVRON USA INC. |  |  |  |  | 79 | 7.9 | 3 | 211111 | -119.4731 | 35.115 |  | 106 | 999 |  |  |  | 93302 |  | R63-0036
06029 |  | California | Kern | 316011 | 50559213 | 47581812 | 151430257 | 20226 | 20226 | CHEVRON USA INC. |  |  |  |  | 95 | 10.7 | 5.3 | 211111 | -119.4731 | 35.115 |  | 106 | 999 |  |  |  | 93302 |  | R63-0036
06029 |  | California | Kern | 316011 | 50559313 | 47645312 | 151430257 | 20225 | 20225 | CHEVRON USA INC. |  |  |  |  | 79 | 7.9 | 3 | 211111 | -119.4731 | 35.115 |  | 106 | 999 |  |  |  | 93302 |  | R63-0036
06029 |  | California | Kern | 316011 | 50559413 | 47653112 | 151430257 | 20218 | 20218 | CHEVRON USA INC. |  |  |  |  | 95 | 10.7 | 5.3 | 211111 | -119.4731 | 35.115 |  | 106 | 999 |  |  |  | 93302 |  | R63-0036
06029 |  | California | Kern | 316011 | 50559513 | 47552112 | 151430257 | 20217 | 20217 | CHEVRON USA INC. |  |  |  |  | 79 | 7.9 | 3 | 211111 | -119.4731 | 35.115 |  | 106 | 999 |  |  |  | 93302 |  | R63-0036
06029 |  | California | Kern | 316011 | 50559613 | 47557612 | 151430257 | 20216 | 20216 | CHEVRON USA INC. |  |  |  |  | 79 | 7.9 | 3 | 211111 | -119.4731 | 35.115 |  | 106 | 999 |  |  |  | 93302 |  | R63-0036
06029 |  | California | Kern | 316011 | 50559713 | 47653212 | 151430257 | 20215 | 20215 | CHEVRON USA INC. |  |  |  |  | 79 | 7.9 | 3 | 211111 | -119.4731 | 35.115 |  | 106 | 999 |  |  |  | 93302 |  | R63-0036
06029 |  | California | Kern | 316011 | 50559813 | 47608612 | 151430257 | 25 | 25 | CHEVRON USA INC. |  |  | 49 | 7.8 | 170 | 1529.1 |  | 211111 | -119.4731 | 35.115 |  | 106 | 999 |  |  |  | 93302 |  | R63-0040
06029 |  | California | Kern | 316011 | 50559913 | 47608612 | 151430257 | 26 | 25 | CHEVRON USA INC. |  |  | 49 | 7.8 | 170 | 1529.1 |  | 211111 | -119.4731 | 35.115 |  | 106 | 999 |  |  |  | 93302 |  | R63-0040
06029 |  | California | Kern | 316011 | 50560013 | 47645012 | 151430257 | 27 | 16 | CHEVRON USA INC. |  |  | 50 | 7.7 | 152 | 1257.3 |  | 211111 | -119.4731 | 35.115 |  | 106 | 999 |  |  |  | 93302 |  | R63-0040
06029 |  | California | Kern | 316011 | 50560113 | 47645012 | 151430257 | 28 | 16 | CHEVRON USA INC. |  |  | 50 | 7.7 | 152 | 1257.3 |  | 211111 | -119.4731 | 35.115 |  | 106 | 999 |  |  |  | 93302 |  | R63-0040
06029 |  | California | Kern | 316011 | 50560213 | 47569312 | 151430257 | 20210 | 20210 | CHEVRON USA INC. |  |  |  |  | 79 | 7.9 | 3 | 211111 | -119.4731 | 35.115 |  | 106 | 999 |  |  |  | 93302 |  | R63-0036
06029 |  | California | Kern | 316011 | 50560313 | 47546812 | 151430257 | 3 | 1 | CHEVRON USA INC. |  |  | 49 | 7 | 144 | 1000.6 |  | 211111 | -119.4731 | 35.115 |  | 106 | 999 |  |  |  | 93302 |  | R63-0040
06029 |  | California | Kern | 316011 | 50560413 | 47581612 | 151430257 | 20212 | 20212 | CHEVRON USA INC. |  |  |  |  | 79 | 7.9 | 3 | 211111 | -119.4731 | 35.115 |  | 106 | 999 |  |  |  | 93302 |  | R63-0036
06029 |  | California | Kern | 316011 | 50560513 | 47570812 | 151430257 | 35 | 32 | CHEVRON USA INC. |  |  | 49 | 7.7 | 146 | 1525.1 |  | 211111 | -119.4731 | 35.115 |  | 106 | 999 |  |  |  | 93302 |  | R63-0040
06029 |  | California | Kern | 316011 | 50560613 | 47570812 | 151430257 | 36 | 32 | CHEVRON USA INC. |  |  | 49 | 7.7 | 146 | 1525.1 |  | 211111 | -119.4731 | 35.115 |  | 106 | 999 |  |  |  | 93302 |  | R63-0040
06029 |  | California | Kern | 316011 | 50560713 | 47570812 | 151430257 | 37 | 32 | CHEVRON USA INC. |  |  | 49 | 7.7 | 146 | 1525.1 |  | 211111 | -119.4731 | 35.115 |  | 106 | 999 |  |  |  | 93302 |  | R63-0040
06029 |  | California | Kern | 316011 | 50560813 | 47570812 | 151430257 | 38 | 32 | CHEVRON USA INC. |  |  | 49 | 7.7 | 146 | 1525.1 |  | 211111 | -119.4731 | 35.115 |  | 106 | 999 |  |  |  | 93302 |  | R63-0040
06029 |  | California | Kern | 316011 | 50560913 | 47588212 | 151430257 | 43 | 43 | CHEVRON USA INC. |  |  | 13 | 5 | 400 | 149.9 |  | 211111 | -119.4731 | 35.115 |  | 106 | 999 |  |  |  | 93302 |  | R63-0040
06029 |  | California | Kern | 316011 | 50561013 | 47570912 | 151430257 | 48 | 48 | CHEVRON USA INC. |  |  | 13 | 5 | 400 | 149.9 |  | 211111 | -119.4731 | 35.115 |  | 106 | 999 |  |  |  | 93302 |  | R63-0040
06029 |  | California | Kern | 316011 | 50561113 | 47561712 | 151430257 | 52 | 52 | CHEVRON USA INC. |  |  | 49 | 11 | 138 | 1610.8 |  | 211111 | -119.4731 | 35.115 |  | 106 | 999 |  |  |  | 93302 |  | R63-0040
06029 |  | California | Kern | 316011 | 50561213 | 47588112 | 151430257 | 53 | 53 | CHEVRON USA INC. |  |  | 49 | 6 | 146 | 959.9 |  | 211111 | -119.4731 | 35.115 |  | 106 | 999 |  |  |  | 93302 |  | R63-0040
06029 |  | California | Kern | 316011 | 50561313 | 47560912 | 151430257 | 55 | 55 | CHEVRON USA INC. |  |  | 13 | 5 | 400 | 137.4 |  | 211111 | -119.4731 | 35.115 |  | 106 | 999 |  |  |  | 93302 |  | R63-0040
06029 |  | California | Kern | 316011 | 50561413 | 47563712 | 151430257 | 56 | 56 | CHEVRON USA INC. |  |  | 13 | 5 | 400 | 137.4 |  | 211111 | -119.4731 | 35.115 |  | 106 | 999 |  |  |  | 93302 |  | R63-0040
06029 |  | California | Kern | 316011 | 50561513 | 47571112 | 151430257 | 60 | 60 | CHEVRON USA INC. |  |  | 49 | 5 | 130 | 340.7 |  | 211111 | -119.4731 | 35.115 |  | 106 | 999 |  |  |  | 93302 |  | R63-0040
06029 |  | California | Kern | 316011 | 50561613 | 47646412 | 151430257 | 20214 | 20214 | CHEVRON USA INC. |  |  |  |  | 79 | 7.9 | 3 | 211111 | -119.4731 | 35.115 |  | 106 | 999 |  |  |  | 93302 |  | R63-0036
06029 |  | California | Kern | 316011 | 50561713 | 47596212 | 151430257 | 10608 | 10608 | CHEVRON USA INC. |  |  |  |  | 175 | 85.5 | 11.4 | 211111 | -119.4731 | 35.115 |  | 106 | 999 |  |  |  | 93302 |  | R63-0036
06029 |  | California | Kern | 316011 | 50561813 | 47645012 | 151430257 | 29 | 16 | CHEVRON USA INC. |  |  | 50 | 7.7 | 152 | 1257.3 |  | 211111 | -119.4731 | 35.115 |  | 106 | 999 |  |  |  | 93302 |  | R63-0040
06029 |  | California | Kern | 316011 | 50561913 | 47571112 | 151430257 | 80 | 60 | CHEVRON USA INC. |  |  | 49 | 5 | 130 | 340.7 |  | 211111 | -119.4731 | 35.115 |  | 106 | 999 |  |  |  | 93302 |  | R63-0040
06029 |  | California | Kern | 316011 | 50562013 | 47548412 | 151430257 | 10606 | 10606 | CHEVRON USA INC. |  |  |  |  | 175 | 85.5 | 11.4 | 211111 | -119.4731 | 35.115 |  | 106 | 999 |  |  |  | 93302 |  | R63-0036
06029 |  | California | Kern | 316011 | 50562113 | 47636012 | 151430257 | 10640 | 10640 | CHEVRON USA INC. |  |  |  |  | 434 | 99.7 | 30.5 | 211111 | -119.4731 | 35.115 |  | 106 | 999 |  |  |  | 93302 |  | R63-0036
06029 |  | California | Kern | 316011 | 50562213 | 47636112 | 151430257 | 10641 | 10641 | CHEVRON USA INC. |  |  |  |  | 434 | 99.7 | 30.5 | 211111 | -119.4731 | 35.115 |  | 106 | 999 |  |  |  | 93302 |  | R63-0036
06029 |  | California | Kern | 316011 | 50562313 | 47553012 | 151430257 | 10642 | 10612 | CHEVRON USA INC. |  |  |  |  | 267 | 152.9 | 16.1 | 211111 | -119.4731 | 35.115 |  | 106 | 999 |  |  |  | 93302 |  | R63-0036
06029 |  | California | Kern | 316011 | 50562413 | 47553012 | 151430257 | 10643 | 10612 | CHEVRON USA INC. |  |  |  |  | 267 | 152.9 | 16.1 | 211111 | -119.4731 | 35.115 |  | 106 | 999 |  |  |  | 93302 |  | R63-0036
06029 |  | California | Kern | 316011 | 50562513 | 47553012 | 151430257 | 10644 | 10612 | CHEVRON USA INC. |  |  |  |  | 267 | 152.9 | 16.1 | 211111 | -119.4731 | 35.115 |  | 106 | 999 |  |  |  | 93302 |  | R63-0036
06029 |  | California | Kern | 316011 | 50562613 | 47553012 | 151430257 | 10645 | 10612 | CHEVRON USA INC. |  |  |  |  | 267 | 152.9 | 16.1 | 211111 | -119.4731 | 35.115 |  | 106 | 999 |  |  |  | 93302 |  | R63-0036
06029 |  | California | Kern | 316011 | 50562713 | 47552812 | 151430257 | 10646 | 10620 | CHEVRON USA INC. |  |  |  |  | 267 | 152.9 | 16.1 | 211111 | -119.4731 | 35.115 |  | 106 | 999 |  |  |  | 93302 |  | R63-0036
06029 |  | California | Kern | 316011 | 50562813 | 47635612 | 151430257 | 20512 | 20512 | CHEVRON USA INC. |  |  |  |  | 434 | 99.7 | 30.5 | 211111 | -119.4731 | 35.115 |  | 106 | 999 |  |  |  | 93302 |  | R63-0036
06029 |  | California | Kern | 316011 | 50562913 | 47565312 | 151430257 | 21128 | 21128 | CHEVRON USA INC. |  |  |  |  | 175 | 85.5 | 11.4 | 211111 | -119.4731 | 35.115 |  | 106 | 999 |  |  |  | 93302 |  | R63-0036
06029 |  | California | Kern | 316011 | 50563013 | 47556912 | 151430257 | 20568 | 20499 | CHEVRON USA INC. |  |  |  |  | 267 | 152.9 | 16.1 | 211111 | -119.4731 | 35.115 |  | 106 | 999 |  |  |  | 93302 |  | R63-0036
06029 |  | California | Kern | 316011 | 50563113 | 47556912 | 151430257 | 20567 | 20499 | CHEVRON USA INC. |  |  |  |  | 267 | 152.9 | 16.1 | 211111 | -119.4731 | 35.115 |  | 106 | 999 |  |  |  | 93302 |  | R63-0036
06029 |  | California | Kern | 316011 | 50563213 | 47620712 | 151430257 | 20566 | 20497 | CHEVRON USA INC. |  |  |  |  | 267 | 152.9 | 16.1 | 211111 | -119.4731 | 35.115 |  | 106 | 999 |  |  |  | 93302 |  | R63-0036
06029 |  | California | Kern | 316011 | 50563313 | 47551612 | 151430257 | 71 | 2 | CHEVRON USA INC. |  |  | 49 | 9.4 | 146 | 1810.1 |  | 211111 | -119.4731 | 35.115 |  | 106 | 999 |  |  |  | 93302 |  | R63-0040
06029 |  | California | Kern | 316011 | 50563413 | 47563812 | 151430257 | 74 | 74 | CHEVRON USA INC. |  |  | 49 | 2.7 | 138 | 240.5 |  | 211111 | -119.4731 | 35.115 |  | 106 | 999 |  |  |  | 93302 |  | R63-0040
06029 |  | California | Kern | 316011 | 50563513 | 47541412 | 151430257 | 76 | 76 | CHEVRON USA INC. |  |  | 49 | 5 | 130 | 340.7 |  | 211111 | -119.4731 | 35.115 |  | 106 | 999 |  |  |  | 93302 |  | R63-0040
06029 |  | California | Kern | 316011 | 50563613 | 47541412 | 151430257 | 77 | 76 | CHEVRON USA INC. |  |  | 49 | 5 | 130 | 340.7 |  | 211111 | -119.4731 | 35.115 |  | 106 | 999 |  |  |  | 93302 |  | R63-0040
06029 |  | California | Kern | 316011 | 50563713 | 47572912 | 151430257 | 10638 | 10638 | CHEVRON USA INC. |  |  |  |  | 434 | 99.7 | 30.5 | 211111 | -119.4731 | 35.115 |  | 106 | 999 |  |  |  | 93302 |  | R63-0036
06029 |  | California | Kern | 316011 | 50563813 | 47571112 | 151430257 | 79 | 60 | CHEVRON USA INC. |  |  | 49 | 5 | 130 | 340.7 |  | 211111 | -119.4731 | 35.115 |  | 106 | 999 |  |  |  | 93302 |  | R63-0040
06029 |  | California | Kern | 316011 | 50563913 | 47644412 | 151430257 | 10637 | 10637 | CHEVRON USA INC. |  |  |  |  | 434 | 99.7 | 30.5 | 211111 | -119.4731 | 35.115 |  | 106 | 999 |  |  |  | 93302 |  | R63-0036
06029 |  | California | Kern | 316011 | 50564013 | 47557312 | 151430257 | 83 | 83 | CHEVRON USA INC. |  |  | 13 | 5 | 400 | 119.9 |  | 211111 | -119.4731 | 35.115 |  | 106 | 999 |  |  |  | 93302 |  | R63-0040
06029 |  | California | Kern | 316011 | 50564113 | 47571212 | 151430257 | 84 | 84 | CHEVRON USA INC. |  |  | 13 | 5 | 400 | 119.9 |  | 211111 | -119.4731 | 35.115 |  | 106 | 999 |  |  |  | 93302 |  | R63-0040
06029 |  | California | Kern | 316011 | 50564213 | 47552812 | 151430257 | 10647 | 10620 | CHEVRON USA INC. |  |  |  |  | 267 | 152.9 | 16.1 | 211111 | -119.4731 | 35.115 |  | 106 | 999 |  |  |  | 93302 |  | R63-0036
06029 |  | California | Kern | 316011 | 50564313 | 47552812 | 151430257 | 10648 | 10620 | CHEVRON USA INC. |  |  |  |  | 267 | 152.9 | 16.1 | 211111 | -119.4731 | 35.115 |  | 106 | 999 |  |  |  | 93302 |  | R63-0036
06029 |  | California | Kern | 316011 | 50564413 | 47552812 | 151430257 | 10649 | 10620 | CHEVRON USA INC. |  |  |  |  | 267 | 152.9 | 16.1 | 211111 | -119.4731 | 35.115 |  | 106 | 999 |  |  |  | 93302 |  | R63-0036
06029 |  | California | Kern | 316011 | 50564513 | 47552712 | 151430257 | 10650 | 10621 | CHEVRON USA INC. |  |  |  |  | 267 | 152.9 | 16.1 | 211111 | -119.4731 | 35.115 |  | 106 | 999 |  |  |  | 93302 |  | R63-0036
06029 |  | California | Kern | 316011 | 50564613 | 47552712 | 151430257 | 10651 | 10621 | CHEVRON USA INC. |  |  |  |  | 267 | 152.9 | 16.1 | 211111 | -119.4731 | 35.115 |  | 106 | 999 |  |  |  | 93302 |  | R63-0036
06029 |  | California | Kern | 316011 | 50564713 | 47552712 | 151430257 | 10652 | 10621 | CHEVRON USA INC. |  |  |  |  | 267 | 152.9 | 16.1 | 211111 | -119.4731 | 35.115 |  | 106 | 999 |  |  |  | 93302 |  | R63-0036
06029 |  | California | Kern | 316011 | 50564813 | 47552712 | 151430257 | 10653 | 10621 | CHEVRON USA INC. |  |  |  |  | 267 | 152.9 | 16.1 | 211111 | -119.4731 | 35.115 |  | 106 | 999 |  |  |  | 93302 |  | R63-0036
06029 |  | California | Kern | 316011 | 50564913 | 47552612 | 151430257 | 10654 | 10622 | CHEVRON USA INC. |  |  |  |  | 267 | 152.9 | 16.1 | 211111 | -119.4731 | 35.115 |  | 106 | 999 |  |  |  | 93302 |  | R63-0036
06029 |  | California | Kern | 316011 | 50565013 | 47552612 | 151430257 | 10655 | 10622 | CHEVRON USA INC. |  |  |  |  | 267 | 152.9 | 16.1 | 211111 | -119.4731 | 35.115 |  | 106 | 999 |  |  |  | 93302 |  | R63-0036
06029 |  | California | Kern | 316011 | 50565113 | 47552612 | 151430257 | 10656 | 10622 | CHEVRON USA INC. |  |  |  |  | 267 | 152.9 | 16.1 | 211111 | -119.4731 | 35.115 |  | 106 | 999 |  |  |  | 93302 |  | R63-0036
06029 |  | California | Kern | 316011 | 50565213 | 47552612 | 151430257 | 10657 | 10622 | CHEVRON USA INC. |  |  |  |  | 267 | 152.9 | 16.1 | 211111 | -119.4731 | 35.115 |  | 106 | 999 |  |  |  | 93302 |  | R63-0036
06029 |  | California | Kern | 316011 | 50565313 | 47541412 | 151430257 | 78 | 76 | CHEVRON USA INC. |  |  | 49 | 5 | 130 | 340.7 |  | 211111 | -119.4731 | 35.115 |  | 106 | 999 |  |  |  | 93302 |  | R63-0040
06029 |  | California | Kern | 316011 | 50565413 | 47552512 | 151430257 | 10623 | 10623 | CHEVRON USA INC. |  |  |  |  | 267 | 152.9 | 16.1 | 211111 | -119.4731 | 35.115 |  | 106 | 999 |  |  |  | 93302 |  | R63-0036
06029 |  | California | Kern | 316011 | 50565513 | 47552512 | 151430257 | 10661 | 10623 | CHEVRON USA INC. |  |  |  |  | 267 | 152.9 | 16.1 | 211111 | -119.4731 | 35.115 |  | 106 | 999 |  |  |  | 93302 |  | R63-0036
06029 |  | California | Kern | 316011 | 50565613 | 47548512 | 151430257 | 10609 | 10609 | CHEVRON USA INC. |  |  |  |  | 175 | 85.5 | 11.4 | 211111 | -119.4731 | 35.115 |  | 106 | 999 |  |  |  | 93302 |  | R63-0036
06029 |  | California | Kern | 316011 | 50565713 | 47551912 | 151430257 | 10610 | 10610 | CHEVRON USA INC. |  |  |  |  | 175 | 85.5 | 11.4 | 211111 | -119.4731 | 35.115 |  | 106 | 999 |  |  |  | 93302 |  | R63-0036
06029 |  | California | Kern | 316011 | 50565813 | 47574812 | 151430257 | 10611 | 10611 | CHEVRON USA INC. |  |  |  |  | 175 | 85.5 | 11.4 | 211111 | -119.4731 | 35.115 |  | 106 | 999 |  |  |  | 93302 |  | R63-0036
06029 |  | California | Kern | 316011 | 50565913 | 47553012 | 151430257 | 10612 | 10612 | CHEVRON USA INC. |  |  |  |  | 267 | 152.9 | 16.1 | 211111 | -119.4731 | 35.115 |  | 106 | 999 |  |  |  | 93302 |  | R63-0036
06029 |  | California | Kern | 316011 | 50566013 | 47554112 | 151430257 | 10613 | 10613 | CHEVRON USA INC. |  |  |  |  | 267 | 152.9 | 16.1 | 211111 | -119.4731 | 35.115 |  | 106 | 999 |  |  |  | 93302 |  | R63-0036
06029 |  | California | Kern | 316011 | 50566113 | 47574712 | 151430257 | 10614 | 10614 | CHEVRON USA INC. |  |  |  |  | 267 | 152.9 | 16.1 | 211111 | -119.4731 | 35.115 |  | 106 | 999 |  |  |  | 93302 |  | R63-0036
06029 |  | California | Kern | 316011 | 50566213 | 47592412 | 151430257 | 22581 | 22536 | CHEVRON USA INC. |  |  |  |  | 267 | 152.9 | 16.1 | 211111 | -119.4731 | 35.115 |  | 106 | 999 |  |  |  | 93302 |  | R63-0036
06029 |  | California | Kern | 316011 | 50566313 | 47631012 | 151430257 | 22473 | 22473 | CHEVRON USA INC. |  |  |  |  | 175 | 85.5 | 11.4 | 211111 | -119.4731 | 35.115 |  | 106 | 999 |  |  |  | 93302 |  | R63-0036
06029 |  | California | Kern | 316011 | 50566413 | 47587312 | 151430257 | 22472 | 22472 | CHEVRON USA INC. |  |  |  |  | 175 | 85.5 | 11.4 | 211111 | -119.4731 | 35.115 |  | 106 | 999 |  |  |  | 93302 |  | R63-0036
06029 |  | California | Kern | 316011 | 50566513 | 47628412 | 151430257 | 22471 | 22471 | CHEVRON USA INC. |  |  |  |  | 175 | 85.5 | 11.4 | 211111 | -119.4731 | 35.115 |  | 106 | 999 |  |  |  | 93302 |  | R63-0036
06029 |  | California | Kern | 316011 | 50566613 | 47557412 | 151430257 | 22470 | 22470 | CHEVRON USA INC. |  |  |  |  | 175 | 85.5 | 11.4 | 211111 | -119.4731 | 35.115 |  | 106 | 999 |  |  |  | 93302 |  | R63-0036
06029 |  | California | Kern | 316011 | 50566713 | 47652912 | 151430257 | 22458 | 22458 | CHEVRON USA INC. |  |  |  |  | 175 | 85.5 | 11.4 | 211111 | -119.4731 | 35.115 |  | 106 | 999 |  |  |  | 93302 |  | R63-0036
06029 |  | California | Kern | 316011 | 50566813 | 47652212 | 151430257 | 22468 | 22468 | CHEVRON USA INC. |  |  |  |  | 175 | 85.5 | 11.4 | 211111 | -119.4731 | 35.115 |  | 106 | 999 |  |  |  | 93302 |  | R63-0036
06029 |  | California | Kern | 316011 | 50566913 | 47557112 | 151430257 | 22459 | 22459 | CHEVRON USA INC. |  |  |  |  | 175 | 85.5 | 11.4 | 211111 | -119.4731 | 35.115 |  | 106 | 999 |  |  |  | 93302 |  | R63-0036
06029 |  | California | Kern | 316011 | 50567013 | 47563412 | 151430257 | 22466 | 22466 | CHEVRON USA INC. |  |  |  |  | 175 | 85.5 | 11.4 | 211111 | -119.4731 | 35.115 |  | 106 | 999 |  |  |  | 93302 |  | R63-0036
06029 |  | California | Kern | 316011 | 50567113 | 47627212 | 151430257 | 22465 | 22465 | CHEVRON USA INC. |  |  |  |  | 175 | 85.5 | 11.4 | 211111 | -119.4731 | 35.115 |  | 106 | 999 |  |  |  | 93302 |  | R63-0036
06029 |  | California | Kern | 316011 | 50567213 | 47562912 | 151430257 | 22464 | 22464 | CHEVRON USA INC. |  |  |  |  | 175 | 85.5 | 11.4 | 211111 | -119.4731 | 35.115 |  | 106 | 999 |  |  |  | 93302 |  | R63-0036
06029 |  | California | Kern | 316011 | 50567313 | 47646212 | 151430257 | 22463 | 22463 | CHEVRON USA INC. |  |  |  |  | 175 | 85.5 | 11.4 | 211111 | -119.4731 | 35.115 |  | 106 | 999 |  |  |  | 93302 |  | R63-0036
06029 |  | California | Kern | 316011 | 50567413 | 47558112 | 151430257 | 22462 | 22462 | CHEVRON USA INC. |  |  |  |  | 175 | 85.5 | 11.4 | 211111 | -119.4731 | 35.115 |  | 106 | 999 |  |  |  | 93302 |  | R63-0036
06029 |  | California | Kern | 316011 | 50567513 | 47647012 | 151430257 | 22461 | 22461 | CHEVRON USA INC. |  |  |  |  | 175 | 85.5 | 11.4 | 211111 | -119.4731 | 35.115 |  | 106 | 999 |  |  |  | 93302 |  | R63-0036
06029 |  | California | Kern | 316011 | 50567613 | 47582612 | 151430257 | 22438 | 22438 | CHEVRON USA INC. |  |  |  |  | 175 | 85.5 | 11.4 | 211111 | -119.4731 | 35.115 |  | 106 | 999 |  |  |  | 93302 |  | R63-0036
06029 |  | California | Kern | 316011 | 50567713 | 47615312 | 151430257 | 22469 | 22469 | CHEVRON USA INC. |  |  |  |  | 175 | 85.5 | 11.4 | 211111 | -119.4731 | 35.115 |  | 106 | 999 |  |  |  | 93302 |  | R63-0036
06029 |  | California | Kern | 316011 | 50567813 | 47651712 | 151430257 | 22493 | 22493 | CHEVRON USA INC. |  |  |  |  | 175 | 85.5 | 11.4 | 211111 | -119.4731 | 35.115 |  | 106 | 999 |  |  |  | 93302 |  | R63-0036
06029 |  | California | Kern | 316011 | 50567913 | 47559212 | 151430257 | 22501 | 22501 | CHEVRON USA INC. |  |  |  |  | 175 | 85.5 | 11.4 | 211111 | -119.4731 | 35.115 |  | 106 | 999 |  |  |  | 93302 |  | R63-0036
06029 |  | California | Kern | 316011 | 50568013 | 47561812 | 151430257 | 22500 | 22500 | CHEVRON USA INC. |  |  |  |  | 175 | 85.5 | 11.4 | 211111 | -119.4731 | 35.115 |  | 106 | 999 |  |  |  | 93302 |  | R63-0036
06029 |  | California | Kern | 316011 | 50568113 | 47592012 | 151430257 | 22499 | 22499 | CHEVRON USA INC. |  |  |  |  | 175 | 85.5 | 11.4 | 211111 | -119.4731 | 35.115 |  | 106 | 999 |  |  |  | 93302 |  | R63-0036
06029 |  | California | Kern | 316011 | 50568213 | 47651812 | 151430257 | 22498 | 22498 | CHEVRON USA INC. |  |  |  |  | 175 | 85.5 | 11.4 | 211111 | -119.4731 | 35.115 |  | 106 | 999 |  |  |  | 93302 |  | R63-0036
06029 |  | California | Kern | 316011 | 50568313 | 47564612 | 151430257 | 22497 | 22497 | CHEVRON USA INC. |  |  |  |  | 175 | 85.5 | 11.4 | 211111 | -119.4731 | 35.115 |  | 106 | 999 |  |  |  | 93302 |  | R63-0036
06029 |  | California | Kern | 316011 | 50568413 | 47564712 | 151430257 | 22496 | 22496 | CHEVRON USA INC. |  |  |  |  | 175 | 85.5 | 11.4 | 211111 | -119.4731 | 35.115 |  | 106 | 999 |  |  |  | 93302 |  | R63-0036
06029 |  | California | Kern | 316011 | 50568513 | 47617912 | 151430257 | 22440 | 22440 | CHEVRON USA INC. |  |  |  |  | 175 | 85.5 | 11.4 | 211111 | -119.4731 | 35.115 |  | 106 | 999 |  |  |  | 93302 |  | R63-0036
06029 |  | California | Kern | 316011 | 50568613 | 47626812 | 151430257 | 22494 | 22494 | CHEVRON USA INC. |  |  |  |  | 175 | 85.5 | 11.4 | 211111 | -119.4731 | 35.115 |  | 106 | 999 |  |  |  | 93302 |  | R63-0036
06029 |  | California | Kern | 316011 | 50568713 | 47642512 | 151430257 | 22504 | 22504 | CHEVRON USA INC. |  |  |  |  | 175 | 85.5 | 11.4 | 211111 | -119.4731 | 35.115 |  | 106 | 999 |  |  |  | 93302 |  | R63-0036
06029 |  | California | Kern | 316011 | 50568813 | 47558412 | 151430257 | 22492 | 22492 | CHEVRON USA INC. |  |  |  |  | 175 | 85.5 | 11.4 | 211111 | -119.4731 | 35.115 |  | 106 | 999 |  |  |  | 93302 |  | R63-0036
06029 |  | California | Kern | 316011 | 50568913 | 47626912 | 151430257 | 22491 | 22491 | CHEVRON USA INC. |  |  |  |  | 175 | 85.5 | 11.4 | 211111 | -119.4731 | 35.115 |  | 106 | 999 |  |  |  | 93302 |  | R63-0036
06029 |  | California | Kern | 316011 | 50569013 | 47558512 | 151430257 | 22490 | 22490 | CHEVRON USA INC. |  |  |  |  | 175 | 85.5 | 11.4 | 211111 | -119.4731 | 35.115 |  | 106 | 999 |  |  |  | 93302 |  | R63-0036
06029 |  | California | Kern | 316011 | 50569113 | 47592712 | 151430257 | 22489 | 22489 | CHEVRON USA INC. |  |  |  |  | 175 | 85.5 | 11.4 | 211111 | -119.4731 | 35.115 |  | 106 | 999 |  |  |  | 93302 |  | R63-0036
06029 |  | California | Kern | 316011 | 50569213 | 47573512 | 151430257 | 22398 | 22398 | CHEVRON USA INC. |  |  |  |  | 79 | 7.9 | 3 | 211111 | -119.4731 | 35.115 |  | 106 | 999 |  |  |  | 93302 |  | R63-0036
06029 |  | California | Kern | 316011 | 50569313 | 47627012 | 151430257 | 22487 | 22487 | CHEVRON USA INC. |  |  |  |  | 175 | 85.5 | 11.4 | 211111 | -119.4731 | 35.115 |  | 106 | 999 |  |  |  | 93302 |  | R63-0036
06029 |  | California | Kern | 316011 | 50569413 | 47629012 | 151430257 | 10441 | 10441 | CHEVRON USA INC. |  |  |  |  | 95 | 10.7 | 5.3 | 211111 | -119.4731 | 35.115 |  | 106 | 999 |  |  |  | 93302 |  | R63-0036
06029 |  | California | Kern | 316011 | 50569513 | 47557512 | 151430257 | 22495 | 22495 | CHEVRON USA INC. |  |  |  |  | 175 | 85.5 | 11.4 | 211111 | -119.4731 | 35.115 |  | 106 | 999 |  |  |  | 93302 |  | R63-0036
06029 |  | California | Kern | 316011 | 50569613 | 47640212 | 151430257 | 20331 | 20331 | CHEVRON USA INC. |  |  |  |  | 79 | 7.9 | 3 | 211111 | -119.4731 | 35.115 |  | 106 | 999 |  |  |  | 93302 |  | R63-0036
06029 |  | California | Kern | 316011 | 50569713 | 47627912 | 151430257 | 20324 | 20324 | CHEVRON USA INC. |  |  |  |  | 79 | 7.9 | 3 | 211111 | -119.4731 | 35.115 |  | 106 | 999 |  |  |  | 93302 |  | R63-0036
06029 |  | California | Kern | 316011 | 50569813 | 47584512 | 151430257 | 20359 | 20359 | CHEVRON USA INC. |  |  |  |  | 79 | 7.9 | 3 | 211111 | -119.4731 | 35.115 |  | 106 | 999 |  |  |  | 93302 |  | R63-0036
06029 |  | California | Kern | 316011 | 50569913 | 47638812 | 151430257 | 20364 | 20364 | CHEVRON USA INC. |  |  |  |  | 79 | 7.9 | 3 | 211111 | -119.4731 | 35.115 |  | 106 | 999 |  |  |  | 93302 |  | R63-0036
06029 |  | California | Kern | 316011 | 50570013 | 47638912 | 151430257 | 20357 | 20357 | CHEVRON USA INC. |  |  |  |  | 79 | 7.9 | 3 | 211111 | -119.4731 | 35.115 |  | 106 | 999 |  |  |  | 93302 |  | R63-0036
06029 |  | California | Kern | 316011 | 50570113 | 47577912 | 151430257 | 20276 | 20276 | CHEVRON USA INC. |  |  |  |  | 79 | 7.9 | 3 | 211111 | -119.4731 | 35.115 |  | 106 | 999 |  |  |  | 93302 |  | R63-0036
06029 |  | California | Kern | 316011 | 50570213 | 47560412 | 151430257 | 20363 | 20363 | CHEVRON USA INC. |  |  |  |  | 79 | 7.9 | 3 | 211111 | -119.4731 | 35.115 |  | 106 | 999 |  |  |  | 93302 |  | R63-0036
06029 |  | California | Kern | 316011 | 50570313 | 47586112 | 151430257 | 20362 | 20362 | CHEVRON USA INC. |  |  |  |  | 95 | 10.7 | 5.3 | 211111 | -119.4731 | 35.115 |  | 106 | 999 |  |  |  | 93302 |  | R63-0036
06029 |  | California | Kern | 316011 | 50570413 | 47586512 | 151430257 | 20322 | 20322 | CHEVRON USA INC. |  |  |  |  | 79 | 7.9 | 3 | 211111 | -119.4731 | 35.115 |  | 106 | 999 |  |  |  | 93302 |  | R63-0036
06029 |  | California | Kern | 316011 | 50570513 | 47583012 | 151430257 | 20360 | 20360 | CHEVRON USA INC. |  |  |  |  | 95 | 10.7 | 5.3 | 211111 | -119.4731 | 35.115 |  | 106 | 999 |  |  |  | 93302 |  | R63-0036
06029 |  | California | Kern | 316011 | 50570613 | 47644912 | 151430257 | 172 | 172 | CHEVRON USA INC. |  |  | 13 | 5 | 400 | 340.7 |  | 211111 | -119.4731 | 35.115 |  | 106 | 999 |  |  |  | 93302 |  | R63-0040
06029 |  | California | Kern | 316011 | 50570713 | 47626512 | 151430257 | 20421 | 20421 | CHEVRON USA INC. |  |  |  |  | 175 | 85.5 | 11.4 | 211111 | -119.4731 | 35.115 |  | 106 | 999 |  |  |  | 93302 |  | R63-0036
06029 |  | California | Kern | 316011 | 50570813 | 47617212 | 151430257 | 20380 | 20380 | CHEVRON USA INC. |  |  |  |  | 79 | 7.9 | 3 | 211111 | -119.4731 | 35.115 |  | 106 | 999 |  |  |  | 93302 |  | R63-0036
06029 |  | California | Kern | 316011 | 50570913 | 47639212 | 151430257 | 20375 | 20375 | CHEVRON USA INC. |  |  |  |  | 79 | 7.9 | 3 | 211111 | -119.4731 | 35.115 |  | 106 | 999 |  |  |  | 93302 |  | R63-0036
06029 |  | California | Kern | 316011 | 50571013 | 47604112 | 151430257 | 20374 | 20374 | CHEVRON USA INC. |  |  |  |  | 95 | 10.7 | 5.3 | 211111 | -119.4731 | 35.115 |  | 106 | 999 |  |  |  | 93302 |  | R63-0036
06029 |  | California | Kern | 316011 | 50571113 | 47560312 | 151430257 | 20371 | 20371 | CHEVRON USA INC. |  |  |  |  | 79 | 7.9 | 3 | 211111 | -119.4731 | 35.115 |  | 106 | 999 |  |  |  | 93302 |  | R63-0036
06029 |  | California | Kern | 316011 | 50571213 | 47605812 | 151430257 | 20349 | 20349 | CHEVRON USA INC. |  |  |  |  | 79 | 7.9 | 3 | 211111 | -119.4731 | 35.115 |  | 106 | 999 |  |  |  | 93302 |  | R63-0036
06029 |  | California | Kern | 316011 | 50571313 | 47555312 | 151430257 | 20366 | 20366 | CHEVRON USA INC. |  |  |  |  | 79 | 7.9 | 3 | 211111 | -119.4731 | 35.115 |  | 106 | 999 |  |  |  | 93302 |  | R63-0036
06029 |  | California | Kern | 316011 | 50571413 | 47586412 | 151430257 | 20345 | 20345 | CHEVRON USA INC. |  |  |  |  | 79 | 7.9 | 3 | 211111 | -119.4731 | 35.115 |  | 106 | 999 |  |  |  | 93302 |  | R63-0036
06029 |  | California | Kern | 316011 | 50571513 | 47560212 | 151430257 | 20381 | 20381 | CHEVRON USA INC. |  |  |  |  | 79 | 7.9 | 3 | 211111 | -119.4731 | 35.115 |  | 106 | 999 |  |  |  | 93302 |  | R63-0036
06029 |  | California | Kern | 316011 | 50571613 | 47638712 | 151430257 | 20365 | 20365 | CHEVRON USA INC. |  |  |  |  | 79 | 7.9 | 3 | 211111 | -119.4731 | 35.115 |  | 106 | 999 |  |  |  | 93302 |  | R63-0036
06029 |  | California | Kern | 316011 | 50571713 | 47642312 | 151430257 | 166 | 166 | CHEVRON USA INC. |  |  | 13 | 5 | 400 | 163.5 |  | 211111 | -119.4731 | 35.115 |  | 106 | 999 |  |  |  | 93302 |  | R63-0040
06029 |  | California | Kern | 316011 | 50571813 | 47550212 | 151430257 | 159 | 159 | CHEVRON USA INC. |  |  | 13 | 5 | 400 | 340.7 |  | 211111 | -119.4731 | 35.115 |  | 106 | 999 |  |  |  | 93302 |  | R63-0040
06029 |  | California | Kern | 316011 | 50571913 | 47586312 | 151430257 | 20350 | 20350 | CHEVRON USA INC. |  |  |  |  | 79 | 7.9 | 3 | 211111 | -119.4731 | 35.115 |  | 106 | 999 |  |  |  | 93302 |  | R63-0036
06029 |  | California | Kern | 316011 | 50572013 | 47560512 | 151430257 | 20348 | 20348 | CHEVRON USA INC. |  |  |  |  | 79 | 7.9 | 3 | 211111 | -119.4731 | 35.115 |  | 106 | 999 |  |  |  | 93302 |  | R63-0036
06029 |  | California | Kern | 316011 | 50572113 | 47639012 | 151430257 | 20346 | 20346 | CHEVRON USA INC. |  |  |  |  | 79 | 7.9 | 3 | 211111 | -119.4731 | 35.115 |  | 106 | 999 |  |  |  | 93302 |  | R63-0036
06029 |  | California | Kern | 316011 | 50572213 | 47604912 | 151430257 | 20370 | 20370 | CHEVRON USA INC. |  |  |  |  | 95 | 10.7 | 5.3 | 211111 | -119.4731 | 35.115 |  | 106 | 999 |  |  |  | 93302 |  | R63-0036
06029 |  | California | Kern | 316011 | 50572313 | 47630212 | 151430257 | 20278 | 20278 | CHEVRON USA INC. |  |  |  |  | 79 | 7.9 | 3 | 211111 | -119.4731 | 35.115 |  | 106 | 999 |  |  |  | 93302 |  | R63-0036
06029 |  | California | Kern | 316011 | 50572413 | 47611012 | 151430257 | 20465 | 20465 | CHEVRON USA INC. |  |  |  |  | 175 | 85.5 | 11.4 | 211111 | -119.4731 | 35.115 |  | 106 | 999 |  |  |  | 93302 |  | R63-0036
06029 |  | California | Kern | 316011 | 50572513 | 47626712 | 151430257 | 20430 | 20430 | CHEVRON USA INC. |  |  |  |  | 175 | 85.5 | 11.4 | 211111 | -119.4731 | 35.115 |  | 106 | 999 |  |  |  | 93302 |  | R63-0036
06029 |  | California | Kern | 316011 | 50572613 | 47555712 | 151430257 | 20429 | 20429 | CHEVRON USA INC. |  |  |  |  | 175 | 85.5 | 11.4 | 211111 | -119.4731 | 35.115 |  | 106 | 999 |  |  |  | 93302 |  | R63-0036
06029 |  | California | Kern | 316011 | 50572713 | 47555812 | 151430257 | 20428 | 20428 | CHEVRON USA INC. |  |  |  |  | 175 | 85.5 | 11.4 | 211111 | -119.4731 | 35.115 |  | 106 | 999 |  |  |  | 93302 |  | R63-0036
06029 |  | California | Kern | 316011 | 50572813 | 47626412 | 151430257 | 20426 | 20426 | CHEVRON USA INC. |  |  |  |  | 175 | 85.5 | 11.4 | 211111 | -119.4731 | 35.115 |  | 106 | 999 |  |  |  | 93302 |  | R63-0036
06029 |  | California | Kern | 316011 | 50572913 | 47559512 | 151430257 | 20425 | 20425 | CHEVRON USA INC. |  |  |  |  | 175 | 85.5 | 11.4 | 211111 | -119.4731 | 35.115 |  | 106 | 999 |  |  |  | 93302 |  | R63-0036
06029 |  | California | Kern | 316011 | 50573013 | 47587012 | 151430257 | 20424 | 20424 | CHEVRON USA INC. |  |  |  |  | 175 | 85.5 | 11.4 | 211111 | -119.4731 | 35.115 |  | 106 | 999 |  |  |  | 93302 |  | R63-0036
06029 |  | California | Kern | 316011 | 50573113 | 47626612 | 151430257 | 20423 | 20423 | CHEVRON USA INC. |  |  |  |  | 175 | 85.5 | 11.4 | 211111 | -119.4731 | 35.115 |  | 106 | 999 |  |  |  | 93302 |  | R63-0036
06029 |  | California | Kern | 316011 | 50573213 | 47559612 | 151430257 | 20422 | 20422 | CHEVRON USA INC. |  |  |  |  | 175 | 85.5 | 11.4 | 211111 | -119.4731 | 35.115 |  | 106 | 999 |  |  |  | 93302 |  | R63-0036
06029 |  | California | Kern | 316011 | 50573313 | 47626012 | 151430257 | 20433 | 20433 | CHEVRON USA INC. |  |  |  |  | 175 | 85.5 | 11.4 | 211111 | -119.4731 | 35.115 |  | 106 | 999 |  |  |  | 93302 |  | R63-0036
06029 |  | California | Kern | 316011 | 50573413 | 47554812 | 151430257 | 20454 | 20454 | CHEVRON USA INC. |  |  |  |  | 175 | 85.5 | 11.4 | 211111 | -119.4731 | 35.115 |  | 106 | 999 |  |  |  | 93302 |  | R63-0036
06029 |  | California | Kern | 316011 | 50573513 | 47617312 | 151430257 | 20382 | 20382 | CHEVRON USA INC. |  |  |  |  | 95 | 10.7 | 5.3 | 211111 | -119.4731 | 35.115 |  | 106 | 999 |  |  |  | 93302 |  | R63-0036
06029 |  | California | Kern | 316011 | 50573613 | 47554712 | 151430257 | 20456 | 20456 | CHEVRON USA INC. |  |  |  |  | 175 | 85.5 | 11.4 | 211111 | -119.4731 | 35.115 |  | 106 | 999 |  |  |  | 93302 |  | R63-0036
06029 |  | California | Kern | 316011 | 50573713 | 47639312 | 151430257 | 20321 | 20321 | CHEVRON USA INC. |  |  |  |  | 79 | 7.9 | 3 | 211111 | -119.4731 | 35.115 |  | 106 | 999 |  |  |  | 93302 |  | R63-0036
06029 |  | California | Kern | 316011 | 50573813 | 47562512 | 151430257 | 20458 | 20458 | CHEVRON USA INC. |  |  |  |  | 175 | 85.5 | 11.4 | 211111 | -119.4731 | 35.115 |  | 106 | 999 |  |  |  | 93302 |  | R63-0036
06029 |  | California | Kern | 316011 | 50573913 | 47581312 | 151430257 | 20459 | 20459 | CHEVRON USA INC. |  |  |  |  | 175 | 85.5 | 11.4 | 211111 | -119.4731 | 35.115 |  | 106 | 999 |  |  |  | 93302 |  | R63-0036
06029 |  | California | Kern | 316011 | 50574013 | 47635012 | 151430257 | 20460 | 20460 | CHEVRON USA INC. |  |  |  |  | 175 | 85.5 | 11.4 | 211111 | -119.4731 | 35.115 |  | 106 | 999 |  |  |  | 93302 |  | R63-0036
06029 |  | California | Kern | 316011 | 50574113 | 47638612 | 151430257 | 20461 | 20461 | CHEVRON USA INC. |  |  |  |  | 175 | 85.5 | 11.4 | 211111 | -119.4731 | 35.115 |  | 106 | 999 |  |  |  | 93302 |  | R63-0036
06029 |  | California | Kern | 316011 | 50574213 | 47600512 | 151430257 | 20462 | 20462 | CHEVRON USA INC. |  |  |  |  | 175 | 85.5 | 11.4 | 211111 | -119.4731 | 35.115 |  | 106 | 999 |  |  |  | 93302 |  | R63-0036
06029 |  | California | Kern | 316011 | 50574313 | 47635912 | 151430257 | 20463 | 20463 | CHEVRON USA INC. |  |  |  |  | 175 | 85.5 | 11.4 | 211111 | -119.4731 | 35.115 |  | 106 | 999 |  |  |  | 93302 |  | R63-0036
06029 |  | California | Kern | 316011 | 50574413 | 47562412 | 151430257 | 20464 | 20464 | CHEVRON USA INC. |  |  |  |  | 175 | 85.5 | 11.4 | 211111 | -119.4731 | 35.115 |  | 106 | 999 |  |  |  | 93302 |  | R63-0036
06029 |  | California | Kern | 316011 | 50574513 | 47560012 | 151430257 | 20453 | 20453 | CHEVRON USA INC. |  |  |  |  | 175 | 85.5 | 11.4 | 211111 | -119.4731 | 35.115 |  | 106 | 999 |  |  |  | 93302 |  | R63-0036
06029 |  | California | Kern | 316011 | 50574613 | 47555112 | 151430257 | 20446 | 20446 | CHEVRON USA INC. |  |  |  |  | 175 | 85.5 | 11.4 | 211111 | -119.4731 | 35.115 |  | 106 | 999 |  |  |  | 93302 |  | R63-0036
06029 |  | California | Kern | 316011 | 50574713 | 47559312 | 151430257 | 20435 | 20435 | CHEVRON USA INC. |  |  |  |  | 175 | 85.5 | 11.4 | 211111 | -119.4731 | 35.115 |  | 106 | 999 |  |  |  | 93302 |  | R63-0036
06029 |  | California | Kern | 316011 | 50574813 | 47604312 | 151430257 | 20436 | 20436 | CHEVRON USA INC. |  |  |  |  | 175 | 85.5 | 11.4 | 211111 | -119.4731 | 35.115 |  | 106 | 999 |  |  |  | 93302 |  | R63-0036
06029 |  | California | Kern | 316011 | 50574913 | 47606712 | 151430257 | 20437 | 20437 | CHEVRON USA INC. |  |  |  |  | 175 | 85.5 | 11.4 | 211111 | -119.4731 | 35.115 |  | 106 | 999 |  |  |  | 93302 |  | R63-0036
06029 |  | California | Kern | 316011 | 50575013 | 47555612 | 151430257 | 20438 | 20438 | CHEVRON USA INC. |  |  |  |  | 175 | 85.5 | 11.4 | 211111 | -119.4731 | 35.115 |  | 106 | 999 |  |  |  | 93302 |  | R63-0036
06029 |  | California | Kern | 316011 | 50575113 | 47554612 | 151430257 | 20439 | 20439 | CHEVRON USA INC. |  |  |  |  | 175 | 85.5 | 11.4 | 211111 | -119.4731 | 35.115 |  | 106 | 999 |  |  |  | 93302 |  | R63-0036
06029 |  | California | Kern | 316011 | 50575213 | 47555412 | 151430257 | 20440 | 20440 | CHEVRON USA INC. |  |  |  |  | 175 | 85.5 | 11.4 | 211111 | -119.4731 | 35.115 |  | 106 | 999 |  |  |  | 93302 |  | R63-0036
06029 |  | California | Kern | 316011 | 50575313 | 47559012 | 151430257 | 20441 | 20441 | CHEVRON USA INC. |  |  |  |  | 175 | 85.5 | 11.4 | 211111 | -119.4731 | 35.115 |  | 106 | 999 |  |  |  | 93302 |  | R63-0036
06029 |  | California | Kern | 316011 | 50575413 | 47585112 | 151430257 | 20442 | 20442 | CHEVRON USA INC. |  |  |  |  | 175 | 85.5 | 11.4 | 211111 | -119.4731 | 35.115 |  | 106 | 999 |  |  |  | 93302 |  | R63-0036
06029 |  | California | Kern | 316011 | 50575513 | 47561612 | 151430257 | 20443 | 20443 | CHEVRON USA INC. |  |  |  |  | 175 | 85.5 | 11.4 | 211111 | -119.4731 | 35.115 |  | 106 | 999 |  |  |  | 93302 |  | R63-0036
06029 |  | California | Kern | 316011 | 50575613 | 47559412 | 151430257 | 20432 | 20432 | CHEVRON USA INC. |  |  |  |  | 175 | 85.5 | 11.4 | 211111 | -119.4731 | 35.115 |  | 106 | 999 |  |  |  | 93302 |  | R63-0036
06029 |  | California | Kern | 316011 | 50575713 | 47585012 | 151430257 | 20445 | 20445 | CHEVRON USA INC. |  |  |  |  | 175 | 85.5 | 11.4 | 211111 | -119.4731 | 35.115 |  | 106 | 999 |  |  |  | 93302 |  | R63-0036
06029 |  | California | Kern | 316011 | 50575813 | 47637612 | 151430257 | 20457 | 20457 | CHEVRON USA INC. |  |  |  |  | 175 | 85.5 | 11.4 | 211111 | -119.4731 | 35.115 |  | 106 | 999 |  |  |  | 93302 |  | R63-0036
06029 |  | California | Kern | 316011 | 50575913 | 47555012 | 151430257 | 20447 | 20447 | CHEVRON USA INC. |  |  |  |  | 175 | 85.5 | 11.4 | 211111 | -119.4731 | 35.115 |  | 106 | 999 |  |  |  | 93302 |  | R63-0036
06029 |  | California | Kern | 316011 | 50576013 | 47559812 | 151430257 | 20448 | 20448 | CHEVRON USA INC. |  |  |  |  | 175 | 85.5 | 11.4 | 211111 | -119.4731 | 35.115 |  | 106 | 999 |  |  |  | 93302 |  | R63-0036
06029 |  | California | Kern | 316011 | 50576113 | 47580012 | 151430257 | 20449 | 20449 | CHEVRON USA INC. |  |  |  |  | 175 | 85.5 | 11.4 | 211111 | -119.4731 | 35.115 |  | 106 | 999 |  |  |  | 93302 |  | R63-0036
06029 |  | California | Kern | 316011 | 50576213 | 47584912 | 151430257 | 20450 | 20450 | CHEVRON USA INC. |  |  |  |  | 175 | 85.5 | 11.4 | 211111 | -119.4731 | 35.115 |  | 106 | 999 |  |  |  | 93302 |  | R63-0036
06029 |  | California | Kern | 316011 | 50576313 | 47554912 | 151430257 | 20451 | 20451 | CHEVRON USA INC. |  |  |  |  | 175 | 85.5 | 11.4 | 211111 | -119.4731 | 35.115 |  | 106 | 999 |  |  |  | 93302 |  | R63-0036
06029 |  | California | Kern | 316011 | 50576413 | 47584812 | 151430257 | 20452 | 20452 | CHEVRON USA INC. |  |  |  |  | 175 | 85.5 | 11.4 | 211111 | -119.4731 | 35.115 |  | 106 | 999 |  |  |  | 93302 |  | R63-0036
06029 |  | California | Kern | 316011 | 50576513 | 47556112 | 151430257 | 20388 | 20388 | CHEVRON USA INC. |  |  |  |  | 95 | 10.7 | 5.3 | 211111 | -119.4731 | 35.115 |  | 106 | 999 |  |  |  | 93302 |  | R63-0036
06029 |  | California | Kern | 316011 | 50576613 | 47556212 | 151430257 | 20387 | 20387 | CHEVRON USA INC. |  |  |  |  | 79 | 7.9 | 3 | 211111 | -119.4731 | 35.115 |  | 106 | 999 |  |  |  | 93302 |  | R63-0036
06029 |  | California | Kern | 316011 | 50576713 | 47639912 | 151430257 | 20289 | 20289 | CHEVRON USA INC. |  |  |  |  | 79 | 7.9 | 3 | 211111 | -119.4731 | 35.115 |  | 106 | 999 |  |  |  | 93302 |  | R63-0036
06029 |  | California | Kern | 316011 | 50576813 | 47576112 | 151430257 | 20290 | 20290 | CHEVRON USA INC. |  |  |  |  | 79 | 7.9 | 3 | 211111 | -119.4731 | 35.115 |  | 106 | 999 |  |  |  | 93302 |  | R63-0036
06029 |  | California | Kern | 316011 | 50576913 | 47587712 | 151430257 | 20291 | 20291 | CHEVRON USA INC. |  |  |  |  | 79 | 7.9 | 3 | 211111 | -119.4731 | 35.115 |  | 106 | 999 |  |  |  | 93302 |  | R63-0036
06029 |  | California | Kern | 316011 | 50577013 | 47640012 | 151430257 | 20284 | 20284 | CHEVRON USA INC. |  |  |  |  | 95 | 10.7 | 5.3 | 211111 | -119.4731 | 35.115 |  | 106 | 999 |  |  |  | 93302 |  | R63-0036
06029 |  | California | Kern | 316011 | 50577113 | 47639812 | 151430257 | 20294 | 20294 | CHEVRON USA INC. |  |  |  |  | 95 | 10.7 | 5.3 | 211111 | -119.4731 | 35.115 |  | 106 | 999 |  |  |  | 93302 |  | R63-0036
06029 |  | California | Kern | 316011 | 50577213 | 47550612 | 151430257 | 20285 | 20285 | CHEVRON USA INC. |  |  |  |  | 79 | 7.9 | 3 | 211111 | -119.4731 | 35.115 |  | 106 | 999 |  |  |  | 93302 |  | R63-0036
06029 |  | California | Kern | 316011 | 50577313 | 47564412 | 151430257 | 20299 | 20299 | CHEVRON USA INC. |  |  |  |  | 95 | 10.7 | 5.3 | 211111 | -119.4731 | 35.115 |  | 106 | 999 |  |  |  | 93302 |  | R63-0036
06029 |  | California | Kern | 316011 | 50577413 | 47639712 | 151430257 | 20300 | 20300 | CHEVRON USA INC. |  |  |  |  | 79 | 7.9 | 3 | 211111 | -119.4731 | 35.115 |  | 106 | 999 |  |  |  | 93302 |  | R63-0036
06029 |  | California | Kern | 316011 | 50577513 | 47639612 | 151430257 | 20301 | 20301 | CHEVRON USA INC. |  |  |  |  | 79 | 7.9 | 3 | 211111 | -119.4731 | 35.115 |  | 106 | 999 |  |  |  | 93302 |  | R63-0036
06029 |  | California | Kern | 316011 | 50577613 | 47586712 | 151430257 | 20302 | 20302 | CHEVRON USA INC. |  |  |  |  | 79 | 7.9 | 3 | 211111 | -119.4731 | 35.115 |  | 106 | 999 |  |  |  | 93302 |  | R63-0036
06029 |  | California | Kern | 316011 | 50577713 | 47639512 | 151430257 | 20303 | 20303 | CHEVRON USA INC. |  |  |  |  | 79 | 7.9 | 3 | 211111 | -119.4731 | 35.115 |  | 106 | 999 |  |  |  | 93302 |  | R63-0036
06029 |  | California | Kern | 316011 | 50577813 | 47563312 | 151430257 | 20304 | 20304 | CHEVRON USA INC. |  |  |  |  | 79 | 7.9 | 3 | 211111 | -119.4731 | 35.115 |  | 106 | 999 |  |  |  | 93302 |  | R63-0036
06029 |  | California | Kern | 316011 | 50577913 | 47586612 | 151430257 | 20305 | 20305 | CHEVRON USA INC. |  |  |  |  | 79 | 7.9 | 3 | 211111 | -119.4731 | 35.115 |  | 106 | 999 |  |  |  | 93302 |  | R63-0036
06029 |  | California | Kern | 316011 | 50578013 | 47628112 | 151430257 | 20306 | 20306 | CHEVRON USA INC. |  |  |  |  | 79 | 7.9 | 3 | 211111 | -119.4731 | 35.115 |  | 106 | 999 |  |  |  | 93302 |  | R63-0036
06029 |  | California | Kern | 316011 | 50578113 | 47638512 | 151430257 | 20313 | 20313 | CHEVRON USA INC. |  |  |  |  | 79 | 7.9 | 3 | 211111 | -119.4731 | 35.115 |  | 106 | 999 |  |  |  | 93302 |  | R63-0036
06029 |  | California | Kern | 316011 | 50578213 | 47562712 | 151430257 | 20292 | 20292 | CHEVRON USA INC. |  |  |  |  | 79 | 7.9 | 3 | 211111 | -119.4731 | 35.115 |  | 106 | 999 |  |  |  | 93302 |  | R63-0036
06029 |  | California | Kern | 316011 | 50578313 | 47553812 | 151430257 | 20267 | 20267 | CHEVRON USA INC. |  |  |  |  | 79 | 7.9 | 3 | 211111 | -119.4731 | 35.115 |  | 106 | 999 |  |  |  | 93302 |  | R63-0036
06029 |  | California | Kern | 316011 | 50578413 | 47610912 | 151430257 | 20467 | 20467 | CHEVRON USA INC. |  |  |  |  | 175 | 85.5 | 11.4 | 211111 | -119.4731 | 35.115 |  | 106 | 999 |  |  |  | 93302 |  | R63-0036
06029 |  | California | Kern | 316011 | 50578513 | 47578212 | 151430257 | 20469 | 20469 | CHEVRON USA INC. |  |  |  |  | 267 | 152.9 | 16.1 | 211111 | -119.4731 | 35.115 |  | 106 | 999 |  |  |  | 93302 |  | R63-0036
06029 |  | California | Kern | 316011 | 50578613 | 47635712 | 151430257 | 20470 | 20470 | CHEVRON USA INC. |  |  |  |  | 267 | 152.9 | 16.1 | 211111 | -119.4731 | 35.115 |  | 106 | 999 |  |  |  | 93302 |  | R63-0036
06029 |  | California | Kern | 316011 | 50578713 | 47636612 | 151430257 | 20471 | 20471 | CHEVRON USA INC. |  |  |  |  | 267 | 152.9 | 16.1 | 211111 | -119.4731 | 35.115 |  | 106 | 999 |  |  |  | 93302 |  | R63-0036
06029 |  | California | Kern | 316011 | 50578813 | 47610812 | 151430257 | 20472 | 20472 | CHEVRON USA INC. |  |  |  |  | 267 | 152.9 | 16.1 | 211111 | -119.4731 | 35.115 |  | 106 | 999 |  |  |  | 93302 |  | R63-0036
06029 |  | California | Kern | 316011 | 50578913 | 47635512 | 151430257 | 20473 | 20473 | CHEVRON USA INC. |  |  |  |  | 267 | 152.9 | 16.1 | 211111 | -119.4731 | 35.115 |  | 106 | 999 |  |  |  | 93302 |  | R63-0036
06029 |  | California | Kern | 316011 | 50579013 | 47610712 | 151430257 | 20474 | 20474 | CHEVRON USA INC. |  |  |  |  | 267 | 152.9 | 16.1 | 211111 | -119.4731 | 35.115 |  | 106 | 999 |  |  |  | 93302 |  | R63-0036
06029 |  | California | Kern | 316011 | 50579113 | 47562312 | 151430257 | 20475 | 20475 | CHEVRON USA INC. |  |  |  |  | 267 | 152.9 | 16.1 | 211111 | -119.4731 | 35.115 |  | 106 | 999 |  |  |  | 93302 |  | R63-0036
06029 |  | California | Kern | 316011 | 50579213 | 47578312 | 151430257 | 20476 | 20476 | CHEVRON USA INC. |  |  |  |  | 267 | 152.9 | 16.1 | 211111 | -119.4731 | 35.115 |  | 106 | 999 |  |  |  | 93302 |  | R63-0036
06029 |  | California | Kern | 316011 | 50579313 | 47562212 | 151430257 | 20477 | 20477 | CHEVRON USA INC. |  |  |  |  | 267 | 152.9 | 16.1 | 211111 | -119.4731 | 35.115 |  | 106 | 999 |  |  |  | 93302 |  | R63-0036
06029 |  | California | Kern | 316011 | 50579413 | 47557812 | 151430257 | 20257 | 20257 | CHEVRON USA INC. |  |  |  |  | 95 | 10.7 | 5.3 | 211111 | -119.4731 | 35.115 |  | 106 | 999 |  |  |  | 93302 |  | R63-0036
06029 |  | California | Kern | 316011 | 50579513 | 47581012 | 151430257 | 20266 | 20266 | CHEVRON USA INC. |  |  |  |  | 79 | 7.9 | 3 | 211111 | -119.4731 | 35.115 |  | 106 | 999 |  |  |  | 93302 |  | R63-0036
06029 |  | California | Kern | 316011 | 50579613 | 47558012 | 151430257 | 20283 | 20283 | CHEVRON USA INC. |  |  |  |  | 79 | 7.9 | 3 | 211111 | -119.4731 | 35.115 |  | 106 | 999 |  |  |  | 93302 |  | R63-0036
06029 |  | California | Kern | 316011 | 50579713 | 47578012 | 151430257 | 20277 | 20277 | CHEVRON USA INC. |  |  |  |  | 79 | 7.9 | 3 | 211111 | -119.4731 | 35.115 |  | 106 | 999 |  |  |  | 93302 |  | R63-0036
06029 |  | California | Kern | 316011 | 50579813 | 47550812 | 151430257 | 20282 | 20282 | CHEVRON USA INC. |  |  |  |  | 79 | 7.9 | 3 | 211111 | -119.4731 | 35.115 |  | 106 | 999 |  |  |  | 93302 |  | R63-0036
06029 |  | California | Kern | 316011 | 50579913 | 47578112 | 151430257 | 20281 | 20281 | CHEVRON USA INC. |  |  |  |  | 79 | 7.9 | 3 | 211111 | -119.4731 | 35.115 |  | 106 | 999 |  |  |  | 93302 |  | R63-0036
06029 |  | California | Kern | 316011 | 50580013 | 47627412 | 151430257 | 20258 | 20258 | CHEVRON USA INC. |  |  |  |  | 79 | 7.9 | 3 | 211111 | -119.4731 | 35.115 |  | 106 | 999 |  |  |  | 93302 |  | R63-0036
06029 |  | California | Kern | 316011 | 50580113 | 47554012 | 151430257 | 20280 | 20280 | CHEVRON USA INC. |  |  |  |  | 95 | 10.7 | 5.3 | 211111 | -119.4731 | 35.115 |  | 106 | 999 |  |  |  | 93302 |  | R63-0036
06029 |  | California | Kern | 316011 | 50580213 | 47636812 | 151430257 | 20269 | 20269 | CHEVRON USA INC. |  |  |  |  | 95 | 10.7 | 5.3 | 211111 | -119.4731 | 35.115 |  | 106 | 999 |  |  |  | 93302 |  | R63-0036
06029 |  | California | Kern | 316011 | 50580313 | 47585212 | 151430257 | 20434 | 20434 | CHEVRON USA INC. |  |  |  |  | 175 | 85.5 | 11.4 | 211111 | -119.4731 | 35.115 |  | 106 | 999 |  |  |  | 93302 |  | R63-0036
06029 |  | California | Kern | 316011 | 50580413 | 47553912 | 151430257 | 20272 | 20272 | CHEVRON USA INC. |  |  |  |  | 79 | 7.9 | 3 | 211111 | -119.4731 | 35.115 |  | 106 | 999 |  |  |  | 93302 |  | R63-0036
06029 |  | California | Kern | 316011 | 50580513 | 47557912 | 151430257 | 20271 | 20271 | CHEVRON USA INC. |  |  |  |  | 95 | 10.7 | 5.3 | 211111 | -119.4731 | 35.115 |  | 106 | 999 |  |  |  | 93302 |  | R63-0036
06029 |  | California | Kern | 316011 | 50580613 | 47542412 | 151430257 | 10116 | 10116 | CHEVRON USA INC. |  |  |  |  | 79 | 7.9 | 3 | 211111 | -119.4731 | 35.115 |  | 106 | 999 |  |  |  | 93302 |  | R63-0036
06029 |  | California | Kern | 316011 | 50580713 | 47616912 | 151430257 | 10138 | 10138 | CHEVRON USA INC. |  |  |  |  | 79 | 7.9 | 3 | 211111 | -119.4731 | 35.115 |  | 106 | 999 |  |  |  | 93302 |  | R63-0036
06029 |  | California | Kern | 316011 | 50580813 | 47624212 | 151430257 | 10122 | 10122 | CHEVRON USA INC. |  |  |  |  | 79 | 7.9 | 3 | 211111 | -119.4731 | 35.115 |  | 106 | 999 |  |  |  | 93302 |  | R63-0036
06029 |  | California | Kern | 316011 | 50580913 | 47542612 | 151430257 | 10121 | 10121 | CHEVRON USA INC. |  |  |  |  | 79 | 7.9 | 3 | 211111 | -119.4731 | 35.115 |  | 106 | 999 |  |  |  | 93302 |  | R63-0036
06029 |  | California | Kern | 316011 | 50581013 | 47542512 | 151430257 | 10120 | 10120 | CHEVRON USA INC. |  |  |  |  | 79 | 7.9 | 3 | 211111 | -119.4731 | 35.115 |  | 106 | 999 |  |  |  | 93302 |  | R63-0036
06029 |  | California | Kern | 316011 | 50581113 | 47606812 | 151430257 | 10119 | 10119 | CHEVRON USA INC. |  |  |  |  | 79 | 7.9 | 3 | 211111 | -119.4731 | 35.115 |  | 106 | 999 |  |  |  | 93302 |  | R63-0036
06029 |  | California | Kern | 316011 | 50581213 | 47616512 | 151430257 | 10124 | 10124 | CHEVRON USA INC. |  |  |  |  | 79 | 7.9 | 3 | 211111 | -119.4731 | 35.115 |  | 106 | 999 |  |  |  | 93302 |  | R63-0036
06029 |  | California | Kern | 316011 | 50581313 | 47624112 | 151430257 | 10117 | 10117 | CHEVRON USA INC. |  |  |  |  | 79 | 7.9 | 3 | 211111 | -119.4731 | 35.115 |  | 106 | 999 |  |  |  | 93302 |  | R63-0036
06029 |  | California | Kern | 316011 | 50581413 | 47537512 | 151430257 | 10127 | 10127 | CHEVRON USA INC. |  |  |  |  | 79 | 7.9 | 3 | 211111 | -119.4731 | 35.115 |  | 106 | 999 |  |  |  | 93302 |  | R63-0036
06029 |  | California | Kern | 316011 | 50581513 | 47622812 | 151430257 | 10113 | 10113 | CHEVRON USA INC. |  |  |  |  | 95 | 10.7 | 5.3 | 211111 | -119.4731 | 35.115 |  | 106 | 999 |  |  |  | 93302 |  | R63-0036
06029 |  | California | Kern | 316011 | 50581613 | 47616612 | 151430257 | 10112 | 10112 | CHEVRON USA INC. |  |  |  |  | 95 | 10.7 | 5.3 | 211111 | -119.4731 | 35.115 |  | 106 | 999 |  |  |  | 93302 |  | R63-0036
06029 |  | California | Kern | 316011 | 50581713 | 47542312 | 151430257 | 10104 | 10104 | CHEVRON USA INC. |  |  |  |  | 95 | 10.7 | 5.3 | 211111 | -119.4731 | 35.115 |  | 106 | 999 |  |  |  | 93302 |  | R63-0036
06029 |  | California | Kern | 316011 | 50581813 | 47616712 | 151430257 | 10100 | 10100 | CHEVRON USA INC. |  |  |  |  | 95 | 10.7 | 5.3 | 211111 | -119.4731 | 35.115 |  | 106 | 999 |  |  |  | 93302 |  | R63-0036
06029 |  | California | Kern | 316011 | 50581913 | 47542212 | 151430257 | 10089 | 10089 | CHEVRON USA INC. |  |  |  |  | 95 | 10.7 | 5.3 | 211111 | -119.4731 | 35.115 |  | 106 | 999 |  |  |  | 93302 |  | R63-0036
06029 |  | California | Kern | 316011 | 50582013 | 47606612 | 151430257 | 10086 | 10086 | CHEVRON USA INC. |  |  |  |  | 95 | 10.7 | 5.3 | 211111 | -119.4731 | 35.115 |  | 106 | 999 |  |  |  | 93302 |  | R63-0036
06029 |  | California | Kern | 316011 | 50582113 | 47605912 | 151430257 | 10118 | 10118 | CHEVRON USA INC. |  |  |  |  | 79 | 7.9 | 3 | 211111 | -119.4731 | 35.115 |  | 106 | 999 |  |  |  | 93302 |  | R63-0036
06029 |  | California | Kern | 316011 | 50582213 | 47624512 | 151430257 | 10132 | 10132 | CHEVRON USA INC. |  |  |  |  | 79 | 7.9 | 3 | 211111 | -119.4731 | 35.115 |  | 106 | 999 |  |  |  | 93302 |  | R63-0036
06029 |  | California | Kern | 316011 | 50582313 | 47607112 | 151430257 | 10139 | 10139 | CHEVRON USA INC. |  |  |  |  | 79 | 7.9 | 3 | 211111 | -119.4731 | 35.115 |  | 106 | 999 |  |  |  | 93302 |  | R63-0036
06029 |  | California | Kern | 316011 | 50582413 | 47657312 | 151430257 | 10137 | 10137 | CHEVRON USA INC. |  |  |  |  | 79 | 7.9 | 3 | 211111 | -119.4731 | 35.115 |  | 106 | 999 |  |  |  | 93302 |  | R63-0036
06029 |  | California | Kern | 316011 | 50582513 | 47648112 | 151430257 | 10157 | 10157 | CHEVRON USA INC. |  |  |  |  | 79 | 7.9 | 3 | 211111 | -119.4731 | 35.115 |  | 106 | 999 |  |  |  | 93302 |  | R63-0036
06029 |  | California | Kern | 316011 | 50582613 | 47536212 | 151430257 | 10136 | 10136 | CHEVRON USA INC. |  |  |  |  | 95 | 10.7 | 5.3 | 211111 | -119.4731 | 35.115 |  | 106 | 999 |  |  |  | 93302 |  | R63-0036
06029 |  | California | Kern | 316011 | 50582713 | 47614112 | 151430257 | 10135 | 10135 | CHEVRON USA INC. |  |  |  |  | 95 | 10.7 | 5.3 | 211111 | -119.4731 | 35.115 |  | 106 | 999 |  |  |  | 93302 |  | R63-0036
06029 |  | California | Kern | 316011 | 50582813 | 47624312 | 151430257 | 10123 | 10123 | CHEVRON USA INC. |  |  |  |  | 95 | 10.7 | 5.3 | 211111 | -119.4731 | 35.115 |  | 106 | 999 |  |  |  | 93302 |  | R63-0036
06029 |  | California | Kern | 316011 | 50582913 | 47616412 | 151430257 | 10133 | 10133 | CHEVRON USA INC. |  |  |  |  | 79 | 7.9 | 3 | 211111 | -119.4731 | 35.115 |  | 106 | 999 |  |  |  | 93302 |  | R63-0036
06029 |  | California | Kern | 316011 | 50583013 | 47624612 | 151430257 | 10154 | 10154 | CHEVRON USA INC. |  |  |  |  | 95 | 10.7 | 5.3 | 211111 | -119.4731 | 35.115 |  | 106 | 999 |  |  |  | 93302 |  | R63-0036
06029 |  | California | Kern | 316011 | 50583113 | 47537612 | 151430257 | 10131 | 10131 | CHEVRON USA INC. |  |  |  |  | 79 | 7.9 | 3 | 211111 | -119.4731 | 35.115 |  | 106 | 999 |  |  |  | 93302 |  | R63-0036
06029 |  | California | Kern | 316011 | 50583213 | 47624412 | 151430257 | 10130 | 10130 | CHEVRON USA INC. |  |  |  |  | 79 | 7.9 | 3 | 211111 | -119.4731 | 35.115 |  | 106 | 999 |  |  |  | 93302 |  | R63-0036
06029 |  | California | Kern | 316011 | 50583313 | 47607012 | 151430257 | 10129 | 10129 | CHEVRON USA INC. |  |  |  |  | 79 | 7.9 | 3 | 211111 | -119.4731 | 35.115 |  | 106 | 999 |  |  |  | 93302 |  | R63-0036
06029 |  | California | Kern | 316011 | 50583413 | 47627712 | 151430257 | 22474 | 22474 | CHEVRON USA INC. |  |  |  |  | 175 | 85.5 | 11.4 | 211111 | -119.4731 | 35.115 |  | 106 | 999 |  |  |  | 93302 |  | R63-0036
06029 |  | California | Kern | 316011 | 50583513 | 47627612 | 151430257 | 22475 | 22475 | CHEVRON USA INC. |  |  |  |  | 175 | 85.5 | 11.4 | 211111 | -119.4731 | 35.115 |  | 106 | 999 |  |  |  | 93302 |  | R63-0036
06029 |  | California | Kern | 316011 | 50583613 | 47606912 | 151430257 | 10128 | 10128 | CHEVRON USA INC. |  |  |  |  | 95 | 10.7 | 5.3 | 211111 | -119.4731 | 35.115 |  | 106 | 999 |  |  |  | 93302 |  | R63-0036
06029 |  | California | Kern | 316011 | 50583713 | 47615712 | 151430257 | 10134 | 10134 | CHEVRON USA INC. |  |  |  |  | 79 | 7.9 | 3 | 211111 | -119.4731 | 35.115 |  | 106 | 999 |  |  |  | 93302 |  | R63-0036
06029 |  | California | Kern | 316011 | 50583813 | 47604212 | 151430257 | 10249 | 10249 | CHEVRON USA INC. |  |  |  |  | 79 | 7.9 | 3 | 211111 | -119.4731 | 35.115 |  | 106 | 999 |  |  |  | 93302 |  | R63-0036
06029 |  | California | Kern | 316011 | 50583913 | 47650512 | 151430257 | 10155 | 10155 | CHEVRON USA INC. |  |  |  |  | 79 | 7.9 | 3 | 211111 | -119.4731 | 35.115 |  | 106 | 999 |  |  |  | 93302 |  | R63-0036
06029 |  | California | Kern | 316011 | 50584013 | 47576312 | 151430257 | 10200 | 10200 | CHEVRON USA INC. |  |  |  |  | 79 | 7.9 | 3 | 211111 | -119.4731 | 35.115 |  | 106 | 999 |  |  |  | 93302 |  | R63-0036
06029 |  | California | Kern | 316011 | 50584113 | 47650012 | 151430257 | 10215 | 10215 | CHEVRON USA INC. |  |  |  |  | 79 | 7.9 | 3 | 211111 | -119.4731 | 35.115 |  | 106 | 999 |  |  |  | 93302 |  | R63-0036
06029 |  | California | Kern | 316011 | 50584213 | 47599112 | 151430257 | 10216 | 10216 | CHEVRON USA INC. |  |  |  |  | 79 | 7.9 | 3 | 211111 | -119.4731 | 35.115 |  | 106 | 999 |  |  |  | 93302 |  | R63-0036
06029 |  | California | Kern | 316011 | 50584313 | 47576212 | 151430257 | 10226 | 10226 | CHEVRON USA INC. |  |  |  |  | 79 | 7.9 | 3 | 211111 | -119.4731 | 35.115 |  | 106 | 999 |  |  |  | 93302 |  | R63-0036
06029 |  | California | Kern | 316011 | 50584413 | 47607512 | 151430257 | 10229 | 10229 | CHEVRON USA INC. |  |  |  |  | 79 | 7.9 | 3 | 211111 | -119.4731 | 35.115 |  | 106 | 999 |  |  |  | 93302 |  | R63-0036
06029 |  | California | Kern | 316011 | 50584513 | 47632412 | 151430257 | 10230 | 10230 | CHEVRON USA INC. |  |  |  |  | 79 | 7.9 | 3 | 211111 | -119.4731 | 35.115 |  | 106 | 999 |  |  |  | 93302 |  | R63-0036
06029 |  | California | Kern | 316011 | 50584613 | 47607612 | 151430257 | 10232 | 10232 | CHEVRON USA INC. |  |  |  |  | 95 | 10.7 | 5.3 | 211111 | -119.4731 | 35.115 |  | 106 | 999 |  |  |  | 93302 |  | R63-0036
06029 |  | California | Kern | 316011 | 50584713 | 47593512 | 151430257 | 22207 | 22207 | CHEVRON USA INC. |  |  |  |  | 79 | 7.9 | 3 | 211111 | -119.4731 | 35.115 |  | 106 | 999 |  |  |  | 93302 |  | R63-0036
06029 |  | California | Kern | 316011 | 50584813 | 47585312 | 151430257 | 21102 | 21102 | CHEVRON USA INC. |  |  |  |  | 175 | 85.5 | 11.4 | 211111 | -119.4731 | 35.115 |  | 106 | 999 |  |  |  | 93302 |  | R63-0036
06029 |  | California | Kern | 316011 | 50584913 | 47556712 | 151430257 | 20504 | 20504 | CHEVRON USA INC. |  |  |  |  | 434 | 99.7 | 30.5 | 211111 | -119.4731 | 35.115 |  | 106 | 999 |  |  |  | 93302 |  | R63-0036
06029 |  | California | Kern | 316011 | 50585013 | 47561712 | 151430257 | 153 | 52 | CHEVRON USA INC. |  |  | 49 | 11 | 138 | 1610.8 |  | 211111 | -119.4731 | 35.115 |  | 106 | 999 |  |  |  | 93302 |  | R63-0040
06029 |  | California | Kern | 316011 | 50585113 | 47550112 | 151430257 | 157 | 157 | CHEVRON USA INC. |  |  | 13 | 5 | 400 | 340.7 |  | 211111 | -119.4731 | 35.115 |  | 106 | 999 |  |  |  | 93302 |  | R63-0040
06029 |  | California | Kern | 316011 | 50585213 | 47650612 | 151430257 | 20481 | 20481 | CHEVRON USA INC. |  |  |  |  | 267 | 152.9 | 16.1 | 211111 | -119.4731 | 35.115 |  | 106 | 999 |  |  |  | 93302 |  | R63-0036
06029 |  | California | Kern | 316011 | 50585313 | 47575412 | 151430257 | 10184 | 10184 | CHEVRON USA INC. |  |  |  |  | 79 | 7.9 | 3 | 211111 | -119.4731 | 35.115 |  | 106 | 999 |  |  |  | 93302 |  | R63-0036
06029 |  | California | Kern | 316011 | 50585413 | 47571612 | 151430257 | 22201 | 22201 | CHEVRON USA INC. |  |  |  |  | 79 | 7.9 | 3 | 211111 | -119.4731 | 35.115 |  | 106 | 999 |  |  |  | 93302 |  | R63-0036
06029 |  | California | Kern | 316011 | 50585513 | 47625512 | 151430257 | 22209 | 22209 | CHEVRON USA INC. |  |  |  |  | 79 | 7.9 | 3 | 211111 | -119.4731 | 35.115 |  | 106 | 999 |  |  |  | 93302 |  | R63-0036
06029 |  | California | Kern | 316011 | 50585613 | 47539312 | 151430257 | 22210 | 22210 | CHEVRON USA INC. |  |  |  |  | 79 | 7.9 | 3 | 211111 | -119.4731 | 35.115 |  | 106 | 999 |  |  |  | 93302 |  | R63-0036
06029 |  | California | Kern | 316011 | 50585713 | 47579512 | 151430257 | 20478 | 20478 | CHEVRON USA INC. |  |  |  |  | 267 | 152.9 | 16.1 | 211111 | -119.4731 | 35.115 |  | 106 | 999 |  |  |  | 93302 |  | R63-0036
06029 |  | California | Kern | 316011 | 50585813 | 47590812 | 151430257 | 20479 | 20479 | CHEVRON USA INC. |  |  |  |  | 267 | 152.9 | 16.1 | 211111 | -119.4731 | 35.115 |  | 106 | 999 |  |  |  | 93302 |  | R63-0036
06029 |  | California | Kern | 316011 | 50585913 | 47604012 | 151430257 | 20480 | 20480 | CHEVRON USA INC. |  |  |  |  | 267 | 152.9 | 16.1 | 211111 | -119.4731 | 35.115 |  | 106 | 999 |  |  |  | 93302 |  | R63-0036
06029 |  | California | Kern | 316011 | 50586013 | 47636512 | 151430257 | 21081 | 21081 | CHEVRON USA INC. |  |  |  |  | 79 | 7.9 | 3 | 211111 | -119.4731 | 35.115 |  | 106 | 999 |  |  |  | 93302 |  | R63-0036
06029 |  | California | Kern | 316011 | 50586113 | 47642412 | 151430257 | 158 | 158 | CHEVRON USA INC. |  |  | 13 | 5 | 400 | 340.7 |  | 211111 | -119.4731 | 35.115 |  | 106 | 999 |  |  |  | 93302 |  | R63-0040
06029 |  | California | Kern | 316011 | 50586213 | 47564212 | 151430257 | 21096 | 21096 | CHEVRON USA INC. |  |  |  |  | 175 | 85.5 | 11.4 | 211111 | -119.4731 | 35.115 |  | 106 | 999 |  |  |  | 93302 |  | R63-0036
06029 |  | California | Kern | 316011 | 50586313 | 47649012 | 151430257 | 21083 | 21083 | CHEVRON USA INC. |  |  |  |  | 79 | 7.9 | 3 | 211111 | -119.4731 | 35.115 |  | 106 | 999 |  |  |  | 93302 |  | R63-0036
06029 |  | California | Kern | 316011 | 50586413 | 47651312 | 151430257 | 21084 | 21084 | CHEVRON USA INC. |  |  |  |  | 79 | 7.9 | 3 | 211111 | -119.4731 | 35.115 |  | 106 | 999 |  |  |  | 93302 |  | R63-0036
06029 |  | California | Kern | 316011 | 50586513 | 47584112 | 151430257 | 21085 | 21085 | CHEVRON USA INC. |  |  |  |  | 79 | 7.9 | 3 | 211111 | -119.4731 | 35.115 |  | 106 | 999 |  |  |  | 93302 |  | R63-0036
06029 |  | California | Kern | 316011 | 50586613 | 47555512 | 151430257 | 21086 | 21086 | CHEVRON USA INC. |  |  |  |  | 79 | 7.9 | 3 | 211111 | -119.4731 | 35.115 |  | 106 | 999 |  |  |  | 93302 |  | R63-0036
06029 |  | California | Kern | 316011 | 50586713 | 47565612 | 151430257 | 21089 | 21089 | CHEVRON USA INC. |  |  |  |  | 79 | 7.9 | 3 | 211111 | -119.4731 | 35.115 |  | 106 | 999 |  |  |  | 93302 |  | R63-0036
06029 |  | California | Kern | 316011 | 50586813 | 47558312 | 151430257 | 21092 | 21092 | CHEVRON USA INC. |  |  |  |  | 175 | 85.5 | 11.4 | 211111 | -119.4731 | 35.115 |  | 106 | 999 |  |  |  | 93302 |  | R63-0036
06029 |  | California | Kern | 316011 | 50586913 | 47611112 | 151430257 | 22204 | 22204 | CHEVRON USA INC. |  |  |  |  | 79 | 7.9 | 3 | 211111 | -119.4731 | 35.115 |  | 106 | 999 |  |  |  | 93302 |  | R63-0036
06029 |  | California | Kern | 316011 | 50587013 | 47564312 | 151430257 | 21094 | 21094 | CHEVRON USA INC. |  |  |  |  | 175 | 85.5 | 11.4 | 211111 | -119.4731 | 35.115 |  | 106 | 999 |  |  |  | 93302 |  | R63-0036
06029 |  | California | Kern | 316011 | 50587113 | 47567412 | 151430257 | 22203 | 22203 | CHEVRON USA INC. |  |  |  |  | 79 | 7.9 | 3 | 211111 | -119.4731 | 35.115 |  | 106 | 999 |  |  |  | 93302 |  | R63-0036
06029 |  | California | Kern | 316011 | 50587213 | 47564112 | 151430257 | 21097 | 21097 | CHEVRON USA INC. |  |  |  |  | 175 | 85.5 | 11.4 | 211111 | -119.4731 | 35.115 |  | 106 | 999 |  |  |  | 93302 |  | R63-0036
06029 |  | California | Kern | 316011 | 50587313 | 47648312 | 151430257 | 21098 | 21098 | CHEVRON USA INC. |  |  |  |  | 175 | 85.5 | 11.4 | 211111 | -119.4731 | 35.115 |  | 106 | 999 |  |  |  | 93302 |  | R63-0036
06029 |  | California | Kern | 316011 | 50587413 | 47585412 | 151430257 | 21099 | 21099 | CHEVRON USA INC. |  |  |  |  | 175 | 85.5 | 11.4 | 211111 | -119.4731 | 35.115 |  | 106 | 999 |  |  |  | 93302 |  | R63-0036
06029 |  | California | Kern | 316011 | 50587513 | 47564012 | 151430257 | 21100 | 21100 | CHEVRON USA INC. |  |  |  |  | 175 | 85.5 | 11.4 | 211111 | -119.4731 | 35.115 |  | 106 | 999 |  |  |  | 93302 |  | R63-0036
06029 |  | California | Kern | 316011 | 50587613 | 47631612 | 151430257 | 10457 | 10457 | CHEVRON USA INC. |  |  |  |  | 79 | 7.9 | 3 | 211111 | -119.4731 | 35.115 |  | 106 | 999 |  |  |  | 93302 |  | R63-0036
06029 |  | California | Kern | 316011 | 50587713 | 47564812 | 151430257 | 22200 | 22200 | CHEVRON USA INC. |  |  |  |  | 79 | 7.9 | 3 | 211111 | -119.4731 | 35.115 |  | 106 | 999 |  |  |  | 93302 |  | R63-0036
06029 |  | California | Kern | 316011 | 50587813 | 47590712 | 151430257 | 20482 | 20482 | CHEVRON USA INC. |  |  |  |  | 267 | 152.9 | 16.1 | 211111 | -119.4731 | 35.115 |  | 106 | 999 |  |  |  | 93302 |  | R63-0036
06029 |  | California | Kern | 316011 | 50587913 | 47648212 | 151430257 | 21093 | 21093 | CHEVRON USA INC. |  |  |  |  | 175 | 85.5 | 11.4 | 211111 | -119.4731 | 35.115 |  | 106 | 999 |  |  |  | 93302 |  | R63-0036
06029 |  | California | Kern | 316011 | 50588013 | 47608712 | 151430257 | 103 | 75 | CHEVRON USA INC. |  |  | 48 | 5 | 135 | 264.3 |  | 211111 | -119.4731 | 35.115 |  | 106 | 999 |  |  |  | 93302 |  | R63-0040
06029 |  | California | Kern | 316011 | 50588113 | 47611512 | 151430257 | 22386 | 22386 | CHEVRON USA INC. |  |  |  |  | 95 | 10.7 | 5.3 | 211111 | -119.4731 | 35.115 |  | 106 | 999 |  |  |  | 93302 |  | R63-0036
06029 |  | California | Kern | 316011 | 50588213 | 47556312 | 151430257 | 10307 | 10307 | CHEVRON USA INC. |  |  |  |  | 95 | 10.7 | 5.3 | 211111 | -119.4731 | 35.115 |  | 106 | 999 |  |  |  | 93302 |  | R63-0036
06029 |  | California | Kern | 316011 | 50588313 | 47655012 | 151430257 | 10308 | 10308 | CHEVRON USA INC. |  |  |  |  | 79 | 7.9 | 3 | 211111 | -119.4731 | 35.115 |  | 106 | 999 |  |  |  | 93302 |  | R63-0036
06029 |  | California | Kern | 316011 | 50588413 | 47629812 | 151430257 | 10312 | 10312 | CHEVRON USA INC. |  |  |  |  | 95 | 10.7 | 5.3 | 211111 | -119.4731 | 35.115 |  | 106 | 999 |  |  |  | 93302 |  | R63-0036
06029 |  | California | Kern | 316011 | 50588513 | 47608112 | 151430257 | 10315 | 10315 | CHEVRON USA INC. |  |  |  |  | 95 | 10.7 | 5.3 | 211111 | -119.4731 | 35.115 |  | 106 | 999 |  |  |  | 93302 |  | R63-0036
06029 |  | California | Kern | 316011 | 50588613 | 47607912 | 151430257 | 10293 | 10293 | CHEVRON USA INC. |  |  |  |  | 79 | 7.9 | 3 | 211111 | -119.4731 | 35.115 |  | 106 | 999 |  |  |  | 93302 |  | R63-0036
06029 |  | California | Kern | 316011 | 50588713 | 47653012 | 151430257 | 22419 | 22419 | CHEVRON USA INC. |  |  |  |  | 175 | 85.5 | 11.4 | 211111 | -119.4731 | 35.115 |  | 106 | 999 |  |  |  | 93302 |  | R63-0036
06029 |  | California | Kern | 316011 | 50588813 | 47651512 | 151430257 | 22483 | 22483 | CHEVRON USA INC. |  |  |  |  | 175 | 85.5 | 11.4 | 211111 | -119.4731 | 35.115 |  | 106 | 999 |  |  |  | 93302 |  | R63-0036
06029 |  | California | Kern | 316011 | 50588913 | 47558712 | 151430257 | 22482 | 22482 | CHEVRON USA INC. |  |  |  |  | 175 | 85.5 | 11.4 | 211111 | -119.4731 | 35.115 |  | 106 | 999 |  |  |  | 93302 |  | R63-0036
06029 |  | California | Kern | 316011 | 50589013 | 47627312 | 151430257 | 22481 | 22481 | CHEVRON USA INC. |  |  |  |  | 175 | 85.5 | 11.4 | 211111 | -119.4731 | 35.115 |  | 106 | 999 |  |  |  | 93302 |  | R63-0036
06029 |  | California | Kern | 316011 | 50589113 | 47632712 | 151430257 | 22424 | 22424 | CHEVRON USA INC. |  |  |  |  | 175 | 85.5 | 11.4 | 211111 | -119.4731 | 35.115 |  | 106 | 999 |  |  |  | 93302 |  | R63-0036
06029 |  | California | Kern | 316011 | 50589213 | 47601712 | 151430257 | 22423 | 22423 | CHEVRON USA INC. |  |  |  |  | 175 | 85.5 | 11.4 | 211111 | -119.4731 | 35.115 |  | 106 | 999 |  |  |  | 93302 |  | R63-0036
06029 |  | California | Kern | 316011 | 50589313 | 47647312 | 151430257 | 22422 | 22422 | CHEVRON USA INC. |  |  |  |  | 175 | 85.5 | 11.4 | 211111 | -119.4731 | 35.115 |  | 106 | 999 |  |  |  | 93302 |  | R63-0036
06029 |  | California | Kern | 316011 | 50589413 | 47573212 | 151430257 | 22388 | 22388 | CHEVRON USA INC. |  |  |  |  | 79 | 7.9 | 3 | 211111 | -119.4731 | 35.115 |  | 106 | 999 |  |  |  | 93302 |  | R63-0036
06029 |  | California | Kern | 316011 | 50589513 | 47647212 | 151430257 | 22420 | 22420 | CHEVRON USA INC. |  |  |  |  | 175 | 85.5 | 11.4 | 211111 | -119.4731 | 35.115 |  | 106 | 999 |  |  |  | 93302 |  | R63-0036
06029 |  | California | Kern | 316011 | 50589613 | 47573312 | 151430257 | 22389 | 22389 | CHEVRON USA INC. |  |  |  |  | 79 | 7.9 | 3 | 211111 | -119.4731 | 35.115 |  | 106 | 999 |  |  |  | 93302 |  | R63-0036
06029 |  | California | Kern | 316011 | 50589713 | 47612512 | 151430257 | 22418 | 22418 | CHEVRON USA INC. |  |  |  |  | 175 | 85.5 | 11.4 | 211111 | -119.4731 | 35.115 |  | 106 | 999 |  |  |  | 93302 |  | R63-0036
06029 |  | California | Kern | 316011 | 50589813 | 47609612 | 151430257 | 22383 | 22383 | CHEVRON USA INC. |  |  |  |  | 79 | 7.9 | 3 | 211111 | -119.4731 | 35.115 |  | 106 | 999 |  |  |  | 93302 |  | R63-0036
06029 |  | California | Kern | 316011 | 50589913 | 47611612 | 151430257 | 22384 | 22384 | CHEVRON USA INC. |  |  |  |  | 79 | 7.9 | 3 | 211111 | -119.4731 | 35.115 |  | 106 | 999 |  |  |  | 93302 |  | R63-0036
06029 |  | California | Kern | 316011 | 50590013 | 47655212 | 151430257 | 22385 | 22385 | CHEVRON USA INC. |  |  |  |  | 79 | 7.9 | 3 | 211111 | -119.4731 | 35.115 |  | 106 | 999 |  |  |  | 93302 |  | R63-0036
06029 |  | California | Kern | 316011 | 50590113 | 47588812 | 151430257 | 10329 | 10329 | CHEVRON USA INC. |  |  |  |  | 79 | 7.9 | 3 | 211111 | -119.4731 | 35.115 |  | 106 | 999 |  |  |  | 93302 |  | R63-0036
06029 |  | California | Kern | 316011 | 50590213 | 47653312 | 151430257 | 22387 | 22387 | CHEVRON USA INC. |  |  |  |  | 79 | 7.9 | 3 | 211111 | -119.4731 | 35.115 |  | 106 | 999 |  |  |  | 93302 |  | R63-0036
06029 |  | California | Kern | 316011 | 50590313 | 47588612 | 151430257 | 10318 | 10318 | CHEVRON USA INC. |  |  |  |  | 95 | 10.7 | 5.3 | 211111 | -119.4731 | 35.115 |  | 106 | 999 |  |  |  | 93302 |  | R63-0036
06029 |  | California | Kern | 316011 | 50590413 | 47616312 | 151430257 | 22421 | 22421 | CHEVRON USA INC. |  |  |  |  | 175 | 85.5 | 11.4 | 211111 | -119.4731 | 35.115 |  | 106 | 999 |  |  |  | 93302 |  | R63-0036
06029 |  | California | Kern | 316011 | 50590513 | 47594012 | 151430257 | 10408 | 10408 | CHEVRON USA INC. |  |  |  |  | 79 | 7.9 | 3 | 211111 | -119.4731 | 35.115 |  | 106 | 999 |  |  |  | 93302 |  | R63-0036
06029 |  | California | Kern | 316011 | 50590613 | 47628312 | 151430257 | 10390 | 10390 | CHEVRON USA INC. |  |  |  |  | 79 | 7.9 | 3 | 211111 | -119.4731 | 35.115 |  | 106 | 999 |  |  |  | 93302 |  | R63-0036
06029 |  | California | Kern | 316011 | 50590713 | 47629112 | 151430257 | 10393 | 10393 | CHEVRON USA INC. |  |  |  |  | 79 | 7.9 | 3 | 211111 | -119.4731 | 35.115 |  | 106 | 999 |  |  |  | 93302 |  | R63-0036
06029 |  | California | Kern | 316011 | 50590813 | 47593912 | 151430257 | 104 | 104 | CHEVRON USA INC. |  |  |  |  | 422 | 69 | 15.4 | 211111 | -119.4731 | 35.115 |  | 106 | 999 |  |  |  | 93302 |  | R63-0040
06029 |  | California | Kern | 316011 | 50590913 | 47630012 | 151430257 | 10400 | 10400 | CHEVRON USA INC. |  |  |  |  | 79 | 7.9 | 3 | 211111 | -119.4731 | 35.115 |  | 106 | 999 |  |  |  | 93302 |  | R63-0036
06029 |  | California | Kern | 316011 | 50591013 | 47628912 | 151430257 | 10401 | 10401 | CHEVRON USA INC. |  |  |  |  | 79 | 7.9 | 3 | 211111 | -119.4731 | 35.115 |  | 106 | 999 |  |  |  | 93302 |  | R63-0036
06029 |  | California | Kern | 316011 | 50591113 | 47655612 | 151430257 | 10405 | 10405 | CHEVRON USA INC. |  |  |  |  | 79 | 7.9 | 3 | 211111 | -119.4731 | 35.115 |  | 106 | 999 |  |  |  | 93302 |  | R63-0036
06029 |  | California | Kern | 316011 | 50591213 | 47588712 | 151430257 | 10327 | 10327 | CHEVRON USA INC. |  |  |  |  | 95 | 10.7 | 5.3 | 211111 | -119.4731 | 35.115 |  | 106 | 999 |  |  |  | 93302 |  | R63-0036
06029 |  | California | Kern | 316011 | 50591313 | 47543512 | 151430257 | 10407 | 10407 | CHEVRON USA INC. |  |  |  |  | 79 | 7.9 | 3 | 211111 | -119.4731 | 35.115 |  | 106 | 999 |  |  |  | 93302 |  | R63-0036
06029 |  | California | Kern | 316011 | 50591413 | 47599312 | 151430257 | 10386 | 10386 | CHEVRON USA INC. |  |  |  |  | 79 | 7.9 | 3 | 211111 | -119.4731 | 35.115 |  | 106 | 999 |  |  |  | 93302 |  | R63-0036
06029 |  | California | Kern | 316011 | 50591513 | 47545612 | 151430257 | 10411 | 10411 | CHEVRON USA INC. |  |  |  |  | 95 | 10.7 | 5.3 | 211111 | -119.4731 | 35.115 |  | 106 | 999 |  |  |  | 93302 |  | R63-0036
06029 |  | California | Kern | 316011 | 50591613 | 47599412 | 151430257 | 10414 | 10414 | CHEVRON USA INC. |  |  |  |  | 79 | 7.9 | 3 | 211111 | -119.4731 | 35.115 |  | 106 | 999 |  |  |  | 93302 |  | R63-0036
06029 |  | California | Kern | 316011 | 50591713 | 47628712 | 151430257 | 10415 | 10415 | CHEVRON USA INC. |  |  |  |  | 95 | 10.7 | 5.3 | 211111 | -119.4731 | 35.115 |  | 106 | 999 |  |  |  | 93302 |  | R63-0036
06029 |  | California | Kern | 316011 | 50591813 | 47628612 | 151430257 | 10427 | 10427 | CHEVRON USA INC. |  |  |  |  | 95 | 10.7 | 5.3 | 211111 | -119.4731 | 35.115 |  | 106 | 999 |  |  |  | 93302 |  | R63-0036
06029 |  | California | Kern | 316011 | 50591913 | 47600912 | 151430257 | 10428 | 10428 | CHEVRON USA INC. |  |  |  |  | 79 | 7.9 | 3 | 211111 | -119.4731 | 35.115 |  | 106 | 999 |  |  |  | 93302 |  | R63-0036
06029 |  | California | Kern | 316011 | 50592013 | 47628512 | 151430257 | 10434 | 10434 | CHEVRON USA INC. |  |  |  |  | 79 | 7.9 | 3 | 211111 | -119.4731 | 35.115 |  | 106 | 999 |  |  |  | 93302 |  | R63-0036
06029 |  | California | Kern | 316011 | 50592113 | 47630812 | 151430257 | 10440 | 10440 | CHEVRON USA INC. |  |  |  |  | 95 | 10.7 | 5.3 | 211111 | -119.4731 | 35.115 |  | 106 | 999 |  |  |  | 93302 |  | R63-0036
06029 |  | California | Kern | 316011 | 50592213 | 47628812 | 151430257 | 10406 | 10406 | CHEVRON USA INC. |  |  |  |  | 79 | 7.9 | 3 | 211111 | -119.4731 | 35.115 |  | 106 | 999 |  |  |  | 93302 |  | R63-0036
06029 |  | California | Kern | 316011 | 50592313 | 47593712 | 151430257 | 10378 | 10378 | CHEVRON USA INC. |  |  |  |  | 79 | 7.9 | 3 | 211111 | -119.4731 | 35.115 |  | 106 | 999 |  |  |  | 93302 |  | R63-0036
06029 |  | California | Kern | 316011 | 50592413 | 47628212 | 151430257 | 22484 | 22484 | CHEVRON USA INC. |  |  |  |  | 175 | 85.5 | 11.4 | 211111 | -119.4731 | 35.115 |  | 106 | 999 |  |  |  | 93302 |  | R63-0036
06029 |  | California | Kern | 316011 | 50592513 | 47616212 | 151430257 | 22428 | 22428 | CHEVRON USA INC. |  |  |  |  | 175 | 85.5 | 11.4 | 211111 | -119.4731 | 35.115 |  | 106 | 999 |  |  |  | 93302 |  | R63-0036
06029 |  | California | Kern | 316011 | 50592613 | 47553212 | 151430257 | 22437 | 22437 | CHEVRON USA INC. |  |  |  |  | 175 | 85.5 | 11.4 | 211111 | -119.4731 | 35.115 |  | 106 | 999 |  |  |  | 93302 |  | R63-0036
06029 |  | California | Kern | 316011 | 50592713 | 47553312 | 151430257 | 22436 | 22436 | CHEVRON USA INC. |  |  |  |  | 175 | 85.5 | 11.4 | 211111 | -119.4731 | 35.115 |  | 106 | 999 |  |  |  | 93302 |  | R63-0036
06029 |  | California | Kern | 316011 | 50592813 | 47553412 | 151430257 | 22435 | 22435 | CHEVRON USA INC. |  |  |  |  | 175 | 85.5 | 11.4 | 211111 | -119.4731 | 35.115 |  | 106 | 999 |  |  |  | 93302 |  | R63-0036
06029 |  | California | Kern | 316011 | 50592913 | 47553512 | 151430257 | 22434 | 22434 | CHEVRON USA INC. |  |  |  |  | 175 | 85.5 | 11.4 | 211111 | -119.4731 | 35.115 |  | 106 | 999 |  |  |  | 93302 |  | R63-0036
06029 |  | California | Kern | 316011 | 50593013 | 47616012 | 151430257 | 22433 | 22433 | CHEVRON USA INC. |  |  |  |  | 175 | 85.5 | 11.4 | 211111 | -119.4731 | 35.115 |  | 106 | 999 |  |  |  | 93302 |  | R63-0036
06029 |  | California | Kern | 316011 | 50593113 | 47647612 | 151430257 | 22432 | 22432 | CHEVRON USA INC. |  |  |  |  | 175 | 85.5 | 11.4 | 211111 | -119.4731 | 35.115 |  | 106 | 999 |  |  |  | 93302 |  | R63-0036
06029 |  | California | Kern | 316011 | 50593213 | 47549012 | 151430257 | 22431 | 22431 | CHEVRON USA INC. |  |  |  |  | 175 | 85.5 | 11.4 | 211111 | -119.4731 | 35.115 |  | 106 | 999 |  |  |  | 93302 |  | R63-0036
06029 |  | California | Kern | 316011 | 50593313 | 47558212 | 151430257 | 22502 | 22502 | CHEVRON USA INC. |  |  |  |  | 175 | 85.5 | 11.4 | 211111 | -119.4731 | 35.115 |  | 106 | 999 |  |  |  | 93302 |  | R63-0036
06029 |  | California | Kern | 316011 | 50593413 | 47647412 | 151430257 | 22429 | 22429 | CHEVRON USA INC. |  |  |  |  | 175 | 85.5 | 11.4 | 211111 | -119.4731 | 35.115 |  | 106 | 999 |  |  |  | 93302 |  | R63-0036
06029 |  | California | Kern | 316011 | 50593513 | 47641412 | 151430257 | 22503 | 22503 | CHEVRON USA INC. |  |  |  |  | 175 | 85.5 | 11.4 | 211111 | -119.4731 | 35.115 |  | 106 | 999 |  |  |  | 93302 |  | R63-0036
06029 |  | California | Kern | 316011 | 50593613 | 47552912 | 151430257 | 22427 | 22427 | CHEVRON USA INC. |  |  |  |  | 175 | 85.5 | 11.4 | 211111 | -119.4731 | 35.115 |  | 106 | 999 |  |  |  | 93302 |  | R63-0036
06029 |  | California | Kern | 316011 | 50593713 | 47632912 | 151430257 | 22426 | 22426 | CHEVRON USA INC. |  |  |  |  | 175 | 85.5 | 11.4 | 211111 | -119.4731 | 35.115 |  | 106 | 999 |  |  |  | 93302 |  | R63-0036
06029 |  | California | Kern | 316011 | 50593813 | 47632812 | 151430257 | 22425 | 22425 | CHEVRON USA INC. |  |  |  |  | 175 | 85.5 | 11.4 | 211111 | -119.4731 | 35.115 |  | 106 | 999 |  |  |  | 93302 |  | R63-0036
06029 |  | California | Kern | 316011 | 50593913 | 47560612 | 151430257 | 22507 | 22507 | CHEVRON USA INC. |  |  |  |  | 175 | 85.5 | 11.4 | 211111 | -119.4731 | 35.115 |  | 106 | 999 |  |  |  | 93302 |  | R63-0036
06029 |  | California | Kern | 316011 | 50594013 | 47562812 | 151430257 | 22506 | 22506 | CHEVRON USA INC. |  |  |  |  | 175 | 85.5 | 11.4 | 211111 | -119.4731 | 35.115 |  | 106 | 999 |  |  |  | 93302 |  | R63-0036
06029 |  | California | Kern | 316011 | 50594113 | 47558912 | 151430257 | 22505 | 22505 | CHEVRON USA INC. |  |  |  |  | 175 | 85.5 | 11.4 | 211111 | -119.4731 | 35.115 |  | 106 | 999 |  |  |  | 93302 |  | R63-0036
06029 |  | California | Kern | 316011 | 50594213 | 47558612 | 151430257 | 22485 | 22485 | CHEVRON USA INC. |  |  |  |  | 175 | 85.5 | 11.4 | 211111 | -119.4731 | 35.115 |  | 106 | 999 |  |  |  | 93302 |  | R63-0036
06029 |  | California | Kern | 316011 | 50594313 | 47647512 | 151430257 | 22430 | 22430 | CHEVRON USA INC. |  |  |  |  | 175 | 85.5 | 11.4 | 211111 | -119.4731 | 35.115 |  | 106 | 999 |  |  |  | 93302 |  | R63-0036
06029 |  | California | Kern | 316011 | 50594413 | 47601012 | 151430257 | 10443 | 10443 | CHEVRON USA INC. |  |  |  |  | 79 | 7.9 | 3 | 211111 | -119.4731 | 35.115 |  | 106 | 999 |  |  |  | 93302 |  | R63-0036
06029 |  | California | Kern | 316011 | 50594513 | 47629212 | 151430257 | 10442 | 10442 | CHEVRON USA INC. |  |  |  |  | 95 | 10.7 | 5.3 | 211111 | -119.4731 | 35.115 |  | 106 | 999 |  |  |  | 93302 |  | R63-0036
06029 |  | California | Kern | 316011 | 50594613 | 47615412 | 151430257 | 22417 | 22417 | CHEVRON USA INC. |  |  |  |  | 175 | 85.5 | 11.4 | 211111 | -119.4731 | 35.115 |  | 106 | 999 |  |  |  | 93302 |  | R63-0036
06029 |  | California | Kern | 316011 | 50594713 | 47653812 | 151430257 | 22416 | 22416 | CHEVRON USA INC. |  |  |  |  | 175 | 85.5 | 11.4 | 211111 | -119.4731 | 35.115 |  | 106 | 999 |  |  |  | 93302 |  | R63-0036
06029 |  | California | Kern | 316011 | 50594813 | 47541912 | 151430257 | 22415 | 22415 | CHEVRON USA INC. |  |  |  |  | 175 | 85.5 | 11.4 | 211111 | -119.4731 | 35.115 |  | 106 | 999 |  |  |  | 93302 |  | R63-0036
06029 |  | California | Kern | 316011 | 50594913 | 47541812 | 151430257 | 22414 | 22414 | CHEVRON USA INC. |  |  |  |  | 175 | 85.5 | 11.4 | 211111 | -119.4731 | 35.115 |  | 106 | 999 |  |  |  | 93302 |  | R63-0036
06029 |  | California | Kern | 316011 | 50595013 | 47573712 | 151430257 | 22413 | 22413 | CHEVRON USA INC. |  |  |  |  | 175 | 85.5 | 11.4 | 211111 | -119.4731 | 35.115 |  | 106 | 999 |  |  |  | 93302 |  | R63-0036
06029 |  | California | Kern | 316011 | 50595113 | 47573612 | 151430257 | 22412 | 22412 | CHEVRON USA INC. |  |  |  |  | 175 | 85.5 | 11.4 | 211111 | -119.4731 | 35.115 |  | 106 | 999 |  |  |  | 93302 |  | R63-0036
06029 |  | California | Kern | 316011 | 50595213 | 47631712 | 151430257 | 10445 | 10445 | CHEVRON USA INC. |  |  |  |  | 79 | 7.9 | 3 | 211111 | -119.4731 | 35.115 |  | 106 | 999 |  |  |  | 93302 |  | R63-0036
06029 |  | California | Kern | 316011 | 50595313 | 47593212 | 151430257 | 22585 | 22537 | CHEVRON USA INC. |  |  |  |  | 267 | 152.9 | 16.1 | 211111 | -119.4731 | 35.115 |  | 106 | 999 |  |  |  | 93302 |  | R63-0036
06029 |  | California | Kern | 316011 | 50595413 | 47593212 | 151430257 | 22584 | 22537 | CHEVRON USA INC. |  |  |  |  | 267 | 152.9 | 16.1 | 211111 | -119.4731 | 35.115 |  | 106 | 999 |  |  |  | 93302 |  | R63-0036
06029 |  | California | Kern | 316011 | 50595513 | 47593212 | 151430257 | 22583 | 22537 | CHEVRON USA INC. |  |  |  |  | 267 | 152.9 | 16.1 | 211111 | -119.4731 | 35.115 |  | 106 | 999 |  |  |  | 93302 |  | R63-0036
06029 |  | California | Kern | 316011 | 50595613 | 47611912 | 151430257 | 22364 | 22364 | CHEVRON USA INC. |  |  |  |  | 79 | 7.9 | 3 | 211111 | -119.4731 | 35.115 |  | 106 | 999 |  |  |  | 93302 |  | R63-0036
06029 |  | California | Kern | 316011 | 50595713 | 47657412 | 151430257 | 22365 | 22365 | CHEVRON USA INC. |  |  |  |  | 79 | 7.9 | 3 | 211111 | -119.4731 | 35.115 |  | 106 | 999 |  |  |  | 93302 |  | R63-0036
06029 |  | California | Kern | 316011 | 50595813 | 47608412 | 151430257 | 22380 | 22380 | CHEVRON USA INC. |  |  |  |  | 79 | 7.9 | 3 | 211111 | -119.4731 | 35.115 |  | 106 | 999 |  |  |  | 93302 |  | R63-0036
06029 |  | California | Kern | 316011 | 50595913 | 47658312 | 151430257 | 22382 | 22382 | CHEVRON USA INC. |  |  |  |  | 79 | 7.9 | 3 | 211111 | -119.4731 | 35.115 |  | 106 | 999 |  |  |  | 93302 |  | R63-0036
06029 |  | California | Kern | 316011 | 50596013 | 47544912 | 151430257 | 10450 | 10450 | CHEVRON USA INC. |  |  |  |  | 79 | 7.9 | 3 | 211111 | -119.4731 | 35.115 |  | 106 | 999 |  |  |  | 93302 |  | R63-0036
06029 |  | California | Kern | 316011 | 50596113 | 47609512 | 151430257 | 22381 | 22381 | CHEVRON USA INC. |  |  |  |  | 79 | 7.9 | 3 | 211111 | -119.4731 | 35.115 |  | 106 | 999 |  |  |  | 93302 |  | R63-0036
06029 |  | California | Kern | 316011 | 50596213 | 47611812 | 151430257 | 22366 | 22366 | CHEVRON USA INC. |  |  |  |  | 79 | 7.9 | 3 | 211111 | -119.4731 | 35.115 |  | 106 | 999 |  |  |  | 93302 |  | R63-0036
06029 |  | California | Kern | 316011 | 50596313 | 47609312 | 151430257 | 22379 | 22379 | CHEVRON USA INC. |  |  |  |  | 95 | 10.7 | 5.3 | 211111 | -119.4731 | 35.115 |  | 106 | 999 |  |  |  | 93302 |  | R63-0036
06029 |  | California | Kern | 316011 | 50596413 | 47609912 | 151430257 | 22373 | 22373 | CHEVRON USA INC. |  |  |  |  | 79 | 7.9 | 3 | 211111 | -119.4731 | 35.115 |  | 106 | 999 |  |  |  | 93302 |  | R63-0036
06029 |  | California | Kern | 316011 | 50596513 | 47609112 | 151430257 | 22372 | 22372 | CHEVRON USA INC. |  |  |  |  | 79 | 7.9 | 3 | 211111 | -119.4731 | 35.115 |  | 106 | 999 |  |  |  | 93302 |  | R63-0036
06029 |  | California | Kern | 316011 | 50596613 | 47610212 | 151430257 | 22371 | 22371 | CHEVRON USA INC. |  |  |  |  | 79 | 7.9 | 3 | 211111 | -119.4731 | 35.115 |  | 106 | 999 |  |  |  | 93302 |  | R63-0036
06029 |  | California | Kern | 316011 | 50596713 | 47609012 | 151430257 | 22370 | 22370 | CHEVRON USA INC. |  |  |  |  | 79 | 7.9 | 3 | 211111 | -119.4731 | 35.115 |  | 106 | 999 |  |  |  | 93302 |  | R63-0036
06029 |  | California | Kern | 316011 | 50596813 | 47611712 | 151430257 | 22369 | 22369 | CHEVRON USA INC. |  |  |  |  | 79 | 7.9 | 3 | 211111 | -119.4731 | 35.115 |  | 106 | 999 |  |  |  | 93302 |  | R63-0036
06029 |  | California | Kern | 316011 | 50596913 | 47596012 | 151430257 | 22396 | 22396 | CHEVRON USA INC. |  |  |  |  | 95 | 10.7 | 5.3 | 211111 | -119.4731 | 35.115 |  | 106 | 999 |  |  |  | 93302 |  | R63-0036
06029 |  | California | Kern | 316011 | 50597013 | 47554212 | 151430257 | 22368 | 22368 | CHEVRON USA INC. |  |  |  |  | 79 | 7.9 | 3 | 211111 | -119.4731 | 35.115 |  | 106 | 999 |  |  |  | 93302 |  | R63-0036
06029 |  | California | Kern | 316011 | 50597113 | 47658412 | 151430257 | 22367 | 22367 | CHEVRON USA INC. |  |  |  |  | 79 | 7.9 | 3 | 211111 | -119.4731 | 35.115 |  | 106 | 999 |  |  |  | 93302 |  | R63-0036
06029 |  | California | Kern | 316011 | 50597213 | 47639112 | 151430257 | 20344 | 20344 | CHEVRON USA INC. |  |  |  |  | 79 | 7.9 | 3 | 211111 | -119.4731 | 35.115 |  | 106 | 999 |  |  |  | 93302 |  | R63-0036
06029 |  | California | Kern | 316011 | 50597313 | 47628012 | 151430257 | 20323 | 20323 | CHEVRON USA INC. |  |  |  |  | 79 | 7.9 | 3 | 211111 | -119.4731 | 35.115 |  | 106 | 999 |  |  |  | 93302 |  | R63-0036
06029 |  | California | Kern | 316011 | 50597413 | 47581212 | 151430257 | 20250 | 20250 | CHEVRON USA INC. |  |  |  |  | 79 | 7.9 | 3 | 211111 | -119.4731 | 35.115 |  | 106 | 999 |  |  |  | 93302 |  | R63-0036
06029 |  | California | Kern | 316011 | 50597513 | 47627812 | 151430257 | 20343 | 20343 | CHEVRON USA INC. |  |  |  |  | 79 | 7.9 | 3 | 211111 | -119.4731 | 35.115 |  | 106 | 999 |  |  |  | 93302 |  | R63-0036
06029 |  | California | Kern | 316011 | 50597613 | 47576012 | 151430257 | 22314 | 22314 | CHEVRON USA INC. |  |  |  |  | 79 | 7.9 | 3 | 211111 | -119.4731 | 35.115 |  | 106 | 999 |  |  |  | 93302 |  | R63-0036
06029 |  | California | Kern | 316011 | 50597713 | 47538712 | 151430257 | 22295 | 22295 | CHEVRON USA INC. |  |  |  |  | 79 | 7.9 | 3 | 211111 | -119.4731 | 35.115 |  | 106 | 999 |  |  |  | 93302 |  | R63-0036
06029 |  | California | Kern | 316011 | 50597813 | 47547412 | 151430257 | 22312 | 22312 | CHEVRON USA INC. |  |  |  |  | 79 | 7.9 | 3 | 211111 | -119.4731 | 35.115 |  | 106 | 999 |  |  |  | 93302 |  | R63-0036
06029 |  | California | Kern | 316011 | 50597913 | 47597312 | 151430257 | 22271 | 22271 | CHEVRON USA INC. |  |  |  |  | 79 | 7.9 | 3 | 211111 | -119.4731 | 35.115 |  | 106 | 999 |  |  |  | 93302 |  | R63-0036
06029 |  | California | Kern | 316011 | 50598013 | 47626312 | 151430257 | 20420 | 20420 | CHEVRON USA INC. |  |  |  |  | 175 | 85.5 | 11.4 | 211111 | -119.4731 | 35.115 |  | 106 | 999 |  |  |  | 93302 |  | R63-0036
06029 |  | California | Kern | 316011 | 50598113 | 47582412 | 151430257 | 22309 | 22309 | CHEVRON USA INC. |  |  |  |  | 79 | 7.9 | 3 | 211111 | -119.4731 | 35.115 |  | 106 | 999 |  |  |  | 93302 |  | R63-0036
06029 |  | California | Kern | 316011 | 50598213 | 47575912 | 151430257 | 22307 | 22307 | CHEVRON USA INC. |  |  |  |  | 79 | 7.9 | 3 | 211111 | -119.4731 | 35.115 |  | 106 | 999 |  |  |  | 93302 |  | R63-0036
06029 |  | California | Kern | 316011 | 50598313 | 47597912 | 151430257 | 22305 | 22305 | CHEVRON USA INC. |  |  |  |  | 79 | 7.9 | 3 | 211111 | -119.4731 | 35.115 |  | 106 | 999 |  |  |  | 93302 |  | R63-0036
06029 |  | California | Kern | 316011 | 50598413 | 47575812 | 151430257 | 22304 | 22304 | CHEVRON USA INC. |  |  |  |  | 79 | 7.9 | 3 | 211111 | -119.4731 | 35.115 |  | 106 | 999 |  |  |  | 93302 |  | R63-0036
06029 |  | California | Kern | 316011 | 50598513 | 47535912 | 151430257 | 22303 | 22303 | CHEVRON USA INC. |  |  |  |  | 79 | 7.9 | 3 | 211111 | -119.4731 | 35.115 |  | 106 | 999 |  |  |  | 93302 |  | R63-0036
06029 |  | California | Kern | 316011 | 50598613 | 47575712 | 151430257 | 22301 | 22301 | CHEVRON USA INC. |  |  |  |  | 79 | 7.9 | 3 | 211111 | -119.4731 | 35.115 |  | 106 | 999 |  |  |  | 93302 |  | R63-0036
06029 |  | California | Kern | 316011 | 50598713 | 47582312 | 151430257 | 22300 | 22300 | CHEVRON USA INC. |  |  |  |  | 79 | 7.9 | 3 | 211111 | -119.4731 | 35.115 |  | 106 | 999 |  |  |  | 93302 |  | R63-0036
06029 |  | California | Kern | 316011 | 50598813 | 47575612 | 151430257 | 22299 | 22299 | CHEVRON USA INC. |  |  |  |  | 95 | 10.7 | 5.3 | 211111 | -119.4731 | 35.115 |  | 106 | 999 |  |  |  | 93302 |  | R63-0036
06029 |  | California | Kern | 316011 | 50598913 | 47575512 | 151430257 | 22298 | 22298 | CHEVRON USA INC. |  |  |  |  | 95 | 10.7 | 5.3 | 211111 | -119.4731 | 35.115 |  | 106 | 999 |  |  |  | 93302 |  | R63-0036
06029 |  | California | Kern | 316011 | 50599013 | 47546312 | 151430257 | 22313 | 22313 | CHEVRON USA INC. |  |  |  |  | 79 | 7.9 | 3 | 211111 | -119.4731 | 35.115 |  | 106 | 999 |  |  |  | 93302 |  | R63-0036
06029 |  | California | Kern | 316011 | 50599113 | 47602712 | 151430257 | 22234 | 22234 | CHEVRON USA INC. |  |  |  |  | 79 | 7.9 | 3 | 211111 | -119.4731 | 35.115 |  | 106 | 999 |  |  |  | 93302 |  | R63-0036
06029 |  | California | Kern | 316011 | 50599213 | 47597212 | 151430257 | 22273 | 22273 | CHEVRON USA INC. |  |  |  |  | 79 | 7.9 | 3 | 211111 | -119.4731 | 35.115 |  | 106 | 999 |  |  |  | 93302 |  | R63-0036
06029 |  | California | Kern | 316011 | 50599313 | 47538912 | 151430257 | 22244 | 22244 | CHEVRON USA INC. |  |  |  |  | 79 | 7.9 | 3 | 211111 | -119.4731 | 35.115 |  | 106 | 999 |  |  |  | 93302 |  | R63-0036
06029 |  | California | Kern | 316011 | 50599413 | 47602612 | 151430257 | 22243 | 22243 | CHEVRON USA INC. |  |  |  |  | 79 | 7.9 | 3 | 211111 | -119.4731 | 35.115 |  | 106 | 999 |  |  |  | 93302 |  | R63-0036
06029 |  | California | Kern | 316011 | 50599513 | 47543412 | 151430257 | 22242 | 22242 | CHEVRON USA INC. |  |  |  |  | 79 | 7.9 | 3 | 211111 | -119.4731 | 35.115 |  | 106 | 999 |  |  |  | 93302 |  | R63-0036
06029 |  | California | Kern | 316011 | 50599613 | 47539012 | 151430257 | 22241 | 22241 | CHEVRON USA INC. |  |  |  |  | 79 | 7.9 | 3 | 211111 | -119.4731 | 35.115 |  | 106 | 999 |  |  |  | 93302 |  | R63-0036
06029 |  | California | Kern | 316011 | 50599713 | 47543312 | 151430257 | 22240 | 22240 | CHEVRON USA INC. |  |  |  |  | 79 | 7.9 | 3 | 211111 | -119.4731 | 35.115 |  | 106 | 999 |  |  |  | 93302 |  | R63-0036
06029 |  | California | Kern | 316011 | 50599813 | 47589712 | 151430257 | 22239 | 22239 | CHEVRON USA INC. |  |  |  |  | 79 | 7.9 | 3 | 211111 | -119.4731 | 35.115 |  | 106 | 999 |  |  |  | 93302 |  | R63-0036
06029 |  | California | Kern | 316011 | 50599913 | 47589612 | 151430257 | 22238 | 22238 | CHEVRON USA INC. |  |  |  |  | 79 | 7.9 | 3 | 211111 | -119.4731 | 35.115 |  | 106 | 999 |  |  |  | 93302 |  | R63-0036
06029 |  | California | Kern | 316011 | 50600013 | 47539112 | 151430257 | 22237 | 22237 | CHEVRON USA INC. |  |  |  |  | 79 | 7.9 | 3 | 211111 | -119.4731 | 35.115 |  | 106 | 999 |  |  |  | 93302 |  | R63-0036
06029 |  | California | Kern | 316011 | 50600113 | 47538812 | 151430257 | 22246 | 22246 | CHEVRON USA INC. |  |  |  |  | 79 | 7.9 | 3 | 211111 | -119.4731 | 35.115 |  | 106 | 999 |  |  |  | 93302 |  | R63-0036
06029 |  | California | Kern | 316011 | 50600213 | 47543212 | 151430257 | 22235 | 22235 | CHEVRON USA INC. |  |  |  |  | 79 | 7.9 | 3 | 211111 | -119.4731 | 35.115 |  | 106 | 999 |  |  |  | 93302 |  | R63-0036
06029 |  | California | Kern | 316011 | 50600313 | 47551212 | 151430257 | 20117 | 20117 | CHEVRON USA INC. |  |  |  |  | 79 | 7.9 | 3 | 211111 | -119.4731 | 35.115 |  | 106 | 999 |  |  |  | 93302 |  | R63-0036
06029 |  | California | Kern | 316011 | 50600413 | 47602812 | 151430257 | 22233 | 22233 | CHEVRON USA INC. |  |  |  |  | 79 | 7.9 | 3 | 211111 | -119.4731 | 35.115 |  | 106 | 999 |  |  |  | 93302 |  | R63-0036
06029 |  | California | Kern | 316011 | 50600513 | 47537812 | 151430257 | 22232 | 22232 | CHEVRON USA INC. |  |  |  |  | 79 | 7.9 | 3 | 211111 | -119.4731 | 35.115 |  | 106 | 999 |  |  |  | 93302 |  | R63-0036
06029 |  | California | Kern | 316011 | 50600613 | 47610012 | 151430257 | 22231 | 22231 | CHEVRON USA INC. |  |  |  |  | 79 | 7.9 | 3 | 211111 | -119.4731 | 35.115 |  | 106 | 999 |  |  |  | 93302 |  | R63-0036
06029 |  | California | Kern | 316011 | 50600713 | 47601112 | 151430257 | 10451 | 10451 | CHEVRON USA INC. |  |  |  |  | 79 | 7.9 | 3 | 211111 | -119.4731 | 35.115 |  | 106 | 999 |  |  |  | 93302 |  | R63-0036
06029 |  | California | Kern | 316011 | 50600813 | 47601212 | 151430257 | 10453 | 10453 | CHEVRON USA INC. |  |  |  |  | 79 | 7.9 | 3 | 211111 | -119.4731 | 35.115 |  | 106 | 999 |  |  |  | 93302 |  | R63-0036
06029 |  | California | Kern | 316011 | 50600913 | 47625712 | 151430257 | 20195 | 20195 | CHEVRON USA INC. |  |  |  |  | 79 | 7.9 | 3 | 211111 | -119.4731 | 35.115 |  | 106 | 999 |  |  |  | 93302 |  | R63-0036
06029 |  | California | Kern | 316011 | 50601013 | 47580912 | 151430257 | 20194 | 20194 | CHEVRON USA INC. |  |  |  |  | 79 | 7.9 | 3 | 211111 | -119.4731 | 35.115 |  | 106 | 999 |  |  |  | 93302 |  | R63-0036
06029 |  | California | Kern | 316011 | 50601113 | 47613812 | 151430257 | 20193 | 20193 | CHEVRON USA INC. |  |  |  |  | 79 | 7.9 | 3 | 211111 | -119.4731 | 35.115 |  | 106 | 999 |  |  |  | 93302 |  | R63-0036
06029 |  | California | Kern | 316011 | 50601213 | 47646712 | 151430257 | 20192 | 20192 | CHEVRON USA INC. |  |  |  |  | 95 | 10.7 | 5.3 | 211111 | -119.4731 | 35.115 |  | 106 | 999 |  |  |  | 93302 |  | R63-0036
06029 |  | California | Kern | 316011 | 50601313 | 47613712 | 151430257 | 20191 | 20191 | CHEVRON USA INC. |  |  |  |  | 79 | 7.9 | 3 | 211111 | -119.4731 | 35.115 |  | 106 | 999 |  |  |  | 93302 |  | R63-0036
06029 |  | California | Kern | 316011 | 50601413 | 47539212 | 151430257 | 22236 | 22236 | CHEVRON USA INC. |  |  |  |  | 79 | 7.9 | 3 | 211111 | -119.4731 | 35.115 |  | 106 | 999 |  |  |  | 93302 |  | R63-0036
06029 |  | California | Kern | 316011 | 50601513 | 47543912 | 151430257 | 22259 | 22259 | CHEVRON USA INC. |  |  |  |  | 79 | 7.9 | 3 | 211111 | -119.4731 | 35.115 |  | 106 | 999 |  |  |  | 93302 |  | R63-0036
06029 |  | California | Kern | 316011 | 50601613 | 47535312 | 151430257 | 22270 | 22270 | CHEVRON USA INC. |  |  |  |  | 79 | 7.9 | 3 | 211111 | -119.4731 | 35.115 |  | 106 | 999 |  |  |  | 93302 |  | R63-0036
06029 |  | California | Kern | 316011 | 50601713 | 47544212 | 151430257 | 22269 | 22269 | CHEVRON USA INC. |  |  |  |  | 79 | 7.9 | 3 | 211111 | -119.4731 | 35.115 |  | 106 | 999 |  |  |  | 93302 |  | R63-0036
06029 |  | California | Kern | 316011 | 50601813 | 47597412 | 151430257 | 22268 | 22268 | CHEVRON USA INC. |  |  |  |  | 79 | 7.9 | 3 | 211111 | -119.4731 | 35.115 |  | 106 | 999 |  |  |  | 93302 |  | R63-0036
06029 |  | California | Kern | 316011 | 50601913 | 47540112 | 151430257 | 22267 | 22267 | CHEVRON USA INC. |  |  |  |  | 79 | 7.9 | 3 | 211111 | -119.4731 | 35.115 |  | 106 | 999 |  |  |  | 93302 |  | R63-0036
06029 |  | California | Kern | 316011 | 50602013 | 47540012 | 151430257 | 22266 | 22266 | CHEVRON USA INC. |  |  |  |  | 79 | 7.9 | 3 | 211111 | -119.4731 | 35.115 |  | 106 | 999 |  |  |  | 93302 |  | R63-0036
06029 |  | California | Kern | 316011 | 50602113 | 47539912 | 151430257 | 22265 | 22265 | CHEVRON USA INC. |  |  |  |  | 79 | 7.9 | 3 | 211111 | -119.4731 | 35.115 |  | 106 | 999 |  |  |  | 93302 |  | R63-0036
06029 |  | California | Kern | 316011 | 50602213 | 47539812 | 151430257 | 22264 | 22264 | CHEVRON USA INC. |  |  |  |  | 79 | 7.9 | 3 | 211111 | -119.4731 | 35.115 |  | 106 | 999 |  |  |  | 93302 |  | R63-0036
06029 |  | California | Kern | 316011 | 50602313 | 47602312 | 151430257 | 22263 | 22263 | CHEVRON USA INC. |  |  |  |  | 79 | 7.9 | 3 | 211111 | -119.4731 | 35.115 |  | 106 | 999 |  |  |  | 93302 |  | R63-0036
06029 |  | California | Kern | 316011 | 50602413 | 47544112 | 151430257 | 22262 | 22262 | CHEVRON USA INC. |  |  |  |  | 79 | 7.9 | 3 | 211111 | -119.4731 | 35.115 |  | 106 | 999 |  |  |  | 93302 |  | R63-0036
06029 |  | California | Kern | 316011 | 50602513 | 47625312 | 151430257 | 22183 | 22183 | CHEVRON USA INC. |  |  |  |  | 79 | 7.9 | 3 | 211111 | -119.4731 | 35.115 |  | 106 | 999 |  |  |  | 93302 |  | R63-0036
06029 |  | California | Kern | 316011 | 50602613 | 47544012 | 151430257 | 22260 | 22260 | CHEVRON USA INC. |  |  |  |  | 79 | 7.9 | 3 | 211111 | -119.4731 | 35.115 |  | 106 | 999 |  |  |  | 93302 |  | R63-0036
06029 |  | California | Kern | 316011 | 50602713 | 47572412 | 151430257 | 22324 | 22324 | CHEVRON USA INC. |  |  |  |  | 79 | 7.9 | 3 | 211111 | -119.4731 | 35.115 |  | 106 | 999 |  |  |  | 93302 |  | R63-0036
06029 |  | California | Kern | 316011 | 50602813 | 47589912 | 151430257 | 22258 | 22258 | CHEVRON USA INC. |  |  |  |  | 95 | 10.7 | 5.3 | 211111 | -119.4731 | 35.115 |  | 106 | 999 |  |  |  | 93302 |  | R63-0036
06029 |  | California | Kern | 316011 | 50602913 | 47539712 | 151430257 | 22257 | 22257 | CHEVRON USA INC. |  |  |  |  | 79 | 7.9 | 3 | 211111 | -119.4731 | 35.115 |  | 106 | 999 |  |  |  | 93302 |  | R63-0036
06029 |  | California | Kern | 316011 | 50603013 | 47539612 | 151430257 | 22256 | 22256 | CHEVRON USA INC. |  |  |  |  | 95 | 10.7 | 5.3 | 211111 | -119.4731 | 35.115 |  | 106 | 999 |  |  |  | 93302 |  | R63-0036
06029 |  | California | Kern | 316011 | 50603113 | 47571312 | 151430257 | 22255 | 22255 | CHEVRON USA INC. |  |  |  |  | 95 | 10.7 | 5.3 | 211111 | -119.4731 | 35.115 |  | 106 | 999 |  |  |  | 93302 |  | R63-0036
06029 |  | California | Kern | 316011 | 50603213 | 47538312 | 151430257 | 22254 | 22254 | CHEVRON USA INC. |  |  |  |  | 79 | 7.9 | 3 | 211111 | -119.4731 | 35.115 |  | 106 | 999 |  |  |  | 93302 |  | R63-0036
06029 |  | California | Kern | 316011 | 50603313 | 47543812 | 151430257 | 22253 | 22253 | CHEVRON USA INC. |  |  |  |  | 95 | 10.7 | 5.3 | 211111 | -119.4731 | 35.115 |  | 106 | 999 |  |  |  | 93302 |  | R63-0036
06029 |  | California | Kern | 316011 | 50603413 | 47543712 | 151430257 | 22252 | 22252 | CHEVRON USA INC. |  |  |  |  | 79 | 7.9 | 3 | 211111 | -119.4731 | 35.115 |  | 106 | 999 |  |  |  | 93302 |  | R63-0036
06029 |  | California | Kern | 316011 | 50603513 | 47538512 | 151430257 | 22251 | 22251 | CHEVRON USA INC. |  |  |  |  | 95 | 10.7 | 5.3 | 211111 | -119.4731 | 35.115 |  | 106 | 999 |  |  |  | 93302 |  | R63-0036
06029 |  | California | Kern | 316011 | 50603613 | 47589812 | 151430257 | 22249 | 22249 | CHEVRON USA INC. |  |  |  |  | 79 | 7.9 | 3 | 211111 | -119.4731 | 35.115 |  | 106 | 999 |  |  |  | 93302 |  | R63-0036
06029 |  | California | Kern | 316011 | 50603713 | 47602512 | 151430257 | 22248 | 22248 | CHEVRON USA INC. |  |  |  |  | 79 | 7.9 | 3 | 211111 | -119.4731 | 35.115 |  | 106 | 999 |  |  |  | 93302 |  | R63-0036
06029 |  | California | Kern | 316011 | 50603813 | 47602412 | 151430257 | 22261 | 22261 | CHEVRON USA INC. |  |  |  |  | 79 | 7.9 | 3 | 211111 | -119.4731 | 35.115 |  | 106 | 999 |  |  |  | 93302 |  | R63-0036
06029 |  | California | Kern | 316011 | 50603913 | 47640612 | 151430257 | 22553 | 22553 | CHEVRON USA INC. |  |  |  |  | 434 | 99.7 | 30.5 | 211111 | -119.4731 | 35.115 |  | 106 | 999 |  |  |  | 93302 |  | R63-0036
06029 |  | California | Kern | 316011 | 50604013 | 47641112 | 151430257 | 22542 | 22542 | CHEVRON USA INC. |  |  |  |  | 267 | 152.9 | 16.1 | 211111 | -119.4731 | 35.115 |  | 106 | 999 |  |  |  | 93302 |  | R63-0036
06029 |  | California | Kern | 316011 | 50604113 | 47609212 | 151430257 | 22563 | 22563 | CHEVRON USA INC. |  |  |  |  | 434 | 99.7 | 30.5 | 211111 | -119.4731 | 35.115 |  | 106 | 999 |  |  |  | 93302 |  | R63-0036
06029 |  | California | Kern | 316011 | 50604213 | 47641212 | 151430257 | 22562 | 22562 | CHEVRON USA INC. |  |  |  |  | 434 | 99.7 | 30.5 | 211111 | -119.4731 | 35.115 |  | 106 | 999 |  |  |  | 93302 |  | R63-0036
06029 |  | California | Kern | 316011 | 50604313 | 47610412 | 151430257 | 22561 | 22561 | CHEVRON USA INC. |  |  |  |  | 434 | 99.7 | 30.5 | 211111 | -119.4731 | 35.115 |  | 106 | 999 |  |  |  | 93302 |  | R63-0036
06029 |  | California | Kern | 316011 | 50604413 | 47610512 | 151430257 | 22560 | 22560 | CHEVRON USA INC. |  |  |  |  | 434 | 99.7 | 30.5 | 211111 | -119.4731 | 35.115 |  | 106 | 999 |  |  |  | 93302 |  | R63-0036
06029 |  | California | Kern | 316011 | 50604513 | 47603812 | 151430257 | 22559 | 22559 | CHEVRON USA INC. |  |  |  |  | 434 | 99.7 | 30.5 | 211111 | -119.4731 | 35.115 |  | 106 | 999 |  |  |  | 93302 |  | R63-0036
06029 |  | California | Kern | 316011 | 50604613 | 47618112 | 151430257 | 22558 | 22558 | CHEVRON USA INC. |  |  |  |  | 434 | 99.7 | 30.5 | 211111 | -119.4731 | 35.115 |  | 106 | 999 |  |  |  | 93302 |  | R63-0036
06029 |  | California | Kern | 316011 | 50604713 | 47640312 | 151430257 | 22557 | 22557 | CHEVRON USA INC. |  |  |  |  | 434 | 99.7 | 30.5 | 211111 | -119.4731 | 35.115 |  | 106 | 999 |  |  |  | 93302 |  | R63-0036
06029 |  | California | Kern | 316011 | 50604813 | 47639412 | 151430257 | 20384 | 20384 | CHEVRON USA INC. |  |  |  |  | 79 | 7.9 | 3 | 211111 | -119.4731 | 35.115 |  | 106 | 999 |  |  |  | 93302 |  | R63-0036
06029 |  | California | Kern | 316011 | 50604913 | 47555212 | 151430257 | 20444 | 20444 | CHEVRON USA INC. |  |  |  |  | 175 | 85.5 | 11.4 | 211111 | -119.4731 | 35.115 |  | 106 | 999 |  |  |  | 93302 |  | R63-0036
06029 |  | California | Kern | 316011 | 50605013 | 47563512 | 151430257 | 20295 | 20295 | CHEVRON USA INC. |  |  |  |  | 79 | 7.9 | 3 | 211111 | -119.4731 | 35.115 |  | 106 | 999 |  |  |  | 93302 |  | R63-0036
06029 |  | California | Kern | 316011 | 50605113 | 47604412 | 151430257 | 20286 | 20286 | CHEVRON USA INC. |  |  |  |  | 79 | 7.9 | 3 | 211111 | -119.4731 | 35.115 |  | 106 | 999 |  |  |  | 93302 |  | R63-0036
06029 |  | California | Kern | 316011 | 50605213 | 47604712 | 151430257 | 20319 | 20319 | CHEVRON USA INC. |  |  |  |  | 79 | 7.9 | 3 | 211111 | -119.4731 | 35.115 |  | 106 | 999 |  |  |  | 93302 |  | R63-0036
06029 |  | California | Kern | 316011 | 50605313 | 47604612 | 151430257 | 20318 | 20318 | CHEVRON USA INC. |  |  |  |  | 79 | 7.9 | 3 | 211111 | -119.4731 | 35.115 |  | 106 | 999 |  |  |  | 93302 |  | R63-0036
06029 |  | California | Kern | 316011 | 50605413 | 47634912 | 151430257 | 20466 | 20466 | CHEVRON USA INC. |  |  |  |  | 175 | 85.5 | 11.4 | 211111 | -119.4731 | 35.115 |  | 106 | 999 |  |  |  | 93302 |  | R63-0036
06029 |  | California | Kern | 316011 | 50605513 | 47582712 | 151430257 | 20455 | 20455 | CHEVRON USA INC. |  |  |  |  | 175 | 85.5 | 11.4 | 211111 | -119.4731 | 35.115 |  | 106 | 999 |  |  |  | 93302 |  | R63-0036
06029 |  | California | Kern | 316011 | 50605613 | 47604512 | 151430257 | 20287 | 20287 | CHEVRON USA INC. |  |  |  |  | 79 | 7.9 | 3 | 211111 | -119.4731 | 35.115 |  | 106 | 999 |  |  |  | 93302 |  | R63-0036
06029 |  | California | Kern | 316011 | 50605713 | 47595012 | 151430257 | 22548 | 22548 | CHEVRON USA INC. |  |  |  |  | 267 | 152.9 | 16.1 | 211111 | -119.4731 | 35.115 |  | 106 | 999 |  |  |  | 93302 |  | R63-0036
06029 |  | California | Kern | 316011 | 50605813 | 47603512 | 151430257 | 22547 | 22547 | CHEVRON USA INC. |  |  |  |  | 267 | 152.9 | 16.1 | 211111 | -119.4731 | 35.115 |  | 106 | 999 |  |  |  | 93302 |  | R63-0036
06029 |  | California | Kern | 316011 | 50605913 | 47593012 | 151430257 | 22546 | 22546 | CHEVRON USA INC. |  |  |  |  | 267 | 152.9 | 16.1 | 211111 | -119.4731 | 35.115 |  | 106 | 999 |  |  |  | 93302 |  | R63-0036
06029 |  | California | Kern | 316011 | 50606013 | 47640812 | 151430257 | 22545 | 22545 | CHEVRON USA INC. |  |  |  |  | 267 | 152.9 | 16.1 | 211111 | -119.4731 | 35.115 |  | 106 | 999 |  |  |  | 93302 |  | R63-0036
06029 |  | California | Kern | 316011 | 50606113 | 47640912 | 151430257 | 22544 | 22544 | CHEVRON USA INC. |  |  |  |  | 267 | 152.9 | 16.1 | 211111 | -119.4731 | 35.115 |  | 106 | 999 |  |  |  | 93302 |  | R63-0036
06029 |  | California | Kern | 316011 | 50606213 | 47582512 | 151430257 | 22322 | 22322 | CHEVRON USA INC. |  |  |  |  | 79 | 7.9 | 3 | 211111 | -119.4731 | 35.115 |  | 106 | 999 |  |  |  | 93302 |  | R63-0036
06029 |  | California | Kern | 316011 | 50606313 | 47631912 | 151430257 | 22555 | 22555 | CHEVRON USA INC. |  |  |  |  | 434 | 99.7 | 30.5 | 211111 | -119.4731 | 35.115 |  | 106 | 999 |  |  |  | 93302 |  | R63-0036
06029 |  | California | Kern | 316011 | 50606413 | 47594512 | 151430257 | 22586 | 22538 | CHEVRON USA INC. |  |  |  |  | 267 | 152.9 | 16.1 | 211111 | -119.4731 | 35.115 |  | 106 | 999 |  |  |  | 93302 |  | R63-0036
06029 |  | California | Kern | 316011 | 50606613 | 47601912 | 151430257 | 22596 | 22540 | CHEVRON USA INC. |  |  |  |  | 267 | 152.9 | 16.1 | 211111 | -119.4731 | 35.115 |  | 106 | 999 |  |  |  | 93302 |  | R63-0036
06029 |  | California | Kern | 316011 | 50606713 | 47601912 | 151430257 | 22595 | 22540 | CHEVRON USA INC. |  |  |  |  | 267 | 152.9 | 16.1 | 211111 | -119.4731 | 35.115 |  | 106 | 999 |  |  |  | 93302 |  | R63-0036
06029 |  | California | Kern | 316011 | 50606813 | 47601912 | 151430257 | 22594 | 22540 | CHEVRON USA INC. |  |  |  |  | 267 | 152.9 | 16.1 | 211111 | -119.4731 | 35.115 |  | 106 | 999 |  |  |  | 93302 |  | R63-0036
06029 |  | California | Kern | 316011 | 50606913 | 47653912 | 151430257 | 22593 | 22539 | CHEVRON USA INC. |  |  |  |  | 267 | 152.9 | 16.1 | 211111 | -119.4731 | 35.115 |  | 106 | 999 |  |  |  | 93302 |  | R63-0036
06029 |  | California | Kern | 316011 | 50607013 | 47653912 | 151430257 | 22592 | 22539 | CHEVRON USA INC. |  |  |  |  | 267 | 152.9 | 16.1 | 211111 | -119.4731 | 35.115 |  | 106 | 999 |  |  |  | 93302 |  | R63-0036
06029 |  | California | Kern | 316011 | 50607113 | 47653912 | 151430257 | 22591 | 22539 | CHEVRON USA INC. |  |  |  |  | 267 | 152.9 | 16.1 | 211111 | -119.4731 | 35.115 |  | 106 | 999 |  |  |  | 93302 |  | R63-0036
06029 |  | California | Kern | 316011 | 50607213 | 47653912 | 151430257 | 22590 | 22539 | CHEVRON USA INC. |  |  |  |  | 267 | 152.9 | 16.1 | 211111 | -119.4731 | 35.115 |  | 106 | 999 |  |  |  | 93302 |  | R63-0036
06029 |  | California | Kern | 316011 | 50607313 | 47594512 | 151430257 | 22589 | 22538 | CHEVRON USA INC. |  |  |  |  | 267 | 152.9 | 16.1 | 211111 | -119.4731 | 35.115 |  | 106 | 999 |  |  |  | 93302 |  | R63-0036
06029 |  | California | Kern | 316011 | 50607413 | 47632512 | 151430257 | 22564 | 22564 | CHEVRON USA INC. |  |  |  |  | 434 | 99.7 | 30.5 | 211111 | -119.4731 | 35.115 |  | 106 | 999 |  |  |  | 93302 |  | R63-0036
06029 |  | California | Kern | 316011 | 50607513 | 47594512 | 151430257 | 22587 | 22538 | CHEVRON USA INC. |  |  |  |  | 267 | 152.9 | 16.1 | 211111 | -119.4731 | 35.115 |  | 106 | 999 |  |  |  | 93302 |  | R63-0036
06029 |  | California | Kern | 316011 | 50607613 | 47593112 | 151430257 | 22541 | 22541 | CHEVRON USA INC. |  |  |  |  | 267 | 152.9 | 16.1 | 211111 | -119.4731 | 35.115 |  | 106 | 999 |  |  |  | 93302 |  | R63-0036
06029 |  | California | Kern | 316011 | 50607713 | 47592412 | 151430257 | 22580 | 22536 | CHEVRON USA INC. |  |  |  |  | 267 | 152.9 | 16.1 | 211111 | -119.4731 | 35.115 |  | 106 | 999 |  |  |  | 93302 |  | R63-0036
06029 |  | California | Kern | 316011 | 50607813 | 47592412 | 151430257 | 22579 | 22536 | CHEVRON USA INC. |  |  |  |  | 267 | 152.9 | 16.1 | 211111 | -119.4731 | 35.115 |  | 106 | 999 |  |  |  | 93302 |  | R63-0036
06029 |  | California | Kern | 316011 | 50607913 | 47592412 | 151430257 | 22578 | 22536 | CHEVRON USA INC. |  |  |  |  | 267 | 152.9 | 16.1 | 211111 | -119.4731 | 35.115 |  | 106 | 999 |  |  |  | 93302 |  | R63-0036
06029 |  | California | Kern | 316011 | 50608013 | 47603312 | 151430257 | 22577 | 22534 | CHEVRON USA INC. |  |  |  |  | 267 | 152.9 | 16.1 | 211111 | -119.4731 | 35.115 |  | 106 | 999 |  |  |  | 93302 |  | R63-0036
06029 |  | California | Kern | 316011 | 50608113 | 47603312 | 151430257 | 22576 | 22534 | CHEVRON USA INC. |  |  |  |  | 267 | 152.9 | 16.1 | 211111 | -119.4731 | 35.115 |  | 106 | 999 |  |  |  | 93302 |  | R63-0036
06029 |  | California | Kern | 316011 | 50608213 | 47603312 | 151430257 | 22575 | 22534 | CHEVRON USA INC. |  |  |  |  | 267 | 152.9 | 16.1 | 211111 | -119.4731 | 35.115 |  | 106 | 999 |  |  |  | 93302 |  | R63-0036
06029 |  | California | Kern | 316011 | 50608313 | 47603312 | 151430257 | 22574 | 22534 | CHEVRON USA INC. |  |  |  |  | 267 | 152.9 | 16.1 | 211111 | -119.4731 | 35.115 |  | 106 | 999 |  |  |  | 93302 |  | R63-0036
06029 |  | California | Kern | 316011 | 50608413 | 47610612 | 151430257 | 22572 | 22572 | CHEVRON USA INC. |  |  | 13 | 5 | 400 | 119.9 |  | 211111 | -119.4731 | 35.115 |  | 106 | 999 |  |  |  | 93302 |  | R63-0040
06029 |  | California | Kern | 316011 | 50608513 | 47608512 | 151430257 | 22568 | 22568 | CHEVRON USA INC. |  |  |  |  | 267 | 152.9 | 16.1 | 211111 | -119.4731 | 35.115 |  | 106 | 999 |  |  |  | 93302 |  | R63-0036
06029 |  | California | Kern | 316011 | 50608613 | 47570012 | 151430257 | 22567 | 22567 | CHEVRON USA INC. |  |  |  |  | 267 | 152.9 | 16.1 | 211111 | -119.4731 | 35.115 |  | 106 | 999 |  |  |  | 93302 |  | R63-0036
06029 |  | California | Kern | 316011 | 50608713 | 47594512 | 151430257 | 22588 | 22538 | CHEVRON USA INC. |  |  |  |  | 267 | 152.9 | 16.1 | 211111 | -119.4731 | 35.115 |  | 106 | 999 |  |  |  | 93302 |  | R63-0036
06029 |  | California | Kern | 316011 | 50608813 | 47659812 | 151430257 | 22348 | 22348 | CHEVRON USA INC. |  |  |  |  | 79 | 7.9 | 3 | 211111 | -119.4731 | 35.115 |  | 106 | 999 |  |  |  | 93302 |  | R63-0036
06029 |  | California | Kern | 316011 | 50608913 | 47609712 | 151430257 | 22543 | 22543 | CHEVRON USA INC. |  |  |  |  | 267 | 152.9 | 16.1 | 211111 | -119.4731 | 35.115 |  | 106 | 999 |  |  |  | 93302 |  | R63-0036
06029 |  | California | Kern | 316011 | 50609013 | 47641612 | 151430257 | 22513 | 22513 | CHEVRON USA INC. |  |  |  |  | 175 | 85.5 | 11.4 | 211111 | -119.4731 | 35.115 |  | 106 | 999 |  |  |  | 93302 |  | R63-0036
06029 |  | California | Kern | 316011 | 50609113 | 47589112 | 151430257 | 22512 | 22512 | CHEVRON USA INC. |  |  |  |  | 175 | 85.5 | 11.4 | 211111 | -119.4731 | 35.115 |  | 106 | 999 |  |  |  | 93302 |  | R63-0036
06029 |  | California | Kern | 316011 | 50609213 | 47562112 | 151430257 | 22511 | 22511 | CHEVRON USA INC. |  |  |  |  | 175 | 85.5 | 11.4 | 211111 | -119.4731 | 35.115 |  | 106 | 999 |  |  |  | 93302 |  | R63-0036
06029 |  | California | Kern | 316011 | 50609313 | 47589012 | 151430257 | 22510 | 22510 | CHEVRON USA INC. |  |  |  |  | 175 | 85.5 | 11.4 | 211111 | -119.4731 | 35.115 |  | 106 | 999 |  |  |  | 93302 |  | R63-0036
06029 |  | California | Kern | 316011 | 50609413 | 47591512 | 151430257 | 22509 | 22509 | CHEVRON USA INC. |  |  |  |  | 175 | 85.5 | 11.4 | 211111 | -119.4731 | 35.115 |  | 106 | 999 |  |  |  | 93302 |  | R63-0036
06029 |  | California | Kern | 316011 | 50609513 | 47592312 | 151430257 | 22508 | 22508 | CHEVRON USA INC. |  |  |  |  | 175 | 85.5 | 11.4 | 211111 | -119.4731 | 35.115 |  | 106 | 999 |  |  |  | 93302 |  | R63-0036
06029 |  | California | Kern | 316011 | 50609613 | 47609412 | 151430257 | 22363 | 22363 | CHEVRON USA INC. |  |  |  |  | 79 | 7.9 | 3 | 211111 | -119.4731 | 35.115 |  | 106 | 999 |  |  |  | 93302 |  | R63-0036
06029 |  | California | Kern | 316011 | 50609713 | 47608912 | 151430257 | 22362 | 22362 | CHEVRON USA INC. |  |  |  |  | 79 | 7.9 | 3 | 211111 | -119.4731 | 35.115 |  | 106 | 999 |  |  |  | 93302 |  | R63-0036
06029 |  | California | Kern | 316011 | 50609813 | 47615912 | 151430257 | 22515 | 22515 | CHEVRON USA INC. |  |  |  |  | 175 | 85.5 | 11.4 | 211111 | -119.4731 | 35.115 |  | 106 | 999 |  |  |  | 93302 |  | R63-0036
06029 |  | California | Kern | 316011 | 50609913 | 47608812 | 151430257 | 22360 | 22360 | CHEVRON USA INC. |  |  |  |  | 79 | 7.9 | 3 | 211111 | -119.4731 | 35.115 |  | 106 | 999 |  |  |  | 93302 |  | R63-0036
06029 |  | California | Kern | 316011 | 50610013 | 47561912 | 151430257 | 22516 | 22516 | CHEVRON USA INC. |  |  |  |  | 175 | 85.5 | 11.4 | 211111 | -119.4731 | 35.115 |  | 106 | 999 |  |  |  | 93302 |  | R63-0036
06029 |  | California | Kern | 316011 | 50610113 | 47659912 | 151430257 | 22347 | 22347 | CHEVRON USA INC. |  |  |  |  | 79 | 7.9 | 3 | 211111 | -119.4731 | 35.115 |  | 106 | 999 |  |  |  | 93302 |  | R63-0036
06029 |  | California | Kern | 316011 | 50610213 | 47547912 | 151430257 | 22346 | 22346 | CHEVRON USA INC. |  |  |  |  | 79 | 7.9 | 3 | 211111 | -119.4731 | 35.115 |  | 106 | 999 |  |  |  | 93302 |  | R63-0036
06029 |  | California | Kern | 316011 | 50610313 | 47574112 | 151430257 | 22345 | 22345 | CHEVRON USA INC. |  |  |  |  | 79 | 7.9 | 3 | 211111 | -119.4731 | 35.115 |  | 106 | 999 |  |  |  | 93302 |  | R63-0036
06029 |  | California | Kern | 316011 | 50610413 | 47572812 | 151430257 | 22344 | 22344 | CHEVRON USA INC. |  |  |  |  | 79 | 7.9 | 3 | 211111 | -119.4731 | 35.115 |  | 106 | 999 |  |  |  | 93302 |  | R63-0036
06029 |  | California | Kern | 316011 | 50610513 | 47547812 | 151430257 | 22330 | 22330 | CHEVRON USA INC. |  |  |  |  | 79 | 7.9 | 3 | 211111 | -119.4731 | 35.115 |  | 106 | 999 |  |  |  | 93302 |  | R63-0036
06029 |  | California | Kern | 316011 | 50610613 | 47547612 | 151430257 | 22329 | 22329 | CHEVRON USA INC. |  |  |  |  | 79 | 7.9 | 3 | 211111 | -119.4731 | 35.115 |  | 106 | 999 |  |  |  | 93302 |  | R63-0036
06029 |  | California | Kern | 316011 | 50610713 | 47660012 | 151430257 | 22328 | 22328 | CHEVRON USA INC. |  |  |  |  | 79 | 7.9 | 3 | 211111 | -119.4731 | 35.115 |  | 106 | 999 |  |  |  | 93302 |  | R63-0036
06029 |  | California | Kern | 316011 | 50610813 | 47572712 | 151430257 | 22327 | 22327 | CHEVRON USA INC. |  |  |  |  | 79 | 7.9 | 3 | 211111 | -119.4731 | 35.115 |  | 106 | 999 |  |  |  | 93302 |  | R63-0036
06029 |  | California | Kern | 316011 | 50610913 | 47572612 | 151430257 | 22326 | 22326 | CHEVRON USA INC. |  |  |  |  | 79 | 7.9 | 3 | 211111 | -119.4731 | 35.115 |  | 106 | 999 |  |  |  | 93302 |  | R63-0036
06029 |  | California | Kern | 316011 | 50611013 | 47572512 | 151430257 | 22325 | 22325 | CHEVRON USA INC. |  |  |  |  | 79 | 7.9 | 3 | 211111 | -119.4731 | 35.115 |  | 106 | 999 |  |  |  | 93302 |  | R63-0036
06029 |  | California | Kern | 316011 | 50611113 | 47658512 | 151430257 | 22361 | 22361 | CHEVRON USA INC. |  |  |  |  | 79 | 7.9 | 3 | 211111 | -119.4731 | 35.115 |  | 106 | 999 |  |  |  | 93302 |  | R63-0036
06029 |  | California | Kern | 316011 | 50611213 | 47614412 | 151430257 | 22527 | 22527 | CHEVRON USA INC. |  |  |  |  | 175 | 85.5 | 11.4 | 211111 | -119.4731 | 35.115 |  | 106 | 999 |  |  |  | 93302 |  | R63-0036
06029 |  | California | Kern | 316011 | 50611313 | 47601912 | 151430257 | 22540 | 22540 | CHEVRON USA INC. |  |  |  |  | 267 | 152.9 | 16.1 | 211111 | -119.4731 | 35.115 |  | 106 | 999 |  |  |  | 93302 |  | R63-0036
06029 |  | California | Kern | 316011 | 50611413 | 47653912 | 151430257 | 22539 | 22539 | CHEVRON USA INC. |  |  |  |  | 267 | 152.9 | 16.1 | 211111 | -119.4731 | 35.115 |  | 106 | 999 |  |  |  | 93302 |  | R63-0036
06029 |  | California | Kern | 316011 | 50611513 | 47594512 | 151430257 | 22538 | 22538 | CHEVRON USA INC. |  |  |  |  | 267 | 152.9 | 16.1 | 211111 | -119.4731 | 35.115 |  | 106 | 999 |  |  |  | 93302 |  | R63-0036
06029 |  | California | Kern | 316011 | 50611613 | 47593212 | 151430257 | 22537 | 22537 | CHEVRON USA INC. |  |  |  |  | 267 | 152.9 | 16.1 | 211111 | -119.4731 | 35.115 |  | 106 | 999 |  |  |  | 93302 |  | R63-0036
06029 |  | California | Kern | 316011 | 50611713 | 47592412 | 151430257 | 22536 | 22536 | CHEVRON USA INC. |  |  |  |  | 267 | 152.9 | 16.1 | 211111 | -119.4731 | 35.115 |  | 106 | 999 |  |  |  | 93302 |  | R63-0036
06029 |  | California | Kern | 316011 | 50611813 | 47592912 | 151430257 | 22535 | 22535 | CHEVRON USA INC. |  |  |  |  | 267 | 152.9 | 16.1 | 211111 | -119.4731 | 35.115 |  | 106 | 999 |  |  |  | 93302 |  | R63-0036
06029 |  | California | Kern | 316011 | 50611913 | 47603312 | 151430257 | 22534 | 22534 | CHEVRON USA INC. |  |  |  |  | 267 | 152.9 | 16.1 | 211111 | -119.4731 | 35.115 |  | 106 | 999 |  |  |  | 93302 |  | R63-0036
06029 |  | California | Kern | 316011 | 50612013 | 47562612 | 151430257 | 22533 | 22533 | CHEVRON USA INC. |  |  |  |  | 267 | 152.9 | 16.1 | 211111 | -119.4731 | 35.115 |  | 106 | 999 |  |  |  | 93302 |  | R63-0036
06029 |  | California | Kern | 316011 | 50612113 | 47561512 | 151430257 | 22530 | 22530 | CHEVRON USA INC. |  |  |  |  | 175 | 85.5 | 11.4 | 211111 | -119.4731 | 35.115 |  | 106 | 999 |  |  |  | 93302 |  | R63-0036
06029 |  | California | Kern | 316011 | 50612213 | 47562012 | 151430257 | 22514 | 22514 | CHEVRON USA INC. |  |  |  |  | 175 | 85.5 | 11.4 | 211111 | -119.4731 | 35.115 |  | 106 | 999 |  |  |  | 93302 |  | R63-0036
06029 |  | California | Kern | 316011 | 50612313 | 47591712 | 151430257 | 22528 | 22528 | CHEVRON USA INC. |  |  |  |  | 175 | 85.5 | 11.4 | 211111 | -119.4731 | 35.115 |  | 106 | 999 |  |  |  | 93302 |  | R63-0036
06029 |  | California | Kern | 316011 | 50612413 | 47543612 | 151430257 | 22245 | 22245 | CHEVRON USA INC. |  |  |  |  | 79 | 7.9 | 3 | 211111 | -119.4731 | 35.115 |  | 106 | 999 |  |  |  | 93302 |  | R63-0036
06029 |  | California | Kern | 316011 | 50612513 | 47561012 | 151430257 | 22526 | 22526 | CHEVRON USA INC. |  |  |  |  | 175 | 85.5 | 11.4 | 211111 | -119.4731 | 35.115 |  | 106 | 999 |  |  |  | 93302 |  | R63-0036
06029 |  | California | Kern | 316011 | 50612613 | 47614512 | 151430257 | 22525 | 22525 | CHEVRON USA INC. |  |  |  |  | 175 | 85.5 | 11.4 | 211111 | -119.4731 | 35.115 |  | 106 | 999 |  |  |  | 93302 |  | R63-0036
06029 |  | California | Kern | 316011 | 50612713 | 47594312 | 151430257 | 22524 | 22524 | CHEVRON USA INC. |  |  |  |  | 175 | 85.5 | 11.4 | 211111 | -119.4731 | 35.115 |  | 106 | 999 |  |  |  | 93302 |  | R63-0036
06029 |  | California | Kern | 316011 | 50612813 | 47561112 | 151430257 | 22523 | 22523 | CHEVRON USA INC. |  |  |  |  | 175 | 85.5 | 11.4 | 211111 | -119.4731 | 35.115 |  | 106 | 999 |  |  |  | 93302 |  | R63-0036
06029 |  | California | Kern | 316011 | 50612913 | 47615812 | 151430257 | 22522 | 22522 | CHEVRON USA INC. |  |  |  |  | 175 | 85.5 | 11.4 | 211111 | -119.4731 | 35.115 |  | 106 | 999 |  |  |  | 93302 |  | R63-0036
06029 |  | California | Kern | 316011 | 50613013 | 47561212 | 151430257 | 22521 | 22521 | CHEVRON USA INC. |  |  |  |  | 175 | 85.5 | 11.4 | 211111 | -119.4731 | 35.115 |  | 106 | 999 |  |  |  | 93302 |  | R63-0036
06029 |  | California | Kern | 316011 | 50613113 | 47561312 | 151430257 | 22520 | 22520 | CHEVRON USA INC. |  |  |  |  | 175 | 85.5 | 11.4 | 211111 | -119.4731 | 35.115 |  | 106 | 999 |  |  |  | 93302 |  | R63-0036
06029 |  | California | Kern | 316011 | 50613213 | 47591612 | 151430257 | 22519 | 22519 | CHEVRON USA INC. |  |  |  |  | 175 | 85.5 | 11.4 | 211111 | -119.4731 | 35.115 |  | 106 | 999 |  |  |  | 93302 |  | R63-0036
06029 |  | California | Kern | 316011 | 50613313 | 47641312 | 151430257 | 22518 | 22518 | CHEVRON USA INC. |  |  |  |  | 175 | 85.5 | 11.4 | 211111 | -119.4731 | 35.115 |  | 106 | 999 |  |  |  | 93302 |  | R63-0036
06029 |  | California | Kern | 316011 | 50613413 | 47561412 | 151430257 | 22517 | 22517 | CHEVRON USA INC. |  |  |  |  | 175 | 85.5 | 11.4 | 211111 | -119.4731 | 35.115 |  | 106 | 999 |  |  |  | 93302 |  | R63-0036
06029 |  | California | Kern | 316011 | 50613513 | 47591812 | 151430257 | 22529 | 22529 | CHEVRON USA INC. |  |  |  |  | 175 | 85.5 | 11.4 | 211111 | -119.4731 | 35.115 |  | 106 | 999 |  |  |  | 93302 |  | R63-0036
06029 |  | California | Kern | 316011 | 50613613 | 47573112 | 151430257 | 10185 | 10185 | CHEVRON USA INC. |  |  |  |  | 79 | 7.9 | 3 | 211111 | -119.4731 | 35.115 |  | 106 | 999 |  |  |  | 93302 |  | R63-0036
06029 |  | California | Kern | 316011 | 50613713 | 47546912 | 151430257 | 22205 | 22205 | CHEVRON USA INC. |  |  |  |  | 79 | 7.9 | 3 | 211111 | -119.4731 | 35.115 |  | 106 | 999 |  |  |  | 93302 |  | R63-0036
06029 |  | California | Kern | 316011 | 50613813 | 47620712 | 151430257 | 20497 | 20497 | CHEVRON USA INC. |  |  |  |  | 267 | 152.9 | 16.1 | 211111 | -119.4731 | 35.115 |  | 106 | 999 |  |  |  | 93302 |  | R63-0036
06029 |  | California | Kern | 316011 | 50613913 | 47539412 | 151430257 | 22247 | 22247 | CHEVRON USA INC. |  |  |  |  | 79 | 7.9 | 3 | 211111 | -119.4731 | 35.115 |  | 106 | 999 |  |  |  | 93302 |  | R63-0036
06029 |  | California | Kern | 316011 | 50614013 | 47641012 | 151430257 | 20491 | 20491 | CHEVRON USA INC. |  |  |  |  | 267 | 152.9 | 16.1 | 211111 | -119.4731 | 35.115 |  | 106 | 999 |  |  |  | 93302 |  | R63-0036
06029 |  | California | Kern | 316011 | 50614113 | 47590212 | 151430257 | 20492 | 20492 | CHEVRON USA INC. |  |  |  |  | 267 | 152.9 | 16.1 | 211111 | -119.4731 | 35.115 |  | 106 | 999 |  |  |  | 93302 |  | R63-0036
06029 |  | California | Kern | 316011 | 50614213 | 47650912 | 151430257 | 20493 | 20493 | CHEVRON USA INC. |  |  |  |  | 267 | 152.9 | 16.1 | 211111 | -119.4731 | 35.115 |  | 106 | 999 |  |  |  | 93302 |  | R63-0036
06029 |  | California | Kern | 316011 | 50614313 | 47591312 | 151430257 | 20494 | 20494 | CHEVRON USA INC. |  |  |  |  | 267 | 152.9 | 16.1 | 211111 | -119.4731 | 35.115 |  | 106 | 999 |  |  |  | 93302 |  | R63-0036
06029 |  | California | Kern | 316011 | 50614413 | 47651212 | 151430257 | 20505 | 20505 | CHEVRON USA INC. |  |  |  |  | 434 | 99.7 | 30.5 | 211111 | -119.4731 | 35.115 |  | 106 | 999 |  |  |  | 93302 |  | R63-0036
06029 |  | California | Kern | 316011 | 50614513 | 47609812 | 151430257 | 22213 | 22213 | CHEVRON USA INC. |  |  |  |  | 79 | 7.9 | 3 | 211111 | -119.4731 | 35.115 |  | 106 | 999 |  |  |  | 93302 |  | R63-0036
06029 |  | California | Kern | 316011 | 50614613 | 47651012 | 151430257 | 20496 | 20496 | CHEVRON USA INC. |  |  |  |  | 267 | 152.9 | 16.1 | 211111 | -119.4731 | 35.115 |  | 106 | 999 |  |  |  | 93302 |  | R63-0036
06029 |  | California | Kern | 316011 | 50614713 | 47658112 | 151430257 | 20507 | 20507 | CHEVRON USA INC. |  |  |  |  | 434 | 99.7 | 30.5 | 211111 | -119.4731 | 35.115 |  | 106 | 999 |  |  |  | 93302 |  | R63-0036
06029 |  | California | Kern | 316011 | 50614813 | 47651112 | 151430257 | 20498 | 20498 | CHEVRON USA INC. |  |  |  |  | 267 | 152.9 | 16.1 | 211111 | -119.4731 | 35.115 |  | 106 | 999 |  |  |  | 93302 |  | R63-0036
06029 |  | California | Kern | 316011 | 50614913 | 47556912 | 151430257 | 20499 | 20499 | CHEVRON USA INC. |  |  |  |  | 267 | 152.9 | 16.1 | 211111 | -119.4731 | 35.115 |  | 106 | 999 |  |  |  | 93302 |  | R63-0036
06029 |  | California | Kern | 316011 | 50615013 | 47635412 | 151430257 | 20500 | 20500 | CHEVRON USA INC. |  |  |  |  | 434 | 99.7 | 30.5 | 211111 | -119.4731 | 35.115 |  | 106 | 999 |  |  |  | 93302 |  | R63-0036
06029 |  | California | Kern | 316011 | 50615113 | 47635312 | 151430257 | 20501 | 20501 | CHEVRON USA INC. |  |  |  |  | 434 | 99.7 | 30.5 | 211111 | -119.4731 | 35.115 |  | 106 | 999 |  |  |  | 93302 |  | R63-0036
06029 |  | California | Kern | 316011 | 50615213 | 47556812 | 151430257 | 20502 | 20502 | CHEVRON USA INC. |  |  |  |  | 434 | 99.7 | 30.5 | 211111 | -119.4731 | 35.115 |  | 106 | 999 |  |  |  | 93302 |  | R63-0036
06029 |  | California | Kern | 316011 | 50615313 | 47655112 | 151430257 | 10328 | 10328 | CHEVRON USA INC. |  |  |  |  | 79 | 7.9 | 3 | 211111 | -119.4731 | 35.115 |  | 106 | 999 |  |  |  | 93302 |  | R63-0036
06029 |  | California | Kern | 316011 | 50615413 | 47651612 | 151430257 | 22488 | 22488 | CHEVRON USA INC. |  |  |  |  | 175 | 85.5 | 11.4 | 211111 | -119.4731 | 35.115 |  | 106 | 999 |  |  |  | 93302 |  | R63-0036
06029 |  | California | Kern | 316011 | 50615513 | 47588912 | 151430257 | 10330 | 10330 | CHEVRON USA INC. |  |  |  |  | 79 | 7.9 | 3 | 211111 | -119.4731 | 35.115 |  | 106 | 999 |  |  |  | 93302 |  | R63-0036
06029 |  | California | Kern | 316011 | 50615613 | 47656512 | 151430257 | 10331 | 10331 | CHEVRON USA INC. |  |  |  |  | 79 | 7.9 | 3 | 211111 | -119.4731 | 35.115 |  | 106 | 999 |  |  |  | 93302 |  | R63-0036
06029 |  | California | Kern | 316011 | 50615713 | 47629712 | 151430257 | 10370 | 10370 | CHEVRON USA INC. |  |  |  |  | 79 | 7.9 | 3 | 211111 | -119.4731 | 35.115 |  | 106 | 999 |  |  |  | 93302 |  | R63-0036
06029 |  | California | Kern | 316011 | 50615813 | 47629612 | 151430257 | 10372 | 10372 | CHEVRON USA INC. |  |  |  |  | 79 | 7.9 | 3 | 211111 | -119.4731 | 35.115 |  | 106 | 999 |  |  |  | 93302 |  | R63-0036
06029 |  | California | Kern | 316011 | 50615913 | 47593812 | 151430257 | 10388 | 10388 | CHEVRON USA INC. |  |  |  |  | 79 | 7.9 | 3 | 211111 | -119.4731 | 35.115 |  | 106 | 999 |  |  |  | 93302 |  | R63-0036
06029 |  | California | Kern | 316011 | 50616013 | 47655312 | 151430257 | 10377 | 10377 | CHEVRON USA INC. |  |  |  |  | 79 | 7.9 | 3 | 211111 | -119.4731 | 35.115 |  | 106 | 999 |  |  |  | 93302 |  | R63-0036
06029 |  | California | Kern | 316011 | 50616113 | 47655512 | 151430257 | 10387 | 10387 | CHEVRON USA INC. |  |  |  |  | 79 | 7.9 | 3 | 211111 | -119.4731 | 35.115 |  | 106 | 999 |  |  |  | 93302 |  | R63-0036
06029 |  | California | Kern | 316011 | 50616213 | 47603212 | 151430257 | 10379 | 10379 | CHEVRON USA INC. |  |  |  |  | 79 | 7.9 | 3 | 211111 | -119.4731 | 35.115 |  | 106 | 999 |  |  |  | 93302 |  | R63-0036
06029 |  | California | Kern | 316011 | 50616313 | 47629512 | 151430257 | 10380 | 10380 | CHEVRON USA INC. |  |  |  |  | 79 | 7.9 | 3 | 211111 | -119.4731 | 35.115 |  | 106 | 999 |  |  |  | 93302 |  | R63-0036
06029 |  | California | Kern | 316011 | 50616413 | 47629412 | 151430257 | 10381 | 10381 | CHEVRON USA INC. |  |  |  |  | 79 | 7.9 | 3 | 211111 | -119.4731 | 35.115 |  | 106 | 999 |  |  |  | 93302 |  | R63-0036
06029 |  | California | Kern | 316011 | 50616513 | 47629312 | 151430257 | 10383 | 10383 | CHEVRON USA INC. |  |  |  |  | 79 | 7.9 | 3 | 211111 | -119.4731 | 35.115 |  | 106 | 999 |  |  |  | 93302 |  | R63-0036
06029 |  | California | Kern | 316011 | 50616613 | 47599212 | 151430257 | 10384 | 10384 | CHEVRON USA INC. |  |  |  |  | 79 | 7.9 | 3 | 211111 | -119.4731 | 35.115 |  | 106 | 999 |  |  |  | 93302 |  | R63-0036
06029 |  | California | Kern | 316011 | 50616713 | 47654212 | 151430257 | 10385 | 10385 | CHEVRON USA INC. |  |  |  |  | 79 | 7.9 | 3 | 211111 | -119.4731 | 35.115 |  | 106 | 999 |  |  |  | 93302 |  | R63-0036
06029 |  | California | Kern | 316011 | 50616813 | 47592812 | 151430257 | 10326 | 10326 | CHEVRON USA INC. |  |  |  |  | 95 | 10.7 | 5.3 | 211111 | -119.4731 | 35.115 |  | 106 | 999 |  |  |  | 93302 |  | R63-0036
06029 |  | California | Kern | 316011 | 50616913 | 47600312 | 151430257 | 10376 | 10376 | CHEVRON USA INC. |  |  |  |  | 79 | 7.9 | 3 | 211111 | -119.4731 | 35.115 |  | 106 | 999 |  |  |  | 93302 |  | R63-0036
06029 |  | California | Kern | 316011 | 50617013 | 47646912 | 151430257 | 22448 | 22448 | CHEVRON USA INC. |  |  |  |  | 175 | 85.5 | 11.4 | 211111 | -119.4731 | 35.115 |  | 106 | 999 |  |  |  | 93302 |  | R63-0036
06029 |  | California | Kern | 316011 | 50617113 | 47646812 | 151430257 | 22457 | 22457 | CHEVRON USA INC. |  |  |  |  | 175 | 85.5 | 11.4 | 211111 | -119.4731 | 35.115 |  | 106 | 999 |  |  |  | 93302 |  | R63-0036
06029 |  | California | Kern | 316011 | 50617213 | 47586212 | 151430257 | 22456 | 22456 | CHEVRON USA INC. |  |  |  |  | 175 | 85.5 | 11.4 | 211111 | -119.4731 | 35.115 |  | 106 | 999 |  |  |  | 93302 |  | R63-0036
06029 |  | California | Kern | 316011 | 50617313 | 47563012 | 151430257 | 22455 | 22455 | CHEVRON USA INC. |  |  |  |  | 175 | 85.5 | 11.4 | 211111 | -119.4731 | 35.115 |  | 106 | 999 |  |  |  | 93302 |  | R63-0036
06029 |  | California | Kern | 316011 | 50617413 | 47563112 | 151430257 | 22454 | 22454 | CHEVRON USA INC. |  |  |  |  | 175 | 85.5 | 11.4 | 211111 | -119.4731 | 35.115 |  | 106 | 999 |  |  |  | 93302 |  | R63-0036
06029 |  | California | Kern | 316011 | 50617513 | 47592212 | 151430257 | 22453 | 22453 | CHEVRON USA INC. |  |  |  |  | 175 | 85.5 | 11.4 | 211111 | -119.4731 | 35.115 |  | 106 | 999 |  |  |  | 93302 |  | R63-0036
06029 |  | California | Kern | 316011 | 50617613 | 47592612 | 151430257 | 22452 | 22452 | CHEVRON USA INC. |  |  |  |  | 175 | 85.5 | 11.4 | 211111 | -119.4731 | 35.115 |  | 106 | 999 |  |  |  | 93302 |  | R63-0036
06029 |  | California | Kern | 316011 | 50617713 | 47647712 | 151430257 | 22439 | 22439 | CHEVRON USA INC. |  |  |  |  | 175 | 85.5 | 11.4 | 211111 | -119.4731 | 35.115 |  | 106 | 999 |  |  |  | 93302 |  | R63-0036
06029 |  | California | Kern | 316011 | 50617813 | 47586912 | 151430257 | 22450 | 22450 | CHEVRON USA INC. |  |  |  |  | 175 | 85.5 | 11.4 | 211111 | -119.4731 | 35.115 |  | 106 | 999 |  |  |  | 93302 |  | R63-0036
06029 |  | California | Kern | 316011 | 50617913 | 47557212 | 151430257 | 22460 | 22460 | CHEVRON USA INC. |  |  |  |  | 175 | 85.5 | 11.4 | 211111 | -119.4731 | 35.115 |  | 106 | 999 |  |  |  | 93302 |  | R63-0036
06029 |  | California | Kern | 316011 | 50618013 | 47563212 | 151430257 | 22447 | 22447 | CHEVRON USA INC. |  |  |  |  | 175 | 85.5 | 11.4 | 211111 | -119.4731 | 35.115 |  | 106 | 999 |  |  |  | 93302 |  | R63-0036
06029 |  | California | Kern | 316011 | 50618113 | 47573912 | 151430257 | 22445 | 22445 | CHEVRON USA INC. |  |  |  |  | 175 | 85.5 | 11.4 | 211111 | -119.4731 | 35.115 |  | 106 | 999 |  |  |  | 93302 |  | R63-0036
06029 |  | California | Kern | 316011 | 50618213 | 47573812 | 151430257 | 22444 | 22444 | CHEVRON USA INC. |  |  |  |  | 175 | 85.5 | 11.4 | 211111 | -119.4731 | 35.115 |  | 106 | 999 |  |  |  | 93302 |  | R63-0036
06029 |  | California | Kern | 316011 | 50618313 | 47647112 | 151430257 | 22443 | 22443 | CHEVRON USA INC. |  |  |  |  | 175 | 85.5 | 11.4 | 211111 | -119.4731 | 35.115 |  | 106 | 999 |  |  |  | 93302 |  | R63-0036
06029 |  | California | Kern | 316011 | 50618413 | 47592512 | 151430257 | 22442 | 22442 | CHEVRON USA INC. |  |  |  |  | 175 | 85.5 | 11.4 | 211111 | -119.4731 | 35.115 |  | 106 | 999 |  |  |  | 93302 |  | R63-0036
06029 |  | California | Kern | 316011 | 50618513 | 47647812 | 151430257 | 22441 | 22441 | CHEVRON USA INC. |  |  |  |  | 175 | 85.5 | 11.4 | 211111 | -119.4731 | 35.115 |  | 106 | 999 |  |  |  | 93302 |  | R63-0036
06029 |  | California | Kern | 316011 | 50618613 | 47627112 | 151430257 | 22486 | 22486 | CHEVRON USA INC. |  |  |  |  | 175 | 85.5 | 11.4 | 211111 | -119.4731 | 35.115 |  | 106 | 999 |  |  |  | 93302 |  | R63-0036
06029 |  | California | Kern | 316011 | 50618713 | 47653712 | 151430257 | 22451 | 22451 | CHEVRON USA INC. |  |  |  |  | 175 | 85.5 | 11.4 | 211111 | -119.4731 | 35.115 |  | 106 | 999 |  |  |  | 93302 |  | R63-0036
06029 |  | California | Kern | 316011 | 50618813 | 47563612 | 151430257 | 22467 | 22467 | CHEVRON USA INC. |  |  |  |  | 175 | 85.5 | 11.4 | 211111 | -119.4731 | 35.115 |  | 106 | 999 |  |  |  | 93302 |  | R63-0036
06029 |  | California | Kern | 316011 | 50618913 | 47577412 | 151430257 | 22081 | 22081 | CHEVRON USA INC. |  |  | 7 | 0.8 | 400 | 1.7 |  | 211111 | -119.4731 | 35.115 |  | 106 | 999 |  |  |  | 93302 |  | R63-0040
06029 |  | California | Kern | 316011 | 50619013 | 47593212 | 151430257 | 22582 | 22537 | CHEVRON USA INC. |  |  |  |  | 267 | 152.9 | 16.1 | 211111 | -119.4731 | 35.115 |  | 106 | 999 |  |  |  | 93302 |  | R63-0036
06029 |  | California | Kern | 316011 | 50619113 | 47566812 | 151430257 | 21159 | 21159 | CHEVRON USA INC. |  |  |  |  | 267 | 152.9 | 16.1 | 211111 | -119.4731 | 35.115 |  | 106 | 999 |  |  |  | 93302 |  | R63-0036
06029 |  | California | Kern | 316011 | 50619213 | 47650912 | 151430257 | 20553 | 20493 | CHEVRON USA INC. |  |  |  |  | 267 | 152.9 | 16.1 | 211111 | -119.4731 | 35.115 |  | 106 | 999 |  |  |  | 93302 |  | R63-0036
06029 |  | California | Kern | 316011 | 50620213 | 47589312 | 151430257 | 21183 | 21183 | CHEVRON USA INC. |  |  |  |  | 79 | 7.9 | 3 | 211111 | -119.4731 | 35.115 |  | 106 | 999 |  |  |  | 93302 |  | R63-0036
06029 |  | California | Kern | 316011 | 50621313 | 47565912 | 151430257 | 21141 | 21141 | CHEVRON USA INC. |  |  |  |  | 175 | 85.5 | 11.4 | 211111 | -119.4731 | 35.115 |  | 106 | 999 |  |  |  | 93302 |  | R63-0036
06029 |  | California | Kern | 316011 | 50621513 | 47619412 | 151430257 | 21198 | 21163 | CHEVRON USA INC. |  |  |  |  | 267 | 152.9 | 16.1 | 211111 | -119.4731 | 35.115 |  | 106 | 999 |  |  |  | 93302 |  | R63-0036
06029 |  | California | Kern | 316011 | 50621613 | 47650812 | 151430257 | 20546 | 20488 | CHEVRON USA INC. |  |  |  |  | 267 | 152.9 | 16.1 | 211111 | -119.4731 | 35.115 |  | 106 | 999 |  |  |  | 93302 |  | R63-0036
06029 |  | California | Kern | 316011 | 50621713 | 47568112 | 151430257 | 21187 | 21187 | CHEVRON USA INC. |  |  |  |  | 79 | 7.9 | 3 | 211111 | -119.4731 | 35.115 |  | 106 | 999 |  |  |  | 93302 |  | R63-0036
06029 |  | California | Kern | 316011 | 50621813 | 47568812 | 151430257 | 21188 | 21188 | CHEVRON USA INC. |  |  |  |  | 79 | 7.9 | 3 | 211111 | -119.4731 | 35.115 |  | 106 | 999 |  |  |  | 93302 |  | R63-0036
06029 |  | California | Kern | 316011 | 50621913 | 47649812 | 151430257 | 21189 | 21189 | CHEVRON USA INC. |  |  |  |  | 79 | 7.9 | 3 | 211111 | -119.4731 | 35.115 |  | 106 | 999 |  |  |  | 93302 |  | R63-0036
06029 |  | California | Kern | 316011 | 50622013 | 47545812 | 151430257 | 21190 | 21190 | CHEVRON USA INC. |  |  |  |  | 79 | 7.9 | 3 | 211111 | -119.4731 | 35.115 |  | 106 | 999 |  |  |  | 93302 |  | R63-0036
06029 |  | California | Kern | 316011 | 50622113 | 47635212 | 151430257 | 20503 | 20503 | CHEVRON USA INC. |  |  |  |  | 434 | 99.7 | 30.5 | 211111 | -119.4731 | 35.115 |  | 106 | 999 |  |  |  | 93302 |  | R63-0036
06029 |  | California | Kern | 316011 | 50622213 | 47620612 | 151430257 | 20495 | 20495 | CHEVRON USA INC. |  |  |  |  | 267 | 152.9 | 16.1 | 211111 | -119.4731 | 35.115 |  | 106 | 999 |  |  |  | 93302 |  | R63-0036
06029 |  | California | Kern | 316011 | 50622313 | 47603112 | 151430257 | 22214 | 22214 | CHEVRON USA INC. |  |  |  |  | 79 | 7.9 | 3 | 211111 | -119.4731 | 35.115 |  | 106 | 999 |  |  |  | 93302 |  | R63-0036
06029 |  | California | Kern | 316011 | 50622413 | 47590612 | 151430257 | 20483 | 20483 | CHEVRON USA INC. |  |  |  |  | 267 | 152.9 | 16.1 | 211111 | -119.4731 | 35.115 |  | 106 | 999 |  |  |  | 93302 |  | R63-0036
06029 |  | California | Kern | 316011 | 50622513 | 47590512 | 151430257 | 20484 | 20484 | CHEVRON USA INC. |  |  |  |  | 267 | 152.9 | 16.1 | 211111 | -119.4731 | 35.115 |  | 106 | 999 |  |  |  | 93302 |  | R63-0036
06029 |  | California | Kern | 316011 | 50622613 | 47625112 | 151430257 | 20485 | 20485 | CHEVRON USA INC. |  |  |  |  | 267 | 152.9 | 16.1 | 211111 | -119.4731 | 35.115 |  | 106 | 999 |  |  |  | 93302 |  | R63-0036
06029 |  | California | Kern | 316011 | 50622713 | 47650712 | 151430257 | 20486 | 20486 | CHEVRON USA INC. |  |  |  |  | 267 | 152.9 | 16.1 | 211111 | -119.4731 | 35.115 |  | 106 | 999 |  |  |  | 93302 |  | R63-0036
06029 |  | California | Kern | 316011 | 50622813 | 47603912 | 151430257 | 20487 | 20487 | CHEVRON USA INC. |  |  |  |  | 267 | 152.9 | 16.1 | 211111 | -119.4731 | 35.115 |  | 106 | 999 |  |  |  | 93302 |  | R63-0036
06029 |  | California | Kern | 316011 | 50622913 | 47650812 | 151430257 | 20488 | 20488 | CHEVRON USA INC. |  |  |  |  | 267 | 152.9 | 16.1 | 211111 | -119.4731 | 35.115 |  | 106 | 999 |  |  |  | 93302 |  | R63-0036
06029 |  | California | Kern | 316011 | 50623013 | 47620812 | 151430257 | 20506 | 20506 | CHEVRON USA INC. |  |  |  |  | 434 | 99.7 | 30.5 | 211111 | -119.4731 | 35.115 |  | 106 | 999 |  |  |  | 93302 |  | R63-0036
06029 |  | California | Kern | 316011 | 50623113 | 47557012 | 151430257 | 20490 | 20490 | CHEVRON USA INC. |  |  |  |  | 267 | 152.9 | 16.1 | 211111 | -119.4731 | 35.115 |  | 106 | 999 |  |  |  | 93302 |  | R63-0036
06029 |  | California | Kern | 316011 | 50623213 | 47580812 | 151430257 | 20187 | 20187 | CHEVRON USA INC. |  |  |  |  | 79 | 7.9 | 3 | 211111 | -119.4731 | 35.115 |  | 106 | 999 |  |  |  | 93302 |  | R63-0036
06029 |  | California | Kern | 316011 | 50623313 | 47542812 | 151430257 | 22215 | 22215 | CHEVRON USA INC. |  |  |  |  | 79 | 7.9 | 3 | 211111 | -119.4731 | 35.115 |  | 106 | 999 |  |  |  | 93302 |  | R63-0036
06029 |  | California | Kern | 316011 | 50623413 | 47544412 | 151430257 | 22222 | 22222 | CHEVRON USA INC. |  |  |  |  | 79 | 7.9 | 3 | 211111 | -119.4731 | 35.115 |  | 106 | 999 |  |  |  | 93302 |  | R63-0036
06029 |  | California | Kern | 316011 | 50623513 | 47603012 | 151430257 | 22223 | 22223 | CHEVRON USA INC. |  |  |  |  | 79 | 7.9 | 3 | 211111 | -119.4731 | 35.115 |  | 106 | 999 |  |  |  | 93302 |  | R63-0036
06029 |  | California | Kern | 316011 | 50623613 | 47602912 | 151430257 | 22224 | 22224 | CHEVRON USA INC. |  |  |  |  | 79 | 7.9 | 3 | 211111 | -119.4731 | 35.115 |  | 106 | 999 |  |  |  | 93302 |  | R63-0036
06029 |  | California | Kern | 316011 | 50623713 | 47543012 | 151430257 | 22225 | 22225 | CHEVRON USA INC. |  |  |  |  | 79 | 7.9 | 3 | 211111 | -119.4731 | 35.115 |  | 106 | 999 |  |  |  | 93302 |  | R63-0036
06029 |  | California | Kern | 316011 | 50623813 | 47610112 | 151430257 | 22226 | 22226 | CHEVRON USA INC. |  |  |  |  | 79 | 7.9 | 3 | 211111 | -119.4731 | 35.115 |  | 106 | 999 |  |  |  | 93302 |  | R63-0036
06029 |  | California | Kern | 316011 | 50623913 | 47563912 | 151430257 | 21101 | 21101 | CHEVRON USA INC. |  |  |  |  | 175 | 85.5 | 11.4 | 211111 | -119.4731 | 35.115 |  | 106 | 999 |  |  |  | 93302 |  | R63-0036
06029 |  | California | Kern | 316011 | 50624013 | 47616112 | 151430257 | 20489 | 20489 | CHEVRON USA INC. |  |  |  |  | 267 | 152.9 | 16.1 | 211111 | -119.4731 | 35.115 |  | 106 | 999 |  |  |  | 93302 |  | R63-0036
06029 |  | California | Kern | 316011 | 50624113 | 47556912 | 151430257 | 20570 | 20499 | CHEVRON USA INC. |  |  |  |  | 267 | 152.9 | 16.1 | 211111 | -119.4731 | 35.115 |  | 106 | 999 |  |  |  | 93302 |  | R63-0036
06029 |  | California | Kern | 316011 | 50624213 | 47566212 | 151430257 | 21024 | 21024 | CHEVRON USA INC. |  |  |  |  | 79 | 7.9 | 3 | 211111 | -119.4731 | 35.115 |  | 106 | 999 |  |  |  | 93302 |  | R63-0036
06029 |  | California | Kern | 316011 | 50624313 | 47650412 | 151430257 | 21019 | 21019 | CHEVRON USA INC. |  |  | 14 | 5 | 400 | 124.6 |  | 211111 | -119.4731 | 35.115 |  | 106 | 999 |  |  |  | 93302 |  | R63-0040
06029 |  | California | Kern | 316011 | 50624413 | 47657012 | 151430257 | 20180 | 20180 | CHEVRON USA INC. |  |  |  |  | 79 | 7.9 | 3 | 211111 | -119.4731 | 35.115 |  | 106 | 999 |  |  |  | 93302 |  | R63-0036
06029 |  | California | Kern | 316011 | 50624513 | 47566412 | 151430257 | 21016 | 21016 | CHEVRON USA INC. |  |  | 14 | 5 | 400 | 124.6 |  | 211111 | -119.4731 | 35.115 |  | 106 | 999 |  |  |  | 93302 |  | R63-0040
06029 |  | California | Kern | 316011 | 50624613 | 47657912 | 151430257 | 21015 | 21015 | CHEVRON USA INC. |  |  | 10 | 5 | 400 | 103.8 |  | 211111 | -119.4731 | 35.115 |  | 106 | 999 |  |  |  | 93302 |  | R63-0040
06029 |  | California | Kern | 316011 | 50624713 | 47584612 | 151430257 | 21014 | 21014 | CHEVRON USA INC. |  |  | 14 | 5 | 400 | 124.6 |  | 211111 | -119.4731 | 35.115 |  | 106 | 999 |  |  |  | 93302 |  | R63-0040
06029 |  | California | Kern | 316011 | 50624813 | 47637512 | 151430257 | 21011 | 21011 | CHEVRON USA INC. |  |  | 6 | 1 | 250 | 3.4 |  | 211111 | -119.4731 | 35.115 |  | 106 | 999 |  |  |  | 93302 |  | R63-0040
06029 |  | California | Kern | 316011 | 50624913 | 47636712 | 151430257 | 21009 | 21009 | CHEVRON USA INC. |  |  | 22 | 2 | 250 | 68.6 |  | 211111 | -119.4731 | 35.115 |  | 106 | 999 |  |  |  | 93302 |  | R63-0040
06029 |  | California | Kern | 316011 | 50625013 | 47657812 | 151430257 | 21008 | 21008 | CHEVRON USA INC. |  |  | 26 | 1 | 250 | 10.3 |  | 211111 | -119.4731 | 35.115 |  | 106 | 999 |  |  |  | 93302 |  | R63-0040
06029 |  | California | Kern | 316011 | 50625113 | 47657712 | 151430257 | 21007 | 21007 | CHEVRON USA INC. |  |  | 20 | 1.5 | 230 | 33.3 |  | 211111 | -119.4731 | 35.115 |  | 106 | 999 |  |  |  | 93302 |  | R63-0040
06029 |  | California | Kern | 316011 | 50625213 | 47566512 | 151430257 | 21006 | 21006 | CHEVRON USA INC. |  |  | 36 | 3 | 250 | 34.3 |  | 211111 | -119.4731 | 35.115 |  | 106 | 999 |  |  |  | 93302 |  | R63-0040
06029 |  | California | Kern | 316011 | 50625313 | 47570112 | 151430257 | 22098 | 22098 | CHEVRON USA INC. |  |  | 6 | 1 | 400 | 8.3 |  | 211111 | -119.4731 | 35.115 |  | 106 | 999 |  |  |  | 93302 |  | R63-0040
06029 |  | California | Kern | 316011 | 50625413 | 47544312 | 151430257 | 22097 | 22097 | CHEVRON USA INC. |  |  | 6 | 0.8 | 400 | 4.2 |  | 211111 | -119.4731 | 35.115 |  | 106 | 999 |  |  |  | 93302 |  | R63-0040
06029 |  | California | Kern | 316011 | 50625513 | 47620012 | 151430257 | 22096 | 22096 | CHEVRON USA INC. |  |  | 6 | 1.3 | 400 | 8.3 |  | 211111 | -119.4731 | 35.115 |  | 106 | 999 |  |  |  | 93302 |  | R63-0040
06029 |  | California | Kern | 316011 | 50625613 | 47536712 | 151430257 | 22095 | 22095 | CHEVRON USA INC. |  |  | 12 | 1 | 400 | 12.5 |  | 211111 | -119.4731 | 35.115 |  | 106 | 999 |  |  |  | 93302 |  | R63-0040
06029 |  | California | Kern | 316011 | 50625713 | 47546712 | 151430257 | 22094 | 22094 | CHEVRON USA INC. |  |  | 6 | 1 | 300 | 1.5 |  | 211111 | -119.4731 | 35.115 |  | 106 | 999 |  |  |  | 93302 |  | R63-0040
06029 |  | California | Kern | 316011 | 50625813 | 47536612 | 151430257 | 22093 | 22093 | CHEVRON USA INC. |  |  | 6 | 0.8 | 300 | 4.4 |  | 211111 | -119.4731 | 35.115 |  | 106 | 999 |  |  |  | 93302 |  | R63-0040
06029 |  | California | Kern | 316011 | 50625913 | 47570612 | 151430257 | 22092 | 22092 | CHEVRON USA INC. |  |  | 10 | 1 | 300 | 4.4 |  | 211111 | -119.4731 | 35.115 |  | 106 | 999 |  |  |  | 93302 |  | R63-0040
06029 |  | California | Kern | 316011 | 50626013 | 47586812 | 151430257 | 22104 | 22104 | CHEVRON USA INC. |  |  | 9 | 1 | 400 | 2.5 |  | 211111 | -119.4731 | 35.115 |  | 106 | 999 |  |  |  | 93302 |  | R63-0040
06029 |  | California | Kern | 316011 | 50626113 | 47622912 | 151430257 | 22132 | 22132 | CHEVRON USA INC. |  |  | 15 | 0.5 | 400 | 3.3 |  | 211111 | -119.4731 | 35.115 |  | 106 | 999 |  |  |  | 93302 |  | R63-0040
06029 |  | California | Kern | 316011 | 50626213 | 47612912 | 151430257 | 20114 | 20114 | CHEVRON USA INC. |  |  |  |  | 79 | 7.9 | 3 | 211111 | -119.4731 | 35.115 |  | 106 | 999 |  |  |  | 93302 |  | R63-0036
06029 |  | California | Kern | 316011 | 50626313 | 47580312 | 151430257 | 20112 | 20112 | CHEVRON USA INC. |  |  |  |  | 79 | 7.9 | 3 | 211111 | -119.4731 | 35.115 |  | 106 | 999 |  |  |  | 93302 |  | R63-0036
06029 |  | California | Kern | 316011 | 50626413 | 47551312 | 151430257 | 20111 | 20111 | CHEVRON USA INC. |  |  |  |  | 79 | 7.9 | 3 | 211111 | -119.4731 | 35.115 |  | 106 | 999 |  |  |  | 93302 |  | R63-0036
06029 |  | California | Kern | 316011 | 50626513 | 47580212 | 151430257 | 20110 | 20110 | CHEVRON USA INC. |  |  |  |  | 79 | 7.9 | 3 | 211111 | -119.4731 | 35.115 |  | 106 | 999 |  |  |  | 93302 |  | R63-0036
06029 |  | California | Kern | 316011 | 50626613 | 47612812 | 151430257 | 20109 | 20109 | CHEVRON USA INC. |  |  |  |  | 79 | 7.9 | 3 | 211111 | -119.4731 | 35.115 |  | 106 | 999 |  |  |  | 93302 |  | R63-0036
06029 |  | California | Kern | 316011 | 50626713 | 47588512 | 151430257 | 22141 | 22141 | CHEVRON USA INC. |  |  | 13 | 5 | 400 | 119.9 |  | 211111 | -119.4731 | 35.115 |  | 106 | 999 |  |  |  | 93302 |  | R63-0040
06029 |  | California | Kern | 316011 | 50626813 | 47656112 | 151430257 | 22139 | 22139 | CHEVRON USA INC. |  |  | 49 | 2.7 | 136 | 257.1 |  | 211111 | -119.4731 | 35.115 |  | 106 | 999 |  |  |  | 93302 |  | R63-0040
06029 |  | California | Kern | 316011 | 50626913 | 47588412 | 151430257 | 22136 | 22136 | CHEVRON USA INC. |  |  | 13 | 5 | 400 | 119.9 |  | 211111 | -119.4731 | 35.115 |  | 106 | 999 |  |  |  | 93302 |  | R63-0040
06029 |  | California | Kern | 316011 | 50627013 | 47571412 | 151430257 | 22115 | 22115 | CHEVRON USA INC. |  |  | 12 | 1 | 400 | 4.2 |  | 211111 | -119.4731 | 35.115 |  | 106 | 999 |  |  |  | 93302 |  | R63-0040
06029 |  | California | Kern | 316011 | 50627113 | 47656012 | 151430257 | 22133 | 22133 | CHEVRON USA INC. |  |  | 15 | 0.5 | 370 | 1.2 |  | 211111 | -119.4731 | 35.115 |  | 106 | 999 |  |  |  | 93302 |  | R63-0040
06029 |  | California | Kern | 316011 | 50627213 | 47651012 | 151430257 | 20561 | 20496 | CHEVRON USA INC. |  |  |  |  | 267 | 152.9 | 16.1 | 211111 | -119.4731 | 35.115 |  | 106 | 999 |  |  |  | 93302 |  | R63-0036
06029 |  | California | Kern | 316011 | 50627313 | 47587612 | 151430257 | 22131 | 22131 | CHEVRON USA INC. |  |  | 5 | 0.8 | 400 | 2.1 |  | 211111 | -119.4731 | 35.115 |  | 106 | 999 |  |  |  | 93302 |  | R63-0040
06029 |  | California | Kern | 316011 | 50627413 | 47570712 | 151430257 | 22130 | 22130 | CHEVRON USA INC. |  |  | 6 | 0.8 | 400 | 2.1 |  | 211111 | -119.4731 | 35.115 |  | 106 | 999 |  |  |  | 93302 |  | R63-0040
06029 |  | California | Kern | 316011 | 50627513 | 47617112 | 151430257 | 22129 | 22129 | CHEVRON USA INC. |  |  | 7 | 1 | 400 | 1.6 |  | 211111 | -119.4731 | 35.115 |  | 106 | 999 |  |  |  | 93302 |  | R63-0040
06029 |  | California | Kern | 316011 | 50627613 | 47587912 | 151430257 | 22128 | 22128 | CHEVRON USA INC. |  |  | 7 | 1 | 400 | 6.7 |  | 211111 | -119.4731 | 35.115 |  | 106 | 999 |  |  |  | 93302 |  | R63-0040
06029 |  | California | Kern | 316011 | 50627713 | 47655912 | 151430257 | 22127 | 22127 | CHEVRON USA INC. |  |  | 9 | 1 | 400 | 2.1 |  | 211111 | -119.4731 | 35.115 |  | 106 | 999 |  |  |  | 93302 |  | R63-0040
06029 |  | California | Kern | 316011 | 50627813 | 47655812 | 151430257 | 22126 | 22126 | CHEVRON USA INC. |  |  | 9 | 1 | 400 | 28.2 |  | 211111 | -119.4731 | 35.115 |  | 106 | 999 |  |  |  | 93302 |  | R63-0040
06029 |  | California | Kern | 316011 | 50627913 | 47568712 | 151430257 | 22125 | 22125 | CHEVRON USA INC. |  |  | 7 | 1 | 400 | 6.9 |  | 211111 | -119.4731 | 35.115 |  | 106 | 999 |  |  |  | 93302 |  | R63-0040
06029 |  | California | Kern | 316011 | 50628013 | 47583312 | 151430257 | 22123 | 22123 | CHEVRON USA INC. |  |  | 8 | 0.8 | 400 | 4.2 |  | 211111 | -119.4731 | 35.115 |  | 106 | 999 |  |  |  | 93302 |  | R63-0040
06029 |  | California | Kern | 316011 | 50628113 | 47655712 | 151430257 | 22122 | 22122 | CHEVRON USA INC. |  |  | 9 | 1 | 400 | 6.2 |  | 211111 | -119.4731 | 35.115 |  | 106 | 999 |  |  |  | 93302 |  | R63-0040
06029 |  | California | Kern | 316011 | 50628213 | 47588312 | 151430257 | 22134 | 22134 | CHEVRON USA INC. |  |  | 15 | 0.3 | 365 | 1.2 |  | 211111 | -119.4731 | 35.115 |  | 106 | 999 |  |  |  | 93302 |  | R63-0040
06029 |  | California | Kern | 316011 | 50628313 | 47565112 | 151430257 | 21138 | 21138 | CHEVRON USA INC. |  |  |  |  | 175 | 85.5 | 11.4 | 211111 | -119.4731 | 35.115 |  | 106 | 999 |  |  |  | 93302 |  | R63-0036
06029 |  | California | Kern | 316011 | 50628413 | 47598212 | 151430257 | 21127 | 21127 | CHEVRON USA INC. |  |  |  |  | 175 | 85.5 | 11.4 | 211111 | -119.4731 | 35.115 |  | 106 | 999 |  |  |  | 93302 |  | R63-0036
06029 |  | California | Kern | 316011 | 50628513 | 47638212 | 151430257 | 20521 | 20521 | CHEVRON USA INC. |  |  |  |  | 434 | 99.7 | 30.5 | 211111 | -119.4731 | 35.115 |  | 106 | 999 |  |  |  | 93302 |  | R63-0036
06029 |  | California | Kern | 316011 | 50628613 | 47638312 | 151430257 | 20520 | 20520 | CHEVRON USA INC. |  |  |  |  | 434 | 99.7 | 30.5 | 211111 | -119.4731 | 35.115 |  | 106 | 999 |  |  |  | 93302 |  | R63-0036
06029 |  | California | Kern | 316011 | 50628713 | 47569912 | 151430257 | 20519 | 20519 | CHEVRON USA INC. |  |  |  |  | 434 | 99.7 | 30.5 | 211111 | -119.4731 | 35.115 |  | 106 | 999 |  |  |  | 93302 |  | R63-0036
06029 |  | California | Kern | 316011 | 50628813 | 47570412 | 151430257 | 20518 | 20518 | CHEVRON USA INC. |  |  |  |  | 434 | 99.7 | 30.5 | 211111 | -119.4731 | 35.115 |  | 106 | 999 |  |  |  | 93302 |  | R63-0036
06029 |  | California | Kern | 316011 | 50628913 | 47650312 | 151430257 | 20517 | 20517 | CHEVRON USA INC. |  |  |  |  | 434 | 99.7 | 30.5 | 211111 | -119.4731 | 35.115 |  | 106 | 999 |  |  |  | 93302 |  | R63-0036
06029 |  | California | Kern | 316011 | 50629013 | 47556512 | 151430257 | 20516 | 20516 | CHEVRON USA INC. |  |  |  |  | 434 | 99.7 | 30.5 | 211111 | -119.4731 | 35.115 |  | 106 | 999 |  |  |  | 93302 |  | R63-0036
06029 |  | California | Kern | 316011 | 50629113 | 47651912 | 151430257 | 20515 | 20515 | CHEVRON USA INC. |  |  |  |  | 434 | 99.7 | 30.5 | 211111 | -119.4731 | 35.115 |  | 106 | 999 |  |  |  | 93302 |  | R63-0036
06029 |  | California | Kern | 316011 | 50629213 | 47638012 | 151430257 | 20523 | 20523 | CHEVRON USA INC. |  |  |  |  | 434 | 99.7 | 30.5 | 211111 | -119.4731 | 35.115 |  | 106 | 999 |  |  |  | 93302 |  | R63-0036
06029 |  | California | Kern | 316011 | 50629313 | 47567612 | 151430257 | 21139 | 21139 | CHEVRON USA INC. |  |  |  |  | 175 | 85.5 | 11.4 | 211111 | -119.4731 | 35.115 |  | 106 | 999 |  |  |  | 93302 |  | R63-0036
06029 |  | California | Kern | 316011 | 50629413 | 47556412 | 151430257 | 20524 | 20524 | CHEVRON USA INC. |  |  |  |  | 434 | 99.7 | 30.5 | 211111 | -119.4731 | 35.115 |  | 106 | 999 |  |  |  | 93302 |  | R63-0036
06029 |  | California | Kern | 316011 | 50629513 | 47543112 | 151430257 | 120 | 10023 | CHEVRON USA INC. |  |  |  |  | 300 | 57.3 | 18.2 | 211111 | -119.4731 | 35.115 |  | 106 | 999 |  |  |  | 93302 |  | R63-0040
06029 |  | California | Kern | 316011 | 50629613 | 47610312 | 151430257 | 22230 | 22230 | CHEVRON USA INC. |  |  |  |  | 79 | 7.9 | 3 | 211111 | -119.4731 | 35.115 |  | 106 | 999 |  |  |  | 93302 |  | R63-0036
06029 |  | California | Kern | 316011 | 50629713 | 47588112 | 151430257 | 130 | 53 | CHEVRON USA INC. |  |  | 49 | 6 | 146 | 959.9 |  | 211111 | -119.4731 | 35.115 |  | 106 | 999 |  |  |  | 93302 |  | R63-0040
06029 |  | California | Kern | 316011 | 50629813 | 47588112 | 151430257 | 129 | 53 | CHEVRON USA INC. |  |  | 49 | 6 | 146 | 959.9 |  | 211111 | -119.4731 | 35.115 |  | 106 | 999 |  |  |  | 93302 |  | R63-0040
06029 |  | California | Kern | 316011 | 50629913 | 47549912 | 151430257 | 128 | 128 | CHEVRON USA INC. |  |  | 13 | 5 | 400 | 340.7 |  | 211111 | -119.4731 | 35.115 |  | 106 | 999 |  |  |  | 93302 |  | R63-0040
06029 |  | California | Kern | 316011 | 50630013 | 47565012 | 151430257 | 96 | 96 | CHEVRON USA INC. |  |  | 13 | 5 | 400 | 119.9 |  | 211111 | -119.4731 | 35.115 |  | 106 | 999 |  |  |  | 93302 |  | R63-0040
06029 |  | California | Kern | 316011 | 50630113 | 47596512 | 151430257 | 126 | 126 | CHEVRON USA INC. |  |  | 13 | 5 | 400 | 340.7 |  | 211111 | -119.4731 | 35.115 |  | 106 | 999 |  |  |  | 93302 |  | R63-0040
06029 |  | California | Kern | 316011 | 50630213 | 47642712 | 151430257 | 20239 | 20239 | CHEVRON USA INC. |  |  |  |  | 95 | 10.7 | 5.3 | 211111 | -119.4731 | 35.115 |  | 106 | 999 |  |  |  | 93302 |  | R63-0036
06029 |  | California | Kern | 316011 | 50630313 | 47569512 | 151430257 | 22476 | 22476 | CHEVRON USA INC. |  |  |  |  | 175 | 85.5 | 11.4 | 211111 | -119.4731 | 35.115 |  | 106 | 999 |  |  |  | 93302 |  | R63-0036
06029 |  | California | Kern | 316011 | 50630413 | 47627512 | 151430257 | 22477 | 22477 | CHEVRON USA INC. |  |  |  |  | 175 | 85.5 | 11.4 | 211111 | -119.4731 | 35.115 |  | 106 | 999 |  |  |  | 93302 |  | R63-0036
06029 |  | California | Kern | 316011 | 50630513 | 47548612 | 151430257 | 10615 | 10615 | CHEVRON USA INC. |  |  |  |  | 267 | 152.9 | 16.1 | 211111 | -119.4731 | 35.115 |  | 106 | 999 |  |  |  | 93302 |  | R63-0036
06029 |  | California | Kern | 316011 | 50630613 | 47574612 | 151430257 | 10616 | 10616 | CHEVRON USA INC. |  |  |  |  | 267 | 152.9 | 16.1 | 211111 | -119.4731 | 35.115 |  | 106 | 999 |  |  |  | 93302 |  | R63-0036
06029 |  | California | Kern | 316011 | 50630713 | 47548712 | 151430257 | 10617 | 10617 | CHEVRON USA INC. |  |  |  |  | 267 | 152.9 | 16.1 | 211111 | -119.4731 | 35.115 |  | 106 | 999 |  |  |  | 93302 |  | R63-0036
06029 |  | California | Kern | 316011 | 50630813 | 47596312 | 151430257 | 10618 | 10618 | CHEVRON USA INC. |  |  |  |  | 267 | 152.9 | 16.1 | 211111 | -119.4731 | 35.115 |  | 106 | 999 |  |  |  | 93302 |  | R63-0036
06029 |  | California | Kern | 316011 | 50630913 | 47552512 | 151430257 | 10660 | 10623 | CHEVRON USA INC. |  |  |  |  | 267 | 152.9 | 16.1 | 211111 | -119.4731 | 35.115 |  | 106 | 999 |  |  |  | 93302 |  | R63-0036
06029 |  | California | Kern | 316011 | 50631013 | 47549512 | 151430257 | 10639 | 10639 | CHEVRON USA INC. |  |  |  |  | 434 | 99.7 | 30.5 | 211111 | -119.4731 | 35.115 |  | 106 | 999 |  |  |  | 93302 |  | R63-0036
06029 |  | California | Kern | 316011 | 50631113 | 47552612 | 151430257 | 10622 | 10622 | CHEVRON USA INC. |  |  |  |  | 267 | 152.9 | 16.1 | 211111 | -119.4731 | 35.115 |  | 106 | 999 |  |  |  | 93302 |  | R63-0036
06029 |  | California | Kern | 316011 | 50631213 | 47574912 | 151430257 | 10607 | 10607 | CHEVRON USA INC. |  |  |  |  | 175 | 85.5 | 11.4 | 211111 | -119.4731 | 35.115 |  | 106 | 999 |  |  |  | 93302 |  | R63-0036
06029 |  | California | Kern | 316011 | 50631313 | 47574512 | 151430257 | 10624 | 10624 | CHEVRON USA INC. |  |  |  |  | 267 | 152.9 | 16.1 | 211111 | -119.4731 | 35.115 |  | 106 | 999 |  |  |  | 93302 |  | R63-0036
06029 |  | California | Kern | 316011 | 50631413 | 47645812 | 151430257 | 10625 | 10625 | CHEVRON USA INC. |  |  |  |  | 267 | 152.9 | 16.1 | 211111 | -119.4731 | 35.115 |  | 106 | 999 |  |  |  | 93302 |  | R63-0036
06029 |  | California | Kern | 316011 | 50631513 | 47574412 | 151430257 | 10626 | 10626 | CHEVRON USA INC. |  |  |  |  | 267 | 152.9 | 16.1 | 211111 | -119.4731 | 35.115 |  | 106 | 999 |  |  |  | 93302 |  | R63-0036
06029 |  | California | Kern | 316011 | 50631613 | 47549312 | 151430257 | 10627 | 10627 | CHEVRON USA INC. |  |  |  |  | 434 | 99.7 | 30.5 | 211111 | -119.4731 | 35.115 |  | 106 | 999 |  |  |  | 93302 |  | R63-0036
06029 |  | California | Kern | 316011 | 50631713 | 47548212 | 151430257 | 10630 | 10630 | CHEVRON USA INC. |  |  |  |  | 434 | 99.7 | 30.5 | 211111 | -119.4731 | 35.115 |  | 106 | 999 |  |  |  | 93302 |  | R63-0036
06029 |  | California | Kern | 316011 | 50631813 | 47553112 | 151430257 | 10631 | 10631 | CHEVRON USA INC. |  |  |  |  | 434 | 99.7 | 30.5 | 211111 | -119.4731 | 35.115 |  | 106 | 999 |  |  |  | 93302 |  | R63-0036
06029 |  | California | Kern | 316011 | 50631913 | 47552512 | 151430257 | 10659 | 10623 | CHEVRON USA INC. |  |  |  |  | 267 | 152.9 | 16.1 | 211111 | -119.4731 | 35.115 |  | 106 | 999 |  |  |  | 93302 |  | R63-0036
06029 |  | California | Kern | 316011 | 50632013 | 47645712 | 151430257 | 10632 | 10632 | CHEVRON USA INC. |  |  |  |  | 434 | 99.7 | 30.5 | 211111 | -119.4731 | 35.115 |  | 106 | 999 |  |  |  | 93302 |  | R63-0036
06029 |  | California | Kern | 316011 | 50632113 | 47536012 | 151430257 | 22308 | 22308 | CHEVRON USA INC. |  |  |  |  | 79 | 7.9 | 3 | 211111 | -119.4731 | 35.115 |  | 106 | 999 |  |  |  | 93302 |  | R63-0036
06029 |  | California | Kern | 316011 | 50632213 | 47645612 | 151430257 | 10633 | 10633 | CHEVRON USA INC. |  |  |  |  | 434 | 99.7 | 30.5 | 211111 | -119.4731 | 35.115 |  | 106 | 999 |  |  |  | 93302 |  | R63-0036
06029 |  | California | Kern | 316011 | 50632313 | 47645512 | 151430257 | 10634 | 10634 | CHEVRON USA INC. |  |  |  |  | 434 | 99.7 | 30.5 | 211111 | -119.4731 | 35.115 |  | 106 | 999 |  |  |  | 93302 |  | R63-0036
06029 |  | California | Kern | 316011 | 50632413 | 47645412 | 151430257 | 10635 | 10635 | CHEVRON USA INC. |  |  |  |  | 434 | 99.7 | 30.5 | 211111 | -119.4731 | 35.115 |  | 106 | 999 |  |  |  | 93302 |  | R63-0036
06029 |  | California | Kern | 316011 | 50632513 | 47576412 | 151430257 | 10636 | 10636 | CHEVRON USA INC. |  |  |  |  | 434 | 99.7 | 30.5 | 211111 | -119.4731 | 35.115 |  | 106 | 999 |  |  |  | 93302 |  | R63-0036
06029 |  | California | Kern | 316011 | 50632613 | 47552712 | 151430257 | 10621 | 10621 | CHEVRON USA INC. |  |  |  |  | 267 | 152.9 | 16.1 | 211111 | -119.4731 | 35.115 |  | 106 | 999 |  |  |  | 93302 |  | R63-0036
06029 |  | California | Kern | 316011 | 50632713 | 47585612 | 151430257 | 22069 | 22069 | CHEVRON USA INC. |  |  | 24 | 2.5 | 210 | 19.4 |  | 211111 | -119.4731 | 35.115 |  | 106 | 999 |  |  |  | 93302 |  | R63-0040
06029 |  | California | Kern | 316011 | 50632813 | 47568412 | 151430257 | 21146 | 21146 | CHEVRON USA INC. |  |  |  |  | 175 | 85.5 | 11.4 | 211111 | -119.4731 | 35.115 |  | 106 | 999 |  |  |  | 93302 |  | R63-0036
06029 |  | California | Kern | 316011 | 50632913 | 47605512 | 151430257 | 20401 | 20401 | CHEVRON USA INC. |  |  |  |  | 175 | 85.5 | 11.4 | 211111 | -119.4731 | 35.115 |  | 106 | 999 |  |  |  | 93302 |  | R63-0036
06029 |  | California | Kern | 316011 | 50633013 | 47605412 | 151430257 | 20400 | 20400 | CHEVRON USA INC. |  |  |  |  | 175 | 85.5 | 11.4 | 211111 | -119.4731 | 35.115 |  | 106 | 999 |  |  |  | 93302 |  | R63-0036
06029 |  | California | Kern | 316011 | 50633113 | 47605312 | 151430257 | 20399 | 20399 | CHEVRON USA INC. |  |  |  |  | 175 | 85.5 | 11.4 | 211111 | -119.4731 | 35.115 |  | 106 | 999 |  |  |  | 93302 |  | R63-0036
06029 |  | California | Kern | 316011 | 50633213 | 47604812 | 151430257 | 20398 | 20398 | CHEVRON USA INC. |  |  |  |  | 175 | 85.5 | 11.4 | 211111 | -119.4731 | 35.115 |  | 106 | 999 |  |  |  | 93302 |  | R63-0036
06029 |  | California | Kern | 316011 | 50633313 | 47617612 | 151430257 | 20397 | 20397 | CHEVRON USA INC. |  |  |  |  | 175 | 85.5 | 11.4 | 211111 | -119.4731 | 35.115 |  | 106 | 999 |  |  |  | 93302 |  | R63-0036
06029 |  | California | Kern | 316011 | 50633413 | 47617512 | 151430257 | 20396 | 20396 | CHEVRON USA INC. |  |  |  |  | 79 | 7.9 | 3 | 211111 | -119.4731 | 35.115 |  | 106 | 999 |  |  |  | 93302 |  | R63-0036
06029 |  | California | Kern | 316011 | 50633513 | 47605212 | 151430257 | 20393 | 20393 | CHEVRON USA INC. |  |  |  |  | 79 | 7.9 | 3 | 211111 | -119.4731 | 35.115 |  | 106 | 999 |  |  |  | 93302 |  | R63-0036
06029 |  | California | Kern | 316011 | 50633613 | 47625812 | 151430257 | 20392 | 20392 | CHEVRON USA INC. |  |  |  |  | 79 | 7.9 | 3 | 211111 | -119.4731 | 35.115 |  | 106 | 999 |  |  |  | 93302 |  | R63-0036
06029 |  | California | Kern | 316011 | 50633713 | 47605112 | 151430257 | 20390 | 20390 | CHEVRON USA INC. |  |  |  |  | 79 | 7.9 | 3 | 211111 | -119.4731 | 35.115 |  | 106 | 999 |  |  |  | 93302 |  | R63-0036
06029 |  | California | Kern | 316011 | 50633813 | 47617412 | 151430257 | 20389 | 20389 | CHEVRON USA INC. |  |  |  |  | 95 | 10.7 | 5.3 | 211111 | -119.4731 | 35.115 |  | 106 | 999 |  |  |  | 93302 |  | R63-0036
06029 |  | California | Kern | 316011 | 50633913 | 47633312 | 151430257 | 132 | 132 | CHEVRON USA INC. |  |  | 49 | 2.7 | 138 | 248.6 |  | 211111 | -119.4731 | 35.115 |  | 106 | 999 |  |  |  | 93302 |  | R63-0040
06029 |  | California | Kern | 316011 | 50634013 | 47617712 | 151430257 | 20403 | 20403 | CHEVRON USA INC. |  |  |  |  | 175 | 85.5 | 11.4 | 211111 | -119.4731 | 35.115 |  | 106 | 999 |  |  |  | 93302 |  | R63-0036
06029 |  | California | Kern | 316011 | 50634113 | 47591912 | 151430257 | 134 | 134 | CHEVRON USA INC. |  |  | 49 | 2.7 | 139 | 234.1 |  | 211111 | -119.4731 | 35.115 |  | 106 | 999 |  |  |  | 93302 |  | R63-0040
06029 |  | California | Kern | 316011 | 50634213 | 47617812 | 151430257 | 20404 | 20404 | CHEVRON USA INC. |  |  |  |  | 175 | 85.5 | 11.4 | 211111 | -119.4731 | 35.115 |  | 106 | 999 |  |  |  | 93302 |  | R63-0036
06029 |  | California | Kern | 316011 | 50634313 | 47577312 | 151430257 | 22066 | 22066 | CHEVRON USA INC. |  |  | 21 | 3 | 400 | 24.9 |  | 211111 | -119.4731 | 35.115 |  | 106 | 999 |  |  |  | 93302 |  | R63-0040
06029 |  | California | Kern | 316011 | 50634413 | 47577212 | 151430257 | 22063 | 22063 | CHEVRON USA INC. |  |  | 11 | 1 | 400 | 4.2 |  | 211111 | -119.4731 | 35.115 |  | 106 | 999 |  |  |  | 93302 |  | R63-0040
06029 |  | California | Kern | 316011 | 50634513 | 47577112 | 151430257 | 22062 | 22062 | CHEVRON USA INC. |  |  | 6 | 1 | 400 | 0.2 |  | 211111 | -119.4731 | 35.115 |  | 106 | 999 |  |  |  | 93302 |  | R63-0040
06029 |  | California | Kern | 316011 | 50634613 | 47550912 | 151430257 | 22060 | 22060 | CHEVRON USA INC. |  |  | 9 | 0.8 | 400 | 2.5 |  | 211111 | -119.4731 | 35.115 |  | 106 | 999 |  |  |  | 93302 |  | R63-0040
06029 |  | California | Kern | 316011 | 50634713 | 47585512 | 151430257 | 22059 | 22059 | CHEVRON USA INC. |  |  | 7 | 1.5 | 400 | 8.3 |  | 211111 | -119.4731 | 35.115 |  | 106 | 999 |  |  |  | 93302 |  | R63-0040
06029 |  | California | Kern | 316011 | 50634813 | 47577012 | 151430257 | 22058 | 22058 | CHEVRON USA INC. |  |  | 10 | 1 | 400 | 5 |  | 211111 | -119.4731 | 35.115 |  | 106 | 999 |  |  |  | 93302 |  | R63-0040
06029 |  | California | Kern | 316011 | 50634913 | 47581512 | 151430257 | 20205 | 20205 | CHEVRON USA INC. |  |  |  |  | 95 | 10.7 | 5.3 | 211111 | -119.4731 | 35.115 |  | 106 | 999 |  |  |  | 93302 |  | R63-0036
06029 |  | California | Kern | 316011 | 50635013 | 47545312 | 151430257 | 22057 | 22057 | CHEVRON USA INC. |  |  | 10 | 1 | 400 | 5 |  | 211111 | -119.4731 | 35.115 |  | 106 | 999 |  |  |  | 93302 |  | R63-0040
06029 |  | California | Kern | 316011 | 50635313 | 47636412 | 151430257 | 124 | 124 | CHEVRON USA INC. |  |  | 13 | 5 | 400 | 340.7 |  | 211111 | -119.4731 | 35.115 |  | 106 | 999 |  |  |  | 93302 |  | R63-0040
06029 |  | California | Kern | 316011 | 50635513 | 47578912 | 151430257 | 20232 | 20232 | CHEVRON USA INC. |  |  |  |  | 79 | 7.9 | 3 | 211111 | -119.4731 | 35.115 |  | 106 | 999 |  |  |  | 93302 |  | R63-0036
06029 |  | California | Kern | 316011 | 50635613 | 47550012 | 151430257 | 133 | 133 | CHEVRON USA INC. |  |  | 49 | 2.7 | 138 | 253.4 |  | 211111 | -119.4731 | 35.115 |  | 106 | 999 |  |  |  | 93302 |  | R63-0040
06029 |  | California | Kern | 316011 | 50635713 | 47585712 | 151430257 | 22070 | 22070 | CHEVRON USA INC. |  |  | 24 | 2.5 | 210 | 19.4 |  | 211111 | -119.4731 | 35.115 |  | 106 | 999 |  |  |  | 93302 |  | R63-0040
06029 |  | California | Kern | 316011 | 50635813 | 47607812 | 151430257 | 10272 | 10272 | CHEVRON USA INC. |  |  |  |  | 79 | 7.9 | 3 | 211111 | -119.4731 | 35.115 |  | 106 | 999 |  |  |  | 93302 |  | R63-0036
06029 |  | California | Kern | 316011 | 50635913 | 47654612 | 151430257 | 10273 | 10273 | CHEVRON USA INC. |  |  |  |  | 95 | 10.7 | 5.3 | 211111 | -119.4731 | 35.115 |  | 106 | 999 |  |  |  | 93302 |  | R63-0036
06029 |  | California | Kern | 316011 | 50636013 | 47632212 | 151430257 | 10274 | 10274 | CHEVRON USA INC. |  |  |  |  | 79 | 7.9 | 3 | 211111 | -119.4731 | 35.115 |  | 106 | 999 |  |  |  | 93302 |  | R63-0036
06029 |  | California | Kern | 316011 | 50636113 | 47632112 | 151430257 | 10275 | 10275 | CHEVRON USA INC. |  |  |  |  | 79 | 7.9 | 3 | 211111 | -119.4731 | 35.115 |  | 106 | 999 |  |  |  | 93302 |  | R63-0036
06029 |  | California | Kern | 316011 | 50636213 | 47641512 | 151430257 | 10276 | 10276 | CHEVRON USA INC. |  |  |  |  | 79 | 7.9 | 3 | 211111 | -119.4731 | 35.115 |  | 106 | 999 |  |  |  | 93302 |  | R63-0036
06029 |  | California | Kern | 316011 | 50636313 | 47632612 | 151430257 | 10277 | 10277 | CHEVRON USA INC. |  |  |  |  | 79 | 7.9 | 3 | 211111 | -119.4731 | 35.115 |  | 106 | 999 |  |  |  | 93302 |  | R63-0036
06029 |  | California | Kern | 316011 | 50636413 | 47654712 | 151430257 | 10279 | 10279 | CHEVRON USA INC. |  |  |  |  | 79 | 7.9 | 3 | 211111 | -119.4731 | 35.115 |  | 106 | 999 |  |  |  | 93302 |  | R63-0036
06029 |  | California | Kern | 316011 | 50636513 | 47569612 | 151430257 | 10280 | 10280 | CHEVRON USA INC. |  |  |  |  | 95 | 10.7 | 5.3 | 211111 | -119.4731 | 35.115 |  | 106 | 999 |  |  |  | 93302 |  | R63-0036
06029 |  | California | Kern | 316011 | 50636613 | 47569712 | 151430257 | 10282 | 10282 | CHEVRON USA INC. |  |  |  |  | 95 | 10.7 | 5.3 | 211111 | -119.4731 | 35.115 |  | 106 | 999 |  |  |  | 93302 |  | R63-0036
06029 |  | California | Kern | 316011 | 50636713 | 47606512 | 151430257 | 10283 | 10283 | CHEVRON USA INC. |  |  |  |  | 79 | 7.9 | 3 | 211111 | -119.4731 | 35.115 |  | 106 | 999 |  |  |  | 93302 |  | R63-0036
06029 |  | California | Kern | 316011 | 50636813 | 47640412 | 151430257 | 10285 | 10285 | CHEVRON USA INC. |  |  |  |  | 95 | 10.7 | 5.3 | 211111 | -119.4731 | 35.115 |  | 106 | 999 |  |  |  | 93302 |  | R63-0036
06029 |  | California | Kern | 316011 | 50636913 | 47654812 | 151430257 | 10286 | 10286 | CHEVRON USA INC. |  |  |  |  | 79 | 7.9 | 3 | 211111 | -119.4731 | 35.115 |  | 106 | 999 |  |  |  | 93302 |  | R63-0036
06029 |  | California | Kern | 316011 | 50637013 | 47560112 | 151430257 | 20402 | 20402 | CHEVRON USA INC. |  |  |  |  | 175 | 85.5 | 11.4 | 211111 | -119.4731 | 35.115 |  | 106 | 999 |  |  |  | 93302 |  | R63-0036
06029 |  | California | Kern | 316011 | 50637113 | 47537212 | 151430257 | 22071 | 22071 | CHEVRON USA INC. |  |  | 24 | 3 | 210 | 38.8 |  | 211111 | -119.4731 | 35.115 |  | 106 | 999 |  |  |  | 93302 |  | R63-0040
06029 |  | California | Kern | 316011 | 50637213 | 47649112 | 151430257 | 21145 | 21145 | CHEVRON USA INC. |  |  |  |  | 175 | 85.5 | 11.4 | 211111 | -119.4731 | 35.115 |  | 106 | 999 |  |  |  | 93302 |  | R63-0036
06029 |  | California | Kern | 316011 | 50637313 | 47584712 | 151430257 | 20418 | 20418 | CHEVRON USA INC. |  |  |  |  | 175 | 85.5 | 11.4 | 211111 | -119.4731 | 35.115 |  | 106 | 999 |  |  |  | 93302 |  | R63-0036
06029 |  | California | Kern | 316011 | 50637413 | 47626212 | 151430257 | 20417 | 20417 | CHEVRON USA INC. |  |  |  |  | 175 | 85.5 | 11.4 | 211111 | -119.4731 | 35.115 |  | 106 | 999 |  |  |  | 93302 |  | R63-0036
06029 |  | California | Kern | 316011 | 50637513 | 47626112 | 151430257 | 20416 | 20416 | CHEVRON USA INC. |  |  |  |  | 175 | 85.5 | 11.4 | 211111 | -119.4731 | 35.115 |  | 106 | 999 |  |  |  | 93302 |  | R63-0036
06029 |  | California | Kern | 316011 | 50637613 | 47625912 | 151430257 | 20414 | 20414 | CHEVRON USA INC. |  |  |  |  | 175 | 85.5 | 11.4 | 211111 | -119.4731 | 35.115 |  | 106 | 999 |  |  |  | 93302 |  | R63-0036
06029 |  | California | Kern | 316011 | 50637713 | 47552512 | 151430257 | 10658 | 10623 | CHEVRON USA INC. |  |  |  |  | 267 | 152.9 | 16.1 | 211111 | -119.4731 | 35.115 |  | 106 | 999 |  |  |  | 93302 |  | R63-0036
06029 |  | California | Kern | 316011 | 50637813 | 47560812 | 151430257 | 20412 | 20412 | CHEVRON USA INC. |  |  |  |  | 175 | 85.5 | 11.4 | 211111 | -119.4731 | 35.115 |  | 106 | 999 |  |  |  | 93302 |  | R63-0036
06029 |  | California | Kern | 316011 | 50637913 | 47605012 | 151430257 | 20411 | 20411 | CHEVRON USA INC. |  |  |  |  | 175 | 85.5 | 11.4 | 211111 | -119.4731 | 35.115 |  | 106 | 999 |  |  |  | 93302 |  | R63-0036
06029 |  | California | Kern | 316011 | 50638013 | 47559912 | 151430257 | 20410 | 20410 | CHEVRON USA INC. |  |  |  |  | 175 | 85.5 | 11.4 | 211111 | -119.4731 | 35.115 |  | 106 | 999 |  |  |  | 93302 |  | R63-0036
06029 |  | California | Kern | 316011 | 50638113 | 47556012 | 151430257 | 20409 | 20409 | CHEVRON USA INC. |  |  |  |  | 175 | 85.5 | 11.4 | 211111 | -119.4731 | 35.115 |  | 106 | 999 |  |  |  | 93302 |  | R63-0036
06029 |  | California | Kern | 316011 | 50638213 | 47587212 | 151430257 | 20408 | 20408 | CHEVRON USA INC. |  |  |  |  | 175 | 85.5 | 11.4 | 211111 | -119.4731 | 35.115 |  | 106 | 999 |  |  |  | 93302 |  | R63-0036
06029 |  | California | Kern | 316011 | 50638313 | 47605712 | 151430257 | 20407 | 20407 | CHEVRON USA INC. |  |  |  |  | 175 | 85.5 | 11.4 | 211111 | -119.4731 | 35.115 |  | 106 | 999 |  |  |  | 93302 |  | R63-0036
06029 |  | California | Kern | 316011 | 50638413 | 47605612 | 151430257 | 20406 | 20406 | CHEVRON USA INC. |  |  |  |  | 175 | 85.5 | 11.4 | 211111 | -119.4731 | 35.115 |  | 106 | 999 |  |  |  | 93302 |  | R63-0036
06029 |  | California | Kern | 316011 | 50638513 | 47559112 | 151430257 | 20405 | 20405 | CHEVRON USA INC. |  |  |  |  | 175 | 85.5 | 11.4 | 211111 | -119.4731 | 35.115 |  | 106 | 999 |  |  |  | 93302 |  | R63-0036
06029 |  | California | Kern | 316011 | 50638613 | 47632012 | 151430257 | 10287 | 10287 | CHEVRON USA INC. |  |  |  |  | 79 | 7.9 | 3 | 211111 | -119.4731 | 35.115 |  | 106 | 999 |  |  |  | 93302 |  | R63-0036
06029 |  | California | Kern | 316011 | 50638713 | 47636212 | 151430257 | 107 | 107 | CHEVRON USA INC. |  |  |  |  | 422 | 69 | 15.4 | 211111 | -119.4731 | 35.115 |  | 106 | 999 |  |  |  | 93302 |  | R63-0040
06029 |  | California | Kern | 316011 | 50638913 | 47588112 | 151430257 | 93 | 53 | CHEVRON USA INC. |  |  | 49 | 6 | 146 | 959.9 |  | 211111 | -119.4731 | 35.115 |  | 106 | 999 |  |  |  | 93302 |  | R63-0040
06029 |  | California | Kern | 316011 | 50639013 | 47551612 | 151430257 | 9 | 2 | CHEVRON USA INC. |  |  | 49 | 9.4 | 146 | 1810.1 |  | 211111 | -119.4731 | 35.115 |  | 106 | 999 |  |  |  | 93302 |  | R63-0040
06029 |  | California | Kern | 316011 | 50639113 | 47571012 | 151430257 | 89 | 50 | CHEVRON USA INC. |  |  | 49 | 9 | 140 | 1708.1 |  | 211111 | -119.4731 | 35.115 |  | 106 | 999 |  |  |  | 93302 |  | R63-0040
06029 |  | California | Kern | 316011 | 50639213 | 47571012 | 151430257 | 88 | 50 | CHEVRON USA INC. |  |  | 49 | 9 | 140 | 1708.1 |  | 211111 | -119.4731 | 35.115 |  | 106 | 999 |  |  |  | 93302 |  | R63-0040
06029 |  | California | Kern | 316011 | 50639313 | 47608612 | 151430257 | 87 | 25 | CHEVRON USA INC. |  |  | 49 | 7.8 | 170 | 1529.1 |  | 211111 | -119.4731 | 35.115 |  | 106 | 999 |  |  |  | 93302 |  | R63-0040
06029 |  | California | Kern | 316011 | 50639413 | 47551612 | 151430257 | 85 | 2 | CHEVRON USA INC. |  |  | 49 | 9.4 | 146 | 1810.1 |  | 211111 | -119.4731 | 35.115 |  | 106 | 999 |  |  |  | 93302 |  | R63-0040
06029 |  | California | Kern | 316011 | 50639513 | 47549712 | 151430257 | 117 | 117 | CHEVRON USA INC. |  |  | 13 | 5 | 400 | 340.7 |  | 211111 | -119.4731 | 35.115 |  | 106 | 999 |  |  |  | 93302 |  | R63-0040
06029 |  | California | Kern | 316011 | 50639613 | 47551612 | 151430257 | 114 | 2 | CHEVRON USA INC. |  |  | 49 | 9.4 | 146 | 1810.1 |  | 211111 | -119.4731 | 35.115 |  | 106 | 999 |  |  |  | 93302 |  | R63-0040
06029 |  | California | Kern | 316011 | 50639713 | 47571012 | 151430257 | 113 | 50 | CHEVRON USA INC. |  |  | 49 | 9 | 140 | 1708.1 |  | 211111 | -119.4731 | 35.115 |  | 106 | 999 |  |  |  | 93302 |  | R63-0040
06029 |  | California | Kern | 316011 | 50639813 | 47608612 | 151430257 | 112 | 25 | CHEVRON USA INC. |  |  | 49 | 7.8 | 170 | 1529.1 |  | 211111 | -119.4731 | 35.115 |  | 106 | 999 |  |  |  | 93302 |  | R63-0040
06029 |  | California | Kern | 316011 | 50639913 | 47551612 | 151430257 | 111 | 2 | CHEVRON USA INC. |  |  | 49 | 9.4 | 146 | 1810.1 |  | 211111 | -119.4731 | 35.115 |  | 106 | 999 |  |  |  | 93302 |  | R63-0040
06029 |  | California | Kern | 316011 | 50640013 | 47548012 | 151430257 | 22349 | 22349 | CHEVRON USA INC. |  |  |  |  | 79 | 7.9 | 3 | 211111 | -119.4731 | 35.115 |  | 106 | 999 |  |  |  | 93302 |  | R63-0036
06029 |  | California | Kern | 316011 | 50640113 | 47549612 | 151430257 | 108 | 108 | CHEVRON USA INC. |  |  |  |  | 422 | 69 | 15.4 | 211111 | -119.4731 | 35.115 |  | 106 | 999 |  |  |  | 93302 |  | R63-0040
06029 |  | California | Kern | 316011 | 50640213 | 47538412 | 151430257 | 22352 | 22352 | CHEVRON USA INC. |  |  |  |  | 79 | 7.9 | 3 | 211111 | -119.4731 | 35.115 |  | 106 | 999 |  |  |  | 93302 |  | R63-0036
06029 |  | California | Kern | 316011 | 50640313 | 47574412 | 151430257 | 10673 | 10626 | CHEVRON USA INC. |  |  |  |  | 267 | 152.9 | 16.1 | 211111 | -119.4731 | 35.115 |  | 106 | 999 |  |  |  | 93302 |  | R63-0036
06029 |  | California | Kern | 316011 | 50640413 | 47574412 | 151430257 | 10672 | 10626 | CHEVRON USA INC. |  |  |  |  | 267 | 152.9 | 16.1 | 211111 | -119.4731 | 35.115 |  | 106 | 999 |  |  |  | 93302 |  | R63-0036
06029 |  | California | Kern | 316011 | 50640513 | 47574412 | 151430257 | 10671 | 10626 | CHEVRON USA INC. |  |  |  |  | 267 | 152.9 | 16.1 | 211111 | -119.4731 | 35.115 |  | 106 | 999 |  |  |  | 93302 |  | R63-0036
06029 |  | California | Kern | 316011 | 50640613 | 47574412 | 151430257 | 10670 | 10626 | CHEVRON USA INC. |  |  |  |  | 267 | 152.9 | 16.1 | 211111 | -119.4731 | 35.115 |  | 106 | 999 |  |  |  | 93302 |  | R63-0036
06029 |  | California | Kern | 316011 | 50640713 | 47645812 | 151430257 | 10669 | 10625 | CHEVRON USA INC. |  |  |  |  | 267 | 152.9 | 16.1 | 211111 | -119.4731 | 35.115 |  | 106 | 999 |  |  |  | 93302 |  | R63-0036
06029 |  | California | Kern | 316011 | 50640813 | 47645812 | 151430257 | 10668 | 10625 | CHEVRON USA INC. |  |  |  |  | 267 | 152.9 | 16.1 | 211111 | -119.4731 | 35.115 |  | 106 | 999 |  |  |  | 93302 |  | R63-0036
06029 |  | California | Kern | 316011 | 50640913 | 47645812 | 151430257 | 10667 | 10625 | CHEVRON USA INC. |  |  |  |  | 267 | 152.9 | 16.1 | 211111 | -119.4731 | 35.115 |  | 106 | 999 |  |  |  | 93302 |  | R63-0036
06029 |  | California | Kern | 316011 | 50641013 | 47645812 | 151430257 | 10666 | 10625 | CHEVRON USA INC. |  |  |  |  | 267 | 152.9 | 16.1 | 211111 | -119.4731 | 35.115 |  | 106 | 999 |  |  |  | 93302 |  | R63-0036
06029 |  | California | Kern | 316011 | 50641113 | 47574512 | 151430257 | 10665 | 10624 | CHEVRON USA INC. |  |  |  |  | 267 | 152.9 | 16.1 | 211111 | -119.4731 | 35.115 |  | 106 | 999 |  |  |  | 93302 |  | R63-0036
06029 |  | California | Kern | 316011 | 50641213 | 47574512 | 151430257 | 10664 | 10624 | CHEVRON USA INC. |  |  |  |  | 267 | 152.9 | 16.1 | 211111 | -119.4731 | 35.115 |  | 106 | 999 |  |  |  | 93302 |  | R63-0036
06029 |  | California | Kern | 316011 | 50641313 | 47574512 | 151430257 | 10663 | 10624 | CHEVRON USA INC. |  |  |  |  | 267 | 152.9 | 16.1 | 211111 | -119.4731 | 35.115 |  | 106 | 999 |  |  |  | 93302 |  | R63-0036
06029 |  | California | Kern | 316011 | 50641413 | 47574512 | 151430257 | 10662 | 10624 | CHEVRON USA INC. |  |  |  |  | 267 | 152.9 | 16.1 | 211111 | -119.4731 | 35.115 |  | 106 | 999 |  |  |  | 93302 |  | R63-0036
06029 |  | California | Kern | 316011 | 50641513 | 47654512 | 151430257 | 10271 | 10271 | CHEVRON USA INC. |  |  |  |  | 95 | 10.7 | 5.3 | 211111 | -119.4731 | 35.115 |  | 106 | 999 |  |  |  | 93302 |  | R63-0036
06029 |  | California | Kern | 316011 | 50641613 | 47551612 | 151430257 | 110 | 2 | CHEVRON USA INC. |  |  | 49 | 9.4 | 146 | 1810.1 |  | 211111 | -119.4731 | 35.115 |  | 106 | 999 |  |  |  | 93302 |  | R63-0040
06029 |  | California | Kern | 316011 | 50641713 | 47592112 | 151430257 | 125 | 125 | CHEVRON USA INC. |  |  | 13 | 5 | 400 | 340.7 |  | 211111 | -119.4731 | 35.115 |  | 106 | 999 |  |  |  | 93302 |  | R63-0040
06029 |  | California | Kern | 316011 | 50641813 | 47568512 | 151430257 | 21144 | 21144 | CHEVRON USA INC. |  |  |  |  | 175 | 85.5 | 11.4 | 211111 | -119.4731 | 35.115 |  | 106 | 999 |  |  |  | 93302 |  | R63-0036
06029 |  | California | Kern | 316011 | 50641913 | 47589212 | 151430257 | 20206 | 20206 | CHEVRON USA INC. |  |  |  |  | 79 | 7.9 | 3 | 211111 | -119.4731 | 35.115 |  | 106 | 999 |  |  |  | 93302 |  | R63-0036
06029 |  | California | Kern | 316011 | 50642013 | 47646112 | 151430257 | 135 | 135 | CHEVRON USA INC. |  |  | 49 | 2.7 | 138 | 240.5 |  | 211111 | -119.4731 | 35.115 |  | 106 | 999 |  |  |  | 93302 |  | R63-0040
06029 |  | California | Kern | 316011 | 50642113 | 47561712 | 151430257 | 148 | 52 | CHEVRON USA INC. |  |  | 49 | 11 | 138 | 1610.8 |  | 211111 | -119.4731 | 35.115 |  | 106 | 999 |  |  |  | 93302 |  | R63-0040
06029 |  | California | Kern | 316011 | 50642213 | 47645212 | 151430257 | 131 | 131 | CHEVRON USA INC. |  |  | 49 | 2.7 | 136 | 257.1 |  | 211111 | -119.4731 | 35.115 |  | 106 | 999 |  |  |  | 93302 |  | R63-0040
06029 |  | California | Kern | 316011 | 50642313 | 47561712 | 151430257 | 149 | 52 | CHEVRON USA INC. |  |  | 49 | 11 | 138 | 1610.8 |  | 211111 | -119.4731 | 35.115 |  | 106 | 999 |  |  |  | 93302 |  | R63-0040
06029 |  | California | Kern | 316011 | 50642413 | 47549812 | 151430257 | 123 | 123 | CHEVRON USA INC. |  |  | 13 | 5 | 400 | 340.7 |  | 211111 | -119.4731 | 35.115 |  | 106 | 999 |  |  |  | 93302 |  | R63-0040
06029 |  | California | Kern | 316011 | 50642613 | 47578512 | 151430257 | 20076 | 20076 | CHEVRON USA INC. |  |  | 8 | 3 | 265 | 218.8 |  | 211111 | -119.4731 | 35.115 |  | 106 | 999 |  |  |  | 93302 |  | R63-0040
06029 |  | California | Kern | 316011 | 50642713 | 47589512 | 151430257 | 20062 | 20062 | CHEVRON USA INC. |  |  | 3 | 1 | 275 | 97.6 |  | 211111 | -119.4731 | 35.115 |  | 106 | 999 |  |  |  | 93302 |  | R63-0040
06029 |  | California | Kern | 316011 | 50642813 | 47578412 | 151430257 | 20080 | 20080 | CHEVRON USA INC. |  |  | 8 | 3 | 275 | 97.6 |  | 211111 | -119.4731 | 35.115 |  | 106 | 999 |  |  |  | 93302 |  | R63-0040
06029 |  | California | Kern | 316011 | 50642913 | 47579012 | 151430257 | 20060 | 20060 | CHEVRON USA INC. |  |  | 3 | 0.7 | 160 | 5.7 |  | 211111 | -119.4731 | 35.115 |  | 106 | 999 |  |  |  | 93302 |  | R63-0040
06029 |  | California | Kern | 316011 | 50643013 | 47630712 | 151430257 | 20059 | 20059 | CHEVRON USA INC. |  |  | 3 | 0.7 | 160 | 5.7 |  | 211111 | -119.4731 | 35.115 |  | 106 | 999 |  |  |  | 93302 |  | R63-0040
06029 |  | California | Kern | 316011 | 50643113 | 47537312 | 151430257 | 20057 | 20057 | CHEVRON USA INC. |  |  | 10 | 1.3 | 225 | 16.5 |  | 211111 | -119.4731 | 35.115 |  | 106 | 999 |  |  |  | 93302 |  | R63-0040
06029 |  | California | Kern | 316011 | 50643213 | 47537412 | 151430257 | 20056 | 20056 | CHEVRON USA INC. |  |  | 3 | 1 | 200 | 6.1 |  | 211111 | -119.4731 | 35.115 |  | 106 | 999 |  |  |  | 93302 |  | R63-0040
06029 |  | California | Kern | 316011 | 50643313 | 47589412 | 151430257 | 20055 | 20055 | CHEVRON USA INC. |  |  | 3 | 1 | 200 | 6.1 |  | 211111 | -119.4731 | 35.115 |  | 106 | 999 |  |  |  | 93302 |  | R63-0040
06029 |  | California | Kern | 316011 | 50643413 | 47594412 | 151430257 | 20054 | 20054 | CHEVRON USA INC. |  |  | 3 | 1 | 200 | 6.1 |  | 211111 | -119.4731 | 35.115 |  | 106 | 999 |  |  |  | 93302 |  | R63-0040
06029 |  | California | Kern | 316011 | 50643513 | 47579112 | 151430257 | 20050 | 20050 | CHEVRON USA INC. |  |  | 4 | 1.3 | 400 | 7.9 |  | 211111 | -119.4731 | 35.115 |  | 106 | 999 |  |  |  | 93302 |  | R63-0040
06029 |  | California | Kern | 316011 | 50643613 | 47546512 | 151430257 | 20049 | 20049 | CHEVRON USA INC. |  |  | 4 | 1 | 400 | 7.9 |  | 211111 | -119.4731 | 35.115 |  | 106 | 999 |  |  |  | 93302 |  | R63-0040
06029 |  | California | Kern | 316011 | 50643713 | 47536512 | 151430257 | 22090 | 22090 | CHEVRON USA INC. |  |  | 6 | 0.8 | 400 | 4.2 |  | 211111 | -119.4731 | 35.115 |  | 106 | 999 |  |  |  | 93302 |  | R63-0040
06029 |  | California | Kern | 316011 | 50643913 | 47614012 | 151430257 | 20100 | 20100 | CHEVRON USA INC. |  |  |  |  | 79 | 7.9 | 3 | 211111 | -119.4731 | 35.115 |  | 106 | 999 |  |  |  | 93302 |  | R63-0036
06029 |  | California | Kern | 316011 | 50644013 | 47582812 | 151430257 | 22178 | 22178 | CHEVRON USA INC. |  |  |  |  | 79 | 7.9 | 3 | 211111 | -119.4731 | 35.115 |  | 106 | 999 |  |  |  | 93302 |  | R63-0036
06029 |  | California | Kern | 316011 | 50644113 | 47537712 | 151430257 | 22088 | 22088 | CHEVRON USA INC. |  |  | 10 | 1 | 400 | 5 |  | 211111 | -119.4731 | 35.115 |  | 106 | 999 |  |  |  | 93302 |  | R63-0040
06029 |  | California | Kern | 316011 | 50644213 | 47572212 | 151430257 | 22087 | 22087 | CHEVRON USA INC. |  |  | 6 | 0.8 | 400 | 2.1 |  | 211111 | -119.4731 | 35.115 |  | 106 | 999 |  |  |  | 93302 |  | R63-0040
06029 |  | California | Kern | 316011 | 50644313 | 47577612 | 151430257 | 22086 | 22086 | CHEVRON USA INC. |  |  | 6 | 0.8 | 400 | 2.1 |  | 211111 | -119.4731 | 35.115 |  | 106 | 999 |  |  |  | 93302 |  | R63-0040
06029 |  | California | Kern | 316011 | 50644413 | 47576812 | 151430257 | 22085 | 22085 | CHEVRON USA INC. |  |  | 7 | 1 | 400 | 3.3 |  | 211111 | -119.4731 | 35.115 |  | 106 | 999 |  |  |  | 93302 |  | R63-0040
06029 |  | California | Kern | 316011 | 50644513 | 47619912 | 151430257 | 22084 | 22084 | CHEVRON USA INC. |  |  | 10 | 1 | 300 | 3.7 |  | 211111 | -119.4731 | 35.115 |  | 106 | 999 |  |  |  | 93302 |  | R63-0040
06029 |  | California | Kern | 316011 | 50644613 | 47596412 | 151430257 | 10619 | 10619 | CHEVRON USA INC. |  |  |  |  | 267 | 152.9 | 16.1 | 211111 | -119.4731 | 35.115 |  | 106 | 999 |  |  |  | 93302 |  | R63-0036
06029 |  | California | Kern | 316011 | 50644713 | 47552812 | 151430257 | 10620 | 10620 | CHEVRON USA INC. |  |  |  |  | 267 | 152.9 | 16.1 | 211111 | -119.4731 | 35.115 |  | 106 | 999 |  |  |  | 93302 |  | R63-0036
06029 |  | California | Kern | 316011 | 50644813 | 47630412 | 151430257 | 20075 | 20075 | CHEVRON USA INC. |  |  | 8 | 3 | 320 | 235.4 |  | 211111 | -119.4731 | 35.115 |  | 106 | 999 |  |  |  | 93302 |  | R63-0040
06029 |  | California | Kern | 316011 | 50644913 | 47612612 | 151430257 | 20107 | 20107 | CHEVRON USA INC. |  |  |  |  | 95 | 10.7 | 5.3 | 211111 | -119.4731 | 35.115 |  | 106 | 999 |  |  |  | 93302 |  | R63-0036
06029 |  | California | Kern | 316011 | 50645013 | 47546112 | 151430257 | 20046 | 20046 | CHEVRON USA INC. |  |  | 1 | 0.8 | 400 | 7.9 |  | 211111 | -119.4731 | 35.115 |  | 106 | 999 |  |  |  | 93302 |  | R63-0040
06029 |  | California | Kern | 316011 | 50645113 | 47580112 | 151430257 | 20098 | 20098 | CHEVRON USA INC. |  |  |  |  | 79 | 7.9 | 3 | 211111 | -119.4731 | 35.115 |  | 106 | 999 |  |  |  | 93302 |  | R63-0036
06029 |  | California | Kern | 316011 | 50645213 | 47612412 | 151430257 | 20097 | 20097 | CHEVRON USA INC. |  |  |  |  | 79 | 7.9 | 3 | 211111 | -119.4731 | 35.115 |  | 106 | 999 |  |  |  | 93302 |  | R63-0036
06029 |  | California | Kern | 316011 | 50645313 | 47612312 | 151430257 | 20092 | 20092 | CHEVRON USA INC. |  |  |  |  | 79 | 7.9 | 3 | 211111 | -119.4731 | 35.115 |  | 106 | 999 |  |  |  | 93302 |  | R63-0036
06029 |  | California | Kern | 316011 | 50645413 | 47579612 | 151430257 | 20086 | 20086 | CHEVRON USA INC. |  |  |  |  | 95 | 10.7 | 5.3 | 211111 | -119.4731 | 35.115 |  | 106 | 999 |  |  |  | 93302 |  | R63-0036
06029 |  | California | Kern | 316011 | 50645513 | 47583212 | 151430257 | 20085 | 20085 | CHEVRON USA INC. |  |  |  |  | 79 | 7.9 | 3 | 211111 | -119.4731 | 35.115 |  | 106 | 999 |  |  |  | 93302 |  | R63-0036
06029 |  | California | Kern | 316011 | 50645613 | 47551412 | 151430257 | 20084 | 20084 | CHEVRON USA INC. |  |  |  |  | 79 | 7.9 | 3 | 211111 | -119.4731 | 35.115 |  | 106 | 999 |  |  |  | 93302 |  | R63-0036
06029 |  | California | Kern | 316011 | 50645713 | 47630312 | 151430257 | 20083 | 20083 | CHEVRON USA INC. |  |  |  |  | 79 | 7.9 | 3 | 211111 | -119.4731 | 35.115 |  | 106 | 999 |  |  |  | 93302 |  | R63-0036
06029 |  | California | Kern | 316011 | 50645813 | 47584212 | 151430257 | 20082 | 20082 | CHEVRON USA INC. |  |  |  |  | 95 | 10.7 | 5.3 | 211111 | -119.4731 | 35.115 |  | 106 | 999 |  |  |  | 93302 |  | R63-0036
06029 |  | California | Kern | 316011 | 50645913 | 47571512 | 151430257 | 20081 | 20081 | CHEVRON USA INC. |  |  | 8 | 3 | 275 | 97.6 |  | 211111 | -119.4731 | 35.115 |  | 106 | 999 |  |  |  | 93302 |  | R63-0040
06029 |  | California | Kern | 316011 | 50646013 | 47611212 | 151430257 | 20108 | 20108 | CHEVRON USA INC. |  |  |  |  | 95 | 10.7 | 5.3 | 211111 | -119.4731 | 35.115 |  | 106 | 999 |  |  |  | 93302 |  | R63-0036
06029 |  | California | Kern | 316011 | 50646113 | 47645012 | 151430257 | 19 | 16 | CHEVRON USA INC. |  |  | 50 | 7.7 | 152 | 1257.3 |  | 211111 | -119.4731 | 35.115 |  | 106 | 999 |  |  |  | 93302 |  | R63-0040
06029 |  | California | Kern | 316011 | 50646213 | 47546212 | 151430257 | 20048 | 20048 | CHEVRON USA INC. |  |  | 4 | 1 | 400 | 7.9 |  | 211111 | -119.4731 | 35.115 |  | 106 | 999 |  |  |  | 93302 |  | R63-0040
06029 |  | California | Kern | 316011 | 50647013 | 47578712 | 151430257 | 20015 | 20015 | CHEVRON USA INC. |  |  | 25 | 2.5 | 275 | 17.8 |  | 211111 | -119.4731 | 35.115 |  | 106 | 999 |  |  |  | 93302 |  | R63-0040
06029 |  | California | Kern | 316011 | 50647113 | 47546812 | 151430257 | 2 | 1 | CHEVRON USA INC. |  |  | 49 | 7 | 144 | 1000.6 |  | 211111 | -119.4731 | 35.115 |  | 106 | 999 |  |  |  | 93302 |  | R63-0040
06029 |  | California | Kern | 316011 | 50647213 | 47579812 | 151430257 | 20016 | 20016 | CHEVRON USA INC. |  |  | 25 | 2.5 | 275 | 17.8 |  | 211111 | -119.4731 | 35.115 |  | 106 | 999 |  |  |  | 93302 |  | R63-0040
06029 |  | California | Kern | 316011 | 50647413 | 47593312 | 151430257 | 185 | 22532 | CHEVRON USA INC. |  |  | 13 | 5 | 400 | 340.7 |  | 211111 | -119.4731 | 35.115 |  | 106 | 999 |  |  |  | 93302 |  | R63-0040
06029 |  | California | Kern | 316011 | 50647513 | 47566912 | 151430257 | 184 | 184 | CHEVRON USA INC. |  |  | 13 | 5 | 400 | 340.7 |  | 211111 | -119.4731 | 35.115 |  | 106 | 999 |  |  |  | 93302 |  | R63-0040
06029 |  | California | Kern | 316011 | 50647613 | 47645012 | 151430257 | 18 | 16 | CHEVRON USA INC. |  |  | 50 | 7.7 | 152 | 1257.3 |  | 211111 | -119.4731 | 35.115 |  | 106 | 999 |  |  |  | 93302 |  | R63-0040
06029 |  | California | Kern | 316011 | 50647713 | 47644712 | 151430257 | 176 | 176 | CHEVRON USA INC. |  |  | 18 | 5 | 400 | 124.6 |  | 211111 | -119.4731 | 35.115 |  | 106 | 999 |  |  |  | 93302 |  | R63-0040
06029 |  | California | Kern | 316011 | 50647813 | 47644812 | 151430257 | 173 | 173 | CHEVRON USA INC. |  |  | 13 | 5 | 400 | 340.7 |  | 211111 | -119.4731 | 35.115 |  | 106 | 999 |  |  |  | 93302 |  | R63-0040
06029 |  | California | Kern | 316011 | 50647913 | 47576712 | 151430257 | 22083 | 22083 | CHEVRON USA INC. |  |  | 8 | 1.5 | 300 | 4 |  | 211111 | -119.4731 | 35.115 |  | 106 | 999 |  |  |  | 93302 |  | R63-0040
06029 |  | California | Kern | 316011 | 50648013 | 47577512 | 151430257 | 22082 | 22082 | CHEVRON USA INC. |  |  | 10 | 1 | 400 | 3.3 |  | 211111 | -119.4731 | 35.115 |  | 106 | 999 |  |  |  | 93302 |  | R63-0040
06029 |  | California | Kern | 316011 | 50648113 | 47598612 | 151430257 | 21143 | 21143 | CHEVRON USA INC. |  |  |  |  | 175 | 85.5 | 11.4 | 211111 | -119.4731 | 35.115 |  | 106 | 999 |  |  |  | 93302 |  | R63-0036
06029 |  | California | Kern | 316011 | 50648213 | 47645012 | 151430257 | 20 | 16 | CHEVRON USA INC. |  |  | 50 | 7.7 | 152 | 1257.3 |  | 211111 | -119.4731 | 35.115 |  | 106 | 999 |  |  |  | 93302 |  | R63-0040
06029 |  | California | Kern | 316011 | 50648313 | 47641912 | 151430257 | 20033 | 20033 | CHEVRON USA INC. |  |  | 10 | 0.8 | 400 | 7.9 |  | 211111 | -119.4731 | 35.115 |  | 106 | 999 |  |  |  | 93302 |  | R63-0040
06029 |  | California | Kern | 316011 | 50648413 | 47595112 | 151430257 | 20045 | 20045 | CHEVRON USA INC. |  |  | 6 | 0.5 | 400 | 4.2 |  | 211111 | -119.4731 | 35.115 |  | 106 | 999 |  |  |  | 93302 |  | R63-0040
06029 |  | California | Kern | 316011 | 50648513 | 47587512 | 151430257 | 20044 | 20044 | CHEVRON USA INC. |  |  | 1 | 1 | 400 | 7.9 |  | 211111 | -119.4731 | 35.115 |  | 106 | 999 |  |  |  | 93302 |  | R63-0040
06029 |  | California | Kern | 316011 | 50648613 | 47615512 | 151430257 | 20043 | 20043 | CHEVRON USA INC. |  |  | 1 | 1 | 400 | 4.2 |  | 211111 | -119.4731 | 35.115 |  | 106 | 999 |  |  |  | 93302 |  | R63-0040
06029 |  | California | Kern | 316011 | 50648713 | 47595912 | 151430257 | 20042 | 20042 | CHEVRON USA INC. |  |  | 4 | 1 | 400 | 7.9 |  | 211111 | -119.4731 | 35.115 |  | 106 | 999 |  |  |  | 93302 |  | R63-0040
06029 |  | California | Kern | 316011 | 50648813 | 47579312 | 151430257 | 20041 | 20041 | CHEVRON USA INC. |  |  | 4 | 1 | 400 | 7.9 |  | 211111 | -119.4731 | 35.115 |  | 106 | 999 |  |  |  | 93302 |  | R63-0040
06029 |  | California | Kern | 316011 | 50648913 | 47598412 | 151430257 | 20038 | 20038 | CHEVRON USA INC. |  |  | 2 | 0.5 | 250 | 6.5 |  | 211111 | -119.4731 | 35.115 |  | 106 | 999 |  |  |  | 93302 |  | R63-0040
06029 |  | California | Kern | 316011 | 50649013 | 47547012 | 151430257 | 20037 | 20037 | CHEVRON USA INC. |  |  | 2 | 0.5 | 250 | 6.5 |  | 211111 | -119.4731 | 35.115 |  | 106 | 999 |  |  |  | 93302 |  | R63-0040
06029 |  | California | Kern | 316011 | 50649113 | 47547212 | 151430257 | 20036 | 20036 | CHEVRON USA INC. |  |  | 2 | 0.5 | 250 | 6.5 |  | 211111 | -119.4731 | 35.115 |  | 106 | 999 |  |  |  | 93302 |  | R63-0040
06029 |  | California | Kern | 316011 | 50649313 | 47641812 | 151430257 | 20034 | 20034 | CHEVRON USA INC. |  |  | 2 | 0.5 | 250 | 6.5 |  | 211111 | -119.4731 | 35.115 |  | 106 | 999 |  |  |  | 93302 |  | R63-0040
06029 |  | California | Kern | 316011 | 50649413 | 47586012 | 151430257 | 22091 | 22091 | CHEVRON USA INC. |  |  | 9 | 1 | 400 | 5 |  | 211111 | -119.4731 | 35.115 |  | 106 | 999 |  |  |  | 93302 |  | R63-0040
06029 |  | California | Kern | 316011 | 50649513 | 47594912 | 151430257 | 20032 | 20032 | CHEVRON USA INC. |  |  | 2 | 0.5 | 250 | 6.5 |  | 211111 | -119.4731 | 35.115 |  | 106 | 999 |  |  |  | 93302 |  | R63-0040
06029 |  | California | Kern | 316011 | 50649613 | 47548812 | 151430257 | 20031 | 20031 | CHEVRON USA INC. |  |  | 2 | 0.5 | 250 | 6.5 |  | 211111 | -119.4731 | 35.115 |  | 106 | 999 |  |  |  | 93302 |  | R63-0040
06029 |  | California | Kern | 316011 | 50649713 | 47594812 | 151430257 | 20030 | 20030 | CHEVRON USA INC. |  |  | 2 | 0.5 | 250 | 6.5 |  | 211111 | -119.4731 | 35.115 |  | 106 | 999 |  |  |  | 93302 |  | R63-0040
06029 |  | California | Kern | 316011 | 50649813 | 47594712 | 151430257 | 20029 | 20029 | CHEVRON USA INC. |  |  | 2 | 0.5 | 250 | 6.5 |  | 211111 | -119.4731 | 35.115 |  | 106 | 999 |  |  |  | 93302 |  | R63-0040
06029 |  | California | Kern | 316011 | 50649913 | 47579412 | 151430257 | 20028 | 20028 | CHEVRON USA INC. |  |  | 10 | 0.8 | 400 | 7.9 |  | 211111 | -119.4731 | 35.115 |  | 106 | 999 |  |  |  | 93302 |  | R63-0040
06029 |  | California | Kern | 316011 | 50650013 | 47642012 | 151430257 | 20027 | 20027 | CHEVRON USA INC. |  |  | 20 | 1 | 400 | 41.5 |  | 211111 | -119.4731 | 35.115 |  | 106 | 999 |  |  |  | 93302 |  | R63-0040
06029 |  | California | Kern | 316011 | 50650113 | 47548912 | 151430257 | 20026 | 20026 | CHEVRON USA INC. |  |  | 20 | 1.2 | 400 | 41.5 |  | 211111 | -119.4731 | 35.115 |  | 106 | 999 |  |  |  | 93302 |  | R63-0040
06029 |  | California | Kern | 316011 | 50650213 | 47549112 | 151430257 | 20018 | 20018 | CHEVRON USA INC. |  |  |  |  | 510 | 37 | 18.2 | 211111 | -119.4731 | 35.115 |  | 106 | 999 |  |  |  | 93302 |  | R63-0040
06029 |  | California | Kern | 316011 | 50650313 | 47582112 | 151430257 | 20017 | 20017 | CHEVRON USA INC. |  |  | 10 | 0.8 | 400 | 7.9 |  | 211111 | -119.4731 | 35.115 |  | 106 | 999 |  |  |  | 93302 |  | R63-0040
06029 |  | California | Kern | 316011 | 50650413 | 47631512 | 151430257 | 20035 | 20035 | CHEVRON USA INC. |  |  | 2 | 0.5 | 250 | 6.5 |  | 211111 | -119.4731 | 35.115 |  | 106 | 999 |  |  |  | 93302 |  | R63-0040
06029 |  | California | Kern | 316011 | 50650513 | 47613312 | 151430257 | 20141 | 20141 | CHEVRON USA INC. |  |  |  |  | 95 | 10.7 | 5.3 | 211111 | -119.4731 | 35.115 |  | 106 | 999 |  |  |  | 93302 |  | R63-0036
06029 |  | California | Kern | 316011 | 50650613 | 47629912 | 151430257 | 20116 | 20116 | CHEVRON USA INC. |  |  |  |  | 95 | 10.7 | 5.3 | 211111 | -119.4731 | 35.115 |  | 106 | 999 |  |  |  | 93302 |  | R63-0036
06029 |  | California | Kern | 316011 | 50650713 | 47550312 | 151430257 | 20157 | 20157 | CHEVRON USA INC. |  |  |  |  | 79 | 7.9 | 3 | 211111 | -119.4731 | 35.115 |  | 106 | 999 |  |  |  | 93302 |  | R63-0036
06029 |  | California | Kern | 316011 | 50650813 | 47580512 | 151430257 | 20156 | 20156 | CHEVRON USA INC. |  |  |  |  | 79 | 7.9 | 3 | 211111 | -119.4731 | 35.115 |  | 106 | 999 |  |  |  | 93302 |  | R63-0036
06029 |  | California | Kern | 316011 | 50650913 | 47613512 | 151430257 | 20154 | 20154 | CHEVRON USA INC. |  |  |  |  | 79 | 7.9 | 3 | 211111 | -119.4731 | 35.115 |  | 106 | 999 |  |  |  | 93302 |  | R63-0036
06029 |  | California | Kern | 316011 | 50651013 | 47550412 | 151430257 | 20152 | 20152 | CHEVRON USA INC. |  |  |  |  | 79 | 7.9 | 3 | 211111 | -119.4731 | 35.115 |  | 106 | 999 |  |  |  | 93302 |  | R63-0036
06029 |  | California | Kern | 316011 | 50651113 | 47580412 | 151430257 | 20151 | 20151 | CHEVRON USA INC. |  |  |  |  | 79 | 7.9 | 3 | 211111 | -119.4731 | 35.115 |  | 106 | 999 |  |  |  | 93302 |  | R63-0036
06029 |  | California | Kern | 316011 | 50651213 | 47652712 | 151430257 | 20148 | 20148 | CHEVRON USA INC. |  |  |  |  | 79 | 7.9 | 3 | 211111 | -119.4731 | 35.115 |  | 106 | 999 |  |  |  | 93302 |  | R63-0036
06029 |  | California | Kern | 316011 | 50651313 | 47550512 | 151430257 | 20147 | 20147 | CHEVRON USA INC. |  |  |  |  | 79 | 7.9 | 3 | 211111 | -119.4731 | 35.115 |  | 106 | 999 |  |  |  | 93302 |  | R63-0036
06029 |  | California | Kern | 316011 | 50651413 | 47590312 | 151430257 | 22142 | 22142 | CHEVRON USA INC. |  |  | 13 | 5 | 400 | 119.9 |  | 211111 | -119.4731 | 35.115 |  | 106 | 999 |  |  |  | 93302 |  | R63-0040
06029 |  | California | Kern | 316011 | 50651513 | 47551812 | 151430257 | 20142 | 20142 | CHEVRON USA INC. |  |  |  |  | 95 | 10.7 | 5.3 | 211111 | -119.4731 | 35.115 |  | 106 | 999 |  |  |  | 93302 |  | R63-0036
06029 |  | California | Kern | 316011 | 50651613 | 47622612 | 151430257 | 22143 | 22143 | CHEVRON USA INC. |  |  | 13 | 5 | 400 | 119.9 |  | 211111 | -119.4731 | 35.115 |  | 106 | 999 |  |  |  | 93302 |  | R63-0040
06029 |  | California | Kern | 316011 | 50651713 | 47652812 | 151430257 | 20140 | 20140 | CHEVRON USA INC. |  |  |  |  | 95 | 10.7 | 5.3 | 211111 | -119.4731 | 35.115 |  | 106 | 999 |  |  |  | 93302 |  | R63-0036
06029 |  | California | Kern | 316011 | 50651813 | 47550712 | 151430257 | 20139 | 20139 | CHEVRON USA INC. |  |  |  |  | 95 | 10.7 | 5.3 | 211111 | -119.4731 | 35.115 |  | 106 | 999 |  |  |  | 93302 |  | R63-0036
06029 |  | California | Kern | 316011 | 50651913 | 47613212 | 151430257 | 20138 | 20138 | CHEVRON USA INC. |  |  |  |  | 95 | 10.7 | 5.3 | 211111 | -119.4731 | 35.115 |  | 106 | 999 |  |  |  | 93302 |  | R63-0036
06029 |  | California | Kern | 316011 | 50652013 | 47656612 | 151430257 | 20137 | 20137 | CHEVRON USA INC. |  |  |  |  | 79 | 7.9 | 3 | 211111 | -119.4731 | 35.115 |  | 106 | 999 |  |  |  | 93302 |  | R63-0036
06029 |  | California | Kern | 316011 | 50652113 | 47641712 | 151430257 | 20135 | 20135 | CHEVRON USA INC. |  |  |  |  | 95 | 10.7 | 5.3 | 211111 | -119.4731 | 35.115 |  | 106 | 999 |  |  |  | 93302 |  | R63-0036
06029 |  | California | Kern | 316011 | 50652213 | 47551012 | 151430257 | 20130 | 20130 | CHEVRON USA INC. |  |  |  |  | 95 | 10.7 | 5.3 | 211111 | -119.4731 | 35.115 |  | 106 | 999 |  |  |  | 93302 |  | R63-0036
06029 |  | California | Kern | 316011 | 50652313 | 47551112 | 151430257 | 20129 | 20129 | CHEVRON USA INC. |  |  |  |  | 95 | 10.7 | 5.3 | 211111 | -119.4731 | 35.115 |  | 106 | 999 |  |  |  | 93302 |  | R63-0036
06029 |  | California | Kern | 316011 | 50652413 | 47613012 | 151430257 | 20126 | 20126 | CHEVRON USA INC. |  |  |  |  | 79 | 7.9 | 3 | 211111 | -119.4731 | 35.115 |  | 106 | 999 |  |  |  | 93302 |  | R63-0036
06029 |  | California | Kern | 316011 | 50652513 | 47536312 | 151430257 | 22089 | 22089 | CHEVRON USA INC. |  |  | 9 | 1 | 400 | 5 |  | 211111 | -119.4731 | 35.115 |  | 106 | 999 |  |  |  | 93302 |  | R63-0040
06029 |  | California | Kern | 316011 | 50652613 | 47613412 | 151430257 | 20143 | 20143 | CHEVRON USA INC. |  |  |  |  | 95 | 10.7 | 5.3 | 211111 | -119.4731 | 35.115 |  | 106 | 999 |  |  |  | 93302 |  | R63-0036
06029 |  | California | Kern | 316011 | 50652813 | 47540712 | 151430257 | 22177 | 22177 | CHEVRON USA INC. |  |  |  |  | 79 | 7.9 | 3 | 211111 | -119.4731 | 35.115 |  | 106 | 999 |  |  |  | 93302 |  | R63-0036
06029 |  | California | Kern | 316011 | 50652913 | 47654112 | 151430257 | 22176 | 22176 | CHEVRON USA INC. |  |  |  |  | 79 | 7.9 | 3 | 211111 | -119.4731 | 35.115 |  | 106 | 999 |  |  |  | 93302 |  | R63-0036
06029 |  | California | Kern | 316011 | 50653013 | 47539512 | 151430257 | 22174 | 22174 | CHEVRON USA INC. |  |  |  |  | 79 | 7.9 | 3 | 211111 | -119.4731 | 35.115 |  | 106 | 999 |  |  |  | 93302 |  | R63-0036
06029 |  | California | Kern | 316011 | 50653113 | 47659112 | 151430257 | 22170 | 22170 | CHEVRON USA INC. |  |  |  |  | 79 | 7.9 | 3 | 211111 | -119.4731 | 35.115 |  | 106 | 999 |  |  |  | 93302 |  | R63-0036
06029 |  | California | Kern | 316011 | 50653213 | 47659012 | 151430257 | 22169 | 22169 | CHEVRON USA INC. |  |  |  |  | 79 | 7.9 | 3 | 211111 | -119.4731 | 35.115 |  | 106 | 999 |  |  |  | 93302 |  | R63-0036
06029 |  | California | Kern | 316011 | 50653313 | 47582912 | 151430257 | 22168 | 22168 | CHEVRON USA INC. |  |  |  |  | 79 | 7.9 | 3 | 211111 | -119.4731 | 35.115 |  | 106 | 999 |  |  |  | 93302 |  | R63-0036
06029 |  | California | Kern | 316011 | 50653413 | 47540912 | 151430257 | 22167 | 22167 | CHEVRON USA INC. |  |  |  |  | 79 | 7.9 | 3 | 211111 | -119.4731 | 35.115 |  | 106 | 999 |  |  |  | 93302 |  | R63-0036
06029 |  | California | Kern | 316011 | 50653513 | 47658912 | 151430257 | 22166 | 22166 | CHEVRON USA INC. |  |  |  |  | 79 | 7.9 | 3 | 211111 | -119.4731 | 35.115 |  | 106 | 999 |  |  |  | 93302 |  | R63-0036
06029 |  | California | Kern | 316011 | 50653613 | 47652612 | 151430257 | 20158 | 20158 | CHEVRON USA INC. |  |  |  |  | 79 | 7.9 | 3 | 211111 | -119.4731 | 35.115 |  | 106 | 999 |  |  |  | 93302 |  | R63-0036
06029 |  | California | Kern | 316011 | 50653813 | 47644212 | 151430257 | 20115 | 20115 | CHEVRON USA INC. |  |  |  |  | 95 | 10.7 | 5.3 | 211111 | -119.4731 | 35.115 |  | 106 | 999 |  |  |  | 93302 |  | R63-0036
06029 |  | California | Kern | 316011 | 50654513 | 47584412 | 151430257 | 22147 | 22147 | CHEVRON USA INC. |  |  | 13 | 5 | 400 | 119.9 |  | 211111 | -119.4731 | 35.115 |  | 106 | 999 |  |  |  | 93302 |  | R63-0040
06029 |  | California | Kern | 316011 | 50654613 | 47656312 | 151430257 | 22146 | 22146 | CHEVRON USA INC. |  |  | 13 | 5 | 400 | 119.9 |  | 211111 | -119.4731 | 35.115 |  | 106 | 999 |  |  |  | 93302 |  | R63-0040
06029 |  | California | Kern | 316011 | 50654713 | 47656212 | 151430257 | 22144 | 22144 | CHEVRON USA INC. |  |  | 13 | 5 | 400 | 119.9 |  | 211111 | -119.4731 | 35.115 |  | 106 | 999 |  |  |  | 93302 |  | R63-0040
06029 |  | California | Kern | 316011 | 50654813 | 47541012 | 151430257 | 22165 | 22165 | CHEVRON USA INC. |  |  |  |  | 79 | 7.9 | 3 | 211111 | -119.4731 | 35.115 |  | 106 | 999 |  |  |  | 93302 |  | R63-0036
06029 |  | California | Kern | 316011 | 50654913 | 47623812 | 151430257 | 22102 | 22102 | CHEVRON USA INC. |  |  | 9 | 1 | 400 | 5 |  | 211111 | -119.4731 | 35.115 |  | 106 | 999 |  |  |  | 93302 |  | R63-0040
06029 |  | California | Kern | 316011 | 50655013 | 47548112 | 151430257 | 22310 | 22310 | CHEVRON USA INC. |  |  |  |  | 79 | 7.9 | 3 | 211111 | -119.4731 | 35.115 |  | 106 | 999 |  |  |  | 93302 |  | R63-0036
06029 |  | California | Kern | 316011 | 50655113 | 47623112 | 151430257 | 22114 | 22114 | CHEVRON USA INC. |  |  | 30 | 2.5 | 400 | 12.5 |  | 211111 | -119.4731 | 35.115 |  | 106 | 999 |  |  |  | 93302 |  | R63-0040
06029 |  | California | Kern | 316011 | 50655213 | 47583412 | 151430257 | 22113 | 22113 | CHEVRON USA INC. |  |  | 18 | 0.8 | 250 | 6.9 |  | 211111 | -119.4731 | 35.115 |  | 106 | 999 |  |  |  | 93302 |  | R63-0040
06029 |  | California | Kern | 316011 | 50655313 | 47570212 | 151430257 | 22112 | 22112 | CHEVRON USA INC. |  |  | 8 | 1.2 | 400 | 6.2 |  | 211111 | -119.4731 | 35.115 |  | 106 | 999 |  |  |  | 93302 |  | R63-0040
06029 |  | California | Kern | 316011 | 50655413 | 47620212 | 151430257 | 22108 | 22108 | CHEVRON USA INC. |  |  | 7 | 1.3 | 400 | 2.6 |  | 211111 | -119.4731 | 35.115 |  | 106 | 999 |  |  |  | 93302 |  | R63-0040
06029 |  | California | Kern | 316011 | 50655513 | 47623012 | 151430257 | 22107 | 22107 | CHEVRON USA INC. |  |  | 8 | 1 | 400 | 3.3 |  | 211111 | -119.4731 | 35.115 |  | 106 | 999 |  |  |  | 93302 |  | R63-0040
06029 |  | California | Kern | 316011 | 50655613 | 47590112 | 151430257 | 22106 | 22106 | CHEVRON USA INC. |  |  | 8 | 0.8 | 400 | 2.5 |  | 211111 | -119.4731 | 35.115 |  | 106 | 999 |  |  |  | 93302 |  | R63-0040
06029 |  | California | Kern | 316011 | 50655713 | 47584312 | 151430257 | 22105 | 22105 | CHEVRON USA INC. |  |  | 9 | 0.8 | 400 | 2.5 |  | 211111 | -119.4731 | 35.115 |  | 106 | 999 |  |  |  | 93302 |  | R63-0040
06029 |  | California | Kern | 316011 | 50655813 | 47620312 | 151430257 | 22118 | 22118 | CHEVRON USA INC. |  |  | 7 | 1.2 | 400 | 6.2 |  | 211111 | -119.4731 | 35.115 |  | 106 | 999 |  |  |  | 93302 |  | R63-0040
06029 |  | California | Kern | 316011 | 50655913 | 47620112 | 151430257 | 22103 | 22103 | CHEVRON USA INC. |  |  | 6 | 1.5 | 400 | 8.3 |  | 211111 | -119.4731 | 35.115 |  | 106 | 999 |  |  |  | 93302 |  | R63-0040
06029 |  | California | Kern | 316011 | 50656013 | 47570512 | 151430257 | 22119 | 22119 | CHEVRON USA INC. |  |  | 8 | 1 | 400 | 3.3 |  | 211111 | -119.4731 | 35.115 |  | 106 | 999 |  |  |  | 93302 |  | R63-0040
06029 |  | California | Kern | 316011 | 50656113 | 47536912 | 151430257 | 22100 | 22100 | CHEVRON USA INC. |  |  | 9 | 0.8 | 400 | 4.2 |  | 211111 | -119.4731 | 35.115 |  | 106 | 999 |  |  |  | 93302 |  | R63-0040
06029 |  | California | Kern | 316011 | 50656213 | 47536812 | 151430257 | 22099 | 22099 | CHEVRON USA INC. |  |  | 8 | 1 | 400 | 4.2 |  | 211111 | -119.4731 | 35.115 |  | 106 | 999 |  |  |  | 93302 |  | R63-0040
06029 |  | California | Kern | 316011 | 50656313 | 47651412 | 151430257 | 22478 | 22478 | CHEVRON USA INC. |  |  |  |  | 175 | 85.5 | 11.4 | 211111 | -119.4731 | 35.115 |  | 106 | 999 |  |  |  | 93302 |  | R63-0036
06029 |  | California | Kern | 316011 | 50656413 | 47558812 | 151430257 | 22479 | 22479 | CHEVRON USA INC. |  |  |  |  | 175 | 85.5 | 11.4 | 211111 | -119.4731 | 35.115 |  | 106 | 999 |  |  |  | 93302 |  | R63-0036
06029 |  | California | Kern | 316011 | 50656513 | 47564512 | 151430257 | 22480 | 22480 | CHEVRON USA INC. |  |  |  |  | 175 | 85.5 | 11.4 | 211111 | -119.4731 | 35.115 |  | 106 | 999 |  |  |  | 93302 |  | R63-0036
06029 |  | California | Kern | 316011 | 50656613 | 47644112 | 151430257 | 20249 | 20249 | CHEVRON USA INC. |  |  |  |  | 95 | 10.7 | 5.3 | 211111 | -119.4731 | 35.115 |  | 106 | 999 |  |  |  | 93302 |  | R63-0036
06029 |  | California | Kern | 316011 | 50656713 | 47646312 | 151430257 | 20248 | 20248 | CHEVRON USA INC. |  |  |  |  | 95 | 10.7 | 5.3 | 211111 | -119.4731 | 35.115 |  | 106 | 999 |  |  |  | 93302 |  | R63-0036
06029 |  | California | Kern | 316011 | 50656813 | 47553712 | 151430257 | 20247 | 20247 | CHEVRON USA INC. |  |  |  |  | 79 | 7.9 | 3 | 211111 | -119.4731 | 35.115 |  | 106 | 999 |  |  |  | 93302 |  | R63-0036
06029 |  | California | Kern | 316011 | 50656913 | 47557712 | 151430257 | 20246 | 20246 | CHEVRON USA INC. |  |  |  |  | 79 | 7.9 | 3 | 211111 | -119.4731 | 35.115 |  | 106 | 999 |  |  |  | 93302 |  | R63-0036
06029 |  | California | Kern | 316011 | 50657013 | 47553612 | 151430257 | 20245 | 20245 | CHEVRON USA INC. |  |  |  |  | 79 | 7.9 | 3 | 211111 | -119.4731 | 35.115 |  | 106 | 999 |  |  |  | 93302 |  | R63-0036
06029 |  | California | Kern | 316011 | 50657113 | 47636312 | 151430257 | 119 | 119 | CHEVRON USA INC. |  |  | 13 | 5 | 400 | 340.7 |  | 211111 | -119.4731 | 35.115 |  | 106 | 999 |  |  |  | 93302 |  | R63-0040
06029 |  | California | Kern | 316011 | 50657213 | 47612212 | 151430257 | 22354 | 22354 | CHEVRON USA INC. |  |  |  |  | 95 | 10.7 | 5.3 | 211111 | -119.4731 | 35.115 |  | 106 | 999 |  |  |  | 93302 |  | R63-0036
06029 |  | California | Kern | 316011 | 50657313 | 47538612 | 151430257 | 22353 | 22353 | CHEVRON USA INC. |  |  |  |  | 79 | 7.9 | 3 | 211111 | -119.4731 | 35.115 |  | 106 | 999 |  |  |  | 93302 |  | R63-0036
06029 |  | California | Kern | 316011 | 50657413 | 47633012 | 151430257 | 127 | 127 | CHEVRON USA INC. |  |  | 13 | 5 | 400 | 340.7 |  | 211111 | -119.4731 | 35.115 |  | 106 | 999 |  |  |  | 93302 |  | R63-0040
06029 |  | California | Kern | 316011 | 50657513 | 47630612 | 151430257 | 20061 | 20061 | CHEVRON USA INC. |  |  | 3 | 1 | 275 | 97.6 |  | 211111 | -119.4731 | 35.115 |  | 106 | 999 |  |  |  | 93302 |  | R63-0040
06029 |  | California | Kern | 316011 | 50657613 | 47579212 | 151430257 | 20047 | 20047 | CHEVRON USA INC. |  |  | 4 | 1 | 400 | 7.9 |  | 211111 | -119.4731 | 35.115 |  | 106 | 999 |  |  |  | 93302 |  | R63-0040
06029 |  | California | Kern | 316011 | 50657713 | 47578612 | 151430257 | 20074 | 20074 | CHEVRON USA INC. |  |  | 8 | 3 | 275 | 97.6 |  | 211111 | -119.4731 | 35.115 |  | 106 | 999 |  |  |  | 93302 |  | R63-0040
06029 |  | California | Kern | 316011 | 50657813 | 47579912 | 151430257 | 20073 | 20073 | CHEVRON USA INC. |  |  | 8 | 3 | 275 | 97.6 |  | 211111 | -119.4731 | 35.115 |  | 106 | 999 |  |  |  | 93302 |  | R63-0040
06029 |  | California | Kern | 316011 | 50657913 | 47578812 | 151430257 | 20072 | 20072 | CHEVRON USA INC. |  |  | 8 | 3 | 275 | 97.6 |  | 211111 | -119.4731 | 35.115 |  | 106 | 999 |  |  |  | 93302 |  | R63-0040
06029 |  | California | Kern | 316011 | 50658113 | 47630512 | 151430257 | 20067 | 20067 | CHEVRON USA INC. |  |  | 3 | 1 | 275 | 95.8 |  | 211111 | -119.4731 | 35.115 |  | 106 | 999 |  |  |  | 93302 |  | R63-0040
06029 |  | California | Kern | 316211 | 84891113 | 77478212 | 1514302622 | 17 | 17 | TRC OPERATING COMPANY INC | 0.65483 | 0.12845 | [5 empty] | 211111 | -119.7036 | 35.3886 |  |  | 999 |  |  |  | 00000
06029 |  | California | Kern | 316511 | 85112913 | 77785512 | 1514302635 | 8 | 8 | ATLANTIC OIL COMPANY | [7 empty] | 211111 | -118.8966 | 35.2901 |  |  | 999 |  |  |  | 00000
06029 |  | California | Kern | 316511 | 85113013 | 77785612 | 1514302635 | 7 | 7 | ATLANTIC OIL COMPANY | [7 empty] | 211111 | -118.8966 | 35.2901 |  |  | 999 |  |  |  | 00000
06029 |  | California | Kern | 316911 | 50514613 | 47533912 | 1514302680 | 2 | 2 | E&B NATURAL RESOURCES |  | 0.082 |  |  | 68 | 83.3 | 11.5 | 211111 | -119.6681 | 35.3117 |  | 106 | 999 |  |  |  | 00000 |  | R63-0036
06029 |  | California | Kern | 323511 | 84972513 | 77565012 | 1514302980 | 47 | 47 | SAN JOAQUIN FACILITIES MGMT | 0.1655 | 0.000993 | 20 | 0.8 | 68 | 4.3 |  | 211111 | -119.2069 | 35.2871 |  | 106 | 999 |  |  |  | 00000
06029 |  | California | Kern | 323611 | 50496113 | 47529012 | 151430299 | 2015 | 2015 | UNOCAL OIL & GAS DIVISION |  |  |  |  | 95 | 28.7 | 5.7 | 211111 | -119.023 | 35.384 |  | 106 | 999 |  |  |  | 93301 |  | R63-0036
06029 |  | California | Kern | 323611 | 50496213 | 47530412 | 151430299 | 2021 | 2007 | UNOCAL OIL & GAS DIVISION |  |  |  |  | 95 | 28.7 | 5.7 | 211111 | -119.023 | 35.384 |  | 106 | 999 |  |  |  | 93301 |  | R63-0036
06029 |  | California | Kern | 323611 | 50496313 | 47525412 | 151430299 | 2020 | 2006 | UNOCAL OIL & GAS DIVISION |  |  |  |  | 95 | 28.7 | 5.7 | 211111 | -119.023 | 35.384 |  | 106 | 999 |  |  |  | 93301 |  | R63-0036
06029 |  | California | Kern | 323611 | 50496413 | 47525312 | 151430299 | 2019 | 2005 | UNOCAL OIL & GAS DIVISION |  |  |  |  | 95 | 28.7 | 5.7 | 211111 | -119.023 | 35.384 |  | 106 | 999 |  |  |  | 93301 |  | R63-0036
06029 |  | California | Kern | 323611 | 50496513 | 47525312 | 151430299 | 2018 | 2005 | UNOCAL OIL & GAS DIVISION |  |  |  |  | 95 | 28.7 | 5.7 | 211111 | -119.023 | 35.384 |  | 106 | 999 |  |  |  | 93301 |  | R63-0036
06029 |  | California | Kern | 323611 | 50496713 | 47530112 | 151430299 | 2016 | 2013 | UNOCAL OIL & GAS DIVISION |  |  |  |  | 267 | 152.9 | 16.1 | 211111 | -119.023 | 35.384 |  | 106 | 999 |  |  |  | 93301 |  | R63-0036
06029 |  | California | Kern | 323611 | 50496813 | 47529012 | 151430299 | 2034 | 2015 | UNOCAL OIL & GAS DIVISION |  |  |  |  | 95 | 28.7 | 5.7 | 211111 | -119.023 | 35.384 |  | 106 | 999 |  |  |  | 93301 |  | R63-0036
06029 |  | California | Kern | 323611 | 50496913 | 47528312 | 151430299 | 2014 | 2014 | UNOCAL OIL & GAS DIVISION |  |  |  |  | 95 | 28.7 | 5.7 | 211111 | -119.023 | 35.384 |  | 106 | 999 |  |  |  | 93301 |  | R63-0036
06029 |  | California | Kern | 323611 | 50497013 | 47530112 | 151430299 | 2013 | 2013 | UNOCAL OIL & GAS DIVISION |  |  |  |  | 267 | 152.9 | 16.1 | 211111 | -119.023 | 35.384 |  | 106 | 999 |  |  |  | 93301 |  | R63-0036
06029 |  | California | Kern | 323611 | 50497113 | 47526112 | 151430299 | 2012 | 2012 | UNOCAL OIL & GAS DIVISION |  |  |  |  | 95 | 28.7 | 5.7 | 211111 | -119.023 | 35.384 |  | 106 | 999 |  |  |  | 93301 |  | R63-0036
06029 |  | California | Kern | 323611 | 50497213 | 47526312 | 151430299 | 2010 | 2010 | UNOCAL OIL & GAS DIVISION |  |  |  |  | 95 | 28.7 | 5.7 | 211111 | -119.023 | 35.384 |  | 106 | 999 |  |  |  | 93301 |  | R63-0036
06029 |  | California | Kern | 323611 | 50497313 | 47529712 | 151430299 | 32 | 16 | UNOCAL OIL & GAS DIVISION |  |  | 25 | 9 | 141 | 769.1 |  | 211111 | -119.023 | 35.384 |  | 106 | 999 |  |  |  | 93301 |  | R63-0040
06029 |  | California | Kern | 323611 | 50497413 | 47530112 | 151430299 | 2017 | 2013 | UNOCAL OIL & GAS DIVISION |  |  |  |  | 267 | 152.9 | 16.1 | 211111 | -119.023 | 35.384 |  | 106 | 999 |  |  |  | 93301 |  | R63-0036
06029 |  | California | Kern | 323611 | 50497513 | 47525012 | 151430299 | 2030 | 2003 | UNOCAL OIL & GAS DIVISION |  |  |  |  | 95 | 28.7 | 5.7 | 211111 | -119.023 | 35.384 |  | 106 | 999 |  |  |  | 93301 |  | R63-0036
06029 |  | California | Kern | 323611 | 50497613 | 47529012 | 151430299 | 2035 | 2015 | UNOCAL OIL & GAS DIVISION |  |  |  |  | 95 | 28.7 | 5.7 | 211111 | -119.023 | 35.384 |  | 106 | 999 |  |  |  | 93301 |  | R63-0036
06029 |  | California | Kern | 323611 | 50497713 | 47528312 | 151430299 | 2033 | 2014 | UNOCAL OIL & GAS DIVISION |  |  |  |  | 95 | 28.7 | 5.7 | 211111 | -119.023 | 35.384 |  | 106 | 999 |  |  |  | 93301 |  | R63-0036
06029 |  | California | Kern | 323611 | 50497813 | 47528312 | 151430299 | 2032 | 2014 | UNOCAL OIL & GAS DIVISION |  |  |  |  | 95 | 28.7 | 5.7 | 211111 | -119.023 | 35.384 |  | 106 | 999 |  |  |  | 93301 |  | R63-0036
06029 |  | California | Kern | 323611 | 50497913 | 47525012 | 151430299 | 2031 | 2003 | UNOCAL OIL & GAS DIVISION |  |  |  |  | 95 | 28.7 | 5.7 | 211111 | -119.023 | 35.384 |  | 106 | 999 |  |  |  | 93301 |  | R63-0036
06029 |  | California | Kern | 323611 | 50498013 | 47530412 | 151430299 | 2022 | 2007 | UNOCAL OIL & GAS DIVISION |  |  |  |  | 95 | 28.7 | 5.7 | 211111 | -119.023 | 35.384 |  | 106 | 999 |  |  |  | 93301 |  | R63-0036
06029 |  | California | Kern | 323611 | 50498113 | 47528012 | 151430299 | 2023 | 2001 | UNOCAL OIL & GAS DIVISION |  |  |  |  | 95 | 28.7 | 5.7 | 211111 | -119.023 | 35.384 |  | 106 | 999 |  |  |  | 93301 |  | R63-0036
06029 |  | California | Kern | 323611 | 50498213 | 47528012 | 151430299 | 2024 | 2001 | UNOCAL OIL & GAS DIVISION |  |  |  |  | 95 | 28.7 | 5.7 | 211111 | -119.023 | 35.384 |  | 106 | 999 |  |  |  | 93301 |  | R63-0036
06029 |  | California | Kern | 323611 | 50498313 | 47528012 | 151430299 | 2025 | 2001 | UNOCAL OIL & GAS DIVISION |  |  |  |  | 95 | 28.7 | 5.7 | 211111 | -119.023 | 35.384 |  | 106 | 999 |  |  |  | 93301 |  | R63-0036
06029 |  | California | Kern | 323611 | 50498413 | 47526312 | 151430299 | 2026 | 2010 | UNOCAL OIL & GAS DIVISION |  |  |  |  | 95 | 28.7 | 5.7 | 211111 | -119.023 | 35.384 |  | 106 | 999 |  |  |  | 93301 |  | R63-0036
06029 |  | California | Kern | 323611 | 50498513 | 47527212 | 151430299 | 2027 | 2002 | UNOCAL OIL & GAS DIVISION |  |  |  |  | 95 | 28.7 | 5.7 | 211111 | -119.023 | 35.384 |  | 106 | 999 |  |  |  | 93301 |  | R63-0036
06029 |  | California | Kern | 323611 | 50498613 | 47530212 | 151430299 | 2008 | 2008 | UNOCAL OIL & GAS DIVISION |  |  |  |  | 95 | 28.7 | 5.7 | 211111 | -119.023 | 35.384 |  | 106 | 999 |  |  |  | 93301 |  | R63-0036
06029 |  | California | Kern | 323611 | 50498713 | 47527212 | 151430299 | 2028 | 2002 | UNOCAL OIL & GAS DIVISION |  |  |  |  | 95 | 28.7 | 5.7 | 211111 | -119.023 | 35.384 |  | 106 | 999 |  |  |  | 93301 |  | R63-0036
06029 |  | California | Kern | 323611 | 50498813 | 47527512 | 151430299 | 2009 | 2009 | UNOCAL OIL & GAS DIVISION |  |  |  |  | 95 | 28.7 | 5.7 | 211111 | -119.023 | 35.384 |  | 106 | 999 |  |  |  | 93301 |  | R63-0036
06029 |  | California | Kern | 323611 | 50499013 | 47523312 | 151430299 | 2126 | 2058 | UNOCAL OIL & GAS DIVISION |  |  | 6 | 1.2 | 175 | 7.7 |  | 211111 | -119.023 | 35.384 |  | 106 | 999 |  |  |  | 93301 |  | R63-0040
06029 |  | California | Kern | 323611 | 50499113 | 47524512 | 151430299 | 2011 | 2011 | UNOCAL OIL & GAS DIVISION |  |  |  |  | 95 | 28.7 | 5.7 | 211111 | -119.023 | 35.384 |  | 106 | 999 |  |  |  | 93301 |  | R63-0036
06029 |  | California | Kern | 323611 | 50499213 | 47526812 | 151430299 | 7 | 7 | UNOCAL OIL & GAS DIVISION |  |  |  |  | 422 | 69 | 15.4 | 211111 | -119.023 | 35.384 |  | 106 | 999 |  |  |  | 93301 |  | R63-0040
06029 |  | California | Kern | 323611 | 50499313 | 47522412 | 151430299 | 5 | 5 | UNOCAL OIL & GAS DIVISION |  |  | 13 | 5 | 400 | 174.4 |  | 211111 | -119.023 | 35.384 |  | 106 | 999 |  |  |  | 93301 |  | R63-0040
06029 |  | California | Kern | 323611 | 50499413 | 47523112 | 151430299 | 4 | 4 | UNOCAL OIL & GAS DIVISION |  |  | 15 | 3 | 157 | 59 |  | 211111 | -119.023 | 35.384 |  | 106 | 999 |  |  |  | 93301 |  | R63-0040
06029 |  | California | Kern | 323611 | 50499513 | 47523612 | 151430299 | 39 | 39 | UNOCAL OIL & GAS DIVISION |  |  | 16 | 1.7 | 420 | 68.7 |  | 211111 | -119.023 | 35.384 |  | 106 | 999 |  |  |  | 93301 |  | R63-0040
06029 |  | California | Kern | 323611 | 50499613 | 47526712 | 151430299 | 38 | 38 | UNOCAL OIL & GAS DIVISION |  |  | 13 | 5 | 400 | 68.7 |  | 211111 | -119.023 | 35.384 |  | 106 | 999 |  |  |  | 93301 |  | R63-0040
06029 |  | California | Kern | 323611 | 50499713 | 47525012 | 151430299 | 2029 | 2003 | UNOCAL OIL & GAS DIVISION |  |  |  |  | 95 | 28.7 | 5.7 | 211111 | -119.023 | 35.384 |  | 106 | 999 |  |  |  | 93301 |  | R63-0036
06029 |  | California | Kern | 323611 | 50499813 | 47529812 | 151430299 | 2125 | 2057 | UNOCAL OIL & GAS DIVISION |  |  | 12 | 1.2 | 235 | 8.4 |  | 211111 | -119.023 | 35.384 |  | 106 | 999 |  |  |  | 93301 |  | R63-0040
06029 |  | California | Kern | 323611 | 50499913 | 47524112 | 151430299 | 24 | 20 | UNOCAL OIL & GAS DIVISION |  |  | 33 | 2.9 | 139 | 136.5 |  | 211111 | -119.023 | 35.384 |  | 106 | 999 |  |  |  | 93301 |  | R63-0040
06029 |  | California | Kern | 323611 | 50500013 | 47529712 | 151430299 | 29 | 16 | UNOCAL OIL & GAS DIVISION |  |  | 25 | 9 | 141 | 769.1 |  | 211111 | -119.023 | 35.384 |  | 106 | 999 |  |  |  | 93301 |  | R63-0040
06029 |  | California | Kern | 323611 | 50500113 | 47529712 | 151430299 | 30 | 16 | UNOCAL OIL & GAS DIVISION |  |  | 25 | 9 | 141 | 769.1 |  | 211111 | -119.023 | 35.384 |  | 106 | 999 |  |  |  | 93301 |  | R63-0040
06029 |  | California | Kern | 323611 | 50500213 | 47529712 | 151430299 | 31 | 16 | UNOCAL OIL & GAS DIVISION |  |  | 25 | 9 | 141 | 769.1 |  | 211111 | -119.023 | 35.384 |  | 106 | 999 |  |  |  | 93301 |  | R63-0040
06029 |  | California | Kern | 323611 | 50500313 | 47530412 | 151430299 | 2007 | 2007 | UNOCAL OIL & GAS DIVISION |  |  |  |  | 95 | 28.7 | 5.7 | 211111 | -119.023 | 35.384 |  | 106 | 999 |  |  |  | 93301 |  | R63-0036
06029 |  | California | Kern | 323611 | 50500413 | 47529712 | 151430299 | 33 | 16 | UNOCAL OIL & GAS DIVISION |  |  | 25 | 9 | 141 | 769.1 |  | 211111 | -119.023 | 35.384 |  | 106 | 999 |  |  |  | 93301 |  | R63-0040
06029 |  | California | Kern | 323611 | 50500513 | 47525312 | 151430299 | 2070 | 2005 | UNOCAL OIL & GAS DIVISION |  |  |  |  | 95 | 28.7 | 5.7 | 211111 | -119.023 | 35.384 |  | 106 | 999 |  |  |  | 93301 |  | R63-0036
06029 |  | California | Kern | 323611 | 50501413 | 47527212 | 151430299 | 2080 | 2002 | UNOCAL OIL & GAS DIVISION |  |  |  |  | 95 | 28.7 | 5.7 | 211111 | -119.023 | 35.384 |  | 106 | 999 |  |  |  | 93301 |  | R63-0036
06029 |  | California | Kern | 323611 | 50501613 | 47525412 | 151430299 | 2071 | 2006 | UNOCAL OIL & GAS DIVISION |  |  |  |  | 95 | 28.7 | 5.7 | 211111 | -119.023 | 35.384 |  | 106 | 999 |  |  |  | 93301 |  | R63-0036
06029 |  | California | Kern | 323611 | 50501713 | 47530412 | 151430299 | 2072 | 2007 | UNOCAL OIL & GAS DIVISION |  |  |  |  | 95 | 28.7 | 5.7 | 211111 | -119.023 | 35.384 |  | 106 | 999 |  |  |  | 93301 |  | R63-0036
06029 |  | California | Kern | 323611 | 50501813 | 47528312 | 151430299 | 2068 | 2014 | UNOCAL OIL & GAS DIVISION |  |  |  |  | 95 | 28.7 | 5.7 | 211111 | -119.023 | 35.384 |  | 106 | 999 |  |  |  | 93301 |  | R63-0036
06029 |  | California | Kern | 323611 | 50502013 | 47525012 | 151430299 | 2081 | 2003 | UNOCAL OIL & GAS DIVISION |  |  |  |  | 95 | 28.7 | 5.7 | 211111 | -119.023 | 35.384 |  | 106 | 999 |  |  |  | 93301 |  | R63-0036
06029 |  | California | Kern | 323611 | 50502113 | 47528012 | 151430299 | 2076 | 2001 | UNOCAL OIL & GAS DIVISION |  |  |  |  | 95 | 28.7 | 5.7 | 211111 | -119.023 | 35.384 |  | 106 | 999 |  |  |  | 93301 |  | R63-0036
06029 |  | California | Kern | 323611 | 50502413 | 47525512 | 151430299 | 2082 | 2004 | UNOCAL OIL & GAS DIVISION |  |  |  |  | 95 | 28.7 | 5.7 | 211111 | -119.023 | 35.384 |  | 106 | 999 |  |  |  | 93301 |  | R63-0036
06029 |  | California | Kern | 323611 | 50502513 | 47527012 | 151430299 | 2128 | 2060 | UNOCAL OIL & GAS DIVISION |  |  |  |  | 510 | 14.3 | 18.2 | 211111 | -119.023 | 35.384 |  | 106 | 999 |  |  |  | 93301 |  | R63-0040
06029 |  | California | Kern | 323611 | 50503113 | 47529312 | 151430299 | 2104 | 2036 | UNOCAL OIL & GAS DIVISION |  |  | 13 | 4.8 | 350 | 156.4 |  | 211111 | -119.023 | 35.384 |  | 106 | 999 |  |  |  | 93301 |  | R63-0040
06029 |  | California | Kern | 323611 | 50503513 | 47530512 | 151430299 | 23 | 19 | UNOCAL OIL & GAS DIVISION |  |  | 33 | 3.8 | 145 | 241.4 |  | 211111 | -119.023 | 35.384 |  | 106 | 999 |  |  |  | 93301 |  | R63-0040
06029 |  | California | Kern | 323611 | 50503813 | 47528312 | 151430299 | 2074 | 2014 | UNOCAL OIL & GAS DIVISION |  |  |  |  | 95 | 28.7 | 5.7 | 211111 | -119.023 | 35.384 |  | 106 | 999 |  |  |  | 93301 |  | R63-0036
06029 |  | California | Kern | 323611 | 50503913 | 47524612 | 151430299 | 2129 | 2061 | UNOCAL OIL & GAS DIVISION |  |  |  |  | 397 | 1.2 | 18.2 | 211111 | -119.023 | 35.384 |  | 106 | 999 |  |  |  | 93301 |  | R63-0040
06029 |  | California | Kern | 323611 | 50504013 | 47530212 | 151430299 | 2073 | 2008 | UNOCAL OIL & GAS DIVISION |  |  |  |  | 95 | 28.7 | 5.7 | 211111 | -119.023 | 35.384 |  | 106 | 999 |  |  |  | 93301 |  | R63-0036
06029 |  | California | Kern | 323611 | 50504113 | 47525212 | 151430299 | 2127 | 2059 | UNOCAL OIL & GAS DIVISION |  |  | 10 | 1.2 | 175 | 7.7 |  | 211111 | -119.023 | 35.384 |  | 106 | 999 |  |  |  | 93301 |  | R63-0040
06029 |  | California | Kern | 323611 | 50505313 | 47526512 | 151430299 | 2075 | 2000 | UNOCAL OIL & GAS DIVISION |  |  |  |  | 95 | 28.7 | 5.7 | 211111 | -119.023 | 35.384 |  | 106 | 999 |  |  |  | 93301 |  | R63-0036
06029 |  | California | Kern | 323611 | 50505413 | 47529412 | 151430299 | 2130 | 2062 | UNOCAL OIL & GAS DIVISION |  |  |  |  | 510 | 1.2 | 18.2 | 211111 | -119.023 | 35.384 |  | 106 | 999 |  |  |  | 93301 |  | R63-0040
06029 |  | California | Kern | 323611 | 50505513 | 47529512 | 151430299 | 11 | 11 | UNOCAL OIL & GAS DIVISION |  |  | 15 | 2.5 | 147 | 68.3 |  | 211111 | -119.023 | 35.384 |  | 106 | 999 |  |  |  | 93301 |  | R63-0040
06029 |  | California | Kern | 323611 | 50505613 | 47529912 | 151430299 | 2123 | 2055 | UNOCAL OIL & GAS DIVISION |  |  | 9 | 1.2 | 175 | 7.7 |  | 211111 | -119.023 | 35.384 |  | 106 | 999 |  |  |  | 93301 |  | R63-0040
06029 |  | California | Kern | 323611 | 50505713 | 47528812 | 151430299 | 2097 | 2029 | UNOCAL OIL & GAS DIVISION |  |  | 16 | 6.4 | 368 | 159.9 |  | 211111 | -119.023 | 35.384 |  | 106 | 999 |  |  |  | 93301 |  | R63-0040
06029 |  | California | Kern | 323611 | 50505813 | 47529112 | 151430299 | 2096 | 2028 | UNOCAL OIL & GAS DIVISION |  |  | 14 | 6 | 368 | 159.9 |  | 211111 | -119.023 | 35.384 |  | 106 | 999 |  |  |  | 93301 |  | R63-0040
06029 |  | California | Kern | 323611 | 50505913 | 47522912 | 151430299 | 2095 | 2027 | UNOCAL OIL & GAS DIVISION |  |  | 13 | 4.8 | 350 | 204.7 |  | 211111 | -119.023 | 35.384 |  | 106 | 999 |  |  |  | 93301 |  | R63-0040
06029 |  | California | Kern | 323611 | 50506013 | 47527812 | 151430299 | 2094 | 2026 | UNOCAL OIL & GAS DIVISION |  |  | 13 | 5.2 | 600 | 159.9 |  | 211111 | -119.023 | 35.384 |  | 106 | 999 |  |  |  | 93301 |  | R63-0040
06029 |  | California | Kern | 323611 | 50506313 | 47527412 | 151430299 | 2120 | 2052 | UNOCAL OIL & GAS DIVISION |  |  | 7 | 1 | 275 | 7.1 |  | 211111 | -119.023 | 35.384 |  | 106 | 999 |  |  |  | 93301 |  | R63-0040
06029 |  | California | Kern | 323611 | 50506413 | 47524412 | 151430299 | 10 | 10 | UNOCAL OIL & GAS DIVISION |  |  | 33 | 3.8 | 143 | 405.3 |  | 211111 | -119.023 | 35.384 |  | 106 | 999 |  |  |  | 93301 |  | R63-0040
06029 |  | California | Kern | 323611 | 50506513 | 47526612 | 151430299 | 21 | 27 | UNOCAL OIL & GAS DIVISION |  |  | 49 | 1.9 | 140 | 62.4 |  | 211111 | -119.023 | 35.384 |  | 106 | 999 |  |  |  | 93301 |  | R63-0040
06029 |  | California | Kern | 323611 | 50506613 | 47527312 | 151430299 | 13 | 13 | UNOCAL OIL & GAS DIVISION |  |  | 49 | 3.9 | 144 | 142.9 |  | 211111 | -119.023 | 35.384 |  | 106 | 999 |  |  |  | 93301 |  | R63-0040
06029 |  | California | Kern | 323611 | 50506713 | 47524412 | 151430299 | 14 | 10 | UNOCAL OIL & GAS DIVISION |  |  | 33 | 3.8 | 143 | 405.3 |  | 211111 | -119.023 | 35.384 |  | 106 | 999 |  |  |  | 93301 |  | R63-0040
06029 |  | California | Kern | 323611 | 50506813 | 47526912 | 151430299 | 16 | 99 | UNOCAL OIL & GAS DIVISION |  |  | 49 | 4 | 143 | 169.1 |  | 211111 | -119.023 | 35.384 |  | 106 | 999 |  |  |  | 93301 |  | R63-0040
06029 |  | California | Kern | 323611 | 50506913 | 47529612 | 151430299 | 17 | 12 | UNOCAL OIL & GAS DIVISION |  |  | 13 | 5 | 400 | 45.8 |  | 211111 | -119.023 | 35.384 |  | 106 | 999 |  |  |  | 93301 |  | R63-0040
06029 |  | California | Kern | 323611 | 50507013 | 47523512 | 151430299 | 18 | 25 | UNOCAL OIL & GAS DIVISION |  |  | 49 | 3.8 | 148 | 165.2 |  | 211111 | -119.023 | 35.384 |  | 106 | 999 |  |  |  | 93301 |  | R63-0040
06029 |  | California | Kern | 323611 | 50507113 | 47524912 | 151430299 | 19 | 17 | UNOCAL OIL & GAS DIVISION |  |  | 33 | 4 | 146 | 159.8 |  | 211111 | -119.023 | 35.384 |  | 106 | 999 |  |  |  | 93301 |  | R63-0040
06029 |  | California | Kern | 323611 | 50507213 | 47524712 | 151430299 | 20 | 18 | UNOCAL OIL & GAS DIVISION |  |  | 33 | 4 | 144 | 157 |  | 211111 | -119.023 | 35.384 |  | 106 | 999 |  |  |  | 93301 |  | R63-0040
06029 |  | California | Kern | 323611 | 50507313 | 47528712 | 151430299 | 2124 | 2056 | UNOCAL OIL & GAS DIVISION |  |  | 12 | 1.2 | 396 | 5.2 |  | 211111 | -119.023 | 35.384 |  | 106 | 999 |  |  |  | 93301 |  | R63-0040
06029 |  | California | Kern | 323611 | 50507513 | 47523812 | 151430299 | 2110 | 2042 | UNOCAL OIL & GAS DIVISION |  |  | 18 | 1.3 | 750 | 87.6 |  | 211111 | -119.023 | 35.384 |  | 106 | 999 |  |  |  | 93301 |  | R63-0040
06029 |  | California | Kern | 323611 | 50507613 | 47528212 | 151430299 | 2118 | 2050 | UNOCAL OIL & GAS DIVISION |  |  | 10 | 1.2 | 243 | 8.5 |  | 211111 | -119.023 | 35.384 |  | 106 | 999 |  |  |  | 93301 |  | R63-0040
06029 |  | California | Kern | 323611 | 50507713 | 47522612 | 151430299 | 2117 | 2049 | UNOCAL OIL & GAS DIVISION |  |  | 10 | 1 | 265 | 8.8 |  | 211111 | -119.023 | 35.384 |  | 106 | 999 |  |  |  | 93301 |  | R63-0040
06029 |  | California | Kern | 323611 | 50507813 | 47528912 | 151430299 | 2116 | 2048 | UNOCAL OIL & GAS DIVISION |  |  | 14 | 1.2 | 275 | 8.9 |  | 211111 | -119.023 | 35.384 |  | 106 | 999 |  |  |  | 93301 |  | R63-0040
06029 |  | California | Kern | 323611 | 50507913 | 47528412 | 151430299 | 2115 | 2047 | UNOCAL OIL & GAS DIVISION |  |  | 10 | 1.2 | 160 | 7.5 |  | 211111 | -119.023 | 35.384 |  | 106 | 999 |  |  |  | 93301 |  | R63-0040
06029 |  | California | Kern | 323611 | 50508013 | 47528112 | 151430299 | 2114 | 2046 | UNOCAL OIL & GAS DIVISION |  |  | 12 | 1.2 | 275 | 8.9 |  | 211111 | -119.023 | 35.384 |  | 106 | 999 |  |  |  | 93301 |  | R63-0040
06029 |  | California | Kern | 323611 | 50508113 | 47524812 | 151430299 | 2113 | 2045 | UNOCAL OIL & GAS DIVISION |  |  | 16 | 1.3 | 700 | 42 |  | 211111 | -119.023 | 35.384 |  | 106 | 999 |  |  |  | 93301 |  | R63-0040
06029 |  | California | Kern | 323611 | 50508213 | 47523912 | 151430299 | 2112 | 2044 | UNOCAL OIL & GAS DIVISION |  |  | 24 | 1.7 | 600 | 38.4 |  | 211111 | -119.023 | 35.384 |  | 106 | 999 |  |  |  | 93301 |  | R63-0040
06029 |  | California | Kern | 323611 | 50508313 | 47526012 | 151430299 | 2098 | 2030 | UNOCAL OIL & GAS DIVISION |  |  | 13 | 5.2 | 600 | 159.9 |  | 211111 | -119.023 | 35.384 |  | 106 | 999 |  |  |  | 93301 |  | R63-0040
06029 |  | California | Kern | 323611 | 50508413 | 47524012 | 151430299 | 2119 | 2051 | UNOCAL OIL & GAS DIVISION |  |  | 9 | 1 | 284 | 9 |  | 211111 | -119.023 | 35.384 |  | 106 | 999 |  |  |  | 93301 |  | R63-0040
06029 |  | California | Kern | 323611 | 50508513 | 47522812 | 151430299 | 2099 | 2031 | UNOCAL OIL & GAS DIVISION |  |  | 14 | 6.4 | 330 | 152.5 |  | 211111 | -119.023 | 35.384 |  | 106 | 999 |  |  |  | 93301 |  | R63-0040
06029 |  | California | Kern | 323611 | 50508613 | 47525712 | 151430299 | 2109 | 2041 | UNOCAL OIL & GAS DIVISION |  |  | 14 | 2.5 | 350 | 39.1 |  | 211111 | -119.023 | 35.384 |  | 106 | 999 |  |  |  | 93301 |  | R63-0040
06029 |  | California | Kern | 323611 | 50508713 | 47524212 | 151430299 | 2108 | 2040 | UNOCAL OIL & GAS DIVISION |  |  | 23 | 1.8 | 620 | 78.2 |  | 211111 | -119.023 | 35.384 |  | 106 | 999 |  |  |  | 93301 |  | R63-0040
06029 |  | California | Kern | 323611 | 50508813 | 47525812 | 151430299 | 2107 | 2039 | UNOCAL OIL & GAS DIVISION |  |  | 7 | 1.7 | 340 | 29 |  | 211111 | -119.023 | 35.384 |  | 106 | 999 |  |  |  | 93301 |  | R63-0040
06029 |  | California | Kern | 323611 | 50508913 | 47525912 | 151430299 | 2106 | 2038 | UNOCAL OIL & GAS DIVISION |  |  | 16 | 6.4 | 368 | 159.9 |  | 211111 | -119.023 | 35.384 |  | 106 | 999 |  |  |  | 93301 |  | R63-0040
06029 |  | California | Kern | 323611 | 50509013 | 47530312 | 151430299 | 2105 | 2037 | UNOCAL OIL & GAS DIVISION |  |  | 13 | 6.2 | 144 | 116.6 |  | 211111 | -119.023 | 35.384 |  | 106 | 999 |  |  |  | 93301 |  | R63-0040
06029 |  | California | Kern | 323611 | 50509113 | 47523712 | 151430299 | 2103 | 2035 | UNOCAL OIL & GAS DIVISION |  |  | 14 | 6 | 300 | 146.7 |  | 211111 | -119.023 | 35.384 |  | 106 | 999 |  |  |  | 93301 |  | R63-0040
06029 |  | California | Kern | 323611 | 50509213 | 47528612 | 151430299 | 2101 | 2033 | UNOCAL OIL & GAS DIVISION |  |  | 14 | 6.4 | 368 | 159.9 |  | 211111 | -119.023 | 35.384 |  | 106 | 999 |  |  |  | 93301 |  | R63-0040
06029 |  | California | Kern | 323611 | 50509313 | 47527912 | 151430299 | 2102 | 2034 | UNOCAL OIL & GAS DIVISION |  |  | 14 | 6 | 300 | 100.9 |  | 211111 | -119.023 | 35.384 |  | 106 | 999 |  |  |  | 93301 |  | R63-0040
06029 |  | California | Kern | 323611 | 50509513 | 47526312 | 151430299 | 2078 | 2010 | UNOCAL OIL & GAS DIVISION |  |  |  |  | 95 | 28.7 | 5.7 | 211111 | -119.023 | 35.384 |  | 106 | 999 |  |  |  | 93301 |  | R63-0036
06029 |  | California | Kern | 323611 | 50510113 | 47524512 | 151430299 | 2079 | 2011 | UNOCAL OIL & GAS DIVISION |  |  |  |  | 95 | 28.7 | 5.7 | 211111 | -119.023 | 35.384 |  | 106 | 999 |  |  |  | 93301 |  | R63-0036
06029 |  | California | Kern | 323611 | 50510313 | 47527112 | 151430299 | 2111 | 2043 | UNOCAL OIL & GAS DIVISION |  |  | 25 | 1.2 | 235 | 50.3 |  | 211111 | -119.023 | 35.384 |  | 106 | 999 |  |  |  | 93301 |  | R63-0040
06029 |  | California | Kern | 323611 | 50510413 | 47523212 | 151430299 | 2121 | 2053 | UNOCAL OIL & GAS DIVISION |  |  | 12 | 1.2 | 289 | 9 |  | 211111 | -119.023 | 35.384 |  | 106 | 999 |  |  |  | 93301 |  | R63-0040
06029 |  | California | Kern | 323611 | 50510513 | 47525412 | 151430299 | 2006 | 2006 | UNOCAL OIL & GAS DIVISION |  |  |  |  | 95 | 28.7 | 5.7 | 211111 | -119.023 | 35.384 |  | 106 | 999 |  |  |  | 93301 |  | R63-0036
06029 |  | California | Kern | 323611 | 50510613 | 47525312 | 151430299 | 2005 | 2005 | UNOCAL OIL & GAS DIVISION |  |  |  |  | 95 | 28.7 | 5.7 | 211111 | -119.023 | 35.384 |  | 106 | 999 |  |  |  | 93301 |  | R63-0036
06029 |  | California | Kern | 323611 | 50510713 | 47525512 | 151430299 | 2004 | 2004 | UNOCAL OIL & GAS DIVISION |  |  |  |  | 95 | 28.7 | 5.7 | 211111 | -119.023 | 35.384 |  | 106 | 999 |  |  |  | 93301 |  | R63-0036
06029 |  | California | Kern | 323611 | 50510813 | 47522712 | 151430299 | 2100 | 2032 | UNOCAL OIL & GAS DIVISION |  |  | 16 | 6.4 | 368 | 159.9 |  | 211111 | -119.023 | 35.384 |  | 106 | 999 |  |  |  | 93301 |  | R63-0040
06029 |  | California | Kern | 323611 | 50510913 | 47527212 | 151430299 | 2002 | 2002 | UNOCAL OIL & GAS DIVISION |  |  |  |  | 95 | 28.7 | 5.7 | 211111 | -119.023 | 35.384 |  | 106 | 999 |  |  |  | 93301 |  | R63-0036
06029 |  | California | Kern | 323611 | 50511013 | 47525012 | 151430299 | 2003 | 2003 | UNOCAL OIL & GAS DIVISION |  |  |  |  | 95 | 28.7 | 5.7 | 211111 | -119.023 | 35.384 |  | 106 | 999 |  |  |  | 93301 |  | R63-0036
06029 |  | California | Kern | 323611 | 50511113 | 47526512 | 151430299 | 2000 | 2000 | UNOCAL OIL & GAS DIVISION |  |  |  |  | 95 | 28.7 | 5.7 | 211111 | -119.023 | 35.384 |  | 106 | 999 |  |  |  | 93301 |  | R63-0036
06029 |  | California | Kern | 323611 | 50511213 | 47528012 | 151430299 | 2001 | 2001 | UNOCAL OIL & GAS DIVISION |  |  |  |  | 95 | 28.7 | 5.7 | 211111 | -119.023 | 35.384 |  | 106 | 999 |  |  |  | 93301 |  | R63-0036
06029 |  | California | Kern | 323611 | 50511313 | 47522512 | 151430299 | 2122 | 2054 | UNOCAL OIL & GAS DIVISION |  |  | 10 | 1 | 200 | 8 |  | 211111 | -119.023 | 35.384 |  | 106 | 999 |  |  |  | 93301 |  | R63-0040
06029 |  | California | Kern | 324011 | 50494613 | 47521012 | 1514303088 | 7 | 7 | TRC CYPRESS GROUP LLC | 1.88 | 4.34 |  |  | 387 | 1233.4 | 36.6 | 211111 | -119.4904 | 35.128 |  |  | 999 |  |  |  | 00000 |  | R63-0040
06029 |  | California | Kern | 324011 | 50494813 | 47520912 | 1514303088 | 20 | 20 | TRC CYPRESS GROUP LLC | 1.09 | 0.25 |  |  | 387 | 1233.4 | 36.6 | 211111 | -119.4904 | 35.128 |  |  | 999 |  |  |  | 00000 |  | R63-0040
06029 |  | California | Kern | 324011 | 84892713 | 77479612 | 1514303088 | 24 | 24 | TRC CYPRESS GROUP LLC | 1.13 | 0.25 | [5 empty] | 211111 | -119.4904 | 35.128 |  |  | 999 |  |  |  | 00000
06029 |  | California | Kern | 325911 | 85155813 | 77893612 | 1514303311 | 3 | 3 | INERGY PROPANE LLC |  |  |  |  | 68 | 83.3 |  | 211112 | -119.2424 | 35.3454 |  | 106 | 999 |  |  |  | 00000
06029 |  | California | Kern | 358011 | 50317913 | 47376912 | 151430341 | 1001 | 1001 | MISSION RESOURCES INC |  |  |  |  | 95 | 28.7 | 5.7 | 211111 | -119.0473 | 35.7639 |  | 106 | 999 |  |  |  | 93206 |  | R63-0036
06029 |  | California | Kern | 358011 | 50318113 | 47376912 | 151430341 | 1005 | 1001 | MISSION RESOURCES INC |  |  |  |  | 95 | 28.7 | 5.7 | 211111 | -119.0473 | 35.7639 |  | 106 | 999 |  |  |  | 93206 |  | R63-0036
06029 |  | California | Kern | 358011 | 50318313 | 47376912 | 151430341 | 1007 | 1001 | MISSION RESOURCES INC |  |  |  |  | 95 | 28.7 | 5.7 | 211111 | -119.0473 | 35.7639 |  | 106 | 999 |  |  |  | 93206 |  | R63-0036
06029 |  | California | Kern | 358011 | 50318513 | 47376912 | 151430341 | 1009 | 1001 | MISSION RESOURCES INC |  |  |  |  | 95 | 28.7 | 5.7 | 211111 | -119.0473 | 35.7639 |  | 106 | 999 |  |  |  | 93206 |  | R63-0036
06029 |  | California | Kern | 358011 | 50318713 | 47376912 | 151430341 | 1011 | 1001 | MISSION RESOURCES INC |  |  |  |  | 95 | 28.7 | 5.7 | 211111 | -119.0473 | 35.7639 |  | 106 | 999 |  |  |  | 93206 |  | R63-0036
06029 |  | California | Kern | 358011 | 50318913 | 47376912 | 151430341 | 1013 | 1001 | MISSION RESOURCES INC |  |  |  |  | 95 | 28.7 | 5.7 | 211111 | -119.0473 | 35.7639 |  | 106 | 999 |  |  |  | 93206 |  | R63-0036
06029 |  | California | Kern | 360311 | 101971513 | 105379612 | 1514303585 | 28 | 28 | BERRY PETROLEUM COMPANY | 2.2068 | 0.79326 | [5 empty] | 211111 | -119.0394 | 35.5793 |  |  | 999 |  |  |  | 00000
06029 |  | California | Kern | 360311 | 50313013 | 47372312 | 1514303585 | 8 | 8 | BERRY PETROLEUM COMPANY | 2.2533 | 2.275 |  |  | 68 | 83.3 | 20.8 | 211111 | -119.0394 | 35.5793 |  |  | 999 |  |  |  | 00000 |  | R63-0040
06029 |  | California | Kern | 360311 | 85287213 | 78040112 | 1514303585 | 24 | 24 | BERRY PETROLEUM COMPANY | 2.2471 | 0.86182 |  |  | 68 | 83.3 |  | 211111 | -119.0394 | 35.5793 |  |  | 999 |  |  |  | 00000
06029 |  | California | Kern | 360311 | 85287313 | 78040312 | 1514303585 | 17 | 17 | BERRY PETROLEUM COMPANY | 2.1118 | 0.9492 |  |  | 68 | 83.3 |  | 211111 | -119.0394 | 35.5793 |  |  | 999 |  |  |  | 00000
06029 |  | California | Kern | 360311 | 85287413 | 78040412 | 1514303585 | 12 | 12 | BERRY PETROLEUM COMPANY | 2.0065 | 0.85223 |  |  | 68 | 83.3 |  | 211111 | -119.0394 | 35.5793 |  |  | 999 |  |  |  | 00000
06029 |  | California | Kern | 360311 | 85287513 | 78040012 | 1514303585 | 11 | 11 | BERRY PETROLEUM COMPANY | 0.1593 | 0.0335 |  |  | 68 | 83.3 |  | 211111 | -119.0394 | 35.5793 |  |  | 999 |  |  |  | 00000
06029 |  | California | Kern | 361611 | 50307913 | 47366012 | 151430382 | 74 | 74 | OCCIDENTAL OF ELK HILLS, INC. | 12.455 | 0.0747 |  |  | 68 | 83.3 | 33.2 | 211111 | -119.4077 | 35.2731 |  | 106 | 999 |  |  |  | 00000 |  | R63-0036
06029 |  | California | Kern | 361611 | 50308413 | 47367912 | 151430382 | 7 | 7 | OCCIDENTAL OF ELK HILLS, INC. | 1.4205 | 0.00852 |  |  | 68 | 83.3 | 33.2 | 211111 | -119.4077 | 35.2731 |  | 106 | 999 |  |  |  | 00000 |  | R63-0036
06029 |  | California | Kern | 361611 | 50308513 | 47367512 | 151430382 | 71 | 71 | OCCIDENTAL OF ELK HILLS, INC. | 0.2905 | 0.00174 | 10 | 0.5 | 560 | 2.3 |  | 211111 | -119.4077 | 35.2731 |  | 106 | 999 |  |  |  | 00000 |  | R63-0040
06029 |  | California | Kern | 361611 | 85120913 | 77798312 | 151430382 | 683 | 683 | OCCIDENTAL OF ELK HILLS, INC. | 0.46 | 0.00276 |  |  | 68 | 83.3 |  | 211111 | -119.4077 | 35.2731 |  | 106 | 999 |  |  |  | 00000
06029 |  | California | Kern | 362011 | 50304513 | 47364512 | 15143039 | 1000 | 1000 | INERGY PROPANE INC |  |  |  |  | 375 | 157.1 | 24.7 | 211112 | -119.3121 | 35.2733 |  |  | 999 |  |  |  | 00000 |  | R63-0036
06029 |  | California | Kern | 362011 | 50304713 | 47364212 | 15143039 | 1001 | 1001 | INERGY PROPANE INC |  |  |  |  | 375 | 157.1 | 24.7 | 211112 | -119.3121 | 35.2733 |  |  | 999 |  |  |  | 00000 |  | R63-0036
06029 |  | California | Kern | 362011 | 50304813 | 47364012 | 15143039 | 1002 | 1002 | INERGY PROPANE INC |  |  |  |  | 375 | 157.1 | 24.7 | 211112 | -119.3121 | 35.2733 |  |  | 999 |  |  |  | 00000 |  | R63-0036
06029 |  | California | Kern | 362011 | 50304913 | 47364612 | 15143039 | 1003 | 1003 | INERGY PROPANE INC |  |  |  |  | 375 | 157.1 | 24.7 | 211112 | -119.3121 | 35.2733 |  |  | 999 |  |  |  | 00000 |  | R63-0036
06029 |  | California | Kern | 362011 | 50305013 | 47363712 | 15143039 | 1004 | 1004 | INERGY PROPANE INC |  |  |  |  | 375 | 157.1 | 24.7 | 211112 | -119.3121 | 35.2733 |  |  | 999 |  |  |  | 00000 |  | R63-0036
06029 |  | California | Kern | 362011 | 50305113 | 47364912 | 15143039 | 1005 | 1005 | INERGY PROPANE INC |  |  |  |  | 375 | 157.1 | 24.7 | 211112 | -119.3121 | 35.2733 |  |  | 999 |  |  |  | 00000 |  | R63-0036
06029 |  | California | Kern | 362611 | 50302613 | 105490012 | 1514304003 | 1003 | 1003_2_403 | CHEVRON USA PRODUCTION COMPANY | [7 empty] | 211111 | -118.915 | 35.234 |  | 106 | 999 |  |  |  | 93307 |  | R63-0040
06029 |  | California | Kern | 362611 | 50302713 | 105490112 | 1514304003 | 1006 | 1006_2_403 | CHEVRON USA PRODUCTION COMPANY | [7 empty] | 211111 | -118.915 | 35.234 |  | 106 | 999 |  |  |  | 93307 |  | R63-0040
06029 |  | California | Kern | 362611 | 50302813 | 105489612 | 1514304003 | 1004 | 1004_2_310 | CHEVRON USA PRODUCTION COMPANY | [7 empty] | 211111 | -118.915 | 35.234 |  | 106 | 999 |  |  |  | 93307 |  | R63-0036
06029 |  | California | Kern | 363711 | 50300613 | 47359912 | 151430443 | 1065 | 1064 | CHEVRON USA - GREELEY GAS PLT |  |  |  |  | 542 | 124.5 | 34.2 | 211112 | -119.203 | 35.3916 |  | 106 | 999 |  |  |  | 93263 |  | R63-0036
06029 |  | California | Kern | 364311 | 50299713 | 47359312 | 151430495 | 2001 | 2001 | UNOCAL OIL & GAS DIVISION |  |  |  |  | 434 | 99.7 | 30.5 | 211111 | -119.023 | 35.384 |  | 106 | 999 |  |  |  | 93301 |  | R63-0036
06029 |  | California | Kern | 364411 | 50297713 | 47359212 | 1514305000 | 2007 | 2007 | ARCO OIL AND GAS COMPANY |  |  | 30 | 1.3 | 640 | 54 |  | 211112 | -119.053 | 35.366 |  | 106 | 999 |  |  |  | 93309 |  | R63-0036
06029 |  | California | Kern | 364411 | 50297813 | 47358612 | 1514305000 | 2000 | 2000 | ARCO OIL AND GAS COMPANY |  |  |  |  | 542 | 124.5 | 34.2 | 211112 | -119.053 | 35.366 |  | 106 | 999 |  |  |  | 93309 |  | R63-0036
06029 |  | California | Kern | 364411 | 50297913 | 47358612 | 1514305000 | 2001 | 2000 | ARCO OIL AND GAS COMPANY |  |  |  |  | 542 | 124.5 | 34.2 | 211112 | -119.053 | 35.366 |  | 106 | 999 |  |  |  | 93309 |  | R63-0036
06029 |  | California | Kern | 364411 | 50298013 | 47358812 | 1514305000 | 2002 | 2002 | ARCO OIL AND GAS COMPANY |  |  | 12 | 1 | 640 | 25 |  | 211112 | -119.053 | 35.366 |  | 106 | 999 |  |  |  | 93309 |  | R63-0036
06029 |  | California | Kern | 364411 | 50298113 | 47359112 | 1514305000 | 2003 | 2003 | ARCO OIL AND GAS COMPANY |  |  | 30 | 1.3 | 640 | 54 |  | 211112 | -119.053 | 35.366 |  | 106 | 999 |  |  |  | 93309 |  | R63-0036
06029 |  | California | Kern | 364411 | 50298213 | 47358712 | 1514305000 | 2004 | 2004 | ARCO OIL AND GAS COMPANY |  |  | 30 | 1.3 | 640 | 54 |  | 211112 | -119.053 | 35.366 |  | 106 | 999 |  |  |  | 93309 |  | R63-0036
06029 |  | California | Kern | 364411 | 50298313 | 47359012 | 1514305000 | 2006 | 2006 | ARCO OIL AND GAS COMPANY |  |  | 30 | 1.3 | 640 | 54 |  | 211112 | -119.053 | 35.366 |  | 106 | 999 |  |  |  | 93309 |  | R63-0036
06029 |  | California | Kern | 364411 | 50298413 | 47357712 | 1514305000 | 2018 | 2018 | ARCO OIL AND GAS COMPANY |  |  | 92 | 3 | 350 | 73.3 |  | 211112 | -119.053 | 35.366 |  | 106 | 999 |  |  |  | 93309 |  | R63-0040
06029 |  | California | Kern | 364411 | 50298513 | 47358212 | 1514305000 | 2008 | 2008 | ARCO OIL AND GAS COMPANY |  |  | 31 | 0.8 | 640 | 21 |  | 211112 | -119.053 | 35.366 |  | 106 | 999 |  |  |  | 93309 |  | R63-0036
06029 |  | California | Kern | 364411 | 50298613 | 47358112 | 1514305000 | 2009 | 2009 | ARCO OIL AND GAS COMPANY |  |  | 31 | 0.8 | 640 | 21 |  | 211112 | -119.053 | 35.366 |  | 106 | 999 |  |  |  | 93309 |  | R63-0036
06029 |  | California | Kern | 364411 | 50298713 | 47357512 | 1514305000 | 2010 | 2010 | ARCO OIL AND GAS COMPANY |  |  | 31 | 0.8 | 640 | 21 |  | 211112 | -119.053 | 35.366 |  | 106 | 999 |  |  |  | 93309 |  | R63-0036
06029 |  | California | Kern | 364411 | 50298813 | 47357412 | 1514305000 | 2011 | 2011 | ARCO OIL AND GAS COMPANY |  |  | 30 | 1.3 | 640 | 50.8 |  | 211112 | -119.053 | 35.366 |  | 106 | 999 |  |  |  | 93309 |  | R63-0036
06029 |  | California | Kern | 364411 | 50298913 | 47358312 | 1514305000 | 2012 | 2012 | ARCO OIL AND GAS COMPANY |  |  | 30 | 1.3 | 640 | 50.8 |  | 211112 | -119.053 | 35.366 |  | 106 | 999 |  |  |  | 93309 |  | R63-0036
06029 |  | California | Kern | 364411 | 50299013 | 47358412 | 1514305000 | 2013 | 2013 | ARCO OIL AND GAS COMPANY |  |  | 30 | 1.3 | 640 | 50.8 |  | 211112 | -119.053 | 35.366 |  | 106 | 999 |  |  |  | 93309 |  | R63-0036
06029 |  | California | Kern | 364411 | 50299113 | 47358512 | 1514305000 | 2014 | 2014 | ARCO OIL AND GAS COMPANY |  |  | 30 | 1.3 | 640 | 50.8 |  | 211112 | -119.053 | 35.366 |  | 106 | 999 |  |  |  | 93309 |  | R63-0036
06029 |  | California | Kern | 364411 | 50299213 | 47358912 | 1514305000 | 2015 | 2015 | ARCO OIL AND GAS COMPANY |  |  | 77 | 3 | 350 | 9.8 |  | 211112 | -119.053 | 35.366 |  | 106 | 999 |  |  |  | 93309 |  | R63-0040
06029 |  | California | Kern | 364411 | 50299313 | 47357912 | 1514305000 | 2016 | 2016 | ARCO OIL AND GAS COMPANY |  |  | 77 | 3 | 350 | 9.8 |  | 211112 | -119.053 | 35.366 |  | 106 | 999 |  |  |  | 93309 |  | R63-0040
06029 |  | California | Kern | 364411 | 50299413 | 47357812 | 1514305000 | 2017 | 2017 | ARCO OIL AND GAS COMPANY |  |  | 77 | 3 | 350 | 14.7 |  | 211112 | -119.053 | 35.366 |  | 106 | 999 |  |  |  | 93309 |  | R63-0040
06029 |  | California | Kern | 364411 | 50299513 | 47357612 | 1514305000 | 2019 | 2019 | ARCO OIL AND GAS COMPANY |  |  | 92 | 3 | 350 | 127.1 |  | 211112 | -119.053 | 35.366 |  | 106 | 999 |  |  |  | 93309 |  | R63-0040
06029 |  | California | Kern | 364411 | 50299613 | 47358012 | 1514305000 | 2005 | 2005 | ARCO OIL AND GAS COMPANY |  |  | 30 | 1.3 | 640 | 54 |  | 211112 | -119.053 | 35.366 |  | 106 | 999 |  |  |  | 93309 |  | R63-0036
06029 |  | California | Kern | 364511 | 50212613 | 47316612 | 1514305000 | 39 | 4 | ARCO OIL AND GAS COMPANY |  |  | 40 | 3.5 | 145 | 519 |  | 211111 | -119.0114 | 35.4346 |  | 106 | 999 |  |  |  | 93309 |  | R63-0040
06029 |  | California | Kern | 364511 | 50213013 | 47333912 | 1514305000 | 2515 | 2515 | ARCO OIL AND GAS COMPANY |  |  | 11 | 0.3 | 760 | 11.4 |  | 211111 | -119.0114 | 35.4346 |  | 106 | 999 |  |  |  | 93309 |  | R63-0036
06029 |  | California | Kern | 364511 | 50213513 | 47352912 | 1514305000 | 28 | 26 | ARCO OIL AND GAS COMPANY |  |  | 40 | 4 | 136 | 430.4 |  | 211111 | -119.0114 | 35.4346 |  | 106 | 999 |  |  |  | 93309 |  | R63-0040
06029 |  | California | Kern | 364511 | 50215413 | 47325912 | 1514305000 | 2512 | 2512 | ARCO OIL AND GAS COMPANY |  |  | 10 | 0.3 | 634 | 23.3 |  | 211111 | -119.0114 | 35.4346 |  | 106 | 999 |  |  |  | 93309 |  | R63-0036
06029 |  | California | Kern | 364511 | 50215513 | 47334112 | 1514305000 | 2513 | 2513 | ARCO OIL AND GAS COMPANY |  |  | 10 | 0.3 | 600 | 9.9 |  | 211111 | -119.0114 | 35.4346 |  | 106 | 999 |  |  |  | 93309 |  | R63-0036
06029 |  | California | Kern | 364511 | 50215613 | 47334012 | 1514305000 | 2514 | 2514 | ARCO OIL AND GAS COMPANY |  |  | 11 | 0.3 | 660 | 10.5 |  | 211111 | -119.0114 | 35.4346 |  | 106 | 999 |  |  |  | 93309 |  | R63-0036
06029 |  | California | Kern | 364511 | 50215713 | 47322112 | 1514305000 | 2516 | 2516 | ARCO OIL AND GAS COMPANY |  |  | 10 | 0.3 | 634 | 10.2 |  | 211111 | -119.0114 | 35.4346 |  | 106 | 999 |  |  |  | 93309 |  | R63-0036
06029 |  | California | Kern | 364511 | 50215813 | 47327512 | 1514305000 | 2517 | 2517 | ARCO OIL AND GAS COMPANY |  |  | 10 | 0.3 | 634 | 10.2 |  | 211111 | -119.0114 | 35.4346 |  | 106 | 999 |  |  |  | 93309 |  | R63-0036
06029 |  | California | Kern | 364511 | 50217513 | 47311512 | 1514305000 | 1142 | 1142 | ARCO OIL AND GAS COMPANY |  |  | 13 | 0.7 | 400 | 2.6 |  | 211111 | -119.0114 | 35.4346 |  | 106 | 999 |  |  |  | 93309 |  | R63-0040
06029 |  | California | Kern | 364511 | 50218313 | 47316612 | 1514305000 | 40 | 4 | ARCO OIL AND GAS COMPANY |  |  | 40 | 3.5 | 145 | 519 |  | 211111 | -119.0114 | 35.4346 |  | 106 | 999 |  |  |  | 93309 |  | R63-0040
06029 |  | California | Kern | 364511 | 50218513 | 47315012 | 1514305000 | 2464 | 2464 | ARCO OIL AND GAS COMPANY |  |  | 10 | 0.3 | 634 | 13.1 |  | 211111 | -119.0114 | 35.4346 |  | 106 | 999 |  |  |  | 93309 |  | R63-0036
06029 |  | California | Kern | 364511 | 50218613 | 47313212 | 1514305000 | 2478 | 2478 | ARCO OIL AND GAS COMPANY |  |  | 23 | 1.6 | 380 | 3.9 |  | 211111 | -119.0114 | 35.4346 |  | 106 | 999 |  |  |  | 93309 |  | R63-0036
06029 |  | California | Kern | 364511 | 50218713 | 47314812 | 1514305000 | 2467 | 2467 | ARCO OIL AND GAS COMPANY |  |  | 10 | 0.4 | 600 | 9.9 |  | 211111 | -119.0114 | 35.4346 |  | 106 | 999 |  |  |  | 93309 |  | R63-0036
06029 |  | California | Kern | 364511 | 50218813 | 47314912 | 1514305000 | 2466 | 2466 | ARCO OIL AND GAS COMPANY |  |  | 8 | 0.3 | 810 | 11.9 |  | 211111 | -119.0114 | 35.4346 |  | 106 | 999 |  |  |  | 93309 |  | R63-0036
06029 |  | California | Kern | 364511 | 50218913 | 47328512 | 1514305000 | 2465 | 2465 | ARCO OIL AND GAS COMPANY |  |  | 10 | 0.3 | 430 | 4.1 |  | 211111 | -119.0114 | 35.4346 |  | 106 | 999 |  |  |  | 93309 |  | R63-0036
06029 |  | California | Kern | 364511 | 50219013 | 47348612 | 1514305000 | 2491 | 2491 | ARCO OIL AND GAS COMPANY |  |  | 11 | 0.4 | 650 | 10.4 |  | 211111 | -119.0114 | 35.4346 |  | 106 | 999 |  |  |  | 93309 |  | R63-0036
06029 |  | California | Kern | 364511 | 50219113 | 47347812 | 1514305000 | 2492 | 2492 | ARCO OIL AND GAS COMPANY |  |  | 11 | 0.4 | 650 | 10.4 |  | 211111 | -119.0114 | 35.4346 |  | 106 | 999 |  |  |  | 93309 |  | R63-0036
06029 |  | California | Kern | 364511 | 50219213 | 47334512 | 1514305000 | 2493 | 2493 | ARCO OIL AND GAS COMPANY |  |  | 12 | 0.7 | 634 | 10.2 |  | 211111 | -119.0114 | 35.4346 |  | 106 | 999 |  |  |  | 93309 |  | R63-0036
06029 |  | California | Kern | 364511 | 50219313 | 47347012 | 1514305000 | 2494 | 2494 | ARCO OIL AND GAS COMPANY |  |  | 10 | 0.3 | 634 | 10.2 |  | 211111 | -119.0114 | 35.4346 |  | 106 | 999 |  |  |  | 93309 |  | R63-0036
06029 |  | California | Kern | 364511 | 50219413 | 47347112 | 1514305000 | 2490 | 2490 | ARCO OIL AND GAS COMPANY |  |  | 9 | 0.3 | 1000 | 13.7 |  | 211111 | -119.0114 | 35.4346 |  | 106 | 999 |  |  |  | 93309 |  | R63-0036
06029 |  | California | Kern | 364511 | 50219513 | 47348012 | 1514305000 | 2496 | 2496 | ARCO OIL AND GAS COMPANY |  |  | 10 | 0.3 | 634 | 20 |  | 211111 | -119.0114 | 35.4346 |  | 106 | 999 |  |  |  | 93309 |  | R63-0036
06029 |  | California | Kern | 364511 | 50219613 | 47334612 | 1514305000 | 2489 | 2489 | ARCO OIL AND GAS COMPANY |  |  | 8 | 0.3 | 880 | 12.5 |  | 211111 | -119.0114 | 35.4346 |  | 106 | 999 |  |  |  | 93309 |  | R63-0036
06029 |  | California | Kern | 364511 | 50219713 | 47315912 | 1514305000 | 2463 | 2463 | ARCO OIL AND GAS COMPANY |  |  | 10 | 0.3 | 634 | 13.1 |  | 211111 | -119.0114 | 35.4346 |  | 106 | 999 |  |  |  | 93309 |  | R63-0036
06029 |  | California | Kern | 364511 | 50219813 | 47328612 | 1514305000 | 2462 | 2462 | ARCO OIL AND GAS COMPANY |  |  | 11 | 0.4 | 565 | 12.3 |  | 211111 | -119.0114 | 35.4346 |  | 106 | 999 |  |  |  | 93309 |  | R63-0036
06029 |  | California | Kern | 364511 | 50219913 | 47313112 | 1514305000 | 2461 | 2461 | ARCO OIL AND GAS COMPANY |  |  | 10 | 0.3 | 634 | 10.2 |  | 211111 | -119.0114 | 35.4346 |  | 106 | 999 |  |  |  | 93309 |  | R63-0036
06029 |  | California | Kern | 364511 | 50220013 | 47348712 | 1514305000 | 2460 | 2460 | ARCO OIL AND GAS COMPANY |  |  | 10 | 0.3 | 634 | 10.2 |  | 211111 | -119.0114 | 35.4346 |  | 106 | 999 |  |  |  | 93309 |  | R63-0036
06029 |  | California | Kern | 364511 | 50220113 | 47320912 | 1514305000 | 1141 | 1141 | ARCO OIL AND GAS COMPANY |  |  | 28 | 0.7 | 600 | 9.8 |  | 211111 | -119.0114 | 35.4346 |  | 106 | 999 |  |  |  | 93309 |  | R63-0040
06029 |  | California | Kern | 364511 | 50223113 | 47312012 | 1514305000 | 2359 | 2359 | ARCO OIL AND GAS COMPANY |  |  | 10 | 0.3 | 634 | 10.2 |  | 211111 | -119.0114 | 35.4346 |  | 106 | 999 |  |  |  | 93309 |  | R63-0036
06029 |  | California | Kern | 364511 | 50223213 | 47336112 | 1514305000 | 2412 | 2412 | ARCO OIL AND GAS COMPANY |  |  | 23 | 1.3 | 250 | 9.4 |  | 211111 | -119.0114 | 35.4346 |  | 106 | 999 |  |  |  | 93309 |  | R63-0036
06029 |  | California | Kern | 364511 | 50223313 | 47308512 | 1514305000 | 2348 | 2348 | ARCO OIL AND GAS COMPANY |  |  | 9 | 0.3 | 450 | 4.6 |  | 211111 | -119.0114 | 35.4346 |  | 106 | 999 |  |  |  | 93309 |  | R63-0036
06029 |  | California | Kern | 364511 | 50223413 | 47308312 | 1514305000 | 2349 | 2349 | ARCO OIL AND GAS COMPANY |  |  | 9 | 0.3 | 450 | 4.6 |  | 211111 | -119.0114 | 35.4346 |  | 106 | 999 |  |  |  | 93309 |  | R63-0036
06029 |  | California | Kern | 364511 | 50223513 | 47312812 | 1514305000 | 2350 | 2350 | ARCO OIL AND GAS COMPANY |  |  | 10 | 0.3 | 410 | 3.5 |  | 211111 | -119.0114 | 35.4346 |  | 106 | 999 |  |  |  | 93309 |  | R63-0036
06029 |  | California | Kern | 364511 | 50223613 | 47344712 | 1514305000 | 2351 | 2351 | ARCO OIL AND GAS COMPANY |  |  | 10 | 0.3 | 470 | 5.2 |  | 211111 | -119.0114 | 35.4346 |  | 106 | 999 |  |  |  | 93309 |  | R63-0036
06029 |  | California | Kern | 364511 | 50223713 | 47330612 | 1514305000 | 2352 | 2352 | ARCO OIL AND GAS COMPANY |  |  | 10 | 0.3 | 470 | 3.1 |  | 211111 | -119.0114 | 35.4346 |  | 106 | 999 |  |  |  | 93309 |  | R63-0036
06029 |  | California | Kern | 364511 | 50223813 | 47330712 | 1514305000 | 2353 | 2353 | ARCO OIL AND GAS COMPANY |  |  | 8 | 0.2 | 590 | 6.4 |  | 211111 | -119.0114 | 35.4346 |  | 106 | 999 |  |  |  | 93309 |  | R63-0036
06029 |  | California | Kern | 364511 | 50223913 | 47313012 | 1514305000 | 2354 | 2354 | ARCO OIL AND GAS COMPANY |  |  | 18 | 1 | 640 | 4.1 |  | 211111 | -119.0114 | 35.4346 |  | 106 | 999 |  |  |  | 93309 |  | R63-0036
06029 |  | California | Kern | 364511 | 50224013 | 47331112 | 1514305000 | 2355 | 2355 | ARCO OIL AND GAS COMPANY |  |  | 10 | 0.3 | 470 | 5.2 |  | 211111 | -119.0114 | 35.4346 |  | 106 | 999 |  |  |  | 93309 |  | R63-0036
06029 |  | California | Kern | 364511 | 50224113 | 47331312 | 1514305000 | 2356 | 2356 | ARCO OIL AND GAS COMPANY |  |  | 25 | 1.2 | 423 | 18.3 |  | 211111 | -119.0114 | 35.4346 |  | 106 | 999 |  |  |  | 93309 |  | R63-0036
06029 |  | California | Kern | 364511 | 50224213 | 47309012 | 1514305000 | 2346 | 2346 | ARCO OIL AND GAS COMPANY |  |  | 8 | 0.2 | 590 | 6.6 |  | 211111 | -119.0114 | 35.4346 |  | 106 | 999 |  |  |  | 93309 |  | R63-0036
06029 |  | California | Kern | 364511 | 50224313 | 47308212 | 1514305000 | 2358 | 2358 | ARCO OIL AND GAS COMPANY |  |  | 10 | 0.3 | 634 | 10.2 |  | 211111 | -119.0114 | 35.4346 |  | 106 | 999 |  |  |  | 93309 |  | R63-0036
06029 |  | California | Kern | 364511 | 50224413 | 47327812 | 1514305000 | 2345 | 2345 | ARCO OIL AND GAS COMPANY |  |  | 10 | 0.3 | 470 | 5.8 |  | 211111 | -119.0114 | 35.4346 |  | 106 | 999 |  |  |  | 93309 |  | R63-0036
06029 |  | California | Kern | 364511 | 50224513 | 47329812 | 1514305000 | 2422 | 2422 | ARCO OIL AND GAS COMPANY |  |  | 10 | 0.3 | 410 | 3.5 |  | 211111 | -119.0114 | 35.4346 |  | 106 | 999 |  |  |  | 93309 |  | R63-0036
06029 |  | California | Kern | 364511 | 50224613 | 47343112 | 1514305000 | 2421 | 2421 | ARCO OIL AND GAS COMPANY |  |  | 10 | 0.3 | 410 | 3.5 |  | 211111 | -119.0114 | 35.4346 |  | 106 | 999 |  |  |  | 93309 |  | R63-0036
06029 |  | California | Kern | 364511 | 50224713 | 47329912 | 1514305000 | 2420 | 2420 | ARCO OIL AND GAS COMPANY |  |  | 10 | 0.3 | 410 | 3.5 |  | 211111 | -119.0114 | 35.4346 |  | 106 | 999 |  |  |  | 93309 |  | R63-0036
06029 |  | California | Kern | 364511 | 50224813 | 47335912 | 1514305000 | 2419 | 2419 | ARCO OIL AND GAS COMPANY |  |  | 10 | 0.3 | 410 | 3.5 |  | 211111 | -119.0114 | 35.4346 |  | 106 | 999 |  |  |  | 93309 |  | R63-0036
06029 |  | California | Kern | 364511 | 50224913 | 47336012 | 1514305000 | 2418 | 2418 | ARCO OIL AND GAS COMPANY |  |  | 10 | 0.3 | 410 | 3.5 |  | 211111 | -119.0114 | 35.4346 |  | 106 | 999 |  |  |  | 93309 |  | R63-0036
06029 |  | California | Kern | 364511 | 50225013 | 47330012 | 1514305000 | 2417 | 2417 | ARCO OIL AND GAS COMPANY |  |  | 10 | 0.3 | 410 | 3.5 |  | 211111 | -119.0114 | 35.4346 |  | 106 | 999 |  |  |  | 93309 |  | R63-0036
06029 |  | California | Kern | 364511 | 50225113 | 47345312 | 1514305000 | 2416 | 2416 | ARCO OIL AND GAS COMPANY |  |  | 10 | 0.3 | 410 | 3.5 |  | 211111 | -119.0114 | 35.4346 |  | 106 | 999 |  |  |  | 93309 |  | R63-0036
06029 |  | California | Kern | 364511 | 50225213 | 47319812 | 1514305000 | 2415 | 2415 | ARCO OIL AND GAS COMPANY |  |  | 10 | 0.3 | 410 | 3.5 |  | 211111 | -119.0114 | 35.4346 |  | 106 | 999 |  |  |  | 93309 |  | R63-0036
06029 |  | California | Kern | 364511 | 50225313 | 47346112 | 1514305000 | 2414 | 2414 | ARCO OIL AND GAS COMPANY |  |  | 11 | 0.3 | 450 | 3.7 |  | 211111 | -119.0114 | 35.4346 |  | 106 | 999 |  |  |  | 93309 |  | R63-0036
06029 |  | California | Kern | 364511 | 50225413 | 47343312 | 1514305000 | 1140 | 1140 | ARCO OIL AND GAS COMPANY |  |  | 28 | 0.7 | 600 | 1.7 |  | 211111 | -119.0114 | 35.4346 |  | 106 | 999 |  |  |  | 93309 |  | R63-0040
06029 |  | California | Kern | 364511 | 50225513 | 47356812 | 1514305000 | 2357 | 2357 | ARCO OIL AND GAS COMPANY |  |  | 25 | 1.2 | 423 | 18.3 |  | 211111 | -119.0114 | 35.4346 |  | 106 | 999 |  |  |  | 93309 |  | R63-0036
06029 |  | California | Kern | 364511 | 50225613 | 47340312 | 1514305000 | 2334 | 2334 | ARCO OIL AND GAS COMPANY |  |  | 10 | 0.3 | 634 | 10.2 |  | 211111 | -119.0114 | 35.4346 |  | 106 | 999 |  |  |  | 93309 |  | R63-0036
06029 |  | California | Kern | 364511 | 50226313 | 47337012 | 1514305000 | 2328 | 2328 | ARCO OIL AND GAS COMPANY |  |  | 9 | 0.3 | 450 | 3.2 |  | 211111 | -119.0114 | 35.4346 |  | 106 | 999 |  |  |  | 93309 |  | R63-0036
06029 |  | California | Kern | 364511 | 50226413 | 47340412 | 1514305000 | 2329 | 2329 | ARCO OIL AND GAS COMPANY |  |  | 9 | 0.3 | 450 | 3.2 |  | 211111 | -119.0114 | 35.4346 |  | 106 | 999 |  |  |  | 93309 |  | R63-0036
06029 |  | California | Kern | 364511 | 50226513 | 47319012 | 1514305000 | 2330 | 2330 | ARCO OIL AND GAS COMPANY |  |  | 9 | 0.3 | 450 | 3.2 |  | 211111 | -119.0114 | 35.4346 |  | 106 | 999 |  |  |  | 93309 |  | R63-0036
06029 |  | California | Kern | 364511 | 50226613 | 47318912 | 1514305000 | 2331 | 2331 | ARCO OIL AND GAS COMPANY |  |  | 9 | 0.3 | 650 | 3.9 |  | 211111 | -119.0114 | 35.4346 |  | 106 | 999 |  |  |  | 93309 |  | R63-0036
06029 |  | California | Kern | 364511 | 50226713 | 47308612 | 1514305000 | 2347 | 2347 | ARCO OIL AND GAS COMPANY |  |  | 8 | 0.2 | 590 | 6.6 |  | 211111 | -119.0114 | 35.4346 |  | 106 | 999 |  |  |  | 93309 |  | R63-0036
06029 |  | California | Kern | 364511 | 50226813 | 47318812 | 1514305000 | 2333 | 2333 | ARCO OIL AND GAS COMPANY |  |  | 10 | 0.3 | 470 | 3.4 |  | 211111 | -119.0114 | 35.4346 |  | 106 | 999 |  |  |  | 93309 |  | R63-0036
06029 |  | California | Kern | 364511 | 50226913 | 47340812 | 1514305000 | 2411 | 2411 | ARCO OIL AND GAS COMPANY |  |  | 23 | 1.3 | 250 | 9.4 |  | 211111 | -119.0114 | 35.4346 |  | 106 | 999 |  |  |  | 93309 |  | R63-0036
06029 |  | California | Kern | 364511 | 50227013 | 47312512 | 1514305000 | 2335 | 2335 | ARCO OIL AND GAS COMPANY |  |  | 10 | 0.3 | 634 | 10.2 |  | 211111 | -119.0114 | 35.4346 |  | 106 | 999 |  |  |  | 93309 |  | R63-0036
06029 |  | California | Kern | 364511 | 50227113 | 47320212 | 1514305000 | 2336 | 2336 | ARCO OIL AND GAS COMPANY |  |  | 10 | 0.3 | 634 | 10.2 |  | 211111 | -119.0114 | 35.4346 |  | 106 | 999 |  |  |  | 93309 |  | R63-0036
06029 |  | California | Kern | 364511 | 50227213 | 47311112 | 1514305000 | 2337 | 2337 | ARCO OIL AND GAS COMPANY |  |  | 10 | 0.3 | 634 | 10.2 |  | 211111 | -119.0114 | 35.4346 |  | 106 | 999 |  |  |  | 93309 |  | R63-0036
06029 |  | California | Kern | 364511 | 50227313 | 47320312 | 1514305000 | 2338 | 2338 | ARCO OIL AND GAS COMPANY |  |  | 10 | 0.3 | 634 | 10.2 |  | 211111 | -119.0114 | 35.4346 |  | 106 | 999 |  |  |  | 93309 |  | R63-0036
06029 |  | California | Kern | 364511 | 50227413 | 47317812 | 1514305000 | 2339 | 2339 | ARCO OIL AND GAS COMPANY |  |  | 10 | 0.3 | 634 | 10.2 |  | 211111 | -119.0114 | 35.4346 |  | 106 | 999 |  |  |  | 93309 |  | R63-0036
06029 |  | California | Kern | 364511 | 50227513 | 47348912 | 1514305000 | 2340 | 2340 | ARCO OIL AND GAS COMPANY |  |  | 10 | 0.3 | 634 | 10.2 |  | 211111 | -119.0114 | 35.4346 |  | 106 | 999 |  |  |  | 93309 |  | R63-0036
06029 |  | California | Kern | 364511 | 50227613 | 47328112 | 1514305000 | 2341 | 2341 | ARCO OIL AND GAS COMPANY |  |  | 10 | 0.3 | 634 | 10.2 |  | 211111 | -119.0114 | 35.4346 |  | 106 | 999 |  |  |  | 93309 |  | R63-0036
06029 |  | California | Kern | 364511 | 50227713 | 47311912 | 1514305000 | 2342 | 2342 | ARCO OIL AND GAS COMPANY |  |  | 10 | 0.3 | 634 | 10.2 |  | 211111 | -119.0114 | 35.4346 |  | 106 | 999 |  |  |  | 93309 |  | R63-0036
06029 |  | California | Kern | 364511 | 50227813 | 47331612 | 1514305000 | 2343 | 2343 | ARCO OIL AND GAS COMPANY |  |  | 8 | 0.2 | 590 | 6.6 |  | 211111 | -119.0114 | 35.4346 |  | 106 | 999 |  |  |  | 93309 |  | R63-0036
06029 |  | California | Kern | 364511 | 50227913 | 47306912 | 1514305000 | 2344 | 2344 | ARCO OIL AND GAS COMPANY |  |  | 8 | 0.2 | 590 | 6.6 |  | 211111 | -119.0114 | 35.4346 |  | 106 | 999 |  |  |  | 93309 |  | R63-0036
06029 |  | California | Kern | 364511 | 50228013 | 47310512 | 1514305000 | 2332 | 2332 | ARCO OIL AND GAS COMPANY |  |  | 10 | 0.3 | 540 | 3.2 |  | 211111 | -119.0114 | 35.4346 |  | 106 | 999 |  |  |  | 93309 |  | R63-0036
06029 |  | California | Kern | 364511 | 50228113 | 47336512 | 1514305000 | 2371 | 2371 | ARCO OIL AND GAS COMPANY |  |  | 10 | 0.4 | 600 | 12.7 |  | 211111 | -119.0114 | 35.4346 |  | 106 | 999 |  |  |  | 93309 |  | R63-0036
06029 |  | California | Kern | 364511 | 50228213 | 47346912 | 1514305000 | 2413 | 2413 | ARCO OIL AND GAS COMPANY |  |  | 11 | 0.3 | 450 | 7 |  | 211111 | -119.0114 | 35.4346 |  | 106 | 999 |  |  |  | 93309 |  | R63-0036
06029 |  | California | Kern | 364511 | 50228313 | 47338212 | 1514305000 | 2384 | 2384 | ARCO OIL AND GAS COMPANY |  |  | 9 | 0.3 | 500 | 3.3 |  | 211111 | -119.0114 | 35.4346 |  | 106 | 999 |  |  |  | 93309 |  | R63-0036
06029 |  | California | Kern | 364511 | 50228413 | 47312312 | 1514305000 | 2383 | 2383 | ARCO OIL AND GAS COMPANY |  |  | 9 | 0.3 | 460 | 4.3 |  | 211111 | -119.0114 | 35.4346 |  | 106 | 999 |  |  |  | 93309 |  | R63-0036
06029 |  | California | Kern | 364511 | 50228513 | 47333412 | 1514305000 | 2382 | 2382 | ARCO OIL AND GAS COMPANY |  |  | 9 | 0.3 | 550 | 4.7 |  | 211111 | -119.0114 | 35.4346 |  | 106 | 999 |  |  |  | 93309 |  | R63-0036
06029 |  | California | Kern | 364511 | 50228613 | 47333212 | 1514305000 | 2381 | 2381 | ARCO OIL AND GAS COMPANY |  |  | 16 | 1.3 | 250 | 14.8 |  | 211111 | -119.0114 | 35.4346 |  | 106 | 999 |  |  |  | 93309 |  | R63-0036
06029 |  | California | Kern | 364511 | 50228713 | 47333112 | 1514305000 | 2380 | 2380 | ARCO OIL AND GAS COMPANY |  |  | 10 | 0.3 | 590 | 3.6 |  | 211111 | -119.0114 | 35.4346 |  | 106 | 999 |  |  |  | 93309 |  | R63-0036
06029 |  | California | Kern | 364511 | 50228813 | 47351012 | 1514305000 | 2379 | 2379 | ARCO OIL AND GAS COMPANY |  |  | 9 | 0.3 | 650 | 3.9 |  | 211111 | -119.0114 | 35.4346 |  | 106 | 999 |  |  |  | 93309 |  | R63-0036
06029 |  | California | Kern | 364511 | 50228913 | 47333012 | 1514305000 | 2378 | 2378 | ARCO OIL AND GAS COMPANY |  |  | 22 | 0.8 | 720 | 40.8 |  | 211111 | -119.0114 | 35.4346 |  | 106 | 999 |  |  |  | 93309 |  | R63-0036
06029 |  | California | Kern | 364511 | 50229013 | 47332912 | 1514305000 | 2377 | 2377 | ARCO OIL AND GAS COMPANY |  |  | 21 | 0.8 | 720 | 50.2 |  | 211111 | -119.0114 | 35.4346 |  | 106 | 999 |  |  |  | 93309 |  | R63-0036
06029 |  | California | Kern | 364511 | 50229113 | 47342912 | 1514305000 | 2376 | 2376 | ARCO OIL AND GAS COMPANY |  |  | 21 | 0.8 | 720 | 41.5 |  | 211111 | -119.0114 | 35.4346 |  | 106 | 999 |  |  |  | 93309 |  | R63-0036
06029 |  | California | Kern | 364511 | 50229213 | 47333512 | 1514305000 | 2386 | 2386 | ARCO OIL AND GAS COMPANY |  |  | 9 | 0.3 | 500 | 3.3 |  | 211111 | -119.0114 | 35.4346 |  | 106 | 999 |  |  |  | 93309 |  | R63-0036
06029 |  | California | Kern | 364511 | 50229313 | 47336412 | 1514305000 | 2372 | 2372 | ARCO OIL AND GAS COMPANY |  |  | 10 | 0.4 | 600 | 12.7 |  | 211111 | -119.0114 | 35.4346 |  | 106 | 999 |  |  |  | 93309 |  | R63-0036
06029 |  | California | Kern | 364511 | 50229413 | 47335112 | 1514305000 | 2387 | 2387 | ARCO OIL AND GAS COMPANY |  |  | 11 | 0.3 | 560 | 3.7 |  | 211111 | -119.0114 | 35.4346 |  | 106 | 999 |  |  |  | 93309 |  | R63-0036
06029 |  | California | Kern | 364511 | 50229513 | 47340612 | 1514305000 | 2370 | 2370 | ARCO OIL AND GAS COMPANY |  |  | 10 | 0.4 | 600 | 12.7 |  | 211111 | -119.0114 | 35.4346 |  | 106 | 999 |  |  |  | 93309 |  | R63-0036
06029 |  | California | Kern | 364511 | 50229613 | 47343012 | 1514305000 | 2369 | 2369 | ARCO OIL AND GAS COMPANY |  |  | 10 | 0.4 | 600 | 12.7 |  | 211111 | -119.0114 | 35.4346 |  | 106 | 999 |  |  |  | 93309 |  | R63-0036
06029 |  | California | Kern | 364511 | 50229713 | 47350912 | 1514305000 | 2368 | 2368 | ARCO OIL AND GAS COMPANY |  |  | 10 | 0.4 | 600 | 12.7 |  | 211111 | -119.0114 | 35.4346 |  | 106 | 999 |  |  |  | 93309 |  | R63-0036
06029 |  | California | Kern | 364511 | 50229813 | 47336912 | 1514305000 | 2303 | 2032 | ARCO OIL AND GAS COMPANY |  |  |  |  | 95 | 28.7 | 5.7 | 211111 | -119.0114 | 35.4346 |  | 106 | 999 |  |  |  | 93309 |  | R63-0036
06029 |  | California | Kern | 364511 | 50229913 | 47311012 | 1514305000 | 2304 | 2034 | ARCO OIL AND GAS COMPANY |  |  |  |  | 95 | 28.7 | 5.7 | 211111 | -119.0114 | 35.4346 |  | 106 | 999 |  |  |  | 93309 |  | R63-0036
06029 |  | California | Kern | 364511 | 50230013 | 47337212 | 1514305000 | 2305 | 2035 | ARCO OIL AND GAS COMPANY |  |  |  |  | 95 | 28.7 | 5.7 | 211111 | -119.0114 | 35.4346 |  | 106 | 999 |  |  |  | 93309 |  | R63-0036
06029 |  | California | Kern | 364511 | 50230113 | 47338812 | 1514305000 | 2306 | 2037 | ARCO OIL AND GAS COMPANY |  |  |  |  | 95 | 28.7 | 5.7 | 211111 | -119.0114 | 35.4346 |  | 106 | 999 |  |  |  | 93309 |  | R63-0036
06029 |  | California | Kern | 364511 | 50230213 | 47340512 | 1514305000 | 2297 | 2023 | ARCO OIL AND GAS COMPANY |  |  |  |  | 95 | 28.7 | 5.7 | 211111 | -119.0114 | 35.4346 |  | 106 | 999 |  |  |  | 93309 |  | R63-0036
06029 |  | California | Kern | 364511 | 50230313 | 47310212 | 1514305000 | 2308 | 2038 | ARCO OIL AND GAS COMPANY |  |  |  |  | 95 | 28.7 | 5.7 | 211111 | -119.0114 | 35.4346 |  | 106 | 999 |  |  |  | 93309 |  | R63-0036
06029 |  | California | Kern | 364511 | 50230413 | 47339012 | 1514305000 | 2296 | 2020 | ARCO OIL AND GAS COMPANY |  |  |  |  | 95 | 28.7 | 5.7 | 211111 | -119.0114 | 35.4346 |  | 106 | 999 |  |  |  | 93309 |  | R63-0036
06029 |  | California | Kern | 364511 | 50230513 | 47310212 | 1514305000 | 2310 | 2038 | ARCO OIL AND GAS COMPANY |  |  |  |  | 95 | 28.7 | 5.7 | 211111 | -119.0114 | 35.4346 |  | 106 | 999 |  |  |  | 93309 |  | R63-0036
06029 |  | California | Kern | 364511 | 50230613 | 47321912 | 1514305000 | 2311 | 2039 | ARCO OIL AND GAS COMPANY |  |  |  |  | 95 | 28.7 | 5.7 | 211111 | -119.0114 | 35.4346 |  | 106 | 999 |  |  |  | 93309 |  | R63-0036
06029 |  | California | Kern | 364511 | 50230713 | 47336712 | 1514305000 | 2312 | 2041 | ARCO OIL AND GAS COMPANY |  |  |  |  | 95 | 28.7 | 5.7 | 211111 | -119.0114 | 35.4346 |  | 106 | 999 |  |  |  | 93309 |  | R63-0036
06029 |  | California | Kern | 364511 | 50230813 | 47336712 | 1514305000 | 2313 | 2041 | ARCO OIL AND GAS COMPANY |  |  |  |  | 95 | 28.7 | 5.7 | 211111 | -119.0114 | 35.4346 |  | 106 | 999 |  |  |  | 93309 |  | R63-0036
06029 |  | California | Kern | 364511 | 50230913 | 47310312 | 1514305000 | 2314 | 2042 | ARCO OIL AND GAS COMPANY |  |  |  |  | 95 | 28.7 | 5.7 | 211111 | -119.0114 | 35.4346 |  | 106 | 999 |  |  |  | 93309 |  | R63-0036
06029 |  | California | Kern | 364511 | 50231013 | 47306312 | 1514305000 | 2315 | 2044 | ARCO OIL AND GAS COMPANY |  |  |  |  | 89 | 50.8 | 10 | 211111 | -119.0114 | 35.4346 |  | 106 | 999 |  |  |  | 93309 |  | R63-0036
06029 |  | California | Kern | 364511 | 50231113 | 47318312 | 1514305000 | 2316 | 2045 | ARCO OIL AND GAS COMPANY |  |  |  |  | 89 | 50.8 | 10 | 211111 | -119.0114 | 35.4346 |  | 106 | 999 |  |  |  | 93309 |  | R63-0036
06029 |  | California | Kern | 364511 | 50231213 | 47330112 | 1514305000 | 2367 | 2367 | ARCO OIL AND GAS COMPANY |  |  | 10 | 0.4 | 600 | 12.7 |  | 211111 | -119.0114 | 35.4346 |  | 106 | 999 |  |  |  | 93309 |  | R63-0036
06029 |  | California | Kern | 364511 | 50231313 | 47308012 | 1514305000 | 2366 | 2366 | ARCO OIL AND GAS COMPANY |  |  | 10 | 0.3 | 634 | 10.2 |  | 211111 | -119.0114 | 35.4346 |  | 106 | 999 |  |  |  | 93309 |  | R63-0036
06029 |  | California | Kern | 364511 | 50231413 | 47305412 | 1514305000 | 2365 | 2365 | ARCO OIL AND GAS COMPANY |  |  | 10 | 0.3 | 634 | 10.2 |  | 211111 | -119.0114 | 35.4346 |  | 106 | 999 |  |  |  | 93309 |  | R63-0036
06029 |  | California | Kern | 364511 | 50231513 | 47305612 | 1514305000 | 2364 | 2364 | ARCO OIL AND GAS COMPANY |  |  | 10 | 0.3 | 634 | 10.2 |  | 211111 | -119.0114 | 35.4346 |  | 106 | 999 |  |  |  | 93309 |  | R63-0036
06029 |  | California | Kern | 364511 | 50231613 | 47330212 | 1514305000 | 2363 | 2363 | ARCO OIL AND GAS COMPANY |  |  | 10 | 0.3 | 634 | 10.2 |  | 211111 | -119.0114 | 35.4346 |  | 106 | 999 |  |  |  | 93309 |  | R63-0036
06029 |  | California | Kern | 364511 | 50231713 | 47312212 | 1514305000 | 2362 | 2362 | ARCO OIL AND GAS COMPANY |  |  | 10 | 0.3 | 634 | 10.2 |  | 211111 | -119.0114 | 35.4346 |  | 106 | 999 |  |  |  | 93309 |  | R63-0036
06029 |  | California | Kern | 364511 | 50231813 | 47315112 | 1514305000 | 2459 | 2459 | ARCO OIL AND GAS COMPANY |  |  | 10 | 0.3 | 640 | 10.3 |  | 211111 | -119.0114 | 35.4346 |  | 106 | 999 |  |  |  | 93309 |  | R63-0036
06029 |  | California | Kern | 364511 | 50231913 | 47315212 | 1514305000 | 2458 | 2458 | ARCO OIL AND GAS COMPANY |  |  | 10 | 0.3 | 570 | 9.6 |  | 211111 | -119.0114 | 35.4346 |  | 106 | 999 |  |  |  | 93309 |  | R63-0036
06029 |  | California | Kern | 364511 | 50232013 | 47314312 | 1514305000 | 2497 | 2497 | ARCO OIL AND GAS COMPANY |  |  | 10 | 0.3 | 600 | 9.9 |  | 211111 | -119.0114 | 35.4346 |  | 106 | 999 |  |  |  | 93309 |  | R63-0036
06029 |  | California | Kern | 364511 | 50232113 | 47348112 | 1514305000 | 2498 | 2498 | ARCO OIL AND GAS COMPANY |  |  | 10 | 0.3 | 625 | 10.1 |  | 211111 | -119.0114 | 35.4346 |  | 106 | 999 |  |  |  | 93309 |  | R63-0036
06029 |  | California | Kern | 364511 | 50232213 | 47319112 | 1514305000 | 2495 | 2495 | ARCO OIL AND GAS COMPANY |  |  | 10 | 0.3 | 634 | 20 |  | 211111 | -119.0114 | 35.4346 |  | 106 | 999 |  |  |  | 93309 |  | R63-0036
06029 |  | California | Kern | 364511 | 50232313 | 47312612 | 1514305000 | 2475 | 2475 | ARCO OIL AND GAS COMPANY |  |  | 30 | 1.2 | 410 | 18.1 |  | 211111 | -119.0114 | 35.4346 |  | 106 | 999 |  |  |  | 93309 |  | R63-0036
06029 |  | California | Kern | 364511 | 50232413 | 47334812 | 1514305000 | 2479 | 2479 | ARCO OIL AND GAS COMPANY |  |  | 9 | 0.3 | 711 | 11 |  | 211111 | -119.0114 | 35.4346 |  | 106 | 999 |  |  |  | 93309 |  | R63-0036
06029 |  | California | Kern | 364511 | 50232513 | 47312912 | 1514305000 | 2480 | 2480 | ARCO OIL AND GAS COMPANY |  |  | 9 | 0.3 | 700 | 10.8 |  | 211111 | -119.0114 | 35.4346 |  | 106 | 999 |  |  |  | 93309 |  | R63-0036
06029 |  | California | Kern | 364511 | 50232613 | 47343812 | 1514305000 | 2481 | 2481 | ARCO OIL AND GAS COMPANY |  |  | 9 | 0.3 | 711 | 11 |  | 211111 | -119.0114 | 35.4346 |  | 106 | 999 |  |  |  | 93309 |  | R63-0036
06029 |  | California | Kern | 364511 | 50232713 | 47328212 | 1514305000 | 2482 | 2482 | ARCO OIL AND GAS COMPANY |  |  | 10 | 0.3 | 720 | 5.5 |  | 211111 | -119.0114 | 35.4346 |  | 106 | 999 |  |  |  | 93309 |  | R63-0036
06029 |  | California | Kern | 364511 | 50232813 | 47343912 | 1514305000 | 2483 | 2483 | ARCO OIL AND GAS COMPANY |  |  | 10 | 0.3 | 820 | 12 |  | 211111 | -119.0114 | 35.4346 |  | 106 | 999 |  |  |  | 93309 |  | R63-0036
06029 |  | California | Kern | 364511 | 50232913 | 47322912 | 1514305000 | 2484 | 2484 | ARCO OIL AND GAS COMPANY |  |  | 9 | 0.3 | 740 | 11.2 |  | 211111 | -119.0114 | 35.4346 |  | 106 | 999 |  |  |  | 93309 |  | R63-0036
06029 |  | California | Kern | 364511 | 50233013 | 47333312 | 1514305000 | 2485 | 2485 | ARCO OIL AND GAS COMPANY |  |  | 11 | 0.3 | 370 | 7.8 |  | 211111 | -119.0114 | 35.4346 |  | 106 | 999 |  |  |  | 93309 |  | R63-0036
06029 |  | California | Kern | 364511 | 50233113 | 47337412 | 1514305000 | 2486 | 2486 | ARCO OIL AND GAS COMPANY |  |  | 11 | 0.3 | 400 | 8 |  | 211111 | -119.0114 | 35.4346 |  | 106 | 999 |  |  |  | 93309 |  | R63-0036
06029 |  | California | Kern | 364511 | 50233213 | 47314712 | 1514305000 | 2468 | 2468 | ARCO OIL AND GAS COMPANY |  |  | 9 | 0.4 | 600 | 4.9 |  | 211111 | -119.0114 | 35.4346 |  | 106 | 999 |  |  |  | 93309 |  | R63-0036
06029 |  | California | Kern | 364511 | 50233313 | 47314512 | 1514305000 | 2476 | 2476 | ARCO OIL AND GAS COMPANY |  |  | 30 | 1.2 | 480 | 26 |  | 211111 | -119.0114 | 35.4346 |  | 106 | 999 |  |  |  | 93309 |  | R63-0036
06029 |  | California | Kern | 364511 | 50233413 | 47314212 | 1514305000 | 2500 | 2500 | ARCO OIL AND GAS COMPANY |  |  | 10 | 0.3 | 750 | 11.3 |  | 211111 | -119.0114 | 35.4346 |  | 106 | 999 |  |  |  | 93309 |  | R63-0036
06029 |  | California | Kern | 364511 | 50233513 | 47315712 | 1514305000 | 2474 | 2474 | ARCO OIL AND GAS COMPANY |  |  | 28 | 1.2 | 480 | 19.5 |  | 211111 | -119.0114 | 35.4346 |  | 106 | 999 |  |  |  | 93309 |  | R63-0036
06029 |  | California | Kern | 364511 | 50233613 | 47335012 | 1514305000 | 2473 | 2473 | ARCO OIL AND GAS COMPANY |  |  | 28 | 1.2 | 470 | 19.3 |  | 211111 | -119.0114 | 35.4346 |  | 106 | 999 |  |  |  | 93309 |  | R63-0036
06029 |  | California | Kern | 364511 | 50233713 | 47328312 | 1514305000 | 2472 | 2472 | ARCO OIL AND GAS COMPANY |  |  | 23 | 1.2 | 423 | 18.3 |  | 211111 | -119.0114 | 35.4346 |  | 106 | 999 |  |  |  | 93309 |  | R63-0036
06029 |  | California | Kern | 364511 | 50233813 | 47328412 | 1514305000 | 2471 | 2471 | ARCO OIL AND GAS COMPANY |  |  | 12 | 0.7 | 640 | 3.8 |  | 211111 | -119.0114 | 35.4346 |  | 106 | 999 |  |  |  | 93309 |  | R63-0036
06029 |  | California | Kern | 364511 | 50233913 | 47317012 | 1514305000 | 2470 | 2470 | ARCO OIL AND GAS COMPANY |  |  | 9 | 0.7 | 650 | 5.1 |  | 211111 | -119.0114 | 35.4346 |  | 106 | 999 |  |  |  | 93309 |  | R63-0036
06029 |  | California | Kern | 364511 | 50234013 | 47333612 | 1514305000 | 2469 | 2469 | ARCO OIL AND GAS COMPANY |  |  | 7 | 0.2 | 610 | 3.7 |  | 211111 | -119.0114 | 35.4346 |  | 106 | 999 |  |  |  | 93309 |  | R63-0036
06029 |  | California | Kern | 364511 | 50234113 | 47338512 | 1514305000 | 2487 | 2487 | ARCO OIL AND GAS COMPANY |  |  | 10 | 0.3 | 780 | 11.6 |  | 211111 | -119.0114 | 35.4346 |  | 106 | 999 |  |  |  | 93309 |  | R63-0036
06029 |  | California | Kern | 364511 | 50234213 | 47334712 | 1514305000 | 2488 | 2488 | ARCO OIL AND GAS COMPANY |  |  | 10 | 0.3 | 865 | 12.4 |  | 211111 | -119.0114 | 35.4346 |  | 106 | 999 |  |  |  | 93309 |  | R63-0036
06029 |  | California | Kern | 364511 | 50234313 | 47334912 | 1514305000 | 2477 | 2477 | ARCO OIL AND GAS COMPANY |  |  | 25 | 1.2 | 423 | 4.1 |  | 211111 | -119.0114 | 35.4346 |  | 106 | 999 |  |  |  | 93309 |  | R63-0036
06029 |  | California | Kern | 364511 | 50234413 | 47329512 | 1514305000 | 2440 | 2440 | ARCO OIL AND GAS COMPANY |  |  | 9 | 0.3 | 520 | 4.5 |  | 211111 | -119.0114 | 35.4346 |  | 106 | 999 |  |  |  | 93309 |  | R63-0036
06029 |  | California | Kern | 364511 | 50234513 | 47356512 | 1514305000 | 2449 | 2449 | ARCO OIL AND GAS COMPANY |  |  | 11 | 0.3 | 711 | 4.1 |  | 211111 | -119.0114 | 35.4346 |  | 106 | 999 |  |  |  | 93309 |  | R63-0036
06029 |  | California | Kern | 364511 | 50234613 | 47334412 | 1514305000 | 2499 | 2499 | ARCO OIL AND GAS COMPANY |  |  | 11 | 0.3 | 640 | 10.3 |  | 211111 | -119.0114 | 35.4346 |  | 106 | 999 |  |  |  | 93309 |  | R63-0036
06029 |  | California | Kern | 364511 | 50234713 | 47328012 | 1514305000 | 2447 | 2447 | ARCO OIL AND GAS COMPANY |  |  | 10 | 0.3 | 705 | 10.9 |  | 211111 | -119.0114 | 35.4346 |  | 106 | 999 |  |  |  | 93309 |  | R63-0036
06029 |  | California | Kern | 364511 | 50234813 | 47315412 | 1514305000 | 2446 | 2446 | ARCO OIL AND GAS COMPANY |  |  | 10 | 0.3 | 705 | 10.9 |  | 211111 | -119.0114 | 35.4346 |  | 106 | 999 |  |  |  | 93309 |  | R63-0036
06029 |  | California | Kern | 364511 | 50234913 | 47335412 | 1514305000 | 2445 | 2445 | ARCO OIL AND GAS COMPANY |  |  | 10 | 0.3 | 820 | 12 |  | 211111 | -119.0114 | 35.4346 |  | 106 | 999 |  |  |  | 93309 |  | R63-0036
06029 |  | California | Kern | 364511 | 50235013 | 47343612 | 1514305000 | 2444 | 2444 | ARCO OIL AND GAS COMPANY |  |  | 20 | 1.1 | 445 | 8.5 |  | 211111 | -119.0114 | 35.4346 |  | 106 | 999 |  |  |  | 93309 |  | R63-0036
06029 |  | California | Kern | 364511 | 50235113 | 47329312 | 1514305000 | 2443 | 2443 | ARCO OIL AND GAS COMPANY |  |  | 29 | 1.2 | 250 | 6.6 |  | 211111 | -119.0114 | 35.4346 |  | 106 | 999 |  |  |  | 93309 |  | R63-0036
06029 |  | California | Kern | 364511 | 50235213 | 47334312 | 1514305000 | 25 | 25 | ARCO OIL AND GAS COMPANY |  |  | 17 | 0.7 | 400 | 22.9 |  | 211111 | -119.0114 | 35.4346 |  | 106 | 999 |  |  |  | 93309 |  | R63-0040
06029 |  | California | Kern | 364511 | 50235313 | 47316012 | 1514305000 | 2441 | 2441 | ARCO OIL AND GAS COMPANY |  |  | 30 | 1.2 | 250 | 6.6 |  | 211111 | -119.0114 | 35.4346 |  | 106 | 999 |  |  |  | 93309 |  | R63-0036
06029 |  | California | Kern | 364511 | 50235413 | 47316412 | 1514305000 | 2450 | 2450 | ARCO OIL AND GAS COMPANY |  |  | 9 | 0.3 | 711 | 5.4 |  | 211111 | -119.0114 | 35.4346 |  | 106 | 999 |  |  |  | 93309 |  | R63-0036
06029 |  | California | Kern | 364511 | 50235513 | 47316212 | 1514305000 | 2439 | 2439 | ARCO OIL AND GAS COMPANY |  |  | 9 | 0.3 | 450 | 2.8 |  | 211111 | -119.0114 | 35.4346 |  | 106 | 999 |  |  |  | 93309 |  | R63-0036
06029 |  | California | Kern | 364511 | 50235613 | 47315512 | 1514305000 | 2438 | 2438 | ARCO OIL AND GAS COMPANY |  |  | 10 | 0.3 | 470 | 3.4 |  | 211111 | -119.0114 | 35.4346 |  | 106 | 999 |  |  |  | 93309 |  | R63-0036
06029 |  | California | Kern | 364511 | 50235713 | 47316612 | 1514305000 | 41 | 4 | ARCO OIL AND GAS COMPANY |  |  | 40 | 3.5 | 145 | 519 |  | 211111 | -119.0114 | 35.4346 |  | 106 | 999 |  |  |  | 93309 |  | R63-0040
06029 |  | California | Kern | 364511 | 50236013 | 47337912 | 1514305000 | 48 | 45 | ARCO OIL AND GAS COMPANY |  |  |  |  | 422 | 194.3 | 15.4 | 211111 | -119.0114 | 35.4346 |  | 106 | 999 |  |  |  | 93309 |  | R63-0040
06029 |  | California | Kern | 364511 | 50236113 | 47337912 | 1514305000 | 47 | 45 | ARCO OIL AND GAS COMPANY |  |  |  |  | 422 | 194.3 | 15.4 | 211111 | -119.0114 | 35.4346 |  | 106 | 999 |  |  |  | 93309 |  | R63-0040
06029 |  | California | Kern | 364511 | 50236213 | 47326912 | 1514305000 | 43 | 27 | ARCO OIL AND GAS COMPANY |  |  | 40 | 3.2 | 145 | 342.6 |  | 211111 | -119.0114 | 35.4346 |  | 106 | 999 |  |  |  | 93309 |  | R63-0040
06029 |  | California | Kern | 364511 | 50236313 | 47329412 | 1514305000 | 2442 | 2442 | ARCO OIL AND GAS COMPANY |  |  | 20 | 1.1 | 250 | 14.8 |  | 211111 | -119.0114 | 35.4346 |  | 106 | 999 |  |  |  | 93309 |  | R63-0036
06029 |  | California | Kern | 364511 | 50236413 | 47328712 | 1514305000 | 2457 | 2457 | ARCO OIL AND GAS COMPANY |  |  | 13 | 0.4 | 610 | 20.1 |  | 211111 | -119.0114 | 35.4346 |  | 106 | 999 |  |  |  | 93309 |  | R63-0036
06029 |  | California | Kern | 364511 | 50236513 | 47320512 | 1514305000 | 2501 | 2501 | ARCO OIL AND GAS COMPANY |  |  | 10 | 0.4 | 634 | 13.1 |  | 211111 | -119.0114 | 35.4346 |  | 106 | 999 |  |  |  | 93309 |  | R63-0036
06029 |  | California | Kern | 364511 | 50236613 | 47314112 | 1514305000 | 2502 | 2502 | ARCO OIL AND GAS COMPANY |  |  | 10 | 0.3 | 634 | 13.1 |  | 211111 | -119.0114 | 35.4346 |  | 106 | 999 |  |  |  | 93309 |  | R63-0036
06029 |  | California | Kern | 364511 | 50236713 | 47348212 | 1514305000 | 2503 | 2503 | ARCO OIL AND GAS COMPANY |  |  | 10 | 0.3 | 640 | 10.3 |  | 211111 | -119.0114 | 35.4346 |  | 106 | 999 |  |  |  | 93309 |  | R63-0036
06029 |  | California | Kern | 364511 | 50236813 | 47319912 | 1514305000 | 2504 | 2504 | ARCO OIL AND GAS COMPANY |  |  | 11 | 0.3 | 610 | 6.7 |  | 211111 | -119.0114 | 35.4346 |  | 106 | 999 |  |  |  | 93309 |  | R63-0036
06029 |  | California | Kern | 364511 | 50236913 | 47348312 | 1514305000 | 2505 | 2505 | ARCO OIL AND GAS COMPANY |  |  | 11 | 0.3 | 640 | 5.1 |  | 211111 | -119.0114 | 35.4346 |  | 106 | 999 |  |  |  | 93309 |  | R63-0036
06029 |  | California | Kern | 364511 | 50237013 | 47329112 | 1514305000 | 2448 | 2448 | ARCO OIL AND GAS COMPANY |  |  | 8 | 0.3 | 860 | 12.3 |  | 211111 | -119.0114 | 35.4346 |  | 106 | 999 |  |  |  | 93309 |  | R63-0036
06029 |  | California | Kern | 364511 | 50237113 | 47334212 | 1514305000 | 2507 | 2507 | ARCO OIL AND GAS COMPANY |  |  | 10 | 0.3 | 610 | 10 |  | 211111 | -119.0114 | 35.4346 |  | 106 | 999 |  |  |  | 93309 |  | R63-0036
06029 |  | California | Kern | 364511 | 50237213 | 47330312 | 1514305000 | 2451 | 2451 | ARCO OIL AND GAS COMPANY |  |  | 9 | 0.3 | 711 | 11 |  | 211111 | -119.0114 | 35.4346 |  | 106 | 999 |  |  |  | 93309 |  | R63-0036
06029 |  | California | Kern | 364511 | 50237313 | 47314012 | 1514305000 | 2508 | 2508 | ARCO OIL AND GAS COMPANY |  |  | 10 | 0.3 | 630 | 10.2 |  | 211111 | -119.0114 | 35.4346 |  | 106 | 999 |  |  |  | 93309 |  | R63-0036
06029 |  | California | Kern | 364511 | 50237413 | 47349912 | 1514305000 | 2509 | 2509 | ARCO OIL AND GAS COMPANY |  |  | 11 | 0.3 | 780 | 11.6 |  | 211111 | -119.0114 | 35.4346 |  | 106 | 999 |  |  |  | 93309 |  | R63-0036
06029 |  | California | Kern | 364511 | 50237513 | 47327312 | 1514305000 | 2510 | 2510 | ARCO OIL AND GAS COMPANY |  |  | 8 | 0.3 | 900 | 12.7 |  | 211111 | -119.0114 | 35.4346 |  | 106 | 999 |  |  |  | 93309 |  | R63-0036
06029 |  | California | Kern | 364511 | 50237613 | 47320112 | 1514305000 | 2511 | 2511 | ARCO OIL AND GAS COMPANY |  |  | 9 | 0.4 | 460 | 19.6 |  | 211111 | -119.0114 | 35.4346 |  | 106 | 999 |  |  |  | 93309 |  | R63-0036
06029 |  | California | Kern | 364511 | 50237713 | 47315312 | 1514305000 | 2456 | 2456 | ARCO OIL AND GAS COMPANY |  |  | 10 | 0.3 | 500 | 25.6 |  | 211111 | -119.0114 | 35.4346 |  | 106 | 999 |  |  |  | 93309 |  | R63-0036
06029 |  | California | Kern | 364511 | 50237813 | 47335212 | 1514305000 | 2455 | 2455 | ARCO OIL AND GAS COMPANY |  |  | 10 | 0.3 | 810 | 33.9 |  | 211111 | -119.0114 | 35.4346 |  | 106 | 999 |  |  |  | 93309 |  | R63-0036
06029 |  | California | Kern | 364511 | 50237913 | 47335312 | 1514305000 | 2454 | 2454 | ARCO OIL AND GAS COMPANY |  |  | 10 | 0.3 | 680 | 7.1 |  | 211111 | -119.0114 | 35.4346 |  | 106 | 999 |  |  |  | 93309 |  | R63-0036
06029 |  | California | Kern | 364511 | 50238013 | 47328812 | 1514305000 | 2453 | 2453 | ARCO OIL AND GAS COMPANY |  |  | 10 | 0.3 | 620 | 10.1 |  | 211111 | -119.0114 | 35.4346 |  | 106 | 999 |  |  |  | 93309 |  | R63-0036
06029 |  | California | Kern | 364511 | 50238113 | 47328912 | 1514305000 | 2452 | 2452 | ARCO OIL AND GAS COMPANY |  |  | 10 | 0.3 | 500 | 9 |  | 211111 | -119.0114 | 35.4346 |  | 106 | 999 |  |  |  | 93309 |  | R63-0036
06029 |  | California | Kern | 364511 | 50238213 | 47320012 | 1514305000 | 2506 | 2506 | ARCO OIL AND GAS COMPANY |  |  | 10 | 0.3 | 600 | 9.9 |  | 211111 | -119.0114 | 35.4346 |  | 106 | 999 |  |  |  | 93309 |  | R63-0036
06029 |  | California | Kern | 364511 | 50239913 | 47323212 | 1514305000 | 10 | 9 | ARCO OIL AND GAS COMPANY |  |  | 49 | 3.5 | 146 | 465.4 |  | 211111 | -119.0114 | 35.4346 |  | 106 | 999 |  |  |  | 93309 |  | R63-0040
06029 |  | California | Kern | 364511 | 50240213 | 47332312 | 1514305000 | 2585 | 2585 | ARCO OIL AND GAS COMPANY |  |  | 13 | 0.7 | 400 | 0.3 |  | 211111 | -119.0114 | 35.4346 |  | 106 | 999 |  |  |  | 93309 |  | R63-0040
06029 |  | California | Kern | 364511 | 50240413 | 47355212 | 1514305000 | 1136 | 1136 | ARCO OIL AND GAS COMPANY |  |  | 10 | 0.3 | 470 | 5.7 |  | 211111 | -119.0114 | 35.4346 |  | 106 | 999 |  |  |  | 93309 |  | R63-0036
06029 |  | California | Kern | 364511 | 50240513 | 47337512 | 1514305000 | 1137 | 1137 | ARCO OIL AND GAS COMPANY |  |  | 10 | 0.3 | 470 | 5.2 |  | 211111 | -119.0114 | 35.4346 |  | 106 | 999 |  |  |  | 93309 |  | R63-0036
06029 |  | California | Kern | 364511 | 50241013 | 47321012 | 1514305000 | 2361 | 2361 | ARCO OIL AND GAS COMPANY |  |  | 10 | 0.3 | 634 | 10.2 |  | 211111 | -119.0114 | 35.4346 |  | 106 | 999 |  |  |  | 93309 |  | R63-0036
06029 |  | California | Kern | 364511 | 50241113 | 47332812 | 1514305000 | 2373 | 2373 | ARCO OIL AND GAS COMPANY |  |  | 10 | 0.4 | 600 | 12.7 |  | 211111 | -119.0114 | 35.4346 |  | 106 | 999 |  |  |  | 93309 |  | R63-0036
06029 |  | California | Kern | 364511 | 50241213 | 47336312 | 1514305000 | 2398 | 2398 | ARCO OIL AND GAS COMPANY |  |  | 10 | 0.3 | 634 | 10.2 |  | 211111 | -119.0114 | 35.4346 |  | 106 | 999 |  |  |  | 93309 |  | R63-0036
06029 |  | California | Kern | 364511 | 50241313 | 47345912 | 1514305000 | 2410 | 2410 | ARCO OIL AND GAS COMPANY |  |  | 10 | 0.3 | 410 | 3.5 |  | 211111 | -119.0114 | 35.4346 |  | 106 | 999 |  |  |  | 93309 |  | R63-0036
06029 |  | California | Kern | 364511 | 50241413 | 47340912 | 1514305000 | 2409 | 2409 | ARCO OIL AND GAS COMPANY |  |  | 10 | 0.3 | 410 | 3.5 |  | 211111 | -119.0114 | 35.4346 |  | 106 | 999 |  |  |  | 93309 |  | R63-0036
06029 |  | California | Kern | 364511 | 50241513 | 47341012 | 1514305000 | 2408 | 2408 | ARCO OIL AND GAS COMPANY |  |  | 10 | 0.3 | 540 | 3.2 |  | 211111 | -119.0114 | 35.4346 |  | 106 | 999 |  |  |  | 93309 |  | R63-0036
06029 |  | California | Kern | 364511 | 50241613 | 47314412 | 1514305000 | 2407 | 2407 | ARCO OIL AND GAS COMPANY |  |  | 25 | 1.6 | 450 | 4.5 |  | 211111 | -119.0114 | 35.4346 |  | 106 | 999 |  |  |  | 93309 |  | R63-0036
06029 |  | California | Kern | 364511 | 50241713 | 47341112 | 1514305000 | 2406 | 2406 | ARCO OIL AND GAS COMPANY |  |  | 25 | 1.6 | 450 | 4.5 |  | 211111 | -119.0114 | 35.4346 |  | 106 | 999 |  |  |  | 93309 |  | R63-0036
06029 |  | California | Kern | 364511 | 50241813 | 47347612 | 1514305000 | 2405 | 2405 | ARCO OIL AND GAS COMPANY |  |  | 11 | 0.4 | 490 | 8.9 |  | 211111 | -119.0114 | 35.4346 |  | 106 | 999 |  |  |  | 93309 |  | R63-0036
06029 |  | California | Kern | 364511 | 50241913 | 47347512 | 1514305000 | 2404 | 2404 | ARCO OIL AND GAS COMPANY |  |  | 10 | 0.3 | 680 | 10.7 |  | 211111 | -119.0114 | 35.4346 |  | 106 | 999 |  |  |  | 93309 |  | R63-0036
06029 |  | California | Kern | 364511 | 50242013 | 47341812 | 1514305000 | 2403 | 2403 | ARCO OIL AND GAS COMPANY |  |  | 11 | 0.3 | 760 | 11.4 |  | 211111 | -119.0114 | 35.4346 |  | 106 | 999 |  |  |  | 93309 |  | R63-0036
06029 |  | California | Kern | 364511 | 50242113 | 47347412 | 1514305000 | 2402 | 2402 | ARCO OIL AND GAS COMPANY |  |  | 10 | 0.3 | 390 | 8 |  | 211111 | -119.0114 | 35.4346 |  | 106 | 999 |  |  |  | 93309 |  | R63-0036
06029 |  | California | Kern | 364511 | 50242213 | 47336212 | 1514305000 | 2401 | 2401 | ARCO OIL AND GAS COMPANY |  |  | 9 | 0.3 | 380 | 7.9 |  | 211111 | -119.0114 | 35.4346 |  | 106 | 999 |  |  |  | 93309 |  | R63-0036
06029 |  | California | Kern | 364511 | 50242313 | 47351612 | 1514305000 | 2385 | 2385 | ARCO OIL AND GAS COMPANY |  |  | 9 | 0.3 | 500 | 3.3 |  | 211111 | -119.0114 | 35.4346 |  | 106 | 999 |  |  |  | 93309 |  | R63-0036
06029 |  | California | Kern | 364511 | 50242413 | 47347212 | 1514305000 | 2399 | 2399 | ARCO OIL AND GAS COMPANY |  |  | 23 | 1.3 | 250 | 9.4 |  | 211111 | -119.0114 | 35.4346 |  | 106 | 999 |  |  |  | 93309 |  | R63-0036
06029 |  | California | Kern | 364511 | 50242613 | 47318612 | 1514305000 | 2397 | 2397 | ARCO OIL AND GAS COMPANY |  |  | 10 | 0.3 | 634 | 10.2 |  | 211111 | -119.0114 | 35.4346 |  | 106 | 999 |  |  |  | 93309 |  | R63-0036
06029 |  | California | Kern | 364511 | 50242713 | 47309912 | 1514305000 | 2396 | 2396 | ARCO OIL AND GAS COMPANY |  |  | 10 | 0.3 | 634 | 10.2 |  | 211111 | -119.0114 | 35.4346 |  | 106 | 999 |  |  |  | 93309 |  | R63-0036
06029 |  | California | Kern | 364511 | 50243213 | 47345712 | 1514305000 | 2584 | 2584 | ARCO OIL AND GAS COMPANY |  |  | 13 | 0.7 | 400 | 0.3 |  | 211111 | -119.0114 | 35.4346 |  | 106 | 999 |  |  |  | 93309 |  | R63-0040
06029 |  | California | Kern | 364511 | 50243313 | 47345812 | 1514305000 | 2583 | 2583 | ARCO OIL AND GAS COMPANY |  |  | 28 | 0.7 | 600 | 8.4 |  | 211111 | -119.0114 | 35.4346 |  | 106 | 999 |  |  |  | 93309 |  | R63-0040
06029 |  | California | Kern | 364511 | 50243413 | 47332412 | 1514305000 | 2582 | 2582 | ARCO OIL AND GAS COMPANY |  |  | 17 | 1.5 | 400 | 2.3 |  | 211111 | -119.0114 | 35.4346 |  | 106 | 999 |  |  |  | 93309 |  | R63-0040
06029 |  | California | Kern | 364511 | 50243513 | 47323812 | 1514305000 | 2581 | 2581 | ARCO OIL AND GAS COMPANY |  |  | 13 | 5 | 400 | 136.3 |  | 211111 | -119.0114 | 35.4346 |  | 106 | 999 |  |  |  | 93309 |  | R63-0040
06029 |  | California | Kern | 364511 | 50243613 | 47323912 | 1514305000 | 2580 | 2580 | ARCO OIL AND GAS COMPANY |  |  | 40 | 3.5 | 135 | 382.5 |  | 211111 | -119.0114 | 35.4346 |  | 106 | 999 |  |  |  | 93309 |  | R63-0040
06029 |  | California | Kern | 364511 | 50243713 | 47324012 | 1514305000 | 2579 | 2579 | ARCO OIL AND GAS COMPANY |  |  | 40 | 3.5 | 145 | 382.5 |  | 211111 | -119.0114 | 35.4346 |  | 106 | 999 |  |  |  | 93309 |  | R63-0040
06029 |  | California | Kern | 364511 | 50243813 | 47324112 | 1514305000 | 2578 | 2578 | ARCO OIL AND GAS COMPANY |  |  | 13 | 5 | 400 | 147.2 |  | 211111 | -119.0114 | 35.4346 |  | 106 | 999 |  |  |  | 93309 |  | R63-0040
06029 |  | California | Kern | 364511 | 50243913 | 47351412 | 1514305000 | 2577 | 2577 | ARCO OIL AND GAS COMPANY |  |  | 13 | 0.7 | 400 | 0.3 |  | 211111 | -119.0114 | 35.4346 |  | 106 | 999 |  |  |  | 93309 |  | R63-0040
06029 |  | California | Kern | 364511 | 50244013 | 47332512 | 1514305000 | 2576 | 2576 | ARCO OIL AND GAS COMPANY |  |  | 13 | 0.7 | 400 | 0.3 |  | 211111 | -119.0114 | 35.4346 |  | 106 | 999 |  |  |  | 93309 |  | R63-0040
06029 |  | California | Kern | 364511 | 50244113 | 47351312 | 1514305000 | 2575 | 2575 | ARCO OIL AND GAS COMPANY |  |  | 13 | 0.7 | 400 | 2 |  | 211111 | -119.0114 | 35.4346 |  | 106 | 999 |  |  |  | 93309 |  | R63-0040
06029 |  | California | Kern | 364511 | 50245013 | 47320812 | 1514305000 | 2395 | 2395 | ARCO OIL AND GAS COMPANY |  |  | 10 | 0.3 | 634 | 10.2 |  | 211111 | -119.0114 | 35.4346 |  | 106 | 999 |  |  |  | 93309 |  | R63-0036
06029 |  | California | Kern | 364511 | 50245113 | 47310012 | 1514305000 | 2394 | 2394 | ARCO OIL AND GAS COMPANY |  |  | 10 | 0.3 | 634 | 10.2 |  | 211111 | -119.0114 | 35.4346 |  | 106 | 999 |  |  |  | 93309 |  | R63-0036
06029 |  | California | Kern | 364511 | 50245213 | 47342412 | 1514305000 | 2393 | 2393 | ARCO OIL AND GAS COMPANY |  |  | 10 | 0.3 | 634 | 10.2 |  | 211111 | -119.0114 | 35.4346 |  | 106 | 999 |  |  |  | 93309 |  | R63-0036
06029 |  | California | Kern | 364511 | 50245313 | 47342512 | 1514305000 | 2392 | 2392 | ARCO OIL AND GAS COMPANY |  |  | 10 | 0.3 | 634 | 10.2 |  | 211111 | -119.0114 | 35.4346 |  | 106 | 999 |  |  |  | 93309 |  | R63-0036
06029 |  | California | Kern | 364511 | 50245413 | 47343512 | 1514305000 | 2391 | 2391 | ARCO OIL AND GAS COMPANY |  |  | 9 | 0.3 | 711 | 5.4 |  | 211111 | -119.0114 | 35.4346 |  | 106 | 999 |  |  |  | 93309 |  | R63-0036
06029 |  | California | Kern | 364511 | 50245513 | 47342712 | 1514305000 | 2390 | 2390 | ARCO OIL AND GAS COMPANY |  |  | 9 | 0.3 | 711 | 5.4 |  | 211111 | -119.0114 | 35.4346 |  | 106 | 999 |  |  |  | 93309 |  | R63-0036
06029 |  | California | Kern | 364511 | 50245613 | 47340712 | 1514305000 | 2389 | 2389 | ARCO OIL AND GAS COMPANY |  |  | 9 | 0.3 | 711 | 5.4 |  | 211111 | -119.0114 | 35.4346 |  | 106 | 999 |  |  |  | 93309 |  | R63-0036
06029 |  | California | Kern | 364511 | 50245713 | 47338312 | 1514305000 | 2388 | 2388 | ARCO OIL AND GAS COMPANY |  |  | 23 | 1.3 | 250 | 9.4 |  | 211111 | -119.0114 | 35.4346 |  | 106 | 999 |  |  |  | 93309 |  | R63-0036
06029 |  | California | Kern | 364511 | 50245813 | 47347312 | 1514305000 | 2400 | 2400 | ARCO OIL AND GAS COMPANY |  |  | 8 | 0.3 | 840 | 6 |  | 211111 | -119.0114 | 35.4346 |  | 106 | 999 |  |  |  | 93309 |  | R63-0036
06029 |  | California | Kern | 364511 | 50247413 | 47342212 | 1514305000 | 1131 | 1131 | ARCO OIL AND GAS COMPANY |  |  | 18 | 1 | 640 | 25.4 |  | 211111 | -119.0114 | 35.4346 |  | 106 | 999 |  |  |  | 93309 |  | R63-0036
06029 |  | California | Kern | 364511 | 50247513 | 47305512 | 1514305000 | 1130 | 1130 | ARCO OIL AND GAS COMPANY |  |  | 18 | 1 | 640 | 27.9 |  | 211111 | -119.0114 | 35.4346 |  | 106 | 999 |  |  |  | 93309 |  | R63-0036
06029 |  | California | Kern | 364511 | 50247613 | 47341412 | 1514305000 | 1129 | 1129 | ARCO OIL AND GAS COMPANY |  |  | 18 | 1 | 640 | 27.9 |  | 211111 | -119.0114 | 35.4346 |  | 106 | 999 |  |  |  | 93309 |  | R63-0036
06029 |  | California | Kern | 364511 | 50247713 | 47321112 | 1514305000 | 1128 | 1128 | ARCO OIL AND GAS COMPANY |  |  | 18 | 1 | 640 | 27.9 |  | 211111 | -119.0114 | 35.4346 |  | 106 | 999 |  |  |  | 93309 |  | R63-0036
06029 |  | California | Kern | 364511 | 50247813 | 47321212 | 1514305000 | 1127 | 1127 | ARCO OIL AND GAS COMPANY |  |  | 18 | 1 | 640 | 27.9 |  | 211111 | -119.0114 | 35.4346 |  | 106 | 999 |  |  |  | 93309 |  | R63-0036
06029 |  | California | Kern | 364511 | 50247913 | 47305712 | 1514305000 | 1126 | 1126 | ARCO OIL AND GAS COMPANY |  |  | 18 | 1 | 640 | 14 |  | 211111 | -119.0114 | 35.4346 |  | 106 | 999 |  |  |  | 93309 |  | R63-0036
06029 |  | California | Kern | 364511 | 50248013 | 47329712 | 1514305000 | 2424 | 2424 | ARCO OIL AND GAS COMPANY |  |  | 10 | 0.3 | 470 | 5.2 |  | 211111 | -119.0114 | 35.4346 |  | 106 | 999 |  |  |  | 93309 |  | R63-0036
06029 |  | California | Kern | 364511 | 50248113 | 47341912 | 1514305000 | 2423 | 2423 | ARCO OIL AND GAS COMPANY |  |  | 10 | 0.3 | 410 | 3.5 |  | 211111 | -119.0114 | 35.4346 |  | 106 | 999 |  |  |  | 93309 |  | R63-0036
06029 |  | California | Kern | 364511 | 50248213 | 47321312 | 1514305000 | 1125 | 1125 | ARCO OIL AND GAS COMPANY |  |  | 18 | 1 | 640 | 14 |  | 211111 | -119.0114 | 35.4346 |  | 106 | 999 |  |  |  | 93309 |  | R63-0036
06029 |  | California | Kern | 364511 | 50248613 | 47320612 | 1514305000 | 1148 | 1151 | ARCO OIL AND GAS COMPANY |  |  | 14 | 3.5 | 260 | 27.4 |  | 211111 | -119.0114 | 35.4346 |  | 106 | 999 |  |  |  | 93309 |  | R63-0040
06029 |  | California | Kern | 364511 | 50248713 | 47345412 | 1514305000 | 1147 | 1147 | ARCO OIL AND GAS COMPANY |  |  | 13 | 0.7 | 400 | 2.6 |  | 211111 | -119.0114 | 35.4346 |  | 106 | 999 |  |  |  | 93309 |  | R63-0040
06029 |  | California | Kern | 364511 | 50248813 | 47355312 | 1514305000 | 1146 | 1146 | ARCO OIL AND GAS COMPANY |  |  | 30 | 1.6 | 400 | 2.7 |  | 211111 | -119.0114 | 35.4346 |  | 106 | 999 |  |  |  | 93309 |  | R63-0040
06029 |  | California | Kern | 364511 | 50248913 | 47311712 | 1514305000 | 1145 | 1145 | ARCO OIL AND GAS COMPANY |  |  | 31 | 1.6 | 400 | 2.7 |  | 211111 | -119.0114 | 35.4346 |  | 106 | 999 |  |  |  | 93309 |  | R63-0040
06029 |  | California | Kern | 364511 | 50249013 | 47311612 | 1514305000 | 1144 | 1144 | ARCO OIL AND GAS COMPANY |  |  | 13 | 0.7 | 400 | 2.6 |  | 211111 | -119.0114 | 35.4346 |  | 106 | 999 |  |  |  | 93309 |  | R63-0040
06029 |  | California | Kern | 364511 | 50249113 | 47330512 | 1514305000 | 1143 | 1143 | ARCO OIL AND GAS COMPANY |  |  | 13 | 0.7 | 400 | 2.6 |  | 211111 | -119.0114 | 35.4346 |  | 106 | 999 |  |  |  | 93309 |  | R63-0040
06029 |  | California | Kern | 364511 | 50249613 | 47317712 | 1514305000 | 22 | 22 | ARCO OIL AND GAS COMPANY |  |  | 13 | 5 | 400 | 91.6 |  | 211111 | -119.0114 | 35.4346 |  | 106 | 999 |  |  |  | 93309 |  | R63-0040
06029 |  | California | Kern | 364511 | 50249713 | 47342112 | 1514305000 | 1122 | 1122 | ARCO OIL AND GAS COMPANY |  |  | 10 | 0.3 | 410 | 3.5 |  | 211111 | -119.0114 | 35.4346 |  | 106 | 999 |  |  |  | 93309 |  | R63-0036
06029 |  | California | Kern | 364511 | 50250913 | 47354412 | 1514305000 | 1087 | 1013 | ARCO OIL AND GAS COMPANY |  |  |  |  | 95 | 28.7 | 5.7 | 211111 | -119.0114 | 35.4346 |  | 106 | 999 |  |  |  | 93309 |  | R63-0036
06029 |  | California | Kern | 364511 | 50251013 | 47318712 | 1514305000 | 1099 | 1099 | ARCO OIL AND GAS COMPANY |  |  | 11 | 0.3 | 450 | 4.2 |  | 211111 | -119.0114 | 35.4346 |  | 106 | 999 |  |  |  | 93309 |  | R63-0036
06029 |  | California | Kern | 364511 | 50251113 | 47309512 | 1514305000 | 1098 | 1098 | ARCO OIL AND GAS COMPANY |  |  | 11 | 0.3 | 450 | 4.2 |  | 211111 | -119.0114 | 35.4346 |  | 106 | 999 |  |  |  | 93309 |  | R63-0036
06029 |  | California | Kern | 364511 | 50251213 | 47347912 | 1514305000 | 1097 | 1097 | ARCO OIL AND GAS COMPANY |  |  | 10 | 0.3 | 705 | 4 |  | 211111 | -119.0114 | 35.4346 |  | 106 | 999 |  |  |  | 93309 |  | R63-0036
06029 |  | California | Kern | 364511 | 50251313 | 47313312 | 1514305000 | 1096 | 1096 | ARCO OIL AND GAS COMPANY |  |  | 11 | 0.3 | 680 | 5.3 |  | 211111 | -119.0114 | 35.4346 |  | 106 | 999 |  |  |  | 93309 |  | R63-0036
06029 |  | California | Kern | 364511 | 50251413 | 47354612 | 1514305000 | 1095 | 1095 | ARCO OIL AND GAS COMPANY |  |  | 11 | 0.3 | 680 | 5.3 |  | 211111 | -119.0114 | 35.4346 |  | 106 | 999 |  |  |  | 93309 |  | R63-0036
06029 |  | California | Kern | 364511 | 50251513 | 47313412 | 1514305000 | 1094 | 1094 | ARCO OIL AND GAS COMPANY |  |  | 11 | 0.3 | 680 | 5.3 |  | 211111 | -119.0114 | 35.4346 |  | 106 | 999 |  |  |  | 93309 |  | R63-0036
06029 |  | California | Kern | 364511 | 50251613 | 47344412 | 1514305000 | 1093 | 1019 | ARCO OIL AND GAS COMPANY |  |  |  |  | 95 | 28.7 | 5.7 | 211111 | -119.0114 | 35.4346 |  | 106 | 999 |  |  |  | 93309 |  | R63-0036
06029 |  | California | Kern | 364511 | 50251713 | 47345212 | 1514305000 | 1092 | 1018 | ARCO OIL AND GAS COMPANY |  |  |  |  | 95 | 28.7 | 5.7 | 211111 | -119.0114 | 35.4346 |  | 106 | 999 |  |  |  | 93309 |  | R63-0036
06029 |  | California | Kern | 364511 | 50251813 | 47330812 | 1514305000 | 1091 | 1017 | ARCO OIL AND GAS COMPANY |  |  |  |  | 95 | 28.7 | 5.7 | 211111 | -119.0114 | 35.4346 |  | 106 | 999 |  |  |  | 93309 |  | R63-0036
06029 |  | California | Kern | 364511 | 50251913 | 47330812 | 1514305000 | 1090 | 1017 | ARCO OIL AND GAS COMPANY |  |  |  |  | 95 | 28.7 | 5.7 | 211111 | -119.0114 | 35.4346 |  | 106 | 999 |  |  |  | 93309 |  | R63-0036
06029 |  | California | Kern | 364511 | 50252013 | 47321412 | 1514305000 | 1124 | 1124 | ARCO OIL AND GAS COMPANY |  |  | 9 | 0.3 | 450 | 4.6 |  | 211111 | -119.0114 | 35.4346 |  | 106 | 999 |  |  |  | 93309 |  | R63-0036
06029 |  | California | Kern | 364511 | 50252113 | 47313512 | 1514305000 | 1088 | 1014 | ARCO OIL AND GAS COMPANY |  |  |  |  | 95 | 28.7 | 5.7 | 211111 | -119.0114 | 35.4346 |  | 106 | 999 |  |  |  | 93309 |  | R63-0036
06029 |  | California | Kern | 364511 | 50252213 | 47354712 | 1514305000 | 1102 | 1102 | ARCO OIL AND GAS COMPANY |  |  | 9 | 0.3 | 650 | 3.9 |  | 211111 | -119.0114 | 35.4346 |  | 106 | 999 |  |  |  | 93309 |  | R63-0036
06029 |  | California | Kern | 364511 | 50252313 | 47354312 | 1514305000 | 1086 | 1012 | ARCO OIL AND GAS COMPANY |  |  |  |  | 89 | 50.8 | 10 | 211111 | -119.0114 | 35.4346 |  | 106 | 999 |  |  |  | 93309 |  | R63-0036
06029 |  | California | Kern | 364511 | 50252413 | 47312412 | 1514305000 | 1085 | 1010 | ARCO OIL AND GAS COMPANY |  |  |  |  | 95 | 28.7 | 5.7 | 211111 | -119.0114 | 35.4346 |  | 106 | 999 |  |  |  | 93309 |  | R63-0036
06029 |  | California | Kern | 364511 | 50252513 | 47344112 | 1514305000 | 1084 | 1009 | ARCO OIL AND GAS COMPANY |  |  |  |  | 95 | 28.7 | 5.7 | 211111 | -119.0114 | 35.4346 |  | 106 | 999 |  |  |  | 93309 |  | R63-0036
06029 |  | California | Kern | 364511 | 50252613 | 47331012 | 1514305000 | 1083 | 1005 | ARCO OIL AND GAS COMPANY |  |  |  |  | 95 | 28.7 | 5.7 | 211111 | -119.0114 | 35.4346 |  | 106 | 999 |  |  |  | 93309 |  | R63-0036
06029 |  | California | Kern | 364511 | 50252713 | 47313812 | 1514305000 | 1082 | 1004 | ARCO OIL AND GAS COMPANY |  |  |  |  | 95 | 28.7 | 5.7 | 211111 | -119.0114 | 35.4346 |  | 106 | 999 |  |  |  | 93309 |  | R63-0036
06029 |  | California | Kern | 364511 | 50252813 | 47354212 | 1514305000 | 1081 | 1003 | ARCO OIL AND GAS COMPANY |  |  |  |  | 95 | 28.7 | 5.7 | 211111 | -119.0114 | 35.4346 |  | 106 | 999 |  |  |  | 93309 |  | R63-0036
06029 |  | California | Kern | 364511 | 50252913 | 47313912 | 1514305000 | 1080 | 1002 | ARCO OIL AND GAS COMPANY |  |  |  |  | 95 | 28.7 | 5.7 | 211111 | -119.0114 | 35.4346 |  | 106 | 999 |  |  |  | 93309 |  | R63-0036
06029 |  | California | Kern | 364511 | 50253013 | 47354112 | 1514305000 | 1079 | 1001 | ARCO OIL AND GAS COMPANY |  |  |  |  | 95 | 28.7 | 5.7 | 211111 | -119.0114 | 35.4346 |  | 106 | 999 |  |  |  | 93309 |  | R63-0036
06029 |  | California | Kern | 364511 | 50253313 | 47344212 | 1514305000 | 1089 | 1016 | ARCO OIL AND GAS COMPANY |  |  |  |  | 95 | 28.7 | 5.7 | 211111 | -119.0114 | 35.4346 |  | 106 | 999 |  |  |  | 93309 |  | R63-0036
06029 |  | California | Kern | 364511 | 50253413 | 47319612 | 1514305000 | 1113 | 1113 | ARCO OIL AND GAS COMPANY |  |  | 11 | 0.3 | 680 | 5.3 |  | 211111 | -119.0114 | 35.4346 |  | 106 | 999 |  |  |  | 93309 |  | R63-0036
06029 |  | California | Kern | 364511 | 50253613 | 47344312 | 1514305000 | 1121 | 1121 | ARCO OIL AND GAS COMPANY |  |  | 10 | 0.3 | 410 | 3.5 |  | 211111 | -119.0114 | 35.4346 |  | 106 | 999 |  |  |  | 93309 |  | R63-0036
06029 |  | California | Kern | 364511 | 50253713 | 47310412 | 1514305000 | 2327 | 2327 | ARCO OIL AND GAS COMPANY |  |  | 18 | 1 | 640 | 25.4 |  | 211111 | -119.0114 | 35.4346 |  | 106 | 999 |  |  |  | 93309 |  | R63-0036
06029 |  | California | Kern | 364511 | 50253813 | 47339912 | 1514305000 | 2326 | 2326 | ARCO OIL AND GAS COMPANY |  |  | 18 | 1 | 640 | 25.4 |  | 211111 | -119.0114 | 35.4346 |  | 106 | 999 |  |  |  | 93309 |  | R63-0036
06029 |  | California | Kern | 364511 | 50253913 | 47305912 | 1514305000 | 2325 | 2325 | ARCO OIL AND GAS COMPANY |  |  | 10 | 0.3 | 634 | 10.2 |  | 211111 | -119.0114 | 35.4346 |  | 106 | 999 |  |  |  | 93309 |  | R63-0036
06029 |  | California | Kern | 364511 | 50254013 | 47342612 | 1514305000 | 1120 | 1120 | ARCO OIL AND GAS COMPANY |  |  | 10 | 0.3 | 410 | 3.5 |  | 211111 | -119.0114 | 35.4346 |  | 106 | 999 |  |  |  | 93309 |  | R63-0036
06029 |  | California | Kern | 364511 | 50254113 | 47342812 | 1514305000 | 1119 | 1119 | ARCO OIL AND GAS COMPANY |  |  | 10 | 0.3 | 705 | 4 |  | 211111 | -119.0114 | 35.4346 |  | 106 | 999 |  |  |  | 93309 |  | R63-0036
06029 |  | California | Kern | 364511 | 50254213 | 47353512 | 1514305000 | 1118 | 1118 | ARCO OIL AND GAS COMPANY |  |  | 9 | 0.3 | 450 | 3.2 |  | 211111 | -119.0114 | 35.4346 |  | 106 | 999 |  |  |  | 93309 |  | R63-0036
06029 |  | California | Kern | 364511 | 50254313 | 47327912 | 1514305000 | 1117 | 1117 | ARCO OIL AND GAS COMPANY |  |  | 10 | 0.3 | 705 | 4 |  | 211111 | -119.0114 | 35.4346 |  | 106 | 999 |  |  |  | 93309 |  | R63-0036
06029 |  | California | Kern | 364511 | 50254413 | 47321612 | 1514305000 | 1116 | 1116 | ARCO OIL AND GAS COMPANY |  |  | 11 | 0.3 | 680 | 5.3 |  | 211111 | -119.0114 | 35.4346 |  | 106 | 999 |  |  |  | 93309 |  | R63-0036
06029 |  | California | Kern | 364511 | 50254513 | 47314612 | 1514305000 | 1100 | 1100 | ARCO OIL AND GAS COMPANY |  |  | 11 | 0.3 | 680 | 5.3 |  | 211111 | -119.0114 | 35.4346 |  | 106 | 999 |  |  |  | 93309 |  | R63-0036
06029 |  | California | Kern | 364511 | 50255613 | 47350512 | 1514305000 | 2566 | 2566 | ARCO OIL AND GAS COMPANY |  |  | 17 | 0.7 | 400 | 6.5 |  | 211111 | -119.0114 | 35.4346 |  | 106 | 999 |  |  |  | 93309 |  | R63-0040
06029 |  | California | Kern | 364511 | 50255813 | 47324212 | 1514305000 | 2574 | 2574 | ARCO OIL AND GAS COMPANY |  |  | 13 | 0.7 | 400 | 2 |  | 211111 | -119.0114 | 35.4346 |  | 106 | 999 |  |  |  | 93309 |  | R63-0040
06029 |  | California | Kern | 364511 | 50256313 | 47335512 | 1514305000 | 2436 | 2436 | ARCO OIL AND GAS COMPANY |  |  | 10 | 0.3 | 470 | 5.8 |  | 211111 | -119.0114 | 35.4346 |  | 106 | 999 |  |  |  | 93309 |  | R63-0036
06029 |  | California | Kern | 364511 | 50256413 | 47351812 | 1514305000 | 2548 | 2548 | ARCO OIL AND GAS COMPANY |  |  | 38 | 1.6 | 550 | 0.5 |  | 211111 | -119.0114 | 35.4346 |  | 106 | 999 |  |  |  | 93309 |  | R63-0040
06029 |  | California | Kern | 364511 | 50256513 | 47352012 | 1514305000 | 2547 | 2547 | ARCO OIL AND GAS COMPANY |  |  | 33 | 1.6 | 630 | 0.5 |  | 211111 | -119.0114 | 35.4346 |  | 106 | 999 |  |  |  | 93309 |  | R63-0040
06029 |  | California | Kern | 364511 | 50256613 | 47346712 | 1514305000 | 2546 | 2546 | ARCO OIL AND GAS COMPANY |  |  | 17 | 1.5 | 630 | 1.7 |  | 211111 | -119.0114 | 35.4346 |  | 106 | 999 |  |  |  | 93309 |  | R63-0040
06029 |  | California | Kern | 364511 | 50256713 | 47321512 | 1514305000 | 2545 | 2545 | ARCO OIL AND GAS COMPANY |  |  | 21 | 0.8 | 720 | 21.5 |  | 211111 | -119.0114 | 35.4346 |  | 106 | 999 |  |  |  | 93309 |  | R63-0036
06029 |  | California | Kern | 364511 | 50257313 | 47351112 | 1514305000 | 2568 | 2568 | ARCO OIL AND GAS COMPANY |  |  | 17 | 0.7 | 400 | 9.3 |  | 211111 | -119.0114 | 35.4346 |  | 106 | 999 |  |  |  | 93309 |  | R63-0040
06029 |  | California | Kern | 364511 | 50257413 | 47315612 | 1514305000 | 2437 | 2437 | ARCO OIL AND GAS COMPANY |  |  | 10 | 0.3 | 470 | 3.4 |  | 211111 | -119.0114 | 35.4346 |  | 106 | 999 |  |  |  | 93309 |  | R63-0036
06029 |  | California | Kern | 364511 | 50257513 | 47354812 | 1514305000 | 2551 | 2551 | ARCO OIL AND GAS COMPANY |  |  | 28 | 0.7 | 600 | 2 |  | 211111 | -119.0114 | 35.4346 |  | 106 | 999 |  |  |  | 93309 |  | R63-0040
06029 |  | California | Kern | 364511 | 50257613 | 47335612 | 1514305000 | 2435 | 2435 | ARCO OIL AND GAS COMPANY |  |  | 10 | 0.3 | 470 | 5.8 |  | 211111 | -119.0114 | 35.4346 |  | 106 | 999 |  |  |  | 93309 |  | R63-0036
06029 |  | California | Kern | 364511 | 50257713 | 47322712 | 1514305000 | 2434 | 2434 | ARCO OIL AND GAS COMPANY |  |  | 10 | 0.3 | 470 | 5.8 |  | 211111 | -119.0114 | 35.4346 |  | 106 | 999 |  |  |  | 93309 |  | R63-0036
06029 |  | California | Kern | 364511 | 50257813 | 47341712 | 1514305000 | 2433 | 2433 | ARCO OIL AND GAS COMPANY |  |  | 10 | 0.3 | 450 | 3.3 |  | 211111 | -119.0114 | 35.4346 |  | 106 | 999 |  |  |  | 93309 |  | R63-0036
06029 |  | California | Kern | 364511 | 50257913 | 47341612 | 1514305000 | 2432 | 2432 | ARCO OIL AND GAS COMPANY |  |  | 10 | 0.3 | 634 | 10.2 |  | 211111 | -119.0114 | 35.4346 |  | 106 | 999 |  |  |  | 93309 |  | R63-0036
06029 |  | California | Kern | 364511 | 50258013 | 47341512 | 1514305000 | 2431 | 2431 | ARCO OIL AND GAS COMPANY |  |  | 10 | 0.3 | 470 | 5.2 |  | 211111 | -119.0114 | 35.4346 |  | 106 | 999 |  |  |  | 93309 |  | R63-0036
06029 |  | California | Kern | 364511 | 50258113 | 47316512 | 1514305000 | 2430 | 2430 | ARCO OIL AND GAS COMPANY |  |  | 11 | 0.3 | 680 | 5.3 |  | 211111 | -119.0114 | 35.4346 |  | 106 | 999 |  |  |  | 93309 |  | R63-0036
06029 |  | California | Kern | 364511 | 50258213 | 47305312 | 1514305000 | 1138 | 1138 | ARCO OIL AND GAS COMPANY |  |  | 8 | 0.2 | 590 | 6.4 |  | 211111 | -119.0114 | 35.4346 |  | 106 | 999 |  |  |  | 93309 |  | R63-0036
06029 |  | California | Kern | 364511 | 50258313 | 47341212 | 1514305000 | 1139 | 1139 | ARCO OIL AND GAS COMPANY |  |  | 40 | 2.2 | 400 | 7.8 |  | 211111 | -119.0114 | 35.4346 |  | 106 | 999 |  |  |  | 93309 |  | R63-0040
06029 |  | California | Kern | 364511 | 50258413 | 47325612 | 1514305000 | 2093 | 2005 | ARCO OIL AND GAS COMPANY |  |  |  |  | 95 | 28.7 | 5.7 | 211111 | -119.0114 | 35.4346 |  | 106 | 999 |  |  |  | 93309 |  | R63-0036
06029 |  | California | Kern | 364511 | 50258613 | 47350312 | 1514305000 | 2561 | 2561 | ARCO OIL AND GAS COMPANY |  |  | 13 | 0.7 | 400 | 2.3 |  | 211111 | -119.0114 | 35.4346 |  | 106 | 999 |  |  |  | 93309 |  | R63-0040
06029 |  | California | Kern | 364511 | 50258713 | 47324412 | 1514305000 | 2572 | 2572 | ARCO OIL AND GAS COMPANY |  |  | 17 | 0.7 | 400 | 22.9 |  | 211111 | -119.0114 | 35.4346 |  | 106 | 999 |  |  |  | 93309 |  | R63-0040
06029 |  | California | Kern | 364511 | 50258813 | 47351212 | 1514305000 | 2571 | 2571 | ARCO OIL AND GAS COMPANY |  |  | 17 | 0.7 | 400 | 8 |  | 211111 | -119.0114 | 35.4346 |  | 106 | 999 |  |  |  | 93309 |  | R63-0040
06029 |  | California | Kern | 364511 | 50258913 | 47332612 | 1514305000 | 2570 | 2570 | ARCO OIL AND GAS COMPANY |  |  | 17 | 0.7 | 400 | 7.7 |  | 211111 | -119.0114 | 35.4346 |  | 106 | 999 |  |  |  | 93309 |  | R63-0040
06029 |  | California | Kern | 364511 | 50259013 | 47323012 | 1514305000 | 2569 | 2569 | ARCO OIL AND GAS COMPANY |  |  | 17 | 0.7 | 400 | 9.3 |  | 211111 | -119.0114 | 35.4346 |  | 106 | 999 |  |  |  | 93309 |  | R63-0040
06029 |  | California | Kern | 364511 | 50259213 | 47346312 | 1514305000 | 2567 | 2567 | ARCO OIL AND GAS COMPANY |  |  | 17 | 0.7 | 400 | 22.9 |  | 211111 | -119.0114 | 35.4346 |  | 106 | 999 |  |  |  | 93309 |  | R63-0040
06029 |  | California | Kern | 364511 | 50259413 | 47324612 | 1514305000 | 2565 | 2565 | ARCO OIL AND GAS COMPANY |  |  | 13 | 0.7 | 400 | 2.3 |  | 211111 | -119.0114 | 35.4346 |  | 106 | 999 |  |  |  | 93309 |  | R63-0040
06029 |  | California | Kern | 364511 | 50259513 | 47324712 | 1514305000 | 2564 | 2564 | ARCO OIL AND GAS COMPANY |  |  | 13 | 0.7 | 400 | 2 |  | 211111 | -119.0114 | 35.4346 |  | 106 | 999 |  |  |  | 93309 |  | R63-0040
06029 |  | California | Kern | 364511 | 50259613 | 47346612 | 1514305000 | 2549 | 2549 | ARCO OIL AND GAS COMPANY |  |  | 28 | 0.7 | 600 | 1.7 |  | 211111 | -119.0114 | 35.4346 |  | 106 | 999 |  |  |  | 93309 |  | R63-0040
06029 |  | California | Kern | 364511 | 50259713 | 47350412 | 1514305000 | 2562 | 2562 | ARCO OIL AND GAS COMPANY |  |  | 13 | 0.7 | 400 | 2 |  | 211111 | -119.0114 | 35.4346 |  | 106 | 999 |  |  |  | 93309 |  | R63-0040
06029 |  | California | Kern | 364511 | 50259813 | 47318112 | 1514305000 | 2550 | 2550 | ARCO OIL AND GAS COMPANY |  |  | 28 | 0.7 | 600 | 2 |  | 211111 | -119.0114 | 35.4346 |  | 106 | 999 |  |  |  | 93309 |  | R63-0040
06029 |  | California | Kern | 364511 | 50259913 | 47324912 | 1514305000 | 2560 | 2560 | ARCO OIL AND GAS COMPANY |  |  | 13 | 0.7 | 400 | 2.3 |  | 211111 | -119.0114 | 35.4346 |  | 106 | 999 |  |  |  | 93309 |  | R63-0040
06029 |  | California | Kern | 364511 | 50260013 | 47325012 | 1514305000 | 2559 | 2559 | ARCO OIL AND GAS COMPANY |  |  | 28 | 0.7 | 600 | 2.7 |  | 211111 | -119.0114 | 35.4346 |  | 106 | 999 |  |  |  | 93309 |  | R63-0040
06029 |  | California | Kern | 364511 | 50260113 | 47346412 | 1514305000 | 2558 | 2558 | ARCO OIL AND GAS COMPANY |  |  | 28 | 0.7 | 600 | 4.2 |  | 211111 | -119.0114 | 35.4346 |  | 106 | 999 |  |  |  | 93309 |  | R63-0040
06029 |  | California | Kern | 364511 | 50260213 | 47329212 | 1514305000 | 2557 | 2557 | ARCO OIL AND GAS COMPANY |  |  | 28 | 0.7 | 600 | 5.6 |  | 211111 | -119.0114 | 35.4346 |  | 106 | 999 |  |  |  | 93309 |  | R63-0040
06029 |  | California | Kern | 364511 | 50260313 | 47325712 | 1514305000 | 2556 | 2556 | ARCO OIL AND GAS COMPANY |  |  | 28 | 0.7 | 600 | 11.2 |  | 211111 | -119.0114 | 35.4346 |  | 106 | 999 |  |  |  | 93309 |  | R63-0040
06029 |  | California | Kern | 364511 | 50260413 | 47350212 | 1514305000 | 2555 | 2555 | ARCO OIL AND GAS COMPANY |  |  | 30 | 0.7 | 600 | 11.2 |  | 211111 | -119.0114 | 35.4346 |  | 106 | 999 |  |  |  | 93309 |  | R63-0040
06029 |  | California | Kern | 364511 | 50260513 | 47329012 | 1514305000 | 2554 | 2554 | ARCO OIL AND GAS COMPANY |  |  | 30 | 0.7 | 600 | 11.2 |  | 211111 | -119.0114 | 35.4346 |  | 106 | 999 |  |  |  | 93309 |  | R63-0040
06029 |  | California | Kern | 364511 | 50260613 | 47331412 | 1514305000 | 2553 | 2553 | ARCO OIL AND GAS COMPANY |  |  | 18 | 0.3 | 600 | 11.2 |  | 211111 | -119.0114 | 35.4346 |  | 106 | 999 |  |  |  | 93309 |  | R63-0040
06029 |  | California | Kern | 364511 | 50260713 | 47346512 | 1514305000 | 2552 | 2552 | ARCO OIL AND GAS COMPANY |  |  | 28 | 0.7 | 600 | 9.8 |  | 211111 | -119.0114 | 35.4346 |  | 106 | 999 |  |  |  | 93309 |  | R63-0040
06029 |  | California | Kern | 364511 | 50260813 | 47325812 | 1514305000 | 2573 | 2573 | ARCO OIL AND GAS COMPANY |  |  | 13 | 0.7 | 400 | 2 |  | 211111 | -119.0114 | 35.4346 |  | 106 | 999 |  |  |  | 93309 |  | R63-0040
06029 |  | California | Kern | 364511 | 50260913 | 47324812 | 1514305000 | 2563 | 2563 | ARCO OIL AND GAS COMPANY |  |  | 13 | 0.7 | 400 | 2 |  | 211111 | -119.0114 | 35.4346 |  | 106 | 999 |  |  |  | 93309 |  | R63-0040
06029 |  | California | Kern | 364511 | 50263413 | 47322012 | 1514305000 | 2094 | 2007 | ARCO OIL AND GAS COMPANY |  |  |  |  | 95 | 28.7 | 5.7 | 211111 | -119.0114 | 35.4346 |  | 106 | 999 |  |  |  | 93309 |  | R63-0036
06029 |  | California | Kern | 364511 | 50263513 | 47322012 | 1514305000 | 2095 | 2007 | ARCO OIL AND GAS COMPANY |  |  |  |  | 95 | 28.7 | 5.7 | 211111 | -119.0114 | 35.4346 |  | 106 | 999 |  |  |  | 93309 |  | R63-0036
06029 |  | California | Kern | 364511 | 50263613 | 47322012 | 1514305000 | 2096 | 2007 | ARCO OIL AND GAS COMPANY |  |  |  |  | 95 | 28.7 | 5.7 | 211111 | -119.0114 | 35.4346 |  | 106 | 999 |  |  |  | 93309 |  | R63-0036
06029 |  | California | Kern | 364511 | 50263713 | 47322012 | 1514305000 | 2097 | 2007 | ARCO OIL AND GAS COMPANY |  |  |  |  | 95 | 28.7 | 5.7 | 211111 | -119.0114 | 35.4346 |  | 106 | 999 |  |  |  | 93309 |  | R63-0036
06029 |  | California | Kern | 364511 | 50263813 | 47338912 | 1514305000 | 2098 | 2022 | ARCO OIL AND GAS COMPANY |  |  |  |  | 89 | 50.8 | 10 | 211111 | -119.0114 | 35.4346 |  | 106 | 999 |  |  |  | 93309 |  | R63-0036
06029 |  | California | Kern | 364511 | 50265313 | 47306412 | 1514305000 | 1114 | 1114 | ARCO OIL AND GAS COMPANY |  |  | 9 | 0.3 | 650 | 3.9 |  | 211111 | -119.0114 | 35.4346 |  | 106 | 999 |  |  |  | 93309 |  | R63-0036
06029 |  | California | Kern | 364511 | 50265413 | 47319212 | 1514305000 | 1101 | 1101 | ARCO OIL AND GAS COMPANY |  |  | 11 | 0.3 | 680 | 5.3 |  | 211111 | -119.0114 | 35.4346 |  | 106 | 999 |  |  |  | 93309 |  | R63-0036
06029 |  | California | Kern | 364511 | 50265513 | 47345112 | 1514305000 | 1112 | 1112 | ARCO OIL AND GAS COMPANY |  |  | 9 | 0.3 | 450 | 3.2 |  | 211111 | -119.0114 | 35.4346 |  | 106 | 999 |  |  |  | 93309 |  | R63-0036
06029 |  | California | Kern | 364511 | 50265613 | 47345012 | 1514305000 | 1111 | 1111 | ARCO OIL AND GAS COMPANY |  |  | 9 | 0.3 | 450 | 3.2 |  | 211111 | -119.0114 | 35.4346 |  | 106 | 999 |  |  |  | 93309 |  | R63-0036
06029 |  | California | Kern | 364511 | 50265713 | 47344912 | 1514305000 | 1110 | 1110 | ARCO OIL AND GAS COMPANY |  |  | 8 | 0.2 | 517 | 5.3 |  | 211111 | -119.0114 | 35.4346 |  | 106 | 999 |  |  |  | 93309 |  | R63-0036
06029 |  | California | Kern | 364511 | 50265813 | 47344812 | 1514305000 | 1109 | 1109 | ARCO OIL AND GAS COMPANY |  |  | 25 | 1.2 | 423 | 18.3 |  | 211111 | -119.0114 | 35.4346 |  | 106 | 999 |  |  |  | 93309 |  | R63-0036
06029 |  | California | Kern | 364511 | 50265913 | 47354912 | 1514305000 | 1108 | 1108 | ARCO OIL AND GAS COMPANY |  |  | 9 | 0.3 | 450 | 3.2 |  | 211111 | -119.0114 | 35.4346 |  | 106 | 999 |  |  |  | 93309 |  | R63-0036
06029 |  | California | Kern | 364511 | 50266013 | 47309812 | 1514305000 | 1107 | 1107 | ARCO OIL AND GAS COMPANY |  |  | 11 | 0.3 | 680 | 5.3 |  | 211111 | -119.0114 | 35.4346 |  | 106 | 999 |  |  |  | 93309 |  | R63-0036
06029 |  | California | Kern | 364511 | 50266113 | 47319512 | 1514305000 | 1106 | 1106 | ARCO OIL AND GAS COMPANY |  |  | 11 | 0.3 | 680 | 5.3 |  | 211111 | -119.0114 | 35.4346 |  | 106 | 999 |  |  |  | 93309 |  | R63-0036
06029 |  | California | Kern | 364511 | 50266213 | 47316312 | 1514305000 | 1105 | 1105 | ARCO OIL AND GAS COMPANY |  |  | 11 | 0.3 | 680 | 5.3 |  | 211111 | -119.0114 | 35.4346 |  | 106 | 999 |  |  |  | 93309 |  | R63-0036
06029 |  | California | Kern | 364511 | 50266313 | 47344612 | 1514305000 | 1104 | 1104 | ARCO OIL AND GAS COMPANY |  |  | 11 | 0.3 | 680 | 5.3 |  | 211111 | -119.0114 | 35.4346 |  | 106 | 999 |  |  |  | 93309 |  | R63-0036
06029 |  | California | Kern | 364511 | 50266413 | 47356212 | 1514305000 | 1103 | 1103 | ARCO OIL AND GAS COMPANY |  |  | 9 | 0.3 | 650 | 3.9 |  | 211111 | -119.0114 | 35.4346 |  | 106 | 999 |  |  |  | 93309 |  | R63-0036
06029 |  | California | Kern | 364511 | 50266513 | 47305812 | 1514305000 | 1123 | 1123 | ARCO OIL AND GAS COMPANY |  |  | 9 | 0.3 | 450 | 6.4 |  | 211111 | -119.0114 | 35.4346 |  | 106 | 999 |  |  |  | 93309 |  | R63-0036
06029 |  | California | Kern | 364511 | 50266613 | 47319712 | 1514305000 | 1115 | 1115 | ARCO OIL AND GAS COMPANY |  |  | 10 | 0.3 | 705 | 4 |  | 211111 | -119.0114 | 35.4346 |  | 106 | 999 |  |  |  | 93309 |  | R63-0036
06029 |  | California | Kern | 364511 | 50267713 | 47339012 | 1514305000 | 2114 | 2020 | ARCO OIL AND GAS COMPANY |  |  |  |  | 95 | 28.7 | 5.7 | 211111 | -119.0114 | 35.4346 |  | 106 | 999 |  |  |  | 93309 |  | R63-0036
06029 |  | California | Kern | 364511 | 50272413 | 47324512 | 1514305000 | 2103 | 2021 | ARCO OIL AND GAS COMPANY |  |  |  |  | 95 | 28.7 | 5.7 | 211111 | -119.0114 | 35.4346 |  | 106 | 999 |  |  |  | 93309 |  | R63-0036
06029 |  | California | Kern | 364511 | 50272613 | 47352812 | 1514305000 | 16 | 16 | ARCO OIL AND GAS COMPANY |  |  | 40 | 3.5 | 138 | 339.3 |  | 211111 | -119.0114 | 35.4346 |  | 106 | 999 |  |  |  | 93309 |  | R63-0040
06029 |  | California | Kern | 364511 | 50272713 | 47325412 | 1514305000 | 12 | 12 | ARCO OIL AND GAS COMPANY |  |  | 17 | 0.7 | 400 | 22.9 |  | 211111 | -119.0114 | 35.4346 |  | 106 | 999 |  |  |  | 93309 |  | R63-0040
06029 |  | California | Kern | 364511 | 50273413 | 47352912 | 1514305000 | 2 | 26 | ARCO OIL AND GAS COMPANY |  |  | 40 | 4 | 136 | 430.4 |  | 211111 | -119.0114 | 35.4346 |  | 106 | 999 |  |  |  | 93309 |  | R63-0040
06029 |  | California | Kern | 364511 | 50273613 | 47319412 | 1514305000 | 20 | 20 | ARCO OIL AND GAS COMPANY |  |  | 13 | 5 | 400 | 137.4 |  | 211111 | -119.0114 | 35.4346 |  | 106 | 999 |  |  |  | 93309 |  | R63-0040
06029 |  | California | Kern | 364511 | 50273713 | 47324512 | 1514305000 | 2104 | 2021 | ARCO OIL AND GAS COMPANY |  |  |  |  | 95 | 28.7 | 5.7 | 211111 | -119.0114 | 35.4346 |  | 106 | 999 |  |  |  | 93309 |  | R63-0036
06029 |  | California | Kern | 364511 | 50273813 | 47340212 | 1514305000 | 2105 | 2024 | ARCO OIL AND GAS COMPANY |  |  |  |  | 95 | 28.7 | 5.7 | 211111 | -119.0114 | 35.4346 |  | 106 | 999 |  |  |  | 93309 |  | R63-0036
06029 |  | California | Kern | 364511 | 50274013 | 47318412 | 1514305000 | 2107 | 2053 | ARCO OIL AND GAS COMPANY |  |  |  |  | 95 | 28.7 | 5.7 | 211111 | -119.0114 | 35.4346 |  | 106 | 999 |  |  |  | 93309 |  | R63-0036
06029 |  | California | Kern | 364511 | 50274113 | 47325612 | 1514305000 | 2092 | 2005 | ARCO OIL AND GAS COMPANY |  |  |  |  | 95 | 28.7 | 5.7 | 211111 | -119.0114 | 35.4346 |  | 106 | 999 |  |  |  | 93309 |  | R63-0036
06029 |  | California | Kern | 364511 | 50274213 | 47318012 | 1514305000 | 2109 | 2047 | ARCO OIL AND GAS COMPANY |  |  |  |  | 95 | 28.7 | 5.7 | 211111 | -119.0114 | 35.4346 |  | 106 | 999 |  |  |  | 93309 |  | R63-0036
06029 |  | California | Kern | 364511 | 50274313 | 47318012 | 1514305000 | 2110 | 2047 | ARCO OIL AND GAS COMPANY |  |  |  |  | 95 | 28.7 | 5.7 | 211111 | -119.0114 | 35.4346 |  | 106 | 999 |  |  |  | 93309 |  | R63-0036
06029 |  | California | Kern | 364511 | 50274413 | 47339012 | 1514305000 | 2111 | 2020 | ARCO OIL AND GAS COMPANY |  |  |  |  | 95 | 28.7 | 5.7 | 211111 | -119.0114 | 35.4346 |  | 106 | 999 |  |  |  | 93309 |  | R63-0036
06029 |  | California | Kern | 364511 | 50274513 | 47339012 | 1514305000 | 2112 | 2020 | ARCO OIL AND GAS COMPANY |  |  |  |  | 95 | 28.7 | 5.7 | 211111 | -119.0114 | 35.4346 |  | 106 | 999 |  |  |  | 93309 |  | R63-0036
06029 |  | California | Kern | 364511 | 50274613 | 47339012 | 1514305000 | 2113 | 2020 | ARCO OIL AND GAS COMPANY |  |  |  |  | 95 | 28.7 | 5.7 | 211111 | -119.0114 | 35.4346 |  | 106 | 999 |  |  |  | 93309 |  | R63-0036
06029 |  | California | Kern | 364511 | 50274813 | 47343712 | 1514305000 | 2428 | 2428 | ARCO OIL AND GAS COMPANY |  |  | 18 | 1 | 640 | 5.7 |  | 211111 | -119.0114 | 35.4346 |  | 106 | 999 |  |  |  | 93309 |  | R63-0036
06029 |  | California | Kern | 364511 | 50274913 | 47343212 | 1514305000 | 1133 | 1133 | ARCO OIL AND GAS COMPANY |  |  | 11 | 0.3 | 450 | 7 |  | 211111 | -119.0114 | 35.4346 |  | 106 | 999 |  |  |  | 93309 |  | R63-0036
06029 |  | California | Kern | 364511 | 50275813 | 47353212 | 1514305000 | 17 | 17 | ARCO OIL AND GAS COMPANY |  |  | 17 | 0.7 | 400 | 22.9 |  | 211111 | -119.0114 | 35.4346 |  | 106 | 999 |  |  |  | 93309 |  | R63-0040
06029 |  | California | Kern | 364511 | 50275913 | 47335712 | 1514305000 | 2429 | 2429 | ARCO OIL AND GAS COMPANY |  |  | 11 | 0.3 | 680 | 5.3 |  | 211111 | -119.0114 | 35.4346 |  | 106 | 999 |  |  |  | 93309 |  | R63-0036
06029 |  | California | Kern | 364511 | 50276113 | 47335812 | 1514305000 | 2427 | 2427 | ARCO OIL AND GAS COMPANY |  |  | 10 | 0.3 | 470 | 2.7 |  | 211111 | -119.0114 | 35.4346 |  | 106 | 999 |  |  |  | 93309 |  | R63-0036
06029 |  | California | Kern | 364511 | 50276213 | 47329612 | 1514305000 | 2426 | 2426 | ARCO OIL AND GAS COMPANY |  |  | 10 | 0.3 | 470 | 5.2 |  | 211111 | -119.0114 | 35.4346 |  | 106 | 999 |  |  |  | 93309 |  | R63-0036
06029 |  | California | Kern | 364511 | 50276313 | 47341312 | 1514305000 | 2425 | 2425 | ARCO OIL AND GAS COMPANY |  |  | 10 | 0.3 | 470 | 5.2 |  | 211111 | -119.0114 | 35.4346 |  | 106 | 999 |  |  |  | 93309 |  | R63-0036
06029 |  | California | Kern | 364511 | 50277213 | 47310212 | 1514305000 | 2309 | 2038 | ARCO OIL AND GAS COMPANY |  |  |  |  | 95 | 28.7 | 5.7 | 211111 | -119.0114 | 35.4346 |  | 106 | 999 |  |  |  | 93309 |  | R63-0036
06029 |  | California | Kern | 364511 | 50277413 | 47340112 | 1514305000 | 2299 | 2027 | ARCO OIL AND GAS COMPANY |  |  |  |  | 89 | 50.8 | 10 | 211111 | -119.0114 | 35.4346 |  | 106 | 999 |  |  |  | 93309 |  | R63-0036
06029 |  | California | Kern | 364511 | 50277513 | 47349612 | 1514305000 | 2300 | 2028 | ARCO OIL AND GAS COMPANY |  |  |  |  | 95 | 28.7 | 5.7 | 211111 | -119.0114 | 35.4346 |  | 106 | 999 |  |  |  | 93309 |  | R63-0036
06029 |  | California | Kern | 364511 | 50277613 | 47339812 | 1514305000 | 2301 | 2030 | ARCO OIL AND GAS COMPANY |  |  |  |  | 95 | 28.7 | 5.7 | 211111 | -119.0114 | 35.4346 |  | 106 | 999 |  |  |  | 93309 |  | R63-0036
06029 |  | California | Kern | 364511 | 50277713 | 47339812 | 1514305000 | 2302 | 2030 | ARCO OIL AND GAS COMPANY |  |  |  |  | 95 | 28.7 | 5.7 | 211111 | -119.0114 | 35.4346 |  | 106 | 999 |  |  |  | 93309 |  | R63-0036
06029 |  | California | Kern | 364511 | 50278213 | 47312712 | 1514305000 | 2099 | 2002 | ARCO OIL AND GAS COMPANY |  |  |  |  | 95 | 28.7 | 5.7 | 211111 | -119.0114 | 35.4346 |  | 106 | 999 |  |  |  | 93309 |  | R63-0036
06029 |  | California | Kern | 364511 | 50279013 | 47327112 | 1514305000 | 86 | 86 | ARCO OIL AND GAS COMPANY |  |  | 17 | 1.5 | 400 | 136.3 |  | 211111 | -119.0114 | 35.4346 |  | 106 | 999 |  |  |  | 93309 |  | R63-0040
06029 |  | California | Kern | 364511 | 50279113 | 47323212 | 1514305000 | 9 | 9 | ARCO OIL AND GAS COMPANY |  |  | 49 | 3.5 | 146 | 465.4 |  | 211111 | -119.0114 | 35.4346 |  | 106 | 999 |  |  |  | 93309 |  | R63-0040
06029 |  | California | Kern | 364511 | 50280013 | 47339012 | 1514305000 | 2115 | 2020 | ARCO OIL AND GAS COMPANY |  |  |  |  | 95 | 28.7 | 5.7 | 211111 | -119.0114 | 35.4346 |  | 106 | 999 |  |  |  | 93309 |  | R63-0036
06029 |  | California | Kern | 364511 | 50280113 | 47339312 | 1514305000 | 2082 | 2009 | ARCO OIL AND GAS COMPANY |  |  |  |  | 95 | 28.7 | 5.7 | 211111 | -119.0114 | 35.4346 |  | 106 | 999 |  |  |  | 93309 |  | R63-0036
06029 |  | California | Kern | 364511 | 50280313 | 47323112 | 1514305000 | 2084 | 2003 | ARCO OIL AND GAS COMPANY |  |  |  |  | 95 | 28.7 | 5.7 | 211111 | -119.0114 | 35.4346 |  | 106 | 999 |  |  |  | 93309 |  | R63-0036
06029 |  | California | Kern | 364511 | 50280413 | 47325512 | 1514305000 | 2086 | 2001 | ARCO OIL AND GAS COMPANY |  |  |  |  | 95 | 28.7 | 5.7 | 211111 | -119.0114 | 35.4346 |  | 106 | 999 |  |  |  | 93309 |  | R63-0036
06029 |  | California | Kern | 364511 | 50280513 | 47325512 | 1514305000 | 2087 | 2001 | ARCO OIL AND GAS COMPANY |  |  |  |  | 95 | 28.7 | 5.7 | 211111 | -119.0114 | 35.4346 |  | 106 | 999 |  |  |  | 93309 |  | R63-0036
06029 |  | California | Kern | 364511 | 50281013 | 47337712 | 1514305000 | 6 | 6 | ARCO OIL AND GAS COMPANY |  |  | 17 | 0.7 | 400 | 22.9 |  | 211111 | -119.0114 | 35.4346 |  | 106 | 999 |  |  |  | 93309 |  | R63-0040
06029 |  | California | Kern | 364511 | 50281213 | 47339412 | 1514305000 | 73 | 73 | ARCO OIL AND GAS COMPANY |  |  | 40 | 5 | 400 | 340.7 |  | 211111 | -119.0114 | 35.4346 |  | 106 | 999 |  |  |  | 93309 |  | R63-0040
06029 |  | California | Kern | 364511 | 50281313 | 47309212 | 1514305000 | 75 | 75 | ARCO OIL AND GAS COMPANY |  |  | 13 | 5 | 400 | 147.2 |  | 211111 | -119.0114 | 35.4346 |  | 106 | 999 |  |  |  | 93309 |  | R63-0040
06029 |  | California | Kern | 364511 | 50281413 | 47316812 | 1514305000 | 77 | 77 | ARCO OIL AND GAS COMPANY |  |  | 40 | 3.5 | 145 | 519 |  | 211111 | -119.0114 | 35.4346 |  | 106 | 999 |  |  |  | 93309 |  | R63-0040
06029 |  | California | Kern | 364511 | 50281513 | 47316912 | 1514305000 | 78 | 78 | ARCO OIL AND GAS COMPANY |  |  | 13 | 5 | 400 | 136.3 |  | 211111 | -119.0114 | 35.4346 |  | 106 | 999 |  |  |  | 93309 |  | R63-0040
06029 |  | California | Kern | 364511 | 50281613 | 47348812 | 1514305000 | 79 | 79 | ARCO OIL AND GAS COMPANY |  |  | 13 | 5 | 400 | 136.3 |  | 211111 | -119.0114 | 35.4346 |  | 106 | 999 |  |  |  | 93309 |  | R63-0040
06029 |  | California | Kern | 364511 | 50281713 | 47315812 | 1514305000 | 8 | 8 | ARCO OIL AND GAS COMPANY |  |  | 17 | 0.7 | 400 | 45.8 |  | 211111 | -119.0114 | 35.4346 |  | 106 | 999 |  |  |  | 93309 |  | R63-0040
06029 |  | California | Kern | 364511 | 50281813 | 47309112 | 1514305000 | 80 | 80 | ARCO OIL AND GAS COMPANY |  |  | 13 | 5 | 400 | 136.3 |  | 211111 | -119.0114 | 35.4346 |  | 106 | 999 |  |  |  | 93309 |  | R63-0040
06029 |  | California | Kern | 364511 | 50281913 | 47337612 | 1514305000 | 69 | 69 | ARCO OIL AND GAS COMPANY |  |  | 17 | 0.7 | 400 | 45.8 |  | 211111 | -119.0114 | 35.4346 |  | 106 | 999 |  |  |  | 93309 |  | R63-0040
06029 |  | California | Kern | 364511 | 50282213 | 47340212 | 1514305000 | 2106 | 2024 | ARCO OIL AND GAS COMPANY |  |  |  |  | 95 | 28.7 | 5.7 | 211111 | -119.0114 | 35.4346 |  | 106 | 999 |  |  |  | 93309 |  | R63-0036
06029 |  | California | Kern | 364511 | 50282313 | 47327012 | 1514305000 | 66 | 5 | ARCO OIL AND GAS COMPANY |  |  | 40 | 3.5 | 135 | 382.5 |  | 211111 | -119.0114 | 35.4346 |  | 106 | 999 |  |  |  | 93309 |  | R63-0040
06029 |  | California | Kern | 364511 | 50282413 | 47312712 | 1514305000 | 2101 | 2002 | ARCO OIL AND GAS COMPANY |  |  |  |  | 95 | 28.7 | 5.7 | 211111 | -119.0114 | 35.4346 |  | 106 | 999 |  |  |  | 93309 |  | R63-0036
06029 |  | California | Kern | 364511 | 50282513 | 47333712 | 1514305000 | 2525 | 2525 | ARCO OIL AND GAS COMPANY |  |  | 10 | 0.4 | 510 | 6.1 |  | 211111 | -119.0114 | 35.4346 |  | 106 | 999 |  |  |  | 93309 |  | R63-0036
06029 |  | California | Kern | 364511 | 50282613 | 47323112 | 1514305000 | 2085 | 2003 | ARCO OIL AND GAS COMPANY |  |  |  |  | 95 | 28.7 | 5.7 | 211111 | -119.0114 | 35.4346 |  | 106 | 999 |  |  |  | 93309 |  | R63-0036
06029 |  | California | Kern | 364511 | 50282813 | 47346212 | 1514305000 | 2522 | 2522 | ARCO OIL AND GAS COMPANY |  |  | 10 | 0.4 | 600 | 28.3 |  | 211111 | -119.0114 | 35.4346 |  | 106 | 999 |  |  |  | 93309 |  | R63-0036
06029 |  | California | Kern | 364511 | 50282913 | 47322412 | 1514305000 | 2523 | 2523 | ARCO OIL AND GAS COMPANY |  |  | 10 | 0.4 | 600 | 9.9 |  | 211111 | -119.0114 | 35.4346 |  | 106 | 999 |  |  |  | 93309 |  | R63-0036
06029 |  | California | Kern | 364511 | 50283113 | 47326912 | 1514305000 | 65 | 27 | ARCO OIL AND GAS COMPANY |  |  | 40 | 3.2 | 145 | 342.6 |  | 211111 | -119.0114 | 35.4346 |  | 106 | 999 |  |  |  | 93309 |  | R63-0040
06029 |  | California | Kern | 364511 | 50283213 | 47333812 | 1514305000 | 2524 | 2524 | ARCO OIL AND GAS COMPANY |  |  | 12 | 0.3 | 480 | 11.3 |  | 211111 | -119.0114 | 35.4346 |  | 106 | 999 |  |  |  | 93309 |  | R63-0036
06029 |  | California | Kern | 364511 | 50283313 | 47316712 | 1514305000 | 64 | 64 | ARCO OIL AND GAS COMPANY |  |  | 17 | 0.7 | 400 | 45.8 |  | 211111 | -119.0114 | 35.4346 |  | 106 | 999 |  |  |  | 93309 |  | R63-0040
06029 |  | California | Kern | 364511 | 50283713 | 47337812 | 1514305000 | 49 | 49 | ARCO OIL AND GAS COMPANY |  |  | 17 | 0.7 | 400 | 45.8 |  | 211111 | -119.0114 | 35.4346 |  | 106 | 999 |  |  |  | 93309 |  | R63-0040
06029 |  | California | Kern | 364511 | 50283813 | 47327012 | 1514305000 | 5 | 5 | ARCO OIL AND GAS COMPANY |  |  | 40 | 3.5 | 135 | 382.5 |  | 211111 | -119.0114 | 35.4346 |  | 106 | 999 |  |  |  | 93309 |  | R63-0040
06029 |  | California | Kern | 364511 | 50283913 | 47312712 | 1514305000 | 2102 | 2002 | ARCO OIL AND GAS COMPANY |  |  |  |  | 95 | 28.7 | 5.7 | 211111 | -119.0114 | 35.4346 |  | 106 | 999 |  |  |  | 93309 |  | R63-0036
06029 |  | California | Kern | 364511 | 50284413 | 47322212 | 1514305000 | 2518 | 2518 | ARCO OIL AND GAS COMPANY |  |  | 10 | 0.3 | 634 | 10.2 |  | 211111 | -119.0114 | 35.4346 |  | 106 | 999 |  |  |  | 93309 |  | R63-0036
06029 |  | California | Kern | 364511 | 50284513 | 47327612 | 1514305000 | 2519 | 2519 | ARCO OIL AND GAS COMPANY |  |  | 10 | 0.3 | 634 | 13.1 |  | 211111 | -119.0114 | 35.4346 |  | 106 | 999 |  |  |  | 93309 |  | R63-0036
06029 |  | California | Kern | 364511 | 50284613 | 47327712 | 1514305000 | 2520 | 2520 | ARCO OIL AND GAS COMPANY |  |  | 10 | 0.3 | 634 | 13.1 |  | 211111 | -119.0114 | 35.4346 |  | 106 | 999 |  |  |  | 93309 |  | R63-0036
06029 |  | California | Kern | 364511 | 50284713 | 47322312 | 1514305000 | 2521 | 2521 | ARCO OIL AND GAS COMPANY |  |  | 10 | 0.4 | 600 | 19.3 |  | 211111 | -119.0114 | 35.4346 |  | 106 | 999 |  |  |  | 93309 |  | R63-0036
06029 |  | California | Kern | 364511 | 50285613 | 47339312 | 1514305000 | 2083 | 2009 | ARCO OIL AND GAS COMPANY |  |  |  |  | 95 | 28.7 | 5.7 | 211111 | -119.0114 | 35.4346 |  | 106 | 999 |  |  |  | 93309 |  | R63-0036
06029 |  | California | Kern | 364511 | 50286013 | 47312712 | 1514305000 | 2091 | 2002 | ARCO OIL AND GAS COMPANY |  |  |  |  | 95 | 28.7 | 5.7 | 211111 | -119.0114 | 35.4346 |  | 106 | 999 |  |  |  | 93309 |  | R63-0036
06029 |  | California | Kern | 364511 | 50286113 | 47312712 | 1514305000 | 2090 | 2002 | ARCO OIL AND GAS COMPANY |  |  |  |  | 95 | 28.7 | 5.7 | 211111 | -119.0114 | 35.4346 |  | 106 | 999 |  |  |  | 93309 |  | R63-0036
06029 |  | California | Kern | 364511 | 50286413 | 47312112 | 1514305000 | 2360 | 2360 | ARCO OIL AND GAS COMPANY |  |  | 10 | 0.3 | 634 | 10.2 |  | 211111 | -119.0114 | 35.4346 |  | 106 | 999 |  |  |  | 93309 |  | R63-0036
06029 |  | California | Kern | 364511 | 50287213 | 47318012 | 1514305000 | 2317 | 2047 | ARCO OIL AND GAS COMPANY |  |  |  |  | 95 | 28.7 | 5.7 | 211111 | -119.0114 | 35.4346 |  | 106 | 999 |  |  |  | 93309 |  | R63-0036
06029 |  | California | Kern | 364511 | 50287413 | 47355112 | 1514305000 | 1135 | 1135 | ARCO OIL AND GAS COMPANY |  |  | 10 | 0.3 | 470 | 5.7 |  | 211111 | -119.0114 | 35.4346 |  | 106 | 999 |  |  |  | 93309 |  | R63-0036
06029 |  | California | Kern | 364511 | 50287513 | 47338812 | 1514305000 | 2307 | 2037 | ARCO OIL AND GAS COMPANY |  |  |  |  | 95 | 28.7 | 5.7 | 211111 | -119.0114 | 35.4346 |  | 106 | 999 |  |  |  | 93309 |  | R63-0036
06029 |  | California | Kern | 364511 | 50287613 | 47354012 | 1514305000 | 2288 | 2006 | ARCO OIL AND GAS COMPANY |  |  |  |  | 95 | 28.7 | 5.7 | 211111 | -119.0114 | 35.4346 |  | 106 | 999 |  |  |  | 93309 |  | R63-0036
06029 |  | California | Kern | 364511 | 50288413 | 47325512 | 1514305000 | 2284 | 2001 | ARCO OIL AND GAS COMPANY |  |  |  |  | 95 | 28.7 | 5.7 | 211111 | -119.0114 | 35.4346 |  | 106 | 999 |  |  |  | 93309 |  | R63-0036
06029 |  | California | Kern | 364511 | 50288513 | 47312712 | 1514305000 | 2285 | 2002 | ARCO OIL AND GAS COMPANY |  |  |  |  | 95 | 28.7 | 5.7 | 211111 | -119.0114 | 35.4346 |  | 106 | 999 |  |  |  | 93309 |  | R63-0036
06029 |  | California | Kern | 364511 | 50288613 | 47349712 | 1514305000 | 2298 | 2026 | ARCO OIL AND GAS COMPANY |  |  |  |  | 95 | 28.7 | 5.7 | 211111 | -119.0114 | 35.4346 |  | 106 | 999 |  |  |  | 93309 |  | R63-0036
06029 |  | California | Kern | 364511 | 50288713 | 47350112 | 1514305000 | 2287 | 2004 | ARCO OIL AND GAS COMPANY |  |  |  |  | 95 | 28.7 | 5.7 | 211111 | -119.0114 | 35.4346 |  | 106 | 999 |  |  |  | 93309 |  | R63-0036
06029 |  | California | Kern | 364511 | 50288913 | 47322012 | 1514305000 | 2289 | 2007 | ARCO OIL AND GAS COMPANY |  |  |  |  | 95 | 28.7 | 5.7 | 211111 | -119.0114 | 35.4346 |  | 106 | 999 |  |  |  | 93309 |  | R63-0036
06029 |  | California | Kern | 364511 | 50289013 | 47343412 | 1514305000 | 2290 | 2008 | ARCO OIL AND GAS COMPANY |  |  |  |  | 95 | 28.7 | 5.7 | 211111 | -119.0114 | 35.4346 |  | 106 | 999 |  |  |  | 93309 |  | R63-0036
06029 |  | California | Kern | 364511 | 50289113 | 47353712 | 1514305000 | 2529 | 2529 | ARCO OIL AND GAS COMPANY |  |  | 10 | 0.3 | 650 | 5.1 |  | 211111 | -119.0114 | 35.4346 |  | 106 | 999 |  |  |  | 93309 |  | R63-0036
06029 |  | California | Kern | 364511 | 50289213 | 47353812 | 1514305000 | 2528 | 2528 | ARCO OIL AND GAS COMPANY |  |  | 9 | 0.7 | 325 | 20.9 |  | 211111 | -119.0114 | 35.4346 |  | 106 | 999 |  |  |  | 93309 |  | R63-0036
06029 |  | California | Kern | 364511 | 50289313 | 47353912 | 1514305000 | 2527 | 2527 | ARCO OIL AND GAS COMPANY |  |  | 9 | 0.7 | 300 | 13.9 |  | 211111 | -119.0114 | 35.4346 |  | 106 | 999 |  |  |  | 93309 |  | R63-0036
06029 |  | California | Kern | 364511 | 50289413 | 47306712 | 1514305000 | 2291 | 2010 | ARCO OIL AND GAS COMPANY |  |  |  |  | 95 | 28.7 | 5.7 | 211111 | -119.0114 | 35.4346 |  | 106 | 999 |  |  |  | 93309 |  | R63-0036
06029 |  | California | Kern | 364511 | 50289513 | 47306812 | 1514305000 | 2292 | 2011 | ARCO OIL AND GAS COMPANY |  |  |  |  | 95 | 28.7 | 5.7 | 211111 | -119.0114 | 35.4346 |  | 106 | 999 |  |  |  | 93309 |  | R63-0036
06029 |  | California | Kern | 364511 | 50289613 | 47327212 | 1514305000 | 2293 | 2013 | ARCO OIL AND GAS COMPANY |  |  |  |  | 160 | 112.2 | 27.5 | 211111 | -119.0114 | 35.4346 |  | 106 | 999 |  |  |  | 93309 |  | R63-0036
06029 |  | California | Kern | 364511 | 50289713 | 47339112 | 1514305000 | 2294 | 2015 | ARCO OIL AND GAS COMPANY |  |  |  |  | 95 | 28.7 | 5.7 | 211111 | -119.0114 | 35.4346 |  | 106 | 999 |  |  |  | 93309 |  | R63-0036
06029 |  | California | Kern | 364511 | 50289813 | 47324312 | 1514305000 | 2295 | 2016 | ARCO OIL AND GAS COMPANY |  |  |  |  | 95 | 28.7 | 5.7 | 211111 | -119.0114 | 35.4346 |  | 106 | 999 |  |  |  | 93309 |  | R63-0036
06029 |  | California | Kern | 364511 | 50289913 | 47312712 | 1514305000 | 2286 | 2002 | ARCO OIL AND GAS COMPANY |  |  |  |  | 95 | 28.7 | 5.7 | 211111 | -119.0114 | 35.4346 |  | 106 | 999 |  |  |  | 93309 |  | R63-0036
06029 |  | California | Kern | 364511 | 50291513 | 47318412 | 1514305000 | 2318 | 2053 | ARCO OIL AND GAS COMPANY |  |  |  |  | 95 | 28.7 | 5.7 | 211111 | -119.0114 | 35.4346 |  | 106 | 999 |  |  |  | 93309 |  | R63-0036
06029 |  | California | Kern | 364511 | 50291613 | 47317112 | 1514305000 | 2319 | 2058 | ARCO OIL AND GAS COMPANY |  |  |  |  | 95 | 28.7 | 5.7 | 211111 | -119.0114 | 35.4346 |  | 106 | 999 |  |  |  | 93309 |  | R63-0036
06029 |  | California | Kern | 364511 | 50291713 | 47317512 | 1514305000 | 2321 | 2059 | ARCO OIL AND GAS COMPANY |  |  |  |  | 95 | 28.7 | 5.7 | 211111 | -119.0114 | 35.4346 |  | 106 | 999 |  |  |  | 93309 |  | R63-0036
06029 |  | California | Kern | 364511 | 50291813 | 47321812 | 1514305000 | 2322 | 2061 | ARCO OIL AND GAS COMPANY |  |  |  |  | 434 | 99.7 | 30.5 | 211111 | -119.0114 | 35.4346 |  | 106 | 999 |  |  |  | 93309 |  | R63-0036
06029 |  | California | Kern | 364511 | 50291913 | 47317612 | 1514305000 | 2323 | 2062 | ARCO OIL AND GAS COMPANY |  |  |  |  | 434 | 99.7 | 30.5 | 211111 | -119.0114 | 35.4346 |  | 106 | 999 |  |  |  | 93309 |  | R63-0036
06029 |  | California | Kern | 364511 | 50292013 | 47320412 | 1514305000 | 2324 | 2324 | ARCO OIL AND GAS COMPANY |  |  | 10 | 0.3 | 634 | 10.2 |  | 211111 | -119.0114 | 35.4346 |  | 106 | 999 |  |  |  | 93309 |  | R63-0036
06029 |  | California | Kern | 364511 | 50292113 | 47342312 | 1514305000 | 1132 | 1132 | ARCO OIL AND GAS COMPANY |  |  | 9 | 0.3 | 450 | 4.6 |  | 211111 | -119.0114 | 35.4346 |  | 106 | 999 |  |  |  | 93309 |  | R63-0036
06029 |  | California | Kern | 364511 | 50292213 | 47318012 | 1514305000 | 2108 | 2047 | ARCO OIL AND GAS COMPANY |  |  |  |  | 95 | 28.7 | 5.7 | 211111 | -119.0114 | 35.4346 |  | 106 | 999 |  |  |  | 93309 |  | R63-0036
06029 |  | California | Kern | 364511 | 50292413 | 47355012 | 1514305000 | 2536 | 2536 | ARCO OIL AND GAS COMPANY |  |  | 8 | 0.5 | 620 | 28.8 |  | 211111 | -119.0114 | 35.4346 |  | 106 | 999 |  |  |  | 93309 |  | R63-0036
06029 |  | California | Kern | 364511 | 50292813 | 47349112 | 1514305000 | 2530 | 2530 | ARCO OIL AND GAS COMPANY |  |  | 8 | 0.2 | 590 | 28 |  | 211111 | -119.0114 | 35.4346 |  | 106 | 999 |  |  |  | 93309 |  | R63-0036
06029 |  | California | Kern | 364511 | 50293013 | 47349212 | 1514305000 | 2531 | 2531 | ARCO OIL AND GAS COMPANY |  |  | 8 | 0.5 | 510 | 25.9 |  | 211111 | -119.0114 | 35.4346 |  | 106 | 999 |  |  |  | 93309 |  | R63-0036
06029 |  | California | Kern | 364511 | 50293113 | 47349012 | 1514305000 | 2526 | 2526 | ARCO OIL AND GAS COMPANY |  |  | 10 | 0.4 | 600 | 19.3 |  | 211111 | -119.0114 | 35.4346 |  | 106 | 999 |  |  |  | 93309 |  | R63-0036
06029 |  | California | Kern | 364511 | 50293213 | 47353612 | 1514305000 | 2532 | 2532 | ARCO OIL AND GAS COMPANY |  |  | 9 | 0.7 | 430 | 23.7 |  | 211111 | -119.0114 | 35.4346 |  | 106 | 999 |  |  |  | 93309 |  | R63-0036
06029 |  | California | Kern | 364511 | 50293313 | 47322512 | 1514305000 | 2533 | 2533 | ARCO OIL AND GAS COMPANY |  |  | 8 | 0.5 | 560 | 35.9 |  | 211111 | -119.0114 | 35.4346 |  | 106 | 999 |  |  |  | 93309 |  | R63-0036
06029 |  | California | Kern | 364511 | 50293513 | 47349412 | 1514305000 | 2535 | 2535 | ARCO OIL AND GAS COMPANY |  |  | 9 | 0.5 | 710 | 14 |  | 211111 | -119.0114 | 35.4346 |  | 106 | 999 |  |  |  | 93309 |  | R63-0036
06029 |  | California | Kern | 364511 | 50293613 | 47306512 | 1514305000 | 1134 | 1134 | ARCO OIL AND GAS COMPANY |  |  | 10 | 0.3 | 470 | 5.2 |  | 211111 | -119.0114 | 35.4346 |  | 106 | 999 |  |  |  | 93309 |  | R63-0036
06029 |  | California | Kern | 364511 | 50293713 | 47346012 | 1514305000 | 2537 | 2537 | ARCO OIL AND GAS COMPANY |  |  | 9 | 0.7 | 650 | 29.6 |  | 211111 | -119.0114 | 35.4346 |  | 106 | 999 |  |  |  | 93309 |  | R63-0036
06029 |  | California | Kern | 364511 | 50293813 | 47322612 | 1514305000 | 2538 | 2538 | ARCO OIL AND GAS COMPANY |  |  | 7 | 0.7 | 680 | 23.7 |  | 211111 | -119.0114 | 35.4346 |  | 106 | 999 |  |  |  | 93309 |  | R63-0036
06029 |  | California | Kern | 364511 | 50293913 | 47319312 | 1514305000 | 2539 | 2539 | ARCO OIL AND GAS COMPANY |  |  | 7 | 0.7 | 770 | 25.6 |  | 211111 | -119.0114 | 35.4346 |  | 106 | 999 |  |  |  | 93309 |  | R63-0036
06029 |  | California | Kern | 364511 | 50294013 | 47347712 | 1514305000 | 2540 | 2540 | ARCO OIL AND GAS COMPANY |  |  | 9 | 0.7 | 685 | 5.3 |  | 211111 | -119.0114 | 35.4346 |  | 106 | 999 |  |  |  | 93309 |  | R63-0036
06029 |  | California | Kern | 364511 | 50294113 | 47327412 | 1514305000 | 2541 | 2541 | ARCO OIL AND GAS COMPANY |  |  | 9 | 0.7 | 520 | 9.2 |  | 211111 | -119.0114 | 35.4346 |  | 106 | 999 |  |  |  | 93309 |  | R63-0036
06029 |  | California | Kern | 364511 | 50294213 | 47321712 | 1514305000 | 2542 | 2542 | ARCO OIL AND GAS COMPANY |  |  | 7 | 0.5 | 680 | 30.4 |  | 211111 | -119.0114 | 35.4346 |  | 106 | 999 |  |  |  | 93309 |  | R63-0036
06029 |  | California | Kern | 364511 | 50294313 | 47349512 | 1514305000 | 2543 | 2543 | ARCO OIL AND GAS COMPANY |  |  | 9 | 0.7 | 650 | 29.6 |  | 211111 | -119.0114 | 35.4346 |  | 106 | 999 |  |  |  | 93309 |  | R63-0036
06029 |  | California | Kern | 364511 | 50294413 | 47346812 | 1514305000 | 2544 | 2544 | ARCO OIL AND GAS COMPANY |  |  | 9 | 0.7 | 760 | 32.5 |  | 211111 | -119.0114 | 35.4346 |  | 106 | 999 |  |  |  | 93309 |  | R63-0036
06029 |  | California | Kern | 364511 | 50294713 | 47349312 | 1514305000 | 2534 | 2534 | ARCO OIL AND GAS COMPANY |  |  | 8 | 0.7 | 550 | 9.4 |  | 211111 | -119.0114 | 35.4346 |  | 106 | 999 |  |  |  | 93309 |  | R63-0036
06029 |  | California | Kern | 364511 | 50294913 | 47312712 | 1514305000 | 2100 | 2002 | ARCO OIL AND GAS COMPANY |  |  |  |  | 95 | 28.7 | 5.7 | 211111 | -119.0114 | 35.4346 |  | 106 | 999 |  |  |  | 93309 |  | R63-0036
06029 |  | California | Kern | 364511 | 50295013 | 47325512 | 1514305000 | 2089 | 2001 | ARCO OIL AND GAS COMPANY |  |  |  |  | 95 | 28.7 | 5.7 | 211111 | -119.0114 | 35.4346 |  | 106 | 999 |  |  |  | 93309 |  | R63-0036
06029 |  | California | Kern | 364511 | 50295113 | 47325512 | 1514305000 | 2088 | 2001 | ARCO OIL AND GAS COMPANY |  |  |  |  | 95 | 28.7 | 5.7 | 211111 | -119.0114 | 35.4346 |  | 106 | 999 |  |  |  | 93309 |  | R63-0036
06029 |  | California | Kern | 364511 | 50295613 | 47313512 | 1514305000 | 1024 | 1014 | ARCO OIL AND GAS COMPANY |  |  |  |  | 95 | 28.7 | 5.7 | 211111 | -119.0114 | 35.4346 |  | 106 | 999 |  |  |  | 93309 |  | R63-0036
06029 |  | California | Kern | 364511 | 50296113 | 47352912 | 1514305000 | 26 | 26 | ARCO OIL AND GAS COMPANY |  |  | 40 | 4 | 136 | 430.4 |  | 211111 | -119.0114 | 35.4346 |  | 106 | 999 |  |  |  | 93309 |  | R63-0040
06029 |  | California | Kern | 364511 | 50296513 | 47354112 | 1514305000 | 1023 | 1001 | ARCO OIL AND GAS COMPANY |  |  |  |  | 95 | 28.7 | 5.7 | 211111 | -119.0114 | 35.4346 |  | 106 | 999 |  |  |  | 93309 |  | R63-0036
06029 |  | California | Kern | 364611 | 50211113 | 47305112 | 1514305000 | 1001 | 1001 | ALL AMERICAN PIPELINE COMPANY |  |  |  |  | 175 | 85.5 | 11.4 | 486110 | -119.3232 | 35.0531 |  | 106 | 999 |  |  |  | 93252 |  | R63-0036
06029 |  | California | Kern | 364611 | 50211513 | 47305012 | 1514305000 | 1014 | 1014 | ALL AMERICAN PIPELINE COMPANY |  |  |  |  | 157 | 127.1 | 8.9 | 486110 | -119.3232 | 35.0531 |  | 106 | 999 |  |  |  | 93252 |  | R63-0036
06029 |  | California | Kern | 364611 | 50211713 | 47304612 | 1514305000 | 1015 | 1015 | ALL AMERICAN PIPELINE COMPANY |  |  |  |  | 157 | 127.1 | 8.9 | 486110 | -119.3232 | 35.0531 |  | 106 | 999 |  |  |  | 93252 |  | R63-0036
06029 |  | California | Kern | 364711 | 78760813 | 78133612 | 1514305001 | 1002 | 1002 | BADGER CREEK LIMITED | [7 empty] | 221122 | -118.959 | 35.585 |  |  | 999 |  |  |  | 93308
06029 |  | California | Kern | 365211 | 50191613 | 47287612 | 1514305138 | 1001 | 1001 | CHAPARRAL PETROLEUM INC.-WEST |  |  |  |  | 434 | 99.7 | 30.5 | 211111 | -119.021 | 35.357 |  | 106 | 999 |  |  |  | 93304 |  | R63-0036
06029 |  | California | Kern | 365211 | 50193513 | 47284812 | 1514305138 | 1002 | 1002 | CHAPARRAL PETROLEUM INC.-WEST |  |  |  |  | 287 | 5.5 | 13.4 | 211111 | -119.021 | 35.357 |  | 106 | 999 |  |  |  | 93304 |  | R63-0036
06029 |  | California | Kern | 365211 | 50193613 | 47285812 | 1514305138 | 1003 | 1003 | CHAPARRAL PETROLEUM INC.-WEST |  |  |  |  | 500 | 0.1 | 1.2 | 211111 | -119.021 | 35.357 |  | 106 | 999 |  |  |  | 93304 |  | R63-0087
06029 |  | California | Kern | 365211 | 50193713 | 47287312 | 1514305138 | 1004 | 1004 | CHAPARRAL PETROLEUM INC.-WEST |  |  |  |  | 79 | 7.9 | 3 | 211111 | -119.021 | 35.357 |  | 106 | 999 |  |  |  | 93304 |  | R63-0036
06029 |  | California | Kern | 365211 | 50194013 | 47284112 | 1514305138 | 1007 | 1007 | CHAPARRAL PETROLEUM INC.-WEST |  |  |  |  | 79 | 7.9 | 3 | 211111 | -119.021 | 35.357 |  | 106 | 999 |  |  |  | 93304 |  | R63-0036
06029 |  | California | Kern | 365311 | 50190413 | 47283912 | 1514305003 | 1000 | 1000 | CHEVRON BITTERWATER PUMP STA |  |  | 150 | 5 | 405 | 238 |  | 486110 | -120.2992 | 35.7099 |  |  | 999 |  |  |  | 93431 |  | R63-0040
06029 |  | California | Kern | 365311 | 50190513 | 47283912 | 1514305003 | 1001 | 1000 | CHEVRON BITTERWATER PUMP STA |  |  | 150 | 5 | 405 | 238 |  | 486110 | -120.2992 | 35.7099 |  |  | 999 |  |  |  | 93431 |  | R63-0040
06029 |  | California | Kern | 365311 | 50190613 | 47283912 | 1514305003 | 1003 | 1000 | CHEVRON BITTERWATER PUMP STA |  |  | 150 | 5 | 405 | 238 |  | 486110 | -120.2992 | 35.7099 |  |  | 999 |  |  |  | 93431 |  | R63-0040
06029 |  | California | Kern | 365311 | 50190713 | 47283612 | 1514305003 | 1005 | 1005 | CHEVRON BITTERWATER PUMP STA |  |  |  |  | 276 | 258.2 | 19.5 | 486110 | -120.2992 | 35.7099 |  |  | 999 |  |  |  | 93431 |  | R63-0040
06029 |  | California | Kern | 365311 | 50191013 | 47283912 | 1514305003 | 1002 | 1000 | CHEVRON BITTERWATER PUMP STA |  |  | 150 | 5 | 405 | 238 |  | 486110 | -120.2992 | 35.7099 |  |  | 999 |  |  |  | 93431 |  | R63-0040
06029 |  | California | Kern | 365311 | 50191113 | 47283912 | 1514305003 | 1004 | 1000 | CHEVRON BITTERWATER PUMP STA |  |  | 150 | 5 | 405 | 238 |  | 486110 | -120.2992 | 35.7099 |  |  | 999 |  |  |  | 93431 |  | R63-0040
06029 |  | California | Kern | 365411 | 50190113 | 47283512 | 1514305003 | 1001 | 1000 | CHEVRON PIPE LINE COMPANY |  |  |  |  | 79 | 7.9 | 3 | 486110 | -119.028 | 35.355 |  | 106 | 999 |  |  |  | 93307 |  | R63-0036
06029 |  | California | Kern | 365411 | 50190213 | 47283512 | 1514305003 | 1000 | 1000 | CHEVRON PIPE LINE COMPANY |  |  |  |  | 79 | 7.9 | 3 | 486110 | -119.028 | 35.355 |  | 106 | 999 |  |  |  | 93307 |  | R63-0036
06029 |  | California | Kern | 365411 | 50190313 | 47283512 | 1514305003 | 1002 | 1000 | CHEVRON PIPE LINE COMPANY |  |  |  |  | 79 | 7.9 | 3 | 486110 | -119.028 | 35.355 |  | 106 | 999 |  |  |  | 93307 |  | R63-0036
06029 |  | California | Kern | 365511 | 50189813 | 47283012 | 1514305003 | 1009 | 1009 | CHEVRON - MIDDLE STATION |  |  |  |  | 175 | 85.5 | 11.4 | 486110 | -118.9522 | 35.5374 |  | 106 | 999 |  |  |  | 93249 |  | R63-0036
06029 |  | California | Kern | 365611 | 50187313 | 47282712 | 1514305004 | 1002 | 1 | CHEVRON RIO BRAVO STATION |  |  | 150 | 5 | 405 | 238 |  | 486110 | -119.008 | 35.357 |  | 106 | 999 |  |  |  | 93307 |  | R63-0040
06029 |  | California | Kern | 365611 | 50187513 | 47282812 | 1514305004 | 1021 | 1000 | CHEVRON RIO BRAVO STATION |  |  |  |  | 276 | 258.2 | 19.5 | 486110 | -119.008 | 35.357 |  | 106 | 999 |  |  |  | 93307 |  | R63-0040
06029 |  | California | Kern | 365611 | 50188013 | 47282812 | 1514305004 | 1020 | 1000 | CHEVRON RIO BRAVO STATION |  |  |  |  | 276 | 258.2 | 19.5 | 486110 | -119.008 | 35.357 |  | 106 | 999 |  |  |  | 93307 |  | R63-0040
06029 |  | California | Kern | 365611 | 50188113 | 47282712 | 1514305004 | 1004 | 1 | CHEVRON RIO BRAVO STATION |  |  | 150 | 5 | 405 | 238 |  | 486110 | -119.008 | 35.357 |  | 106 | 999 |  |  |  | 93307 |  | R63-0040
06029 |  | California | Kern | 365611 | 50188213 | 47282712 | 1514305004 | 1007 | 1 | CHEVRON RIO BRAVO STATION |  |  | 150 | 5 | 405 | 238 |  | 486110 | -119.008 | 35.357 |  | 106 | 999 |  |  |  | 93307 |  | R63-0040
06029 |  | California | Kern | 365611 | 50188313 | 47282712 | 1514305004 | 1003 | 1 | CHEVRON RIO BRAVO STATION |  |  | 150 | 5 | 405 | 238 |  | 486110 | -119.008 | 35.357 |  | 106 | 999 |  |  |  | 93307 |  | R63-0040
06029 |  | California | Kern | 365611 | 50188413 | 47282812 | 1514305004 | 1023 | 1000 | CHEVRON RIO BRAVO STATION |  |  |  |  | 276 | 258.2 | 19.5 | 486110 | -119.008 | 35.357 |  | 106 | 999 |  |  |  | 93307 |  | R63-0036
06029 |  | California | Kern | 365611 | 50188613 | 47282712 | 1514305004 | 1006 | 1 | CHEVRON RIO BRAVO STATION |  |  | 150 | 5 | 405 | 238 |  | 486110 | -119.008 | 35.357 |  | 106 | 999 |  |  |  | 93307 |  | R63-0040
06029 |  | California | Kern | 365611 | 50188713 | 47282712 | 1514305004 | 1005 | 1 | CHEVRON RIO BRAVO STATION |  |  | 150 | 5 | 405 | 238 |  | 486110 | -119.008 | 35.357 |  | 106 | 999 |  |  |  | 93307 |  | R63-0040
06029 |  | California | Kern | 365611 | 50188813 | 47282712 | 1514305004 | 1001 | 1 | CHEVRON RIO BRAVO STATION |  |  | 150 | 5 | 405 | 238 |  | 486110 | -119.008 | 35.357 |  | 106 | 999 |  |  |  | 93307 |  | R63-0040
06029 |  | California | Kern | 365611 | 50188913 | 47282712 | 1514305004 | 1000 | 1 | CHEVRON RIO BRAVO STATION |  |  | 150 | 5 | 405 | 238 |  | 486110 | -119.008 | 35.357 |  | 106 | 999 |  |  |  | 93307 |  | R63-0040
06029 |  | California | Kern | 365711 | 50187013 | 47282612 | 1514305004 | 1000 | 1000 | CHEVRON PIPE LINE COMPANY |  |  |  |  | 79 | 7.9 | 3 | 486110 | -119.693 | 35.443 |  | 106 | 999 |  |  |  | 93307 |  | R63-0036
06029 |  | California | Kern | 365711 | 50187113 | 47282612 | 1514305004 | 1002 | 1000 | CHEVRON PIPE LINE COMPANY |  |  |  |  | 79 | 7.9 | 3 | 486110 | -119.693 | 35.443 |  | 106 | 999 |  |  |  | 93307 |  | R63-0036
06029 |  | California | Kern | 365711 | 50187213 | 47282612 | 1514305004 | 1001 | 1000 | CHEVRON PIPE LINE COMPANY |  |  |  |  | 79 | 7.9 | 3 | 486110 | -119.693 | 35.443 |  | 106 | 999 |  |  |  | 93307 |  | R63-0036
06029 |  | California | Kern | 365811 | 50186313 | 47282512 | 1514305004 | 1000 | 1000 | CHEVRON PIPE LINE COMPANY |  |  |  |  | 70 | 9.1 | 11.6 | 486110 | -119.465 | 35.165 |  | 106 | 999 |  |  |  | 93268 |  | R63-0036
06029 |  | California | Kern | 365811 | 50186413 | 47282512 | 1514305004 | 1001 | 1000 | CHEVRON PIPE LINE COMPANY |  |  |  |  | 70 | 9.1 | 11.6 | 486110 | -119.465 | 35.165 |  | 106 | 999 |  |  |  | 93268 |  | R63-0036
06029 |  | California | Kern | 365811 | 50186513 | 47282512 | 1514305004 | 1007 | 1000 | CHEVRON PIPE LINE COMPANY |  |  |  |  | 70 | 9.1 | 11.6 | 486110 | -119.465 | 35.165 |  | 106 | 999 |  |  |  | 93268 |  | R63-0036
06029 |  | California | Kern | 365811 | 50186613 | 47282512 | 1514305004 | 1003 | 1000 | CHEVRON PIPE LINE COMPANY |  |  |  |  | 70 | 9.1 | 11.6 | 486110 | -119.465 | 35.165 |  | 106 | 999 |  |  |  | 93268 |  | R63-0036
06029 |  | California | Kern | 365811 | 50186713 | 47282512 | 1514305004 | 1002 | 1000 | CHEVRON PIPE LINE COMPANY |  |  |  |  | 70 | 9.1 | 11.6 | 486110 | -119.465 | 35.165 |  | 106 | 999 |  |  |  | 93268 |  | R63-0036
06029 |  | California | Kern | 365811 | 50186813 | 47282512 | 1514305004 | 1009 | 1000 | CHEVRON PIPE LINE COMPANY |  |  |  |  | 70 | 9.1 | 11.6 | 486110 | -119.465 | 35.165 |  | 106 | 999 |  |  |  | 93268 |  | R63-0036
06029 |  | California | Kern | 365911 | 50186013 | 47282412 | 1514305004 | 1002 | 1000 | CHEVRON PIPE LINE COMPANY |  |  |  |  | 79 | 7.9 | 3 | 486110 | -119.452 | 35.143 |  | 106 | 999 |  |  |  | 93307 |  | R63-0036
06029 |  | California | Kern | 365911 | 50186113 | 47282412 | 1514305004 | 1000 | 1000 | CHEVRON PIPE LINE COMPANY |  |  |  |  | 79 | 7.9 | 3 | 486110 | -119.452 | 35.143 |  | 106 | 999 |  |  |  | 93307 |  | R63-0036
06029 |  | California | Kern | 365911 | 50186213 | 47282412 | 1514305004 | 1001 | 1000 | CHEVRON PIPE LINE COMPANY |  |  |  |  | 79 | 7.9 | 3 | 486110 | -119.452 | 35.143 |  | 106 | 999 |  |  |  | 93307 |  | R63-0036
06029 |  | California | Kern | 366011 | 50185713 | 47282312 | 1514305004 | 1003 | 1000 | CHEVRON PIPE LINE COMPANY |  |  |  |  | 79 | 7.9 | 3 | 486110 | -119.398 | 35.215 |  | 106 | 999 |  |  |  | 93307 |  | R63-0036
06029 |  | California | Kern | 366011 | 50185813 | 47282312 | 1514305004 | 1002 | 1000 | CHEVRON PIPE LINE COMPANY |  |  |  |  | 79 | 7.9 | 3 | 486110 | -119.398 | 35.215 |  | 106 | 999 |  |  |  | 93307 |  | R63-0036
06029 |  | California | Kern | 366011 | 50185913 | 47282312 | 1514305004 | 1001 | 1000 | CHEVRON PIPE LINE COMPANY |  |  |  |  | 79 | 7.9 | 3 | 486110 | -119.398 | 35.215 |  | 106 | 999 |  |  |  | 93307 |  | R63-0036
06029 |  | California | Kern | 366111 | 50184913 | 77980812 | 1514305004 | 1017 | 1009 | CHEVRON USA LOST HILLS GAS PL | [7 empty] | 211112 | -119.7057 | 35.6049 |  | 106 | 999 |  |  |  | 93249 |  | R63-0036
06029 |  | California | Kern | 366111 | 50185013 | 47281412 | 1514305004 | 1016 | 1016 | CHEVRON USA LOST HILLS GAS PL |  |  | 15 | 0.5 | 370 | 0 |  | 211112 | -119.7057 | 35.6049 |  | 106 | 999 |  |  |  | 93249 |  | R63-0040
06029 |  | California | Kern | 366111 | 50185113 | 47281812 | 1514305004 | 1015 | 1015 | CHEVRON USA LOST HILLS GAS PL |  |  | 15 | 0.5 | 370 | 0 |  | 211112 | -119.7057 | 35.6049 |  | 106 | 999 |  |  |  | 93249 |  | R63-0036
06029 |  | California | Kern | 366111 | 50185213 | 105511712 | 1514305004 | 1020 | 1020_1_403 | CHEVRON USA LOST HILLS GAS PL | [7 empty] | 211112 | -119.7057 | 35.6049 |  | 106 | 999 |  |  |  | 93249 |  | R63-0036
06029 |  | California | Kern | 366211 | 50182413 | 47280212 | 1514305004 | 1016 | 1013 | CHEVRON USA 17Z NA GAS PLANT N |  |  |  |  | 267 | 152.9 | 16.1 | 211112 | -119.6304 | 35.3222 |  | 106 | 999 |  |  |  | 93388 |  | R63-0036
06029 |  | California | Kern | 366211 | 50182513 | 47280212 | 1514305004 | 1017 | 1013 | CHEVRON USA 17Z NA GAS PLANT N |  |  |  |  | 267 | 152.9 | 16.1 | 211112 | -119.6304 | 35.3222 |  | 106 | 999 |  |  |  | 93388 |  | R63-0036
06029 |  | California | Kern | 366211 | 50182613 | 47280112 | 1514305004 | 1015 | 1015 | CHEVRON USA 17Z NA GAS PLANT N |  |  | 40 | 1.7 | 600 | 64 |  | 211112 | -119.6304 | 35.3222 |  | 106 | 999 |  |  |  | 93388 |  | R63-0040
06029 |  | California | Kern | 366211 | 50182713 | 47279112 | 1514305004 | 1014 | 1014 | CHEVRON USA 17Z NA GAS PLANT N |  |  | 25 | 0.7 | 270 | 7.4 |  | 211112 | -119.6304 | 35.3222 |  | 106 | 999 |  |  |  | 93388 |  | R63-0040
06029 |  | California | Kern | 366211 | 50183313 | 105511312 | 1514305004 | 1020 | 1020_1_310 | CHEVRON USA 17Z NA GAS PLANT N | [7 empty] | 211112 | -119.6304 | 35.3222 |  | 106 | 999 |  |  |  | 93388 |  | R63-0036
06029 |  | California | Kern | 366211 | 50183413 | 105511112 | 1514305004 | 1018 | 1018_1_310 | CHEVRON USA 17Z NA GAS PLANT N | [7 empty] | 211112 | -119.6304 | 35.3222 |  | 106 | 999 |  |  |  | 93388 |  | R63-0036
06029 |  | California | Kern | 366211 | 50183713 | 105511212 | 1514305004 | 1019 | 1019_1_310 | CHEVRON USA 17Z NA GAS PLANT N | [7 empty] | 211112 | -119.6304 | 35.3222 |  | 106 | 999 |  |  |  | 93388 |  | R63-0036
06029 |  | California | Kern | 366311 | 50179013 | 105510812 | 1514305004 | 1026 | 1026_1_403 | CHEVRON USA 1C NAT GAS PLANTNO | [7 empty] | 211112 | -119.4631 | 35.1782 |  | 106 | 999 |  |  |  | 93268 |  | R63-0036
06029 |  | California | Kern | 366311 | 50179513 | 105510712 | 1514305004 | 1025 | 1025_1_403 | CHEVRON USA 1C NAT GAS PLANTNO | [7 empty] | 211112 | -119.4631 | 35.1782 |  | 106 | 999 |  |  |  | 93268 |  | R63-0040
06029 |  | California | Kern | 366311 | 50179713 | 47276012 | 1514305004 | 1022 | 1016 | CHEVRON USA 1C NAT GAS PLANTNO |  |  |  |  | 267 | 152.9 | 16.1 | 211112 | -119.4631 | 35.1782 |  | 106 | 999 |  |  |  | 93268 |  | R63-0036
06029 |  | California | Kern | 366311 | 50179813 | 47277312 | 1514305004 | 1021 | 1015 | CHEVRON USA 1C NAT GAS PLANTNO |  |  |  |  | 267 | 152.9 | 16.1 | 211112 | -119.4631 | 35.1782 |  | 106 | 999 |  |  |  | 93268 |  | R63-0036
06029 |  | California | Kern | 366311 | 50179913 | 47276412 | 1514305004 | 1020 | 1012 | CHEVRON USA 1C NAT GAS PLANTNO |  |  |  |  | 267 | 152.9 | 16.1 | 211112 | -119.4631 | 35.1782 |  | 106 | 999 |  |  |  | 93268 |  | R63-0036
06029 |  | California | Kern | 366311 | 50180013 | 47276412 | 1514305004 | 1019 | 1012 | CHEVRON USA 1C NAT GAS PLANTNO |  |  |  |  | 267 | 152.9 | 16.1 | 211112 | -119.4631 | 35.1782 |  | 106 | 999 |  |  |  | 93268 |  | R63-0036
06029 |  | California | Kern | 366311 | 50180313 | 47276412 | 1514305004 | 1018 | 1012 | CHEVRON USA 1C NAT GAS PLANTNO |  |  |  |  | 267 | 152.9 | 16.1 | 211112 | -119.4631 | 35.1782 |  | 106 | 999 |  |  |  | 93268 |  | R63-0036
06029 |  | California | Kern | 366311 | 50180513 | 47277412 | 1514305004 | 1023 | 1017 | CHEVRON USA 1C NAT GAS PLANTNO |  |  |  |  | 267 | 152.9 | 16.1 | 211112 | -119.4631 | 35.1782 |  | 106 | 999 |  |  |  | 93268 |  | R63-0036
06029 |  | California | Kern | 366311 | 50180613 | 105510912 | 1514305004 | 1024 | 1024_1_403 | CHEVRON USA 1C NAT GAS PLANTNO | [7 empty] | 211112 | -119.4631 | 35.1782 |  | 106 | 999 |  |  |  | 93268 |  | R63-0036
06029 |  | California | Kern | 386211 | 49768113 | 82404612 | 1514305022 | 1008 | 1000 | SHELL BAKERSFIELD TANK FARM | [7 empty] | 486110 | -119.0436 | 35.4458 |  | 106 | 999 |  |  |  | 93308 |  | R63-0036
06029 |  | California | Kern | 386211 | 49768213 | 105658712 | 1514305022 | 1009 | 1009_1_403 | SHELL BAKERSFIELD TANK FARM | [7 empty] | 486110 | -119.0436 | 35.4458 |  | 106 | 999 |  |  |  | 93308 |  | R63-0036
06029 |  | California | Kern | 386211 | 49768213 | 105658812 | 1514305022 | 1009 | 1009_2_403 | SHELL BAKERSFIELD TANK FARM | [7 empty] | 486110 | -119.0436 | 35.4458 |  | 106 | 999 |  |  |  | 93308 |  | R63-0036
06029 |  | California | Kern | 386211 | 49768313 | 82404612 | 1514305022 | 1007 | 1000 | SHELL BAKERSFIELD TANK FARM | [7 empty] | 486110 | -119.0436 | 35.4458 |  | 106 | 999 |  |  |  | 93308 |  | R63-0036
06029 |  | California | Kern | 386211 | 49768513 | 82404612 | 1514305022 | 1005 | 1000 | SHELL BAKERSFIELD TANK FARM | [7 empty] | 486110 | -119.0436 | 35.4458 |  | 106 | 999 |  |  |  | 93308 |  | R63-0036
06029 |  | California | Kern | 386211 | 49768813 | 82404612 | 1514305022 | 1004 | 1000 | SHELL BAKERSFIELD TANK FARM | [7 empty] | 486110 | -119.0436 | 35.4458 |  | 106 | 999 |  |  |  | 93308 |  | R63-0036
06029 |  | California | Kern | 386211 | 49769113 | 105658912 | 1514305022 | 1010 | 1010_1_403 | SHELL BAKERSFIELD TANK FARM | [7 empty] | 486110 | -119.0436 | 35.4458 |  | 106 | 999 |  |  |  | 93308 |  | R63-0036
06029 |  | California | Kern | 386211 | 49769113 | 105659012 | 1514305022 | 1010 | 1010_2_403 | SHELL BAKERSFIELD TANK FARM | [7 empty] | 486110 | -119.0436 | 35.4458 |  | 106 | 999 |  |  |  | 93308 |  | R63-0036
06029 |  | California | Kern | 386711 | 49563413 | 46851512 | 1514305024 | 1103 | 1103 | STOCKDALE OIL & GAS |  |  |  |  | 79 | 7.9 | 3 | 211111 | -119.045 | 35.37 |  | 106 | 999 |  |  |  | 93309 |  | R63-0036
06029 |  | California | Kern | 386711 | 49563513 | 46848412 | 1514305024 | 1102 | 1102 | STOCKDALE OIL & GAS |  |  |  |  | 95 | 10.7 | 5.3 | 211111 | -119.045 | 35.37 |  | 106 | 999 |  |  |  | 93309 |  | R63-0036
06029 |  | California | Kern | 386711 | 49563613 | 46852512 | 1514305024 | 1101 | 1101 | STOCKDALE OIL & GAS |  |  |  |  | 89 | 16.3 | 5.9 | 211111 | -119.045 | 35.37 |  | 106 | 999 |  |  |  | 93309 |  | R63-0036
06029 |  | California | Kern | 386711 | 49563813 | 46852312 | 1514305024 | 1054 | 1051 | STOCKDALE OIL & GAS |  |  |  |  | 89 | 16.3 | 5.9 | 211111 | -119.045 | 35.37 |  | 106 | 999 |  |  |  | 93309 |  | R63-0036
06029 |  | California | Kern | 386711 | 49563913 | 46848512 | 1514305024 | 1053 | 1053 | STOCKDALE OIL & GAS |  |  |  |  | 79 | 7.9 | 3 | 211111 | -119.045 | 35.37 |  | 106 | 999 |  |  |  | 93309 |  | R63-0036
06029 |  | California | Kern | 386711 | 49564013 | 46851312 | 1514305024 | 1052 | 1052 | STOCKDALE OIL & GAS |  |  |  |  | 95 | 10.7 | 5.3 | 211111 | -119.045 | 35.37 |  | 106 | 999 |  |  |  | 93309 |  | R63-0036
06029 |  | California | Kern | 386711 | 49564113 | 46852312 | 1514305024 | 1051 | 1051 | STOCKDALE OIL & GAS |  |  |  |  | 89 | 16.3 | 5.9 | 211111 | -119.045 | 35.37 |  | 106 | 999 |  |  |  | 93309 |  | R63-0036
06029 |  | California | Kern | 386711 | 49564213 | 46849912 | 1514305024 | 1152 | 1152 | STOCKDALE OIL & GAS |  |  |  |  | 95 | 10.7 | 5.3 | 211111 | -119.045 | 35.37 |  | 106 | 999 |  |  |  | 93309 |  | R63-0036
06029 |  | California | Kern | 386711 | 49564413 | 46849312 | 1514305024 | 1502 | 1502 | STOCKDALE OIL & GAS |  |  |  |  | 95 | 10.7 | 5.3 | 211111 | -119.045 | 35.37 |  | 106 | 999 |  |  |  | 93309 |  | R63-0036
06029 |  | California | Kern | 386711 | 49564513 | 46847812 | 1514305024 | 1501 | 1501 | STOCKDALE OIL & GAS |  |  |  |  | 89 | 16.3 | 5.9 | 211111 | -119.045 | 35.37 |  | 106 | 999 |  |  |  | 93309 |  | R63-0036
06029 |  | California | Kern | 386711 | 49564813 | 46851412 | 1514305024 | 1453 | 1453 | STOCKDALE OIL & GAS |  |  |  |  | 79 | 7.9 | 3 | 211111 | -119.045 | 35.37 |  | 106 | 999 |  |  |  | 93309 |  | R63-0036
06029 |  | California | Kern | 386711 | 49564913 | 46850212 | 1514305024 | 1452 | 1452 | STOCKDALE OIL & GAS |  |  |  |  | 95 | 10.7 | 5.3 | 211111 | -119.045 | 35.37 |  | 106 | 999 |  |  |  | 93309 |  | R63-0036
06029 |  | California | Kern | 386711 | 49565013 | 46850312 | 1514305024 | 1451 | 1451 | STOCKDALE OIL & GAS |  |  |  |  | 89 | 16.3 | 5.9 | 211111 | -119.045 | 35.37 |  | 106 | 999 |  |  |  | 93309 |  | R63-0036
06029 |  | California | Kern | 386711 | 49565313 | 46849212 | 1514305024 | 1554 | 1554 | STOCKDALE OIL & GAS |  |  |  |  | 95 | 10.7 | 5.3 | 211111 | -119.045 | 35.37 |  | 106 | 999 |  |  |  | 93309 |  | R63-0036
06029 |  | California | Kern | 386711 | 49565713 | 46847912 | 1514305024 | 1553 | 1553 | STOCKDALE OIL & GAS |  |  |  |  | 79 | 7.9 | 3 | 211111 | -119.045 | 35.37 |  | 106 | 999 |  |  |  | 93309 |  | R63-0036
06029 |  | California | Kern | 386711 | 49565813 | 46851812 | 1514305024 | 1552 | 1552 | STOCKDALE OIL & GAS |  |  |  |  | 95 | 10.7 | 5.3 | 211111 | -119.045 | 35.37 |  | 106 | 999 |  |  |  | 93309 |  | R63-0036
06029 |  | California | Kern | 386711 | 49565913 | 46851912 | 1514305024 | 1551 | 1551 | STOCKDALE OIL & GAS |  |  |  |  | 89 | 16.3 | 5.9 | 211111 | -119.045 | 35.37 |  | 106 | 999 |  |  |  | 93309 |  | R63-0036
06029 |  | California | Kern | 386711 | 49566113 | 46849112 | 1514305024 | 1001 | 1001 | STOCKDALE OIL & GAS |  |  |  |  | 89 | 16.3 | 5.9 | 211111 | -119.045 | 35.37 |  | 106 | 999 |  |  |  | 93309 |  | R63-0036
06029 |  | California | Kern | 386711 | 49566213 | 46852912 | 1514305024 | 1002 | 1002 | STOCKDALE OIL & GAS |  |  |  |  | 95 | 10.7 | 5.3 | 211111 | -119.045 | 35.37 |  | 106 | 999 |  |  |  | 93309 |  | R63-0036
06029 |  | California | Kern | 386711 | 49566313 | 46852712 | 1514305024 | 1006 | 1006 | STOCKDALE OIL & GAS |  |  | 4 | 1.3 | 300 | 17.3 |  | 211111 | -119.045 | 35.37 |  | 106 | 999 |  |  |  | 93309 |  | R63-0040
06029 |  | California | Kern | 386711 | 49566413 | 46849812 | 1514305024 | 1004 | 1004 | STOCKDALE OIL & GAS |  |  |  |  | 79 | 7.9 | 3 | 211111 | -119.045 | 35.37 |  | 106 | 999 |  |  |  | 93309 |  | R63-0036
06029 |  | California | Kern | 386711 | 49566513 | 46848112 | 1514305024 | 1503 | 1503 | STOCKDALE OIL & GAS |  |  |  |  | 79 | 7.9 | 3 | 211111 | -119.045 | 35.37 |  | 106 | 999 |  |  |  | 93309 |  | R63-0036
06029 |  | California | Kern | 386711 | 49566713 | 46848612 | 1514305024 | 1005 | 1005 | STOCKDALE OIL & GAS |  |  | 4 | 1.3 | 300 | 27.1 |  | 211111 | -119.045 | 35.37 |  | 106 | 999 |  |  |  | 93309 |  | R63-0040
06029 |  | California | Kern | 386711 | 49566813 | 46849112 | 1514305024 | 1007 | 1001 | STOCKDALE OIL & GAS |  |  |  |  | 89 | 16.3 | 5.9 | 211111 | -119.045 | 35.37 |  | 106 | 999 |  |  |  | 93309 |  | R63-0036
06029 |  | California | Kern | 386711 | 49567213 | 46848812 | 1514305024 | 1003 | 1003 | STOCKDALE OIL & GAS |  |  |  |  | 79 | 7.9 | 3 | 211111 | -119.045 | 35.37 |  | 106 | 999 |  |  |  | 93309 |  | R63-0036
06029 |  | California | Kern | 386711 | 49567413 | 46847712 | 1514305024 | 1352 | 1352 | STOCKDALE OIL & GAS |  |  |  |  | 95 | 10.7 | 5.3 | 211111 | -119.045 | 35.37 |  | 106 | 999 |  |  |  | 93309 |  | R63-0036
06029 |  | California | Kern | 386711 | 49567513 | 46848912 | 1514305024 | 1202 | 1202 | STOCKDALE OIL & GAS |  |  |  |  | 95 | 10.7 | 5.3 | 211111 | -119.045 | 35.37 |  | 106 | 999 |  |  |  | 93309 |  | R63-0036
06029 |  | California | Kern | 386711 | 49567613 | 46850812 | 1514305024 | 1201 | 1201 | STOCKDALE OIL & GAS |  |  |  |  | 89 | 16.3 | 5.9 | 211111 | -119.045 | 35.37 |  | 106 | 999 |  |  |  | 93309 |  | R63-0036
06029 |  | California | Kern | 386711 | 49567913 | 46851712 | 1514305024 | 1154 | 1151 | STOCKDALE OIL & GAS |  |  |  |  | 89 | 16.3 | 5.9 | 211111 | -119.045 | 35.37 |  | 106 | 999 |  |  |  | 93309 |  | R63-0036
06029 |  | California | Kern | 386711 | 49568013 | 46851612 | 1514305024 | 1153 | 1153 | STOCKDALE OIL & GAS |  |  |  |  | 79 | 7.9 | 3 | 211111 | -119.045 | 35.37 |  | 106 | 999 |  |  |  | 93309 |  | R63-0036
06029 |  | California | Kern | 386711 | 49568213 | 46851712 | 1514305024 | 1151 | 1151 | STOCKDALE OIL & GAS |  |  |  |  | 89 | 16.3 | 5.9 | 211111 | -119.045 | 35.37 |  | 106 | 999 |  |  |  | 93309 |  | R63-0036
06029 |  | California | Kern | 386711 | 49568313 | 46850512 | 1514305024 | 1304 | 1304 | STOCKDALE OIL & GAS |  |  | 24 | 1.7 | 300 | 27.1 |  | 211111 | -119.045 | 35.37 |  | 106 | 999 |  |  |  | 93309 |  | R63-0040
06029 |  | California | Kern | 386711 | 49568513 | 46852412 | 1514305024 | 1403 | 1403 | STOCKDALE OIL & GAS |  |  |  |  | 79 | 7.9 | 3 | 211111 | -119.045 | 35.37 |  | 106 | 999 |  |  |  | 93309 |  | R63-0036
06029 |  | California | Kern | 386711 | 49568613 | 46848212 | 1514305024 | 1402 | 1402 | STOCKDALE OIL & GAS |  |  |  |  | 95 | 10.7 | 5.3 | 211111 | -119.045 | 35.37 |  | 106 | 999 |  |  |  | 93309 |  | R63-0036
06029 |  | California | Kern | 386711 | 49568713 | 46850112 | 1514305024 | 1401 | 1401 | STOCKDALE OIL & GAS |  |  |  |  | 434 | 99.7 | 30.5 | 211111 | -119.045 | 35.37 |  | 106 | 999 |  |  |  | 93309 |  | R63-0036
06029 |  | California | Kern | 386711 | 49568913 | 46850712 | 1514305024 | 1355 | 1351 | STOCKDALE OIL & GAS |  |  |  |  | 89 | 16.3 | 5.9 | 211111 | -119.045 | 35.37 |  | 106 | 999 |  |  |  | 93309 |  | R63-0036
06029 |  | California | Kern | 386711 | 49569113 | 46852812 | 1514305024 | 1203 | 1203 | STOCKDALE OIL & GAS |  |  |  |  | 79 | 7.9 | 3 | 211111 | -119.045 | 35.37 |  | 106 | 999 |  |  |  | 93309 |  | R63-0036
06029 |  | California | Kern | 386711 | 49569213 | 46850712 | 1514305024 | 1351 | 1351 | STOCKDALE OIL & GAS |  |  |  |  | 89 | 16.3 | 5.9 | 211111 | -119.045 | 35.37 |  | 106 | 999 |  |  |  | 93309 |  | R63-0036
06029 |  | California | Kern | 386711 | 49569413 | 46848012 | 1514305024 | 1303 | 1303 | STOCKDALE OIL & GAS |  |  |  |  | 79 | 7.9 | 3 | 211111 | -119.045 | 35.37 |  | 106 | 999 |  |  |  | 93309 |  | R63-0036
06029 |  | California | Kern | 386711 | 49569513 | 46852112 | 1514305024 | 1302 | 1302 | STOCKDALE OIL & GAS |  |  |  |  | 95 | 10.7 | 5.3 | 211111 | -119.045 | 35.37 |  | 106 | 999 |  |  |  | 93309 |  | R63-0036
06029 |  | California | Kern | 386711 | 49569613 | 46848312 | 1514305024 | 1301 | 1301 | STOCKDALE OIL & GAS |  |  |  |  | 89 | 16.3 | 5.9 | 211111 | -119.045 | 35.37 |  | 106 | 999 |  |  |  | 93309 |  | R63-0036
06029 |  | California | Kern | 386711 | 49569813 | 46852212 | 1514305024 | 1255 | 1251 | STOCKDALE OIL & GAS |  |  |  |  | 89 | 16.3 | 5.9 | 211111 | -119.045 | 35.37 |  | 106 | 999 |  |  |  | 93309 |  | R63-0036
06029 |  | California | Kern | 386711 | 49570013 | 46851112 | 1514305024 | 1253 | 1253 | STOCKDALE OIL & GAS |  |  |  |  | 79 | 7.9 | 3 | 211111 | -119.045 | 35.37 |  | 106 | 999 |  |  |  | 93309 |  | R63-0036
06029 |  | California | Kern | 386711 | 49570113 | 46851012 | 1514305024 | 1252 | 1252 | STOCKDALE OIL & GAS |  |  |  |  | 95 | 10.7 | 5.3 | 211111 | -119.045 | 35.37 |  | 106 | 999 |  |  |  | 93309 |  | R63-0036
06029 |  | California | Kern | 386711 | 49570213 | 46852212 | 1514305024 | 1251 | 1251 | STOCKDALE OIL & GAS |  |  |  |  | 89 | 16.3 | 5.9 | 211111 | -119.045 | 35.37 |  | 106 | 999 |  |  |  | 93309 |  | R63-0036
06029 |  | California | Kern | 386711 | 49570313 | 46849712 | 1514305024 | 1353 | 1353 | STOCKDALE OIL & GAS |  |  |  |  | 79 | 7.9 | 3 | 211111 | -119.045 | 35.37 |  | 106 | 999 |  |  |  | 93309 |  | R63-0036
06029 |  | California | Kern | 386811 | 49562113 | 46847512 | 1514305024 | 9 | 9 | TANNEHILL OIL COMPANY |  |  | 13 | 1.8 | 600 | 53.6 |  | 211111 | -119.4327 | 35.087 |  | 106 | 999 |  |  |  | 93268 |  | R63-0040
06029 |  | California | Kern | 386811 | 49562213 | 46847112 | 1514305024 | 7 | 7 | TANNEHILL OIL COMPANY |  |  | 9 | 4 | 395 | 58.3 |  | 211111 | -119.4327 | 35.087 |  | 106 | 999 |  |  |  | 93268 |  | R63-0040
06029 |  | California | Kern | 386811 | 49562313 | 46847212 | 1514305024 | 4 | 4 | TANNEHILL OIL COMPANY |  |  | 7 | 2.6 | 600 | 53.6 |  | 211111 | -119.4327 | 35.087 |  | 106 | 999 |  |  |  | 93268 |  | R63-0040
06029 |  | California | Kern | 386811 | 49562813 | 46846912 | 1514305024 | 1002 | 1001 | TANNEHILL OIL COMPANY |  |  |  |  | 95 | 28.7 | 5.7 | 211111 | -119.4327 | 35.087 |  | 106 | 999 |  |  |  | 93268 |  | R63-0036
06029 |  | California | Kern | 386811 | 49562913 | 46846912 | 1514305024 | 1001 | 1001 | TANNEHILL OIL COMPANY |  |  |  |  | 95 | 28.7 | 5.7 | 211111 | -119.4327 | 35.087 |  | 106 | 999 |  |  |  | 93268 |  | R63-0036
06029 |  | California | Kern | 386811 | 49563013 | 46847312 | 1514305024 | 1000 | 1000 | TANNEHILL OIL COMPANY |  |  | 20 | 1.8 | 600 | 26.4 |  | 211111 | -119.4327 | 35.087 |  | 106 | 999 |  |  |  | 93268 |  | R63-0040
06029 |  | California | Kern | 387011 | 49451913 | 46825012 | 1514305025 | 2502 | 2501 | TEXACO - BAKERSFIELD DIVISION |  |  |  |  | 89 | 16.3 | 5.9 | 211111 | -119.019 | 35.367 |  | 106 | 999 |  |  |  | 93388 |  | R63-0036
06029 |  | California | Kern | 387011 | 49452013 | 46825012 | 1514305025 | 2501 | 2501 | TEXACO - BAKERSFIELD DIVISION |  |  |  |  | 89 | 16.3 | 5.9 | 211111 | -119.019 | 35.367 |  | 106 | 999 |  |  |  | 93388 |  | R63-0036
06029 |  | California | Kern | 387011 | 49452113 | 46820112 | 1514305025 | 2438 | 2401 | TEXACO - BAKERSFIELD DIVISION |  |  |  |  | 490 | 95.1 | 60.2 | 211111 | -119.019 | 35.367 |  | 106 | 999 |  |  |  | 93388 |  | R63-0036
06029 |  | California | Kern | 387011 | 49452313 | 46820112 | 1514305025 | 2436 | 2401 | TEXACO - BAKERSFIELD DIVISION |  |  |  |  | 490 | 95.1 | 60.2 | 211111 | -119.019 | 35.367 |  | 106 | 999 |  |  |  | 93388 |  | R63-0036
06029 |  | California | Kern | 387011 | 49452713 | 46820112 | 1514305025 | 2422 | 2401 | TEXACO - BAKERSFIELD DIVISION |  |  |  |  | 490 | 95.1 | 60.2 | 211111 | -119.019 | 35.367 |  | 106 | 999 |  |  |  | 93388 |  | R63-0036
06029 |  | California | Kern | 387011 | 49452913 | 46820112 | 1514305025 | 2418 | 2401 | TEXACO - BAKERSFIELD DIVISION |  |  |  |  | 490 | 95.1 | 60.2 | 211111 | -119.019 | 35.367 |  | 106 | 999 |  |  |  | 93388 |  | R63-0036
06029 |  | California | Kern | 387011 | 49453113 | 46820112 | 1514305025 | 2414 | 2401 | TEXACO - BAKERSFIELD DIVISION |  |  |  |  | 490 | 95.1 | 60.2 | 211111 | -119.019 | 35.367 |  | 106 | 999 |  |  |  | 93388 |  | R63-0036
06029 |  | California | Kern | 387011 | 49453313 | 46820112 | 1514305025 | 2409 | 2401 | TEXACO - BAKERSFIELD DIVISION |  |  |  |  | 490 | 95.1 | 60.2 | 211111 | -119.019 | 35.367 |  | 106 | 999 |  |  |  | 93388 |  | R63-0036
06029 |  | California | Kern | 387011 | 49453513 | 46820112 | 1514305025 | 2407 | 2401 | TEXACO - BAKERSFIELD DIVISION |  |  |  |  | 490 | 95.1 | 60.2 | 211111 | -119.019 | 35.367 |  | 106 | 999 |  |  |  | 93388 |  | R63-0036
06029 |  | California | Kern | 387011 | 49453613 | 46825112 | 1514305025 | 2811 | 2801 | TEXACO - BAKERSFIELD DIVISION |  |  |  |  | 490 | 95.1 | 60.2 | 211111 | -119.019 | 35.367 |  | 106 | 999 |  |  |  | 93388 |  | R63-0036
06029 |  | California | Kern | 387011 | 49453913 | 46828612 | 1514305025 | 5021 | 5001 | TEXACO - BAKERSFIELD DIVISION |  |  |  |  | 89 | 16.3 | 5.9 | 211111 | -119.019 | 35.367 |  | 106 | 999 |  |  |  | 93388 |  | R63-0036
06029 |  | California | Kern | 387011 | 49454013 | 46825112 | 1514305025 | 2808 | 2801 | TEXACO - BAKERSFIELD DIVISION |  |  |  |  | 490 | 95.1 | 60.2 | 211111 | -119.019 | 35.367 |  | 106 | 999 |  |  |  | 93388 |  | R63-0036
06029 |  | California | Kern | 387011 | 49454413 | 46825112 | 1514305025 | 2803 | 2801 | TEXACO - BAKERSFIELD DIVISION |  |  |  |  | 490 | 95.1 | 60.2 | 211111 | -119.019 | 35.367 |  | 106 | 999 |  |  |  | 93388 |  | R63-0036
06029 |  | California | Kern | 387011 | 49454513 | 46825112 | 1514305025 | 2802 | 2801 | TEXACO - BAKERSFIELD DIVISION |  |  |  |  | 490 | 95.1 | 60.2 | 211111 | -119.019 | 35.367 |  | 106 | 999 |  |  |  | 93388 |  | R63-0036
06029 |  | California | Kern | 387011 | 49454613 | 46825112 | 1514305025 | 2801 | 2801 | TEXACO - BAKERSFIELD DIVISION |  |  |  |  | 490 | 95.1 | 60.2 | 211111 | -119.019 | 35.367 |  | 106 | 999 |  |  |  | 93388 |  | R63-0036
06029 |  | California | Kern | 387011 | 49454713 | 46812012 | 1514305025 | 275 | 18 | TEXACO - BAKERSFIELD DIVISION |  |  | 49 | 9 | 440 | 2073.9 |  | 211111 | -119.019 | 35.367 |  | 106 | 999 |  |  |  | 93388 |  | R63-0040
06029 |  | California | Kern | 387011 | 49454813 | 46802712 | 1514305025 | 2719 | 2701 | TEXACO - BAKERSFIELD DIVISION |  |  |  |  | 490 | 95.1 | 60.2 | 211111 | -119.019 | 35.367 |  | 106 | 999 |  |  |  | 93388 |  | R63-0036
06029 |  | California | Kern | 387011 | 49455113 | 46802712 | 1514305025 | 2716 | 2701 | TEXACO - BAKERSFIELD DIVISION |  |  |  |  | 490 | 95.1 | 60.2 | 211111 | -119.019 | 35.367 |  | 106 | 999 |  |  |  | 93388 |  | R63-0036
06029 |  | California | Kern | 387011 | 49455213 | 46820112 | 1514305025 | 2404 | 2401 | TEXACO - BAKERSFIELD DIVISION |  |  |  |  | 490 | 95.1 | 60.2 | 211111 | -119.019 | 35.367 |  | 106 | 999 |  |  |  | 93388 |  | R63-0036
06029 |  | California | Kern | 387011 | 49455313 | 46802712 | 1514305025 | 2712 | 2701 | TEXACO - BAKERSFIELD DIVISION |  |  |  |  | 490 | 95.1 | 60.2 | 211111 | -119.019 | 35.367 |  | 106 | 999 |  |  |  | 93388 |  | R63-0036
06029 |  | California | Kern | 387011 | 49455513 | 46802712 | 1514305025 | 2710 | 2701 | TEXACO - BAKERSFIELD DIVISION |  |  |  |  | 490 | 95.1 | 60.2 | 211111 | -119.019 | 35.367 |  | 106 | 999 |  |  |  | 93388 |  | R63-0036
06029 |  | California | Kern | 387011 | 49455613 | 46843312 | 1514305025 | 271 | 271 | TEXACO - BAKERSFIELD DIVISION |  |  | 13 | 5 | 400 | 158.1 |  | 211111 | -119.019 | 35.367 |  | 106 | 999 |  |  |  | 93388 |  | R63-0040
06029 |  | California | Kern | 387011 | 49455813 | 46802712 | 1514305025 | 2708 | 2701 | TEXACO - BAKERSFIELD DIVISION |  |  |  |  | 490 | 95.1 | 60.2 | 211111 | -119.019 | 35.367 |  | 106 | 999 |  |  |  | 93388 |  | R63-0036
06029 |  | California | Kern | 387011 | 49455913 | 46802712 | 1514305025 | 2705 | 2701 | TEXACO - BAKERSFIELD DIVISION |  |  |  |  | 490 | 95.1 | 60.2 | 211111 | -119.019 | 35.367 |  | 106 | 999 |  |  |  | 93388 |  | R63-0036
06029 |  | California | Kern | 387011 | 49456213 | 46825012 | 1514305025 | 2517 | 2501 | TEXACO - BAKERSFIELD DIVISION |  |  |  |  | 89 | 16.3 | 5.9 | 211111 | -119.019 | 35.367 |  | 106 | 999 |  |  |  | 93388 |  | R63-0036
06029 |  | California | Kern | 387011 | 49456313 | 46825012 | 1514305025 | 2516 | 2501 | TEXACO - BAKERSFIELD DIVISION |  |  |  |  | 89 | 16.3 | 5.9 | 211111 | -119.019 | 35.367 |  | 106 | 999 |  |  |  | 93388 |  | R63-0036
06029 |  | California | Kern | 387011 | 49456513 | 46802712 | 1514305025 | 2717 | 2701 | TEXACO - BAKERSFIELD DIVISION |  |  |  |  | 490 | 95.1 | 60.2 | 211111 | -119.019 | 35.367 |  | 106 | 999 |  |  |  | 93388 |  | R63-0036
06029 |  | California | Kern | 387011 | 49456713 | 46820112 | 1514305025 | 2406 | 2401 | TEXACO - BAKERSFIELD DIVISION |  |  |  |  | 490 | 95.1 | 60.2 | 211111 | -119.019 | 35.367 |  | 106 | 999 |  |  |  | 93388 |  | R63-0036
06029 |  | California | Kern | 387011 | 49456813 | 46839512 | 1514305025 | 2205 | 2201 | TEXACO - BAKERSFIELD DIVISION |  |  |  |  | 490 | 95.1 | 60.2 | 211111 | -119.019 | 35.367 |  | 106 | 999 |  |  |  | 93388 |  | R63-0036
06029 |  | California | Kern | 387011 | 49456913 | 46839512 | 1514305025 | 2204 | 2201 | TEXACO - BAKERSFIELD DIVISION |  |  |  |  | 490 | 95.1 | 60.2 | 211111 | -119.019 | 35.367 |  | 106 | 999 |  |  |  | 93388 |  | R63-0036
06029 |  | California | Kern | 387011 | 49457013 | 46839512 | 1514305025 | 2203 | 2201 | TEXACO - BAKERSFIELD DIVISION |  |  |  |  | 490 | 95.1 | 60.2 | 211111 | -119.019 | 35.367 |  | 106 | 999 |  |  |  | 93388 |  | R63-0036
06029 |  | California | Kern | 387011 | 49457113 | 46839512 | 1514305025 | 2202 | 2201 | TEXACO - BAKERSFIELD DIVISION |  |  |  |  | 490 | 95.1 | 60.2 | 211111 | -119.019 | 35.367 |  | 106 | 999 |  |  |  | 93388 |  | R63-0036
06029 |  | California | Kern | 387011 | 49457213 | 46839512 | 1514305025 | 2201 | 2201 | TEXACO - BAKERSFIELD DIVISION |  |  |  |  | 490 | 95.1 | 60.2 | 211111 | -119.019 | 35.367 |  | 106 | 999 |  |  |  | 93388 |  | R63-0036
06029 |  | California | Kern | 387011 | 49457313 | 46820312 | 1514305025 | 2109 | 2101 | TEXACO - BAKERSFIELD DIVISION |  |  |  |  | 490 | 95.1 | 60.2 | 211111 | -119.019 | 35.367 |  | 106 | 999 |  |  |  | 93388 |  | R63-0036
06029 |  | California | Kern | 387011 | 49457613 | 46844012 | 1514305025 | 5112 | 5101 | TEXACO - BAKERSFIELD DIVISION |  |  |  |  | 490 | 95.1 | 60.2 | 211111 | -119.019 | 35.367 |  | 106 | 999 |  |  |  | 93388 |  | R63-0036
06029 |  | California | Kern | 387011 | 49457913 | 46844012 | 1514305025 | 5109 | 5101 | TEXACO - BAKERSFIELD DIVISION |  |  |  |  | 490 | 95.1 | 60.2 | 211111 | -119.019 | 35.367 |  | 106 | 999 |  |  |  | 93388 |  | R63-0036
06029 |  | California | Kern | 387011 | 49458013 | 46839512 | 1514305025 | 2208 | 2201 | TEXACO - BAKERSFIELD DIVISION |  |  |  |  | 490 | 95.1 | 60.2 | 211111 | -119.019 | 35.367 |  | 106 | 999 |  |  |  | 93388 |  | R63-0036
06029 |  | California | Kern | 387011 | 49458113 | 46818912 | 1514305025 | 4415 | 4401 | TEXACO - BAKERSFIELD DIVISION |  |  |  |  | 89 | 16.3 | 5.9 | 211111 | -119.019 | 35.367 |  | 106 | 999 |  |  |  | 93388 |  | R63-0036
06029 |  | California | Kern | 387011 | 49458313 | 46835812 | 1514305025 | 3106 | 3101 | TEXACO - BAKERSFIELD DIVISION |  |  |  |  | 490 | 95.1 | 60.2 | 211111 | -119.019 | 35.367 |  | 106 | 999 |  |  |  | 93388 |  | R63-0036
06029 |  | California | Kern | 387011 | 49458413 | 46842512 | 1514305025 | 3508 | 3501 | TEXACO - BAKERSFIELD DIVISION |  |  |  |  | 490 | 95.1 | 60.2 | 211111 | -119.019 | 35.367 |  | 106 | 999 |  |  |  | 93388 |  | R63-0036
06029 |  | California | Kern | 387011 | 49458513 | 46810212 | 1514305025 | 4105 | 4101 | TEXACO - BAKERSFIELD DIVISION |  |  |  |  | 89 | 16.3 | 5.9 | 211111 | -119.019 | 35.367 |  | 106 | 999 |  |  |  | 93388 |  | R63-0036
06029 |  | California | Kern | 387011 | 49458713 | 46810212 | 1514305025 | 4103 | 4101 | TEXACO - BAKERSFIELD DIVISION |  |  |  |  | 89 | 16.3 | 5.9 | 211111 | -119.019 | 35.367 |  | 106 | 999 |  |  |  | 93388 |  | R63-0036
06029 |  | California | Kern | 387011 | 49458813 | 46810212 | 1514305025 | 4102 | 4101 | TEXACO - BAKERSFIELD DIVISION |  |  |  |  | 89 | 16.3 | 5.9 | 211111 | -119.019 | 35.367 |  | 106 | 999 |  |  |  | 93388 |  | R63-0036
06029 |  | California | Kern | 387011 | 49458913 | 46810212 | 1514305025 | 4101 | 4101 | TEXACO - BAKERSFIELD DIVISION |  |  |  |  | 89 | 16.3 | 5.9 | 211111 | -119.019 | 35.367 |  | 106 | 999 |  |  |  | 93388 |  | R63-0036
06029 |  | California | Kern | 387011 | 49459013 | 46842412 | 1514305025 | 4044 | 4001 | TEXACO - BAKERSFIELD DIVISION |  |  |  |  | 89 | 16.3 | 5.9 | 211111 | -119.019 | 35.367 |  | 106 | 999 |  |  |  | 93388 |  | R63-0036
06029 |  | California | Kern | 387011 | 49459213 | 46842412 | 1514305025 | 4040 | 4001 | TEXACO - BAKERSFIELD DIVISION |  |  |  |  | 89 | 16.3 | 5.9 | 211111 | -119.019 | 35.367 |  | 106 | 999 |  |  |  | 93388 |  | R63-0036
06029 |  | California | Kern | 387011 | 49459413 | 46835812 | 1514305025 | 3105 | 3101 | TEXACO - BAKERSFIELD DIVISION |  |  |  |  | 490 | 95.1 | 60.2 | 211111 | -119.019 | 35.367 |  | 106 | 999 |  |  |  | 93388 |  | R63-0036
06029 |  | California | Kern | 387011 | 49459813 | 46833512 | 1514305025 | 79 | 579 | TEXACO - BAKERSFIELD DIVISION |  |  | 30 | 3 | 325 | 157.2 |  | 211111 | -119.019 | 35.367 |  | 106 | 999 |  |  |  | 93388 |  | R63-0040
06029 |  | California | Kern | 387011 | 49460013 | 77668712 | 1514305025 | 7815 | 7815 | TEXACO - BAKERSFIELD DIVISION | [7 empty] | 211111 | -119.019 | 35.367 |  | 106 | 999 |  |  |  | 93388 |  | R63-0036
06029 |  | California | Kern | 387011 | 49460413 | 46835812 | 1514305025 | 3116 | 3101 | TEXACO - BAKERSFIELD DIVISION |  |  |  |  | 490 | 95.1 | 60.2 | 211111 | -119.019 | 35.367 |  | 106 | 999 |  |  |  | 93388 |  | R63-0036
06029 |  | California | Kern | 387011 | 49460613 | 46835812 | 1514305025 | 3112 | 3101 | TEXACO - BAKERSFIELD DIVISION |  |  |  |  | 490 | 95.1 | 60.2 | 211111 | -119.019 | 35.367 |  | 106 | 999 |  |  |  | 93388 |  | R63-0036
06029 |  | California | Kern | 387011 | 49460813 | 46835812 | 1514305025 | 3108 | 3101 | TEXACO - BAKERSFIELD DIVISION |  |  |  |  | 490 | 95.1 | 60.2 | 211111 | -119.019 | 35.367 |  | 106 | 999 |  |  |  | 93388 |  | R63-0036
06029 |  | California | Kern | 387011 | 49461013 | 46818912 | 1514305025 | 4405 | 4401 | TEXACO - BAKERSFIELD DIVISION |  |  |  |  | 89 | 16.3 | 5.9 | 211111 | -119.019 | 35.367 |  | 106 | 999 |  |  |  | 93388 |  | R63-0036
06029 |  | California | Kern | 387011 | 49461113 | 46818912 | 1514305025 | 4406 | 4401 | TEXACO - BAKERSFIELD DIVISION |  |  |  |  | 89 | 16.3 | 5.9 | 211111 | -119.019 | 35.367 |  | 106 | 999 |  |  |  | 93388 |  | R63-0036
06029 |  | California | Kern | 387011 | 49461213 | 46818912 | 1514305025 | 4407 | 4401 | TEXACO - BAKERSFIELD DIVISION |  |  |  |  | 89 | 16.3 | 5.9 | 211111 | -119.019 | 35.367 |  | 106 | 999 |  |  |  | 93388 |  | R63-0036
06029 |  | California | Kern | 387011 | 49461313 | 46842412 | 1514305025 | 4032 | 4001 | TEXACO - BAKERSFIELD DIVISION |  |  |  |  | 89 | 16.3 | 5.9 | 211111 | -119.019 | 35.367 |  | 106 | 999 |  |  |  | 93388 |  | R63-0036
06029 |  | California | Kern | 387011 | 49461413 | 46835812 | 1514305025 | 3117 | 3101 | TEXACO - BAKERSFIELD DIVISION |  |  |  |  | 490 | 95.1 | 60.2 | 211111 | -119.019 | 35.367 |  | 106 | 999 |  |  |  | 93388 |  | R63-0036
06029 |  | California | Kern | 387011 | 49461613 | 46842412 | 1514305025 | 4036 | 4001 | TEXACO - BAKERSFIELD DIVISION |  |  |  |  | 89 | 16.3 | 5.9 | 211111 | -119.019 | 35.367 |  | 106 | 999 |  |  |  | 93388 |  | R63-0036
06029 |  | California | Kern | 387011 | 49461713 | 46803912 | 1514305025 | 3002 | 3001 | TEXACO - BAKERSFIELD DIVISION |  |  |  |  | 490 | 95.1 | 60.2 | 211111 | -119.019 | 35.367 |  | 106 | 999 |  |  |  | 93388 |  | R63-0036
06029 |  | California | Kern | 387011 | 49461813 | 46803912 | 1514305025 | 3001 | 3001 | TEXACO - BAKERSFIELD DIVISION |  |  |  |  | 490 | 95.1 | 60.2 | 211111 | -119.019 | 35.367 |  | 106 | 999 |  |  |  | 93388 |  | R63-0036
06029 |  | California | Kern | 387011 | 49461913 | 46829912 | 1514305025 | 299 | 799 | TEXACO - BAKERSFIELD DIVISION |  |  | 30 | 3 | 325 | 157.2 |  | 211111 | -119.019 | 35.367 |  | 106 | 999 |  |  |  | 93388 |  | R63-0040
06029 |  | California | Kern | 387011 | 49462013 | 46827712 | 1514305025 | 298 | 798 | TEXACO - BAKERSFIELD DIVISION |  |  | 30 | 3 | 325 | 157.2 |  | 211111 | -119.019 | 35.367 |  | 106 | 999 |  |  |  | 93388 |  | R63-0040
06029 |  | California | Kern | 387011 | 49462113 | 46843112 | 1514305025 | 2919 | 2901 | TEXACO - BAKERSFIELD DIVISION |  |  |  |  | 490 | 95.1 | 60.2 | 211111 | -119.019 | 35.367 |  | 106 | 999 |  |  |  | 93388 |  | R63-0036
06029 |  | California | Kern | 387011 | 49462413 | 46843112 | 1514305025 | 2916 | 2901 | TEXACO - BAKERSFIELD DIVISION |  |  |  |  | 490 | 95.1 | 60.2 | 211111 | -119.019 | 35.367 |  | 106 | 999 |  |  |  | 93388 |  | R63-0036
06029 |  | California | Kern | 387011 | 49462613 | 46843112 | 1514305025 | 2912 | 2901 | TEXACO - BAKERSFIELD DIVISION |  |  |  |  | 490 | 95.1 | 60.2 | 211111 | -119.019 | 35.367 |  | 106 | 999 |  |  |  | 93388 |  | R63-0036
06029 |  | California | Kern | 387011 | 49462813 | 46843112 | 1514305025 | 2908 | 2901 | TEXACO - BAKERSFIELD DIVISION |  |  |  |  | 490 | 95.1 | 60.2 | 211111 | -119.019 | 35.367 |  | 106 | 999 |  |  |  | 93388 |  | R63-0036
06029 |  | California | Kern | 387011 | 49463013 | 46843112 | 1514305025 | 2906 | 2901 | TEXACO - BAKERSFIELD DIVISION |  |  |  |  | 490 | 95.1 | 60.2 | 211111 | -119.019 | 35.367 |  | 106 | 999 |  |  |  | 93388 |  | R63-0036
06029 |  | California | Kern | 387011 | 49463113 | 46843112 | 1514305025 | 2905 | 2901 | TEXACO - BAKERSFIELD DIVISION |  |  |  |  | 490 | 95.1 | 60.2 | 211111 | -119.019 | 35.367 |  | 106 | 999 |  |  |  | 93388 |  | R63-0036
06029 |  | California | Kern | 387011 | 49463213 | 46843112 | 1514305025 | 2904 | 2901 | TEXACO - BAKERSFIELD DIVISION |  |  |  |  | 490 | 95.1 | 60.2 | 211111 | -119.019 | 35.367 |  | 106 | 999 |  |  |  | 93388 |  | R63-0036
06029 |  | California | Kern | 387011 | 49463313 | 46843112 | 1514305025 | 2903 | 2901 | TEXACO - BAKERSFIELD DIVISION |  |  |  |  | 490 | 95.1 | 60.2 | 211111 | -119.019 | 35.367 |  | 106 | 999 |  |  |  | 93388 |  | R63-0036
06029 |  | California | Kern | 387011 | 49463413 | 46843112 | 1514305025 | 2917 | 2901 | TEXACO - BAKERSFIELD DIVISION |  |  |  |  | 490 | 95.1 | 60.2 | 211111 | -119.019 | 35.367 |  | 106 | 999 |  |  |  | 93388 |  | R63-0036
06029 |  | California | Kern | 387011 | 49463813 | 46842412 | 1514305025 | 4028 | 4001 | TEXACO - BAKERSFIELD DIVISION |  |  |  |  | 89 | 16.3 | 5.9 | 211111 | -119.019 | 35.367 |  | 106 | 999 |  |  |  | 93388 |  | R63-0036
06029 |  | California | Kern | 387011 | 49464013 | 46842412 | 1514305025 | 4024 | 4001 | TEXACO - BAKERSFIELD DIVISION |  |  |  |  | 89 | 16.3 | 5.9 | 211111 | -119.019 | 35.367 |  | 106 | 999 |  |  |  | 93388 |  | R63-0036
06029 |  | California | Kern | 387011 | 49464213 | 46842412 | 1514305025 | 4020 | 4001 | TEXACO - BAKERSFIELD DIVISION |  |  |  |  | 89 | 16.3 | 5.9 | 211111 | -119.019 | 35.367 |  | 106 | 999 |  |  |  | 93388 |  | R63-0036
06029 |  | California | Kern | 387011 | 49464313 | 46803912 | 1514305025 | 3003 | 3001 | TEXACO - BAKERSFIELD DIVISION |  |  |  |  | 490 | 95.1 | 60.2 | 211111 | -119.019 | 35.367 |  | 106 | 999 |  |  |  | 93388 |  | R63-0036
06029 |  | California | Kern | 387011 | 49464413 | 46842412 | 1514305025 | 4016 | 4001 | TEXACO - BAKERSFIELD DIVISION |  |  |  |  | 89 | 16.3 | 5.9 | 211111 | -119.019 | 35.367 |  | 106 | 999 |  |  |  | 93388 |  | R63-0036
06029 |  | California | Kern | 387011 | 49464613 | 46835812 | 1514305025 | 3104 | 3101 | TEXACO - BAKERSFIELD DIVISION |  |  |  |  | 490 | 95.1 | 60.2 | 211111 | -119.019 | 35.367 |  | 106 | 999 |  |  |  | 93388 |  | R63-0036
06029 |  | California | Kern | 387011 | 49464713 | 46835812 | 1514305025 | 3103 | 3101 | TEXACO - BAKERSFIELD DIVISION |  |  |  |  | 490 | 95.1 | 60.2 | 211111 | -119.019 | 35.367 |  | 106 | 999 |  |  |  | 93388 |  | R63-0036
06029 |  | California | Kern | 387011 | 49464813 | 46835812 | 1514305025 | 3102 | 3101 | TEXACO - BAKERSFIELD DIVISION |  |  |  |  | 490 | 95.1 | 60.2 | 211111 | -119.019 | 35.367 |  | 106 | 999 |  |  |  | 93388 |  | R63-0036
06029 |  | California | Kern | 387011 | 49464913 | 46835812 | 1514305025 | 3101 | 3101 | TEXACO - BAKERSFIELD DIVISION |  |  |  |  | 490 | 95.1 | 60.2 | 211111 | -119.019 | 35.367 |  | 106 | 999 |  |  |  | 93388 |  | R63-0036
06029 |  | California | Kern | 387011 | 49465013 | 46803912 | 1514305025 | 3009 | 3001 | TEXACO - BAKERSFIELD DIVISION |  |  |  |  | 490 | 95.1 | 60.2 | 211111 | -119.019 | 35.367 |  | 106 | 999 |  |  |  | 93388 |  | R63-0036
06029 |  | California | Kern | 387011 | 49465213 | 46803912 | 1514305025 | 3005 | 3001 | TEXACO - BAKERSFIELD DIVISION |  |  |  |  | 490 | 95.1 | 60.2 | 211111 | -119.019 | 35.367 |  | 106 | 999 |  |  |  | 93388 |  | R63-0036
06029 |  | California | Kern | 387011 | 49465513 | 46820712 | 1514305025 | 3409 | 3401 | TEXACO - BAKERSFIELD DIVISION |  |  |  |  | 490 | 95.1 | 60.2 | 211111 | -119.019 | 35.367 |  | 106 | 999 |  |  |  | 93388 |  | R63-0036
06029 |  | California | Kern | 387011 | 49465613 | 46842812 | 1514305025 | 3330 | 3301 | TEXACO - BAKERSFIELD DIVISION |  |  |  |  | 490 | 95.1 | 60.2 | 211111 | -119.019 | 35.367 |  | 106 | 999 |  |  |  | 93388 |  | R63-0036
06029 |  | California | Kern | 387011 | 49465713 | 46842512 | 1514305025 | 3504 | 3501 | TEXACO - BAKERSFIELD DIVISION |  |  |  |  | 490 | 95.1 | 60.2 | 211111 | -119.019 | 35.367 |  | 106 | 999 |  |  |  | 93388 |  | R63-0036
06029 |  | California | Kern | 387011 | 49465813 | 46842512 | 1514305025 | 3503 | 3501 | TEXACO - BAKERSFIELD DIVISION |  |  |  |  | 490 | 95.1 | 60.2 | 211111 | -119.019 | 35.367 |  | 106 | 999 |  |  |  | 93388 |  | R63-0036
06029 |  | California | Kern | 387011 | 49465913 | 46842512 | 1514305025 | 3502 | 3501 | TEXACO - BAKERSFIELD DIVISION |  |  |  |  | 490 | 95.1 | 60.2 | 211111 | -119.019 | 35.367 |  | 106 | 999 |  |  |  | 93388 |  | R63-0036
06029 |  | California | Kern | 387011 | 49466013 | 46842512 | 1514305025 | 3501 | 3501 | TEXACO - BAKERSFIELD DIVISION |  |  |  |  | 490 | 95.1 | 60.2 | 211111 | -119.019 | 35.367 |  | 106 | 999 |  |  |  | 93388 |  | R63-0036
06029 |  | California | Kern | 387011 | 49466113 | 46827812 | 1514305025 | 1803 | 1801 | TEXACO - BAKERSFIELD DIVISION |  |  |  |  | 89 | 16.3 | 5.9 | 211111 | -119.019 | 35.367 |  | 106 | 999 |  |  |  | 93388 |  | R63-0036
06029 |  | California | Kern | 387011 | 49466213 | 46827812 | 1514305025 | 1802 | 1801 | TEXACO - BAKERSFIELD DIVISION |  |  |  |  | 89 | 16.3 | 5.9 | 211111 | -119.019 | 35.367 |  | 106 | 999 |  |  |  | 93388 |  | R63-0036
06029 |  | California | Kern | 387011 | 49466313 | 46827812 | 1514305025 | 1801 | 1801 | TEXACO - BAKERSFIELD DIVISION |  |  |  |  | 89 | 16.3 | 5.9 | 211111 | -119.019 | 35.367 |  | 106 | 999 |  |  |  | 93388 |  | R63-0036
06029 |  | California | Kern | 387011 | 49466413 | 46827812 | 1514305025 | 1815 | 1801 | TEXACO - BAKERSFIELD DIVISION |  |  |  |  | 89 | 16.3 | 5.9 | 211111 | -119.019 | 35.367 |  | 106 | 999 |  |  |  | 93388 |  | R63-0036
06029 |  | California | Kern | 387011 | 49466613 | 46843912 | 1514305025 | 195 | 695 | TEXACO - BAKERSFIELD DIVISION |  |  | 30 | 3 | 325 | 157.2 |  | 211111 | -119.019 | 35.367 |  | 106 | 999 |  |  |  | 93388 |  | R63-0040
06029 |  | California | Kern | 387011 | 49466713 | 46837412 | 1514305025 | 194 | 694 | TEXACO - BAKERSFIELD DIVISION |  |  | 30 | 3 | 325 | 157.2 |  | 211111 | -119.019 | 35.367 |  | 106 | 999 |  |  |  | 93388 |  | R63-0040
06029 |  | California | Kern | 387011 | 49467113 | 46828612 | 1514305025 | 5017 | 5001 | TEXACO - BAKERSFIELD DIVISION |  |  |  |  | 89 | 16.3 | 5.9 | 211111 | -119.019 | 35.367 |  | 106 | 999 |  |  |  | 93388 |  | R63-0036
06029 |  | California | Kern | 387011 | 49467713 | 46799012 | 1514305025 | 1901 | 1901 | TEXACO - BAKERSFIELD DIVISION |  |  |  |  | 89 | 16.3 | 5.9 | 211111 | -119.019 | 35.367 |  | 106 | 999 |  |  |  | 93388 |  | R63-0036
06029 |  | California | Kern | 387011 | 49467913 | 46799012 | 1514305025 | 1902 | 1901 | TEXACO - BAKERSFIELD DIVISION |  |  |  |  | 89 | 16.3 | 5.9 | 211111 | -119.019 | 35.367 |  | 106 | 999 |  |  |  | 93388 |  | R63-0036
06029 |  | California | Kern | 387011 | 49468013 | 46799012 | 1514305025 | 1920 | 1901 | TEXACO - BAKERSFIELD DIVISION |  |  |  |  | 89 | 16.3 | 5.9 | 211111 | -119.019 | 35.367 |  | 106 | 999 |  |  |  | 93388 |  | R63-0036
06029 |  | California | Kern | 387011 | 49468213 | 46799012 | 1514305025 | 1916 | 1901 | TEXACO - BAKERSFIELD DIVISION |  |  |  |  | 89 | 16.3 | 5.9 | 211111 | -119.019 | 35.367 |  | 106 | 999 |  |  |  | 93388 |  | R63-0036
06029 |  | California | Kern | 387011 | 49468413 | 46799012 | 1514305025 | 1912 | 1901 | TEXACO - BAKERSFIELD DIVISION |  |  |  |  | 89 | 16.3 | 5.9 | 211111 | -119.019 | 35.367 |  | 106 | 999 |  |  |  | 93388 |  | R63-0036
06029 |  | California | Kern | 387011 | 49468613 | 46799012 | 1514305025 | 1908 | 1901 | TEXACO - BAKERSFIELD DIVISION |  |  |  |  | 89 | 16.3 | 5.9 | 211111 | -119.019 | 35.367 |  | 106 | 999 |  |  |  | 93388 |  | R63-0036
06029 |  | California | Kern | 387011 | 49468813 | 46799012 | 1514305025 | 1906 | 1901 | TEXACO - BAKERSFIELD DIVISION |  |  |  |  | 89 | 16.3 | 5.9 | 211111 | -119.019 | 35.367 |  | 106 | 999 |  |  |  | 93388 |  | R63-0036
06029 |  | California | Kern | 387011 | 49469013 | 46837512 | 1514305025 | 171 | 671 | TEXACO - BAKERSFIELD DIVISION |  |  | 30 | 3 | 325 | 157.2 |  | 211111 | -119.019 | 35.367 |  | 106 | 999 |  |  |  | 93388 |  | R63-0040
06029 |  | California | Kern | 387011 | 49469313 | 46841812 | 1514305025 | 176 | 676 | TEXACO - BAKERSFIELD DIVISION |  |  | 30 | 3 | 325 | 157.2 |  | 211111 | -119.019 | 35.367 |  | 106 | 999 |  |  |  | 93388 |  | R63-0040
06029 |  | California | Kern | 387011 | 49469413 | 46827412 | 1514305025 | 1606 | 1601 | TEXACO - BAKERSFIELD DIVISION |  |  |  |  | 490 | 95.1 | 60.2 | 211111 | -119.019 | 35.367 |  | 106 | 999 |  |  |  | 93388 |  | R63-0036
06029 |  | California | Kern | 387011 | 49469513 | 46827412 | 1514305025 | 1605 | 1601 | TEXACO - BAKERSFIELD DIVISION |  |  |  |  | 490 | 95.1 | 60.2 | 211111 | -119.019 | 35.367 |  | 106 | 999 |  |  |  | 93388 |  | R63-0036
06029 |  | California | Kern | 387011 | 49469613 | 46827412 | 1514305025 | 1604 | 1601 | TEXACO - BAKERSFIELD DIVISION |  |  |  |  | 490 | 95.1 | 60.2 | 211111 | -119.019 | 35.367 |  | 106 | 999 |  |  |  | 93388 |  | R63-0036
06029 |  | California | Kern | 387011 | 49469713 | 46827412 | 1514305025 | 1603 | 1601 | TEXACO - BAKERSFIELD DIVISION |  |  |  |  | 490 | 95.1 | 60.2 | 211111 | -119.019 | 35.367 |  | 106 | 999 |  |  |  | 93388 |  | R63-0036
06029 |  | California | Kern | 387011 | 49469813 | 46827412 | 1514305025 | 1602 | 1601 | TEXACO - BAKERSFIELD DIVISION |  |  |  |  | 490 | 95.1 | 60.2 | 211111 | -119.019 | 35.367 |  | 106 | 999 |  |  |  | 93388 |  | R63-0036
06029 |  | California | Kern | 387011 | 49469913 | 46827412 | 1514305025 | 1601 | 1601 | TEXACO - BAKERSFIELD DIVISION |  |  |  |  | 490 | 95.1 | 60.2 | 211111 | -119.019 | 35.367 |  | 106 | 999 |  |  |  | 93388 |  | R63-0036
06029 |  | California | Kern | 387011 | 49470013 | 46826312 | 1514305025 | 158 | 16 | TEXACO - BAKERSFIELD DIVISION |  |  | 49 | 8 | 146 | 1410 |  | 211111 | -119.019 | 35.367 |  | 106 | 999 |  |  |  | 93388 |  | R63-0040
06029 |  | California | Kern | 387011 | 49470113 | 46813512 | 1514305025 | 1534 | 1401 | TEXACO - BAKERSFIELD DIVISION |  |  |  |  | 89 | 16.3 | 5.9 | 211111 | -119.019 | 35.367 |  | 106 | 999 |  |  |  | 93388 |  | R63-0036
06029 |  | California | Kern | 387011 | 49470413 | 46827412 | 1514305025 | 1608 | 1601 | TEXACO - BAKERSFIELD DIVISION |  |  |  |  | 490 | 95.1 | 60.2 | 211111 | -119.019 | 35.367 |  | 106 | 999 |  |  |  | 93388 |  | R63-0036
06029 |  | California | Kern | 387011 | 49470613 | 46827412 | 1514305025 | 1609 | 1601 | TEXACO - BAKERSFIELD DIVISION |  |  |  |  | 490 | 95.1 | 60.2 | 211111 | -119.019 | 35.367 |  | 106 | 999 |  |  |  | 93388 |  | R63-0036
06029 |  | California | Kern | 387011 | 49470713 | 46830712 | 1514305025 | 7608 | 7601 | TEXACO - BAKERSFIELD DIVISION |  |  |  |  | 490 | 95.1 | 60.2 | 211111 | -119.019 | 35.367 |  | 106 | 999 |  |  |  | 93388 |  | R63-0036
06029 |  | California | Kern | 387011 | 49470813 | 46830712 | 1514305025 | 7615 | 7601 | TEXACO - BAKERSFIELD DIVISION |  |  |  |  | 490 | 95.1 | 60.2 | 211111 | -119.019 | 35.367 |  | 106 | 999 |  |  |  | 93388 |  | R63-0036
06029 |  | California | Kern | 387011 | 49470913 | 46836512 | 1514305025 | 7801 | 7801 | TEXACO - BAKERSFIELD DIVISION |  |  |  |  | 490 | 95.1 | 60.2 | 211111 | -119.019 | 35.367 |  | 106 | 999 |  |  |  | 93388 |  | R63-0036
06029 |  | California | Kern | 387011 | 49471913 | 46827412 | 1514305025 | 1628 | 1601 | TEXACO - BAKERSFIELD DIVISION |  |  |  |  | 490 | 95.1 | 60.2 | 211111 | -119.019 | 35.367 |  | 106 | 999 |  |  |  | 93388 |  | R63-0036
06029 |  | California | Kern | 387011 | 49472113 | 46827412 | 1514305025 | 1693 | 1601 | TEXACO - BAKERSFIELD DIVISION |  |  |  |  | 490 | 95.1 | 60.2 | 211111 | -119.019 | 35.367 |  | 106 | 999 |  |  |  | 93388 |  | R63-0036
06029 |  | California | Kern | 387011 | 49472313 | 46827412 | 1514305025 | 1648 | 1601 | TEXACO - BAKERSFIELD DIVISION |  |  |  |  | 490 | 95.1 | 60.2 | 211111 | -119.019 | 35.367 |  | 106 | 999 |  |  |  | 93388 |  | R63-0036
06029 |  | California | Kern | 387011 | 49472513 | 46827412 | 1514305025 | 1644 | 1601 | TEXACO - BAKERSFIELD DIVISION |  |  |  |  | 490 | 95.1 | 60.2 | 211111 | -119.019 | 35.367 |  | 106 | 999 |  |  |  | 93388 |  | R63-0036
06029 |  | California | Kern | 387011 | 49472713 | 46827412 | 1514305025 | 1640 | 1601 | TEXACO - BAKERSFIELD DIVISION |  |  |  |  | 490 | 95.1 | 60.2 | 211111 | -119.019 | 35.367 |  | 106 | 999 |  |  |  | 93388 |  | R63-0036
06029 |  | California | Kern | 387011 | 49472813 | 46834712 | 1514305025 | 1105 | 1101 | TEXACO - BAKERSFIELD DIVISION |  |  |  |  | 490 | 95.1 | 60.2 | 211111 | -119.019 | 35.367 |  | 106 | 999 |  |  |  | 93388 |  | R63-0036
06029 |  | California | Kern | 387011 | 49472913 | 46834712 | 1514305025 | 1104 | 1101 | TEXACO - BAKERSFIELD DIVISION |  |  |  |  | 490 | 95.1 | 60.2 | 211111 | -119.019 | 35.367 |  | 106 | 999 |  |  |  | 93388 |  | R63-0036
06029 |  | California | Kern | 387011 | 49473013 | 46834712 | 1514305025 | 1103 | 1101 | TEXACO - BAKERSFIELD DIVISION |  |  |  |  | 490 | 95.1 | 60.2 | 211111 | -119.019 | 35.367 |  | 106 | 999 |  |  |  | 93388 |  | R63-0036
06029 |  | California | Kern | 387011 | 49473313 | 46824312 | 1514305025 | 2603 | 2601 | TEXACO - BAKERSFIELD DIVISION |  |  |  |  | 490 | 95.1 | 60.2 | 211111 | -119.019 | 35.367 |  | 106 | 999 |  |  |  | 93388 |  | R63-0036
06029 |  | California | Kern | 387011 | 49473513 | 46804412 | 1514305025 | 1003 | 1001 | TEXACO - BAKERSFIELD DIVISION |  |  |  |  | 89 | 16.3 | 5.9 | 211111 | -119.019 | 35.367 |  | 106 | 999 |  |  |  | 93388 |  | R63-0036
06029 |  | California | Kern | 387011 | 49473613 | 46804412 | 1514305025 | 1002 | 1001 | TEXACO - BAKERSFIELD DIVISION |  |  |  |  | 89 | 16.3 | 5.9 | 211111 | -119.019 | 35.367 |  | 106 | 999 |  |  |  | 93388 |  | R63-0036
06029 |  | California | Kern | 387011 | 49473713 | 46822912 | 1514305025 | 4808 | 4801 | TEXACO - BAKERSFIELD DIVISION |  |  |  |  | 89 | 16.3 | 5.9 | 211111 | -119.019 | 35.367 |  | 106 | 999 |  |  |  | 93388 |  | R63-0036
06029 |  | California | Kern | 387011 | 49473813 | 46822912 | 1514305025 | 4807 | 4801 | TEXACO - BAKERSFIELD DIVISION |  |  |  |  | 89 | 16.3 | 5.9 | 211111 | -119.019 | 35.367 |  | 106 | 999 |  |  |  | 93388 |  | R63-0036
06029 |  | California | Kern | 387011 | 49473913 | 46820312 | 1514305025 | 2107 | 2101 | TEXACO - BAKERSFIELD DIVISION |  |  |  |  | 490 | 95.1 | 60.2 | 211111 | -119.019 | 35.367 |  | 106 | 999 |  |  |  | 93388 |  | R63-0036
06029 |  | California | Kern | 387011 | 49474013 | 46825012 | 1514305025 | 2519 | 2501 | TEXACO - BAKERSFIELD DIVISION |  |  |  |  | 89 | 16.3 | 5.9 | 211111 | -119.019 | 35.367 |  | 106 | 999 |  |  |  | 93388 |  | R63-0036
06029 |  | California | Kern | 387011 | 49474213 | 46824312 | 1514305025 | 2602 | 2601 | TEXACO - BAKERSFIELD DIVISION |  |  |  |  | 490 | 95.1 | 60.2 | 211111 | -119.019 | 35.367 |  | 106 | 999 |  |  |  | 93388 |  | R63-0036
06029 |  | California | Kern | 387011 | 49474513 | 46820712 | 1514305025 | 3417 | 3401 | TEXACO - BAKERSFIELD DIVISION |  |  |  |  | 490 | 95.1 | 60.2 | 211111 | -119.019 | 35.367 |  | 106 | 999 |  |  |  | 93388 |  | R63-0036
06029 |  | California | Kern | 387011 | 49474713 | 46842512 | 1514305025 | 3507 | 3501 | TEXACO - BAKERSFIELD DIVISION |  |  |  |  | 490 | 95.1 | 60.2 | 211111 | -119.019 | 35.367 |  | 106 | 999 |  |  |  | 93388 |  | R63-0036
06029 |  | California | Kern | 387011 | 49474913 | 46842512 | 1514305025 | 3509 | 3501 | TEXACO - BAKERSFIELD DIVISION |  |  |  |  | 490 | 95.1 | 60.2 | 211111 | -119.019 | 35.367 |  | 106 | 999 |  |  |  | 93388 |  | R63-0036
06029 |  | California | Kern | 387011 | 49475113 | 46820712 | 1514305025 | 3405 | 3401 | TEXACO - BAKERSFIELD DIVISION |  |  |  |  | 490 | 95.1 | 60.2 | 211111 | -119.019 | 35.367 |  | 106 | 999 |  |  |  | 93388 |  | R63-0036
06029 |  | California | Kern | 387011 | 49475313 | 46820712 | 1514305025 | 3403 | 3401 | TEXACO - BAKERSFIELD DIVISION |  |  |  |  | 490 | 95.1 | 60.2 | 211111 | -119.019 | 35.367 |  | 106 | 999 |  |  |  | 93388 |  | R63-0036
06029 |  | California | Kern | 387011 | 49475413 | 46820712 | 1514305025 | 3402 | 3401 | TEXACO - BAKERSFIELD DIVISION |  |  |  |  | 490 | 95.1 | 60.2 | 211111 | -119.019 | 35.367 |  | 106 | 999 |  |  |  | 93388 |  | R63-0036
06029 |  | California | Kern | 387011 | 49475513 | 46820712 | 1514305025 | 3401 | 3401 | TEXACO - BAKERSFIELD DIVISION |  |  |  |  | 490 | 95.1 | 60.2 | 211111 | -119.019 | 35.367 |  | 106 | 999 |  |  |  | 93388 |  | R63-0036
06029 |  | California | Kern | 387011 | 49475613 | 46842812 | 1514305025 | 3334 | 3301 | TEXACO - BAKERSFIELD DIVISION |  |  |  |  | 490 | 95.1 | 60.2 | 211111 | -119.019 | 35.367 |  | 106 | 999 |  |  |  | 93388 |  | R63-0036
06029 |  | California | Kern | 387011 | 49475813 | 46820712 | 1514305025 | 3413 | 3401 | TEXACO - BAKERSFIELD DIVISION |  |  |  |  | 490 | 95.1 | 60.2 | 211111 | -119.019 | 35.367 |  | 106 | 999 |  |  |  | 93388 |  | R63-0036
06029 |  | California | Kern | 387011 | 49475913 | 46842512 | 1514305025 | 3520 | 3501 | TEXACO - BAKERSFIELD DIVISION |  |  |  |  | 490 | 95.1 | 60.2 | 211111 | -119.019 | 35.367 |  | 106 | 999 |  |  |  | 93388 |  | R63-0036
06029 |  | California | Kern | 387011 | 49476013 | 46819212 | 1514305025 | 4503 | 4501 | TEXACO - BAKERSFIELD DIVISION |  |  |  |  | 490 | 95.1 | 60.2 | 211111 | -119.019 | 35.367 |  | 106 | 999 |  |  |  | 93388 |  | R63-0036
06029 |  | California | Kern | 387011 | 49476113 | 46844012 | 1514305025 | 5107 | 5101 | TEXACO - BAKERSFIELD DIVISION |  |  |  |  | 490 | 95.1 | 60.2 | 211111 | -119.019 | 35.367 |  | 106 | 999 |  |  |  | 93388 |  | R63-0036
06029 |  | California | Kern | 387011 | 49476213 | 46844012 | 1514305025 | 5106 | 5101 | TEXACO - BAKERSFIELD DIVISION |  |  |  |  | 490 | 95.1 | 60.2 | 211111 | -119.019 | 35.367 |  | 106 | 999 |  |  |  | 93388 |  | R63-0036
06029 |  | California | Kern | 387011 | 49476313 | 46828612 | 1514305025 | 5036 | 5001 | TEXACO - BAKERSFIELD DIVISION |  |  |  |  | 89 | 16.3 | 5.9 | 211111 | -119.019 | 35.367 |  | 106 | 999 |  |  |  | 93388 |  | R63-0036
06029 |  | California | Kern | 387011 | 49477013 | 46828612 | 1514305025 | 5026 | 5001 | TEXACO - BAKERSFIELD DIVISION |  |  |  |  | 89 | 16.3 | 5.9 | 211111 | -119.019 | 35.367 |  | 106 | 999 |  |  |  | 93388 |  | R63-0036
06029 |  | California | Kern | 387011 | 49477113 | 46828612 | 1514305025 | 5025 | 5001 | TEXACO - BAKERSFIELD DIVISION |  |  |  |  | 89 | 16.3 | 5.9 | 211111 | -119.019 | 35.367 |  | 106 | 999 |  |  |  | 93388 |  | R63-0036
06029 |  | California | Kern | 387011 | 49477313 | 46844012 | 1514305025 | 5110 | 5101 | TEXACO - BAKERSFIELD DIVISION |  |  |  |  | 490 | 95.1 | 60.2 | 211111 | -119.019 | 35.367 |  | 106 | 999 |  |  |  | 93388 |  | R63-0036
06029 |  | California | Kern | 387011 | 49477413 | 46801712 | 1514305025 | 2309 | 2301 | TEXACO - BAKERSFIELD DIVISION |  |  |  |  | 89 | 16.3 | 5.9 | 211111 | -119.019 | 35.367 |  | 106 | 999 |  |  |  | 93388 |  | R63-0036
06029 |  | California | Kern | 387011 | 49477513 | 46820112 | 1514305025 | 2403 | 2401 | TEXACO - BAKERSFIELD DIVISION |  |  |  |  | 490 | 95.1 | 60.2 | 211111 | -119.019 | 35.367 |  | 106 | 999 |  |  |  | 93388 |  | R63-0036
06029 |  | California | Kern | 387011 | 49477613 | 46820112 | 1514305025 | 2402 | 2401 | TEXACO - BAKERSFIELD DIVISION |  |  |  |  | 490 | 95.1 | 60.2 | 211111 | -119.019 | 35.367 |  | 106 | 999 |  |  |  | 93388 |  | R63-0036
06029 |  | California | Kern | 387011 | 49477713 | 46820112 | 1514305025 | 2401 | 2401 | TEXACO - BAKERSFIELD DIVISION |  |  |  |  | 490 | 95.1 | 60.2 | 211111 | -119.019 | 35.367 |  | 106 | 999 |  |  |  | 93388 |  | R63-0036
06029 |  | California | Kern | 387011 | 49477913 | 46827412 | 1514305025 | 1636 | 1601 | TEXACO - BAKERSFIELD DIVISION |  |  |  |  | 490 | 95.1 | 60.2 | 211111 | -119.019 | 35.367 |  | 106 | 999 |  |  |  | 93388 |  | R63-0036
06029 |  | California | Kern | 387011 | 49478113 | 46827412 | 1514305025 | 1607 | 1601 | TEXACO - BAKERSFIELD DIVISION |  |  |  |  | 490 | 95.1 | 60.2 | 211111 | -119.019 | 35.367 |  | 106 | 999 |  |  |  | 93388 |  | R63-0036
06029 |  | California | Kern | 387011 | 49478313 | 46841712 | 1514305025 | 174 | 674 | TEXACO - BAKERSFIELD DIVISION |  |  | 30 | 3 | 325 | 157.2 |  | 211111 | -119.019 | 35.367 |  | 106 | 999 |  |  |  | 93388 |  | R63-0040
06029 |  | California | Kern | 387011 | 49478513 | 46827412 | 1514305025 | 1624 | 1601 | TEXACO - BAKERSFIELD DIVISION |  |  |  |  | 490 | 95.1 | 60.2 | 211111 | -119.019 | 35.367 |  | 106 | 999 |  |  |  | 93388 |  | R63-0036
06029 |  | California | Kern | 387011 | 49478713 | 46827412 | 1514305025 | 1620 | 1601 | TEXACO - BAKERSFIELD DIVISION |  |  |  |  | 490 | 95.1 | 60.2 | 211111 | -119.019 | 35.367 |  | 106 | 999 |  |  |  | 93388 |  | R63-0036
06029 |  | California | Kern | 387011 | 49478913 | 46827412 | 1514305025 | 1616 | 1601 | TEXACO - BAKERSFIELD DIVISION |  |  |  |  | 490 | 95.1 | 60.2 | 211111 | -119.019 | 35.367 |  | 106 | 999 |  |  |  | 93388 |  | R63-0036
06029 |  | California | Kern | 387011 | 49479013 | 46824312 | 1514305025 | 2605 | 2601 | TEXACO - BAKERSFIELD DIVISION |  |  |  |  | 490 | 95.1 | 60.2 | 211111 | -119.019 | 35.367 |  | 106 | 999 |  |  |  | 93388 |  | R63-0036
06029 |  | California | Kern | 387011 | 49479213 | 46824312 | 1514305025 | 2609 | 2601 | TEXACO - BAKERSFIELD DIVISION |  |  |  |  | 490 | 95.1 | 60.2 | 211111 | -119.019 | 35.367 |  | 106 | 999 |  |  |  | 93388 |  | R63-0036
06029 |  | California | Kern | 387011 | 49479413 | 46802712 | 1514305025 | 2703 | 2701 | TEXACO - BAKERSFIELD DIVISION |  |  |  |  | 490 | 95.1 | 60.2 | 211111 | -119.019 | 35.367 |  | 106 | 999 |  |  |  | 93388 |  | R63-0036
06029 |  | California | Kern | 387011 | 49479513 | 46802712 | 1514305025 | 2702 | 2701 | TEXACO - BAKERSFIELD DIVISION |  |  |  |  | 490 | 95.1 | 60.2 | 211111 | -119.019 | 35.367 |  | 106 | 999 |  |  |  | 93388 |  | R63-0036
06029 |  | California | Kern | 387011 | 49479613 | 46802712 | 1514305025 | 2701 | 2701 | TEXACO - BAKERSFIELD DIVISION |  |  |  |  | 490 | 95.1 | 60.2 | 211111 | -119.019 | 35.367 |  | 106 | 999 |  |  |  | 93388 |  | R63-0036
06029 |  | California | Kern | 387011 | 49479713 | 46824312 | 1514305025 | 2601 | 2601 | TEXACO - BAKERSFIELD DIVISION |  |  |  |  | 490 | 95.1 | 60.2 | 211111 | -119.019 | 35.367 |  | 106 | 999 |  |  |  | 93388 |  | R63-0036
06029 |  | California | Kern | 387011 | 49479813 | 46804412 | 1514305025 | 1015 | 1001 | TEXACO - BAKERSFIELD DIVISION |  |  |  |  | 89 | 16.3 | 5.9 | 211111 | -119.019 | 35.367 |  | 106 | 999 |  |  |  | 93388 |  | R63-0036
06029 |  | California | Kern | 387011 | 49479913 | 46824312 | 1514305025 | 2611 | 2601 | TEXACO - BAKERSFIELD DIVISION |  |  |  |  | 490 | 95.1 | 60.2 | 211111 | -119.019 | 35.367 |  | 106 | 999 |  |  |  | 93388 |  | R63-0036
06029 |  | California | Kern | 387011 | 49480013 | 46804412 | 1514305025 | 1029 | 1001 | TEXACO - BAKERSFIELD DIVISION |  |  |  |  | 89 | 16.3 | 5.9 | 211111 | -119.019 | 35.367 |  | 106 | 999 |  |  |  | 93388 |  | R63-0036
06029 |  | California | Kern | 387011 | 49480213 | 46804412 | 1514305025 | 1025 | 1001 | TEXACO - BAKERSFIELD DIVISION |  |  |  |  | 89 | 16.3 | 5.9 | 211111 | -119.019 | 35.367 |  | 106 | 999 |  |  |  | 93388 |  | R63-0036
06029 |  | California | Kern | 387011 | 49480413 | 46804412 | 1514305025 | 1021 | 1001 | TEXACO - BAKERSFIELD DIVISION |  |  |  |  | 89 | 16.3 | 5.9 | 211111 | -119.019 | 35.367 |  | 106 | 999 |  |  |  | 93388 |  | R63-0036
06029 |  | California | Kern | 387011 | 49480813 | 46804412 | 1514305025 | 1033 | 1001 | TEXACO - BAKERSFIELD DIVISION |  |  |  |  | 89 | 16.3 | 5.9 | 211111 | -119.019 | 35.367 |  | 106 | 999 |  |  |  | 93388 |  | R63-0036
06029 |  | California | Kern | 387011 | 49480913 | 46804412 | 1514305025 | 1014 | 1001 | TEXACO - BAKERSFIELD DIVISION |  |  |  |  | 89 | 16.3 | 5.9 | 211111 | -119.019 | 35.367 |  | 106 | 999 |  |  |  | 93388 |  | R63-0036
06029 |  | California | Kern | 387011 | 49481013 | 46804412 | 1514305025 | 1013 | 1001 | TEXACO - BAKERSFIELD DIVISION |  |  |  |  | 89 | 16.3 | 5.9 | 211111 | -119.019 | 35.367 |  | 106 | 999 |  |  |  | 93388 |  | R63-0036
06029 |  | California | Kern | 387011 | 49481113 | 46804412 | 1514305025 | 1012 | 1001 | TEXACO - BAKERSFIELD DIVISION |  |  |  |  | 89 | 16.3 | 5.9 | 211111 | -119.019 | 35.367 |  | 106 | 999 |  |  |  | 93388 |  | R63-0036
06029 |  | California | Kern | 387011 | 49481213 | 46804412 | 1514305025 | 1011 | 1001 | TEXACO - BAKERSFIELD DIVISION |  |  |  |  | 89 | 16.3 | 5.9 | 211111 | -119.019 | 35.367 |  | 106 | 999 |  |  |  | 93388 |  | R63-0036
06029 |  | California | Kern | 387011 | 49481313 | 46804412 | 1514305025 | 1010 | 1001 | TEXACO - BAKERSFIELD DIVISION |  |  |  |  | 89 | 16.3 | 5.9 | 211111 | -119.019 | 35.367 |  | 106 | 999 |  |  |  | 93388 |  | R63-0036
06029 |  | California | Kern | 387011 | 49481413 | 46804412 | 1514305025 | 1009 | 1001 | TEXACO - BAKERSFIELD DIVISION |  |  |  |  | 89 | 16.3 | 5.9 | 211111 | -119.019 | 35.367 |  | 106 | 999 |  |  |  | 93388 |  | R63-0036
06029 |  | California | Kern | 387011 | 49481713 | 46804412 | 1514305025 | 1017 | 1001 | TEXACO - BAKERSFIELD DIVISION |  |  |  |  | 89 | 16.3 | 5.9 | 211111 | -119.019 | 35.367 |  | 106 | 999 |  |  |  | 93388 |  | R63-0036
06029 |  | California | Kern | 387011 | 49481913 | 46820112 | 1514305025 | 2405 | 2401 | TEXACO - BAKERSFIELD DIVISION |  |  |  |  | 490 | 95.1 | 60.2 | 211111 | -119.019 | 35.367 |  | 106 | 999 |  |  |  | 93388 |  | R63-0036
06029 |  | California | Kern | 387011 | 49482113 | 46825012 | 1514305025 | 2508 | 2501 | TEXACO - BAKERSFIELD DIVISION |  |  |  |  | 89 | 16.3 | 5.9 | 211111 | -119.019 | 35.367 |  | 106 | 999 |  |  |  | 93388 |  | R63-0036
06029 |  | California | Kern | 387011 | 49482313 | 46825012 | 1514305025 | 2506 | 2501 | TEXACO - BAKERSFIELD DIVISION |  |  |  |  | 89 | 16.3 | 5.9 | 211111 | -119.019 | 35.367 |  | 106 | 999 |  |  |  | 93388 |  | R63-0036
06029 |  | California | Kern | 387011 | 49482413 | 46825012 | 1514305025 | 2505 | 2501 | TEXACO - BAKERSFIELD DIVISION |  |  |  |  | 89 | 16.3 | 5.9 | 211111 | -119.019 | 35.367 |  | 106 | 999 |  |  |  | 93388 |  | R63-0036
06029 |  | California | Kern | 387011 | 49482513 | 46825012 | 1514305025 | 2504 | 2501 | TEXACO - BAKERSFIELD DIVISION |  |  |  |  | 89 | 16.3 | 5.9 | 211111 | -119.019 | 35.367 |  | 106 | 999 |  |  |  | 93388 |  | R63-0036
06029 |  | California | Kern | 387011 | 49482613 | 46825012 | 1514305025 | 2503 | 2501 | TEXACO - BAKERSFIELD DIVISION |  |  |  |  | 89 | 16.3 | 5.9 | 211111 | -119.019 | 35.367 |  | 106 | 999 |  |  |  | 93388 |  | R63-0036
06029 |  | California | Kern | 387011 | 49482913 | 46845712 | 1514305025 | 3903 | 3901 | TEXACO - BAKERSFIELD DIVISION |  |  |  |  | 89 | 16.3 | 5.9 | 211111 | -119.019 | 35.367 |  | 106 | 999 |  |  |  | 93388 |  | R63-0036
06029 |  | California | Kern | 387011 | 49483113 | 46845712 | 1514305025 | 3902 | 3901 | TEXACO - BAKERSFIELD DIVISION |  |  |  |  | 89 | 16.3 | 5.9 | 211111 | -119.019 | 35.367 |  | 106 | 999 |  |  |  | 93388 |  | R63-0036
06029 |  | California | Kern | 387011 | 49483213 | 46845712 | 1514305025 | 3913 | 3901 | TEXACO - BAKERSFIELD DIVISION |  |  |  |  | 89 | 16.3 | 5.9 | 211111 | -119.019 | 35.367 |  | 106 | 999 |  |  |  | 93388 |  | R63-0036
06029 |  | California | Kern | 387011 | 49483413 | 46845712 | 1514305025 | 3917 | 3901 | TEXACO - BAKERSFIELD DIVISION |  |  |  |  | 89 | 16.3 | 5.9 | 211111 | -119.019 | 35.367 |  | 106 | 999 |  |  |  | 93388 |  | R63-0036
06029 |  | California | Kern | 387011 | 49483713 | 46845712 | 1514305025 | 3921 | 3901 | TEXACO - BAKERSFIELD DIVISION |  |  |  |  | 89 | 16.3 | 5.9 | 211111 | -119.019 | 35.367 |  | 106 | 999 |  |  |  | 93388 |  | R63-0036
06029 |  | California | Kern | 387011 | 49483913 | 46841512 | 1514305025 | 3814 | 3801 | TEXACO - BAKERSFIELD DIVISION |  |  |  |  | 490 | 95.1 | 60.2 | 211111 | -119.019 | 35.367 |  | 106 | 999 |  |  |  | 93388 |  | R63-0036
06029 |  | California | Kern | 387011 | 49484113 | 46810212 | 1514305025 | 4122 | 4101 | TEXACO - BAKERSFIELD DIVISION |  |  |  |  | 89 | 16.3 | 5.9 | 211111 | -119.019 | 35.367 |  | 106 | 999 |  |  |  | 93388 |  | R63-0036
06029 |  | California | Kern | 387011 | 49484313 | 46810212 | 1514305025 | 4118 | 4101 | TEXACO - BAKERSFIELD DIVISION |  |  |  |  | 89 | 16.3 | 5.9 | 211111 | -119.019 | 35.367 |  | 106 | 999 |  |  |  | 93388 |  | R63-0036
06029 |  | California | Kern | 387011 | 49484413 | 46841512 | 1514305025 | 3806 | 3801 | TEXACO - BAKERSFIELD DIVISION |  |  |  |  | 490 | 95.1 | 60.2 | 211111 | -119.019 | 35.367 |  | 106 | 999 |  |  |  | 93388 |  | R63-0036
06029 |  | California | Kern | 387011 | 49484613 | 46845712 | 1514305025 | 3904 | 3901 | TEXACO - BAKERSFIELD DIVISION |  |  |  |  | 89 | 16.3 | 5.9 | 211111 | -119.019 | 35.367 |  | 106 | 999 |  |  |  | 93388 |  | R63-0036
06029 |  | California | Kern | 387011 | 49484913 | 46817212 | 1514305025 | 4329 | 4301 | TEXACO - BAKERSFIELD DIVISION |  |  |  |  | 490 | 95.1 | 60.2 | 211111 | -119.019 | 35.367 |  | 106 | 999 |  |  |  | 93388 |  | R63-0036
06029 |  | California | Kern | 387011 | 49485013 | 46810212 | 1514305025 | 4126 | 4101 | TEXACO - BAKERSFIELD DIVISION |  |  |  |  | 89 | 16.3 | 5.9 | 211111 | -119.019 | 35.367 |  | 106 | 999 |  |  |  | 93388 |  | R63-0036
06029 |  | California | Kern | 387011 | 49485313 | 46841512 | 1514305025 | 3818 | 3801 | TEXACO - BAKERSFIELD DIVISION |  |  |  |  | 490 | 95.1 | 60.2 | 211111 | -119.019 | 35.367 |  | 106 | 999 |  |  |  | 93388 |  | R63-0036
06029 |  | California | Kern | 387011 | 49485413 | 46845712 | 1514305025 | 3901 | 3901 | TEXACO - BAKERSFIELD DIVISION |  |  |  |  | 89 | 16.3 | 5.9 | 211111 | -119.019 | 35.367 |  | 106 | 999 |  |  |  | 93388 |  | R63-0036
06029 |  | California | Kern | 387011 | 49485513 | 46841512 | 1514305025 | 3810 | 3801 | TEXACO - BAKERSFIELD DIVISION |  |  |  |  | 490 | 95.1 | 60.2 | 211111 | -119.019 | 35.367 |  | 106 | 999 |  |  |  | 93388 |  | R63-0036
06029 |  | California | Kern | 387011 | 49485713 | 46842412 | 1514305025 | 4009 | 4001 | TEXACO - BAKERSFIELD DIVISION |  |  |  |  | 89 | 16.3 | 5.9 | 211111 | -119.019 | 35.367 |  | 106 | 999 |  |  |  | 93388 |  | R63-0036
06029 |  | California | Kern | 387011 | 49486213 | 46842412 | 1514305025 | 4007 | 4001 | TEXACO - BAKERSFIELD DIVISION |  |  |  |  | 89 | 16.3 | 5.9 | 211111 | -119.019 | 35.367 |  | 106 | 999 |  |  |  | 93388 |  | R63-0036
06029 |  | California | Kern | 387011 | 49486413 | 46842412 | 1514305025 | 4006 | 4001 | TEXACO - BAKERSFIELD DIVISION |  |  |  |  | 89 | 16.3 | 5.9 | 211111 | -119.019 | 35.367 |  | 106 | 999 |  |  |  | 93388 |  | R63-0036
06029 |  | California | Kern | 387011 | 49487313 | 46845712 | 1514305025 | 3925 | 3901 | TEXACO - BAKERSFIELD DIVISION |  |  |  |  | 89 | 16.3 | 5.9 | 211111 | -119.019 | 35.367 |  | 106 | 999 |  |  |  | 93388 |  | R63-0036
06029 |  | California | Kern | 387011 | 49487513 | 46842412 | 1514305025 | 4008 | 4001 | TEXACO - BAKERSFIELD DIVISION |  |  |  |  | 89 | 16.3 | 5.9 | 211111 | -119.019 | 35.367 |  | 106 | 999 |  |  |  | 93388 |  | R63-0036
06029 |  | California | Kern | 387011 | 49487713 | 46842412 | 1514305025 | 4005 | 4001 | TEXACO - BAKERSFIELD DIVISION |  |  |  |  | 89 | 16.3 | 5.9 | 211111 | -119.019 | 35.367 |  | 106 | 999 |  |  |  | 93388 |  | R63-0036
06029 |  | California | Kern | 387011 | 49487813 | 46845712 | 1514305025 | 3954 | 3901 | TEXACO - BAKERSFIELD DIVISION |  |  |  |  | 89 | 16.3 | 5.9 | 211111 | -119.019 | 35.367 |  | 106 | 999 |  |  |  | 93388 |  | R63-0036
06029 |  | California | Kern | 387011 | 49487913 | 46842412 | 1514305025 | 4001 | 4001 | TEXACO - BAKERSFIELD DIVISION |  |  |  |  | 89 | 16.3 | 5.9 | 211111 | -119.019 | 35.367 |  | 106 | 999 |  |  |  | 93388 |  | R63-0036
06029 |  | California | Kern | 387011 | 49488013 | 46842412 | 1514305025 | 4002 | 4001 | TEXACO - BAKERSFIELD DIVISION |  |  |  |  | 89 | 16.3 | 5.9 | 211111 | -119.019 | 35.367 |  | 106 | 999 |  |  |  | 93388 |  | R63-0036
06029 |  | California | Kern | 387011 | 49488113 | 46842412 | 1514305025 | 4003 | 4001 | TEXACO - BAKERSFIELD DIVISION |  |  |  |  | 89 | 16.3 | 5.9 | 211111 | -119.019 | 35.367 |  | 106 | 999 |  |  |  | 93388 |  | R63-0036
06029 |  | California | Kern | 387011 | 49488213 | 46842412 | 1514305025 | 4004 | 4001 | TEXACO - BAKERSFIELD DIVISION |  |  |  |  | 89 | 16.3 | 5.9 | 211111 | -119.019 | 35.367 |  | 106 | 999 |  |  |  | 93388 |  | R63-0036
06029 |  | California | Kern | 387011 | 49488313 | 46845712 | 1514305025 | 3929 | 3901 | TEXACO - BAKERSFIELD DIVISION |  |  |  |  | 89 | 16.3 | 5.9 | 211111 | -119.019 | 35.367 |  | 106 | 999 |  |  |  | 93388 |  | R63-0036
06029 |  | California | Kern | 387011 | 49488413 | 46819212 | 1514305025 | 4504 | 4501 | TEXACO - BAKERSFIELD DIVISION |  |  |  |  | 490 | 95.1 | 60.2 | 211111 | -119.019 | 35.367 |  | 106 | 999 |  |  |  | 93388 |  | R63-0036
06029 |  | California | Kern | 387011 | 49488513 | 46819212 | 1514305025 | 4505 | 4501 | TEXACO - BAKERSFIELD DIVISION |  |  |  |  | 490 | 95.1 | 60.2 | 211111 | -119.019 | 35.367 |  | 106 | 999 |  |  |  | 93388 |  | R63-0036
06029 |  | California | Kern | 387011 | 49488613 | 46819212 | 1514305025 | 4506 | 4501 | TEXACO - BAKERSFIELD DIVISION |  |  |  |  | 490 | 95.1 | 60.2 | 211111 | -119.019 | 35.367 |  | 106 | 999 |  |  |  | 93388 |  | R63-0036
06029 |  | California | Kern | 387011 | 49488713 | 46819212 | 1514305025 | 4507 | 4501 | TEXACO - BAKERSFIELD DIVISION |  |  |  |  | 490 | 95.1 | 60.2 | 211111 | -119.019 | 35.367 |  | 106 | 999 |  |  |  | 93388 |  | R63-0036
06029 |  | California | Kern | 387011 | 49488813 | 46819212 | 1514305025 | 4508 | 4501 | TEXACO - BAKERSFIELD DIVISION |  |  |  |  | 490 | 95.1 | 60.2 | 211111 | -119.019 | 35.367 |  | 106 | 999 |  |  |  | 93388 |  | R63-0036
06029 |  | California | Kern | 387011 | 49488913 | 46819212 | 1514305025 | 4509 | 4501 | TEXACO - BAKERSFIELD DIVISION |  |  |  |  | 490 | 95.1 | 60.2 | 211111 | -119.019 | 35.367 |  | 106 | 999 |  |  |  | 93388 |  | R63-0036
06029 |  | California | Kern | 387011 | 49489013 | 46842512 | 1514305025 | 3505 | 3501 | TEXACO - BAKERSFIELD DIVISION |  |  |  |  | 490 | 95.1 | 60.2 | 211111 | -119.019 | 35.367 |  | 106 | 999 |  |  |  | 93388 |  | R63-0036
06029 |  | California | Kern | 387011 | 49489413 | 46842512 | 1514305025 | 3516 | 3501 | TEXACO - BAKERSFIELD DIVISION |  |  |  |  | 490 | 95.1 | 60.2 | 211111 | -119.019 | 35.367 |  | 106 | 999 |  |  |  | 93388 |  | R63-0036
06029 |  | California | Kern | 387011 | 49489613 | 46842512 | 1514305025 | 3514 | 3501 | TEXACO - BAKERSFIELD DIVISION |  |  |  |  | 490 | 95.1 | 60.2 | 211111 | -119.019 | 35.367 |  | 106 | 999 |  |  |  | 93388 |  | R63-0036
06029 |  | California | Kern | 387011 | 49489713 | 46842512 | 1514305025 | 3513 | 3501 | TEXACO - BAKERSFIELD DIVISION |  |  |  |  | 490 | 95.1 | 60.2 | 211111 | -119.019 | 35.367 |  | 106 | 999 |  |  |  | 93388 |  | R63-0036
06029 |  | California | Kern | 387011 | 49489813 | 46842512 | 1514305025 | 3512 | 3501 | TEXACO - BAKERSFIELD DIVISION |  |  |  |  | 490 | 95.1 | 60.2 | 211111 | -119.019 | 35.367 |  | 106 | 999 |  |  |  | 93388 |  | R63-0036
06029 |  | California | Kern | 387011 | 49489913 | 46842512 | 1514305025 | 3511 | 3501 | TEXACO - BAKERSFIELD DIVISION |  |  |  |  | 490 | 95.1 | 60.2 | 211111 | -119.019 | 35.367 |  | 106 | 999 |  |  |  | 93388 |  | R63-0036
06029 |  | California | Kern | 387011 | 49490013 | 46842512 | 1514305025 | 3510 | 3501 | TEXACO - BAKERSFIELD DIVISION |  |  |  |  | 490 | 95.1 | 60.2 | 211111 | -119.019 | 35.367 |  | 106 | 999 |  |  |  | 93388 |  | R63-0036
06029 |  | California | Kern | 387011 | 49490113 | 46842512 | 1514305025 | 3524 | 3501 | TEXACO - BAKERSFIELD DIVISION |  |  |  |  | 490 | 95.1 | 60.2 | 211111 | -119.019 | 35.367 |  | 106 | 999 |  |  |  | 93388 |  | R63-0036
06029 |  | California | Kern | 387011 | 49490213 | 46823612 | 1514305025 | 8215 | 8201 | TEXACO - BAKERSFIELD DIVISION |  |  |  |  | 490 | 95.1 | 60.2 | 211111 | -119.019 | 35.367 |  | 106 | 999 |  |  |  | 93388 |  | R63-0036
06029 |  | California | Kern | 387011 | 49490513 | 46824512 | 1514305025 | 3203 | 3201 | TEXACO - BAKERSFIELD DIVISION |  |  |  |  | 490 | 95.1 | 60.2 | 211111 | -119.019 | 35.367 |  | 106 | 999 |  |  |  | 93388 |  | R63-0036
06029 |  | California | Kern | 387011 | 49490613 | 46824512 | 1514305025 | 3202 | 3201 | TEXACO - BAKERSFIELD DIVISION |  |  |  |  | 490 | 95.1 | 60.2 | 211111 | -119.019 | 35.367 |  | 106 | 999 |  |  |  | 93388 |  | R63-0036
06029 |  | California | Kern | 387011 | 49490713 | 46824512 | 1514305025 | 3201 | 3201 | TEXACO - BAKERSFIELD DIVISION |  |  |  |  | 490 | 95.1 | 60.2 | 211111 | -119.019 | 35.367 |  | 106 | 999 |  |  |  | 93388 |  | R63-0036
06029 |  | California | Kern | 387011 | 49490813 | 46835812 | 1514305025 | 3127 | 3101 | TEXACO - BAKERSFIELD DIVISION |  |  |  |  | 490 | 95.1 | 60.2 | 211111 | -119.019 | 35.367 |  | 106 | 999 |  |  |  | 93388 |  | R63-0036
06029 |  | California | Kern | 387011 | 49491213 | 46824512 | 1514305025 | 3210 | 3201 | TEXACO - BAKERSFIELD DIVISION |  |  |  |  | 490 | 95.1 | 60.2 | 211111 | -119.019 | 35.367 |  | 106 | 999 |  |  |  | 93388 |  | R63-0036
06029 |  | California | Kern | 387011 | 49491413 | 46823612 | 1514305025 | 8201 | 8201 | TEXACO - BAKERSFIELD DIVISION |  |  |  |  | 490 | 95.1 | 60.2 | 211111 | -119.019 | 35.367 |  | 106 | 999 |  |  |  | 93388 |  | R63-0036
06029 |  | California | Kern | 387011 | 49491513 | 46815912 | 1514305025 | 8015 | 8001 | TEXACO - BAKERSFIELD DIVISION |  |  |  |  | 490 | 95.1 | 60.2 | 211111 | -119.019 | 35.367 |  | 106 | 999 |  |  |  | 93388 |  | R63-0036
06029 |  | California | Kern | 387011 | 49491613 | 46815912 | 1514305025 | 8010 | 8001 | TEXACO - BAKERSFIELD DIVISION |  |  |  |  | 490 | 95.1 | 60.2 | 211111 | -119.019 | 35.367 |  | 106 | 999 |  |  |  | 93388 |  | R63-0036
06029 |  | California | Kern | 387011 | 49491713 | 46815912 | 1514305025 | 8009 | 8001 | TEXACO - BAKERSFIELD DIVISION |  |  |  |  | 490 | 95.1 | 60.2 | 211111 | -119.019 | 35.367 |  | 106 | 999 |  |  |  | 93388 |  | R63-0036
06029 |  | California | Kern | 387011 | 49492013 | 46819212 | 1514305025 | 4502 | 4501 | TEXACO - BAKERSFIELD DIVISION |  |  |  |  | 490 | 95.1 | 60.2 | 211111 | -119.019 | 35.367 |  | 106 | 999 |  |  |  | 93388 |  | R63-0036
06029 |  | California | Kern | 387011 | 49492113 | 46835812 | 1514305025 | 3119 | 3101 | TEXACO - BAKERSFIELD DIVISION |  |  |  |  | 490 | 95.1 | 60.2 | 211111 | -119.019 | 35.367 |  | 106 | 999 |  |  |  | 93388 |  | R63-0036
06029 |  | California | Kern | 387011 | 49492213 | 46842812 | 1514305025 | 3311 | 3301 | TEXACO - BAKERSFIELD DIVISION |  |  |  |  | 490 | 95.1 | 60.2 | 211111 | -119.019 | 35.367 |  | 106 | 999 |  |  |  | 93388 |  | R63-0036
06029 |  | California | Kern | 387011 | 49492313 | 46842812 | 1514305025 | 3328 | 3301 | TEXACO - BAKERSFIELD DIVISION |  |  |  |  | 490 | 95.1 | 60.2 | 211111 | -119.019 | 35.367 |  | 106 | 999 |  |  |  | 93388 |  | R63-0036
06029 |  | California | Kern | 387011 | 49492413 | 46842812 | 1514305025 | 3327 | 3301 | TEXACO - BAKERSFIELD DIVISION |  |  |  |  | 490 | 95.1 | 60.2 | 211111 | -119.019 | 35.367 |  | 106 | 999 |  |  |  | 93388 |  | R63-0036
06029 |  | California | Kern | 387011 | 49492513 | 46842812 | 1514305025 | 3326 | 3301 | TEXACO - BAKERSFIELD DIVISION |  |  |  |  | 490 | 95.1 | 60.2 | 211111 | -119.019 | 35.367 |  | 106 | 999 |  |  |  | 93388 |  | R63-0036
06029 |  | California | Kern | 387011 | 49492613 | 46842812 | 1514305025 | 3323 | 3301 | TEXACO - BAKERSFIELD DIVISION |  |  |  |  | 490 | 95.1 | 60.2 | 211111 | -119.019 | 35.367 |  | 106 | 999 |  |  |  | 93388 |  | R63-0036
06029 |  | California | Kern | 387011 | 49492813 | 46842812 | 1514305025 | 3319 | 3301 | TEXACO - BAKERSFIELD DIVISION |  |  |  |  | 490 | 95.1 | 60.2 | 211111 | -119.019 | 35.367 |  | 106 | 999 |  |  |  | 93388 |  | R63-0036
06029 |  | California | Kern | 387011 | 49493013 | 46824512 | 1514305025 | 3205 | 3201 | TEXACO - BAKERSFIELD DIVISION |  |  |  |  | 490 | 95.1 | 60.2 | 211111 | -119.019 | 35.367 |  | 106 | 999 |  |  |  | 93388 |  | R63-0036
06029 |  | California | Kern | 387011 | 49493413 | 46842812 | 1514305025 | 3309 | 3301 | TEXACO - BAKERSFIELD DIVISION |  |  |  |  | 490 | 95.1 | 60.2 | 211111 | -119.019 | 35.367 |  | 106 | 999 |  |  |  | 93388 |  | R63-0036
06029 |  | California | Kern | 387011 | 49493513 | 46842812 | 1514305025 | 3308 | 3301 | TEXACO - BAKERSFIELD DIVISION |  |  |  |  | 490 | 95.1 | 60.2 | 211111 | -119.019 | 35.367 |  | 106 | 999 |  |  |  | 93388 |  | R63-0036
06029 |  | California | Kern | 387011 | 49493613 | 46842812 | 1514305025 | 3307 | 3301 | TEXACO - BAKERSFIELD DIVISION |  |  |  |  | 490 | 95.1 | 60.2 | 211111 | -119.019 | 35.367 |  | 106 | 999 |  |  |  | 93388 |  | R63-0036
06029 |  | California | Kern | 387011 | 49493713 | 46842812 | 1514305025 | 3306 | 3301 | TEXACO - BAKERSFIELD DIVISION |  |  |  |  | 490 | 95.1 | 60.2 | 211111 | -119.019 | 35.367 |  | 106 | 999 |  |  |  | 93388 |  | R63-0036
06029 |  | California | Kern | 387011 | 49493813 | 46842812 | 1514305025 | 3305 | 3301 | TEXACO - BAKERSFIELD DIVISION |  |  |  |  | 490 | 95.1 | 60.2 | 211111 | -119.019 | 35.367 |  | 106 | 999 |  |  |  | 93388 |  | R63-0036
06029 |  | California | Kern | 387011 | 49493913 | 46842812 | 1514305025 | 3304 | 3301 | TEXACO - BAKERSFIELD DIVISION |  |  |  |  | 490 | 95.1 | 60.2 | 211111 | -119.019 | 35.367 |  | 106 | 999 |  |  |  | 93388 |  | R63-0036
06029 |  | California | Kern | 387011 | 49494013 | 46842812 | 1514305025 | 3303 | 3301 | TEXACO - BAKERSFIELD DIVISION |  |  |  |  | 490 | 95.1 | 60.2 | 211111 | -119.019 | 35.367 |  | 106 | 999 |  |  |  | 93388 |  | R63-0036
06029 |  | California | Kern | 387011 | 49494113 | 46842812 | 1514305025 | 3315 | 3301 | TEXACO - BAKERSFIELD DIVISION |  |  |  |  | 490 | 95.1 | 60.2 | 211111 | -119.019 | 35.367 |  | 106 | 999 |  |  |  | 93388 |  | R63-0036
06029 |  | California | Kern | 387011 | 49494213 | 46819212 | 1514305025 | 4510 | 4501 | TEXACO - BAKERSFIELD DIVISION |  |  |  |  | 490 | 95.1 | 60.2 | 211111 | -119.019 | 35.367 |  | 106 | 999 |  |  |  | 93388 |  | R63-0036
06029 |  | California | Kern | 387011 | 49494413 | 46841512 | 1514305025 | 3803 | 3801 | TEXACO - BAKERSFIELD DIVISION |  |  |  |  | 490 | 95.1 | 60.2 | 211111 | -119.019 | 35.367 |  | 106 | 999 |  |  |  | 93388 |  | R63-0036
06029 |  | California | Kern | 387011 | 49494513 | 46841512 | 1514305025 | 3804 | 3801 | TEXACO - BAKERSFIELD DIVISION |  |  |  |  | 490 | 95.1 | 60.2 | 211111 | -119.019 | 35.367 |  | 106 | 999 |  |  |  | 93388 |  | R63-0036
06029 |  | California | Kern | 387011 | 49494713 | 46819212 | 1514305025 | 4518 | 4501 | TEXACO - BAKERSFIELD DIVISION |  |  |  |  | 490 | 95.1 | 60.2 | 211111 | -119.019 | 35.367 |  | 106 | 999 |  |  |  | 93388 |  | R63-0036
06029 |  | California | Kern | 387011 | 49494913 | 46819212 | 1514305025 | 4516 | 4501 | TEXACO - BAKERSFIELD DIVISION |  |  |  |  | 490 | 95.1 | 60.2 | 211111 | -119.019 | 35.367 |  | 106 | 999 |  |  |  | 93388 |  | R63-0036
06029 |  | California | Kern | 387011 | 49495013 | 46819212 | 1514305025 | 4515 | 4501 | TEXACO - BAKERSFIELD DIVISION |  |  |  |  | 490 | 95.1 | 60.2 | 211111 | -119.019 | 35.367 |  | 106 | 999 |  |  |  | 93388 |  | R63-0036
06029 |  | California | Kern | 387011 | 49495113 | 46819212 | 1514305025 | 4514 | 4501 | TEXACO - BAKERSFIELD DIVISION |  |  |  |  | 490 | 95.1 | 60.2 | 211111 | -119.019 | 35.367 |  | 106 | 999 |  |  |  | 93388 |  | R63-0036
06029 |  | California | Kern | 387011 | 49495213 | 46841512 | 1514305025 | 3801 | 3801 | TEXACO - BAKERSFIELD DIVISION |  |  |  |  | 490 | 95.1 | 60.2 | 211111 | -119.019 | 35.367 |  | 106 | 999 |  |  |  | 93388 |  | R63-0036
06029 |  | California | Kern | 387011 | 49495313 | 46819212 | 1514305025 | 4511 | 4501 | TEXACO - BAKERSFIELD DIVISION |  |  |  |  | 490 | 95.1 | 60.2 | 211111 | -119.019 | 35.367 |  | 106 | 999 |  |  |  | 93388 |  | R63-0036
06029 |  | California | Kern | 387011 | 49495413 | 46822312 | 1514305025 | 3755 | 3701 | TEXACO - BAKERSFIELD DIVISION |  |  |  |  | 89 | 16.3 | 5.9 | 211111 | -119.019 | 35.367 |  | 106 | 999 |  |  |  | 93388 |  | R63-0036
06029 |  | California | Kern | 387011 | 49495513 | 46818912 | 1514305025 | 4401 | 4401 | TEXACO - BAKERSFIELD DIVISION |  |  |  |  | 89 | 16.3 | 5.9 | 211111 | -119.019 | 35.367 |  | 106 | 999 |  |  |  | 93388 |  | R63-0036
06029 |  | California | Kern | 387011 | 49495613 | 46817212 | 1514305025 | 4337 | 4301 | TEXACO - BAKERSFIELD DIVISION |  |  |  |  | 490 | 95.1 | 60.2 | 211111 | -119.019 | 35.367 |  | 106 | 999 |  |  |  | 93388 |  | R63-0036
06029 |  | California | Kern | 387011 | 49495813 | 46817212 | 1514305025 | 4333 | 4301 | TEXACO - BAKERSFIELD DIVISION |  |  |  |  | 490 | 95.1 | 60.2 | 211111 | -119.019 | 35.367 |  | 106 | 999 |  |  |  | 93388 |  | R63-0036
06029 |  | California | Kern | 387011 | 49496213 | 46813512 | 1514305025 | 1436 | 1401 | TEXACO - BAKERSFIELD DIVISION |  |  |  |  | 89 | 16.3 | 5.9 | 211111 | -119.019 | 35.367 |  | 106 | 999 |  |  |  | 93388 |  | R63-0036
06029 |  | California | Kern | 387011 | 49496513 | 46801712 | 1514305025 | 2321 | 2301 | TEXACO - BAKERSFIELD DIVISION |  |  |  |  | 89 | 16.3 | 5.9 | 211111 | -119.019 | 35.367 |  | 106 | 999 |  |  |  | 93388 |  | R63-0036
06029 |  | California | Kern | 387011 | 49496713 | 46801712 | 1514305025 | 2317 | 2301 | TEXACO - BAKERSFIELD DIVISION |  |  |  |  | 89 | 16.3 | 5.9 | 211111 | -119.019 | 35.367 |  | 106 | 999 |  |  |  | 93388 |  | R63-0036
06029 |  | California | Kern | 387011 | 49497113 | 46839512 | 1514305025 | 2206 | 2201 | TEXACO - BAKERSFIELD DIVISION |  |  |  |  | 490 | 95.1 | 60.2 | 211111 | -119.019 | 35.367 |  | 106 | 999 |  |  |  | 93388 |  | R63-0036
06029 |  | California | Kern | 387011 | 49497513 | 46801712 | 1514305025 | 2307 | 2301 | TEXACO - BAKERSFIELD DIVISION |  |  |  |  | 89 | 16.3 | 5.9 | 211111 | -119.019 | 35.367 |  | 106 | 999 |  |  |  | 93388 |  | R63-0036
06029 |  | California | Kern | 387011 | 49497613 | 46801712 | 1514305025 | 2306 | 2301 | TEXACO - BAKERSFIELD DIVISION |  |  |  |  | 89 | 16.3 | 5.9 | 211111 | -119.019 | 35.367 |  | 106 | 999 |  |  |  | 93388 |  | R63-0036
06029 |  | California | Kern | 387011 | 49497713 | 46801712 | 1514305025 | 2305 | 2301 | TEXACO - BAKERSFIELD DIVISION |  |  |  |  | 89 | 16.3 | 5.9 | 211111 | -119.019 | 35.367 |  | 106 | 999 |  |  |  | 93388 |  | R63-0036
06029 |  | California | Kern | 387011 | 49497813 | 46801712 | 1514305025 | 2304 | 2301 | TEXACO - BAKERSFIELD DIVISION |  |  |  |  | 89 | 16.3 | 5.9 | 211111 | -119.019 | 35.367 |  | 106 | 999 |  |  |  | 93388 |  | R63-0036
06029 |  | California | Kern | 387011 | 49497913 | 46801712 | 1514305025 | 2303 | 2301 | TEXACO - BAKERSFIELD DIVISION |  |  |  |  | 89 | 16.3 | 5.9 | 211111 | -119.019 | 35.367 |  | 106 | 999 |  |  |  | 93388 |  | R63-0036
06029 |  | California | Kern | 387011 | 49498013 | 46801712 | 1514305025 | 2302 | 2301 | TEXACO - BAKERSFIELD DIVISION |  |  |  |  | 89 | 16.3 | 5.9 | 211111 | -119.019 | 35.367 |  | 106 | 999 |  |  |  | 93388 |  | R63-0036
06029 |  | California | Kern | 387011 | 49498113 | 46801712 | 1514305025 | 2301 | 2301 | TEXACO - BAKERSFIELD DIVISION |  |  |  |  | 89 | 16.3 | 5.9 | 211111 | -119.019 | 35.367 |  | 106 | 999 |  |  |  | 93388 |  | R63-0036
06029 |  | California | Kern | 387011 | 49498213 | 46839512 | 1514305025 | 2216 | 2201 | TEXACO - BAKERSFIELD DIVISION |  |  |  |  | 490 | 95.1 | 60.2 | 211111 | -119.019 | 35.367 |  | 106 | 999 |  |  |  | 93388 |  | R63-0036
06029 |  | California | Kern | 387011 | 49498413 | 46839512 | 1514305025 | 2212 | 2201 | TEXACO - BAKERSFIELD DIVISION |  |  |  |  | 490 | 95.1 | 60.2 | 211111 | -119.019 | 35.367 |  | 106 | 999 |  |  |  | 93388 |  | R63-0036
06029 |  | California | Kern | 387011 | 49498713 | 46844212 | 1514305025 | 5419 | 5401 | TEXACO - BAKERSFIELD DIVISION |  |  |  |  | 490 | 95.1 | 60.2 | 211111 | -119.019 | 35.367 |  | 106 | 999 |  |  |  | 93388 |  | R63-0036
06029 |  | California | Kern | 387011 | 49498813 | 46844212 | 1514305025 | 5401 | 5401 | TEXACO - BAKERSFIELD DIVISION |  |  |  |  | 490 | 95.1 | 60.2 | 211111 | -119.019 | 35.367 |  | 106 | 999 |  |  |  | 93388 |  | R63-0036
06029 |  | California | Kern | 387011 | 49498913 | 46808812 | 1514305025 | 6012 | 6001 | TEXACO - BAKERSFIELD DIVISION |  |  |  |  | 490 | 95.1 | 60.2 | 211111 | -119.019 | 35.367 |  | 106 | 999 |  |  |  | 93388 |  | R63-0036
06029 |  | California | Kern | 387011 | 49499013 | 46808812 | 1514305025 | 6011 | 6001 | TEXACO - BAKERSFIELD DIVISION |  |  |  |  | 490 | 95.1 | 60.2 | 211111 | -119.019 | 35.367 |  | 106 | 999 |  |  |  | 93388 |  | R63-0036
06029 |  | California | Kern | 387011 | 49499913 | 46800412 | 1514305025 | 6201 | 6201 | TEXACO - BAKERSFIELD DIVISION |  |  |  |  | 490 | 95.1 | 60.2 | 211111 | -119.019 | 35.367 |  | 106 | 999 |  |  |  | 93388 |  | R63-0036
06029 |  | California | Kern | 387011 | 49500013 | 46808812 | 1514305025 | 6001 | 6001 | TEXACO - BAKERSFIELD DIVISION |  |  |  |  | 490 | 95.1 | 60.2 | 211111 | -119.019 | 35.367 |  | 106 | 999 |  |  |  | 93388 |  | R63-0036
06029 |  | California | Kern | 387011 | 49500313 | 46844212 | 1514305025 | 5415 | 5401 | TEXACO - BAKERSFIELD DIVISION |  |  |  |  | 490 | 95.1 | 60.2 | 211111 | -119.019 | 35.367 |  | 106 | 999 |  |  |  | 93388 |  | R63-0036
06029 |  | California | Kern | 387011 | 49500513 | 46844212 | 1514305025 | 5411 | 5401 | TEXACO - BAKERSFIELD DIVISION |  |  |  |  | 490 | 95.1 | 60.2 | 211111 | -119.019 | 35.367 |  | 106 | 999 |  |  |  | 93388 |  | R63-0036
06029 |  | California | Kern | 387011 | 49500613 | 46844212 | 1514305025 | 5409 | 5401 | TEXACO - BAKERSFIELD DIVISION |  |  |  |  | 490 | 95.1 | 60.2 | 211111 | -119.019 | 35.367 |  | 106 | 999 |  |  |  | 93388 |  | R63-0036
06029 |  | California | Kern | 387011 | 49500913 | 46844212 | 1514305025 | 5406 | 5401 | TEXACO - BAKERSFIELD DIVISION |  |  |  |  | 490 | 95.1 | 60.2 | 211111 | -119.019 | 35.367 |  | 106 | 999 |  |  |  | 93388 |  | R63-0036
06029 |  | California | Kern | 387011 | 49501013 | 46844212 | 1514305025 | 5405 | 5401 | TEXACO - BAKERSFIELD DIVISION |  |  |  |  | 490 | 95.1 | 60.2 | 211111 | -119.019 | 35.367 |  | 106 | 999 |  |  |  | 93388 |  | R63-0036
06029 |  | California | Kern | 387011 | 49501213 | 46844212 | 1514305025 | 5403 | 5401 | TEXACO - BAKERSFIELD DIVISION |  |  |  |  | 490 | 95.1 | 60.2 | 211111 | -119.019 | 35.367 |  | 106 | 999 |  |  |  | 93388 |  | R63-0036
06029 |  | California | Kern | 387011 | 49501513 | 46800012 | 1514305025 | 6401 | 6401 | TEXACO - BAKERSFIELD DIVISION |  |  |  |  | 490 | 95.1 | 60.2 | 211111 | -119.019 | 35.367 |  | 106 | 999 |  |  |  | 93388 |  | R63-0036
06029 |  | California | Kern | 387011 | 49501913 | 46800012 | 1514305025 | 6406 | 6401 | TEXACO - BAKERSFIELD DIVISION |  |  |  |  | 490 | 95.1 | 60.2 | 211111 | -119.019 | 35.367 |  | 106 | 999 |  |  |  | 93388 |  | R63-0036
06029 |  | California | Kern | 387011 | 49502013 | 46800012 | 1514305025 | 6407 | 6401 | TEXACO - BAKERSFIELD DIVISION |  |  |  |  | 490 | 95.1 | 60.2 | 211111 | -119.019 | 35.367 |  | 106 | 999 |  |  |  | 93388 |  | R63-0036
06029 |  | California | Kern | 387011 | 49502113 | 46800012 | 1514305025 | 6415 | 6401 | TEXACO - BAKERSFIELD DIVISION |  |  |  |  | 490 | 95.1 | 60.2 | 211111 | -119.019 | 35.367 |  | 106 | 999 |  |  |  | 93388 |  | R63-0036
06029 |  | California | Kern | 387011 | 49502213 | 46835112 | 1514305025 | 6601 | 6601 | TEXACO - BAKERSFIELD DIVISION |  |  |  |  | 490 | 95.1 | 60.2 | 211111 | -119.019 | 35.367 |  | 106 | 999 |  |  |  | 93388 |  | R63-0036
06029 |  | California | Kern | 387011 | 49502713 | 46808812 | 1514305025 | 6015 | 6001 | TEXACO - BAKERSFIELD DIVISION |  |  |  |  | 490 | 95.1 | 60.2 | 211111 | -119.019 | 35.367 |  | 106 | 999 |  |  |  | 93388 |  | R63-0036
06029 |  | California | Kern | 387011 | 49502913 | 46832812 | 1514305025 | 5325 | 5301 | TEXACO - BAKERSFIELD DIVISION |  |  |  |  | 490 | 95.1 | 60.2 | 211111 | -119.019 | 35.367 |  | 106 | 999 |  |  |  | 93388 |  | R63-0036
06029 |  | California | Kern | 387011 | 49503013 | 46800412 | 1514305025 | 6215 | 6201 | TEXACO - BAKERSFIELD DIVISION |  |  |  |  | 490 | 95.1 | 60.2 | 211111 | -119.019 | 35.367 |  | 106 | 999 |  |  |  | 93388 |  | R63-0036
06029 |  | California | Kern | 387011 | 49503113 | 46800412 | 1514305025 | 6214 | 6201 | TEXACO - BAKERSFIELD DIVISION |  |  |  |  | 490 | 95.1 | 60.2 | 211111 | -119.019 | 35.367 |  | 106 | 999 |  |  |  | 93388 |  | R63-0036
06029 |  | California | Kern | 387011 | 49503213 | 46800412 | 1514305025 | 6213 | 6201 | TEXACO - BAKERSFIELD DIVISION |  |  |  |  | 490 | 95.1 | 60.2 | 211111 | -119.019 | 35.367 |  | 106 | 999 |  |  |  | 93388 |  | R63-0036
06029 |  | California | Kern | 387011 | 49504113 | 46805612 | 1514305025 | 4231 | 4201 | TEXACO - BAKERSFIELD DIVISION |  |  |  |  | 490 | 95.1 | 60.2 | 211111 | -119.019 | 35.367 |  | 106 | 999 |  |  |  | 93388 |  | R63-0036
06029 |  | California | Kern | 387011 | 49504313 | 46805612 | 1514305025 | 4227 | 4201 | TEXACO - BAKERSFIELD DIVISION |  |  |  |  | 490 | 95.1 | 60.2 | 211111 | -119.019 | 35.367 |  | 106 | 999 |  |  |  | 93388 |  | R63-0036
06029 |  | California | Kern | 387011 | 49504513 | 46805612 | 1514305025 | 4223 | 4201 | TEXACO - BAKERSFIELD DIVISION |  |  |  |  | 490 | 95.1 | 60.2 | 211111 | -119.019 | 35.367 |  | 106 | 999 |  |  |  | 93388 |  | R63-0036
06029 |  | California | Kern | 387011 | 49504713 | 46805612 | 1514305025 | 4219 | 4201 | TEXACO - BAKERSFIELD DIVISION |  |  |  |  | 490 | 95.1 | 60.2 | 211111 | -119.019 | 35.367 |  | 106 | 999 |  |  |  | 93388 |  | R63-0036
06029 |  | California | Kern | 387011 | 49504913 | 46817212 | 1514305025 | 4317 | 4301 | TEXACO - BAKERSFIELD DIVISION |  |  |  |  | 490 | 95.1 | 60.2 | 211111 | -119.019 | 35.367 |  | 106 | 999 |  |  |  | 93388 |  | R63-0036
06029 |  | California | Kern | 387011 | 49505013 | 46817212 | 1514305025 | 4302 | 4301 | TEXACO - BAKERSFIELD DIVISION |  |  |  |  | 490 | 95.1 | 60.2 | 211111 | -119.019 | 35.367 |  | 106 | 999 |  |  |  | 93388 |  | R63-0036
06029 |  | California | Kern | 387011 | 49505213 | 46832012 | 1514305025 | 4729 | 4701 | TEXACO - BAKERSFIELD DIVISION |  |  |  |  | 490 | 95.1 | 60.2 | 211111 | -119.019 | 35.367 |  | 106 | 999 |  |  |  | 93388 |  | R63-0036
06029 |  | California | Kern | 387011 | 49505413 | 46832012 | 1514305025 | 4725 | 4701 | TEXACO - BAKERSFIELD DIVISION |  |  |  |  | 490 | 95.1 | 60.2 | 211111 | -119.019 | 35.367 |  | 106 | 999 |  |  |  | 93388 |  | R63-0036
06029 |  | California | Kern | 387011 | 49505613 | 46832012 | 1514305025 | 4721 | 4701 | TEXACO - BAKERSFIELD DIVISION |  |  |  |  | 490 | 95.1 | 60.2 | 211111 | -119.019 | 35.367 |  | 106 | 999 |  |  |  | 93388 |  | R63-0036
06029 |  | California | Kern | 387011 | 49505813 | 46832012 | 1514305025 | 4717 | 4701 | TEXACO - BAKERSFIELD DIVISION |  |  |  |  | 490 | 95.1 | 60.2 | 211111 | -119.019 | 35.367 |  | 106 | 999 |  |  |  | 93388 |  | R63-0036
06029 |  | California | Kern | 387011 | 49506013 | 46832012 | 1514305025 | 4713 | 4701 | TEXACO - BAKERSFIELD DIVISION |  |  |  |  | 490 | 95.1 | 60.2 | 211111 | -119.019 | 35.367 |  | 106 | 999 |  |  |  | 93388 |  | R63-0036
06029 |  | California | Kern | 387011 | 49506213 | 46832012 | 1514305025 | 4711 | 4701 | TEXACO - BAKERSFIELD DIVISION |  |  |  |  | 490 | 95.1 | 60.2 | 211111 | -119.019 | 35.367 |  | 106 | 999 |  |  |  | 93388 |  | R63-0036
06029 |  | California | Kern | 387011 | 49506313 | 46822912 | 1514305025 | 4801 | 4801 | TEXACO - BAKERSFIELD DIVISION |  |  |  |  | 89 | 16.3 | 5.9 | 211111 | -119.019 | 35.367 |  | 106 | 999 |  |  |  | 93388 |  | R63-0036
06029 |  | California | Kern | 387011 | 49506413 | 46832012 | 1514305025 | 4709 | 4701 | TEXACO - BAKERSFIELD DIVISION |  |  |  |  | 490 | 95.1 | 60.2 | 211111 | -119.019 | 35.367 |  | 106 | 999 |  |  |  | 93388 |  | R63-0036
06029 |  | California | Kern | 387011 | 49506513 | 46832012 | 1514305025 | 4708 | 4701 | TEXACO - BAKERSFIELD DIVISION |  |  |  |  | 490 | 95.1 | 60.2 | 211111 | -119.019 | 35.367 |  | 106 | 999 |  |  |  | 93388 |  | R63-0036
06029 |  | California | Kern | 387011 | 49506713 | 46832012 | 1514305025 | 4706 | 4701 | TEXACO - BAKERSFIELD DIVISION |  |  |  |  | 490 | 95.1 | 60.2 | 211111 | -119.019 | 35.367 |  | 106 | 999 |  |  |  | 93388 |  | R63-0036
06029 |  | California | Kern | 387011 | 49506813 | 46832012 | 1514305025 | 4705 | 4701 | TEXACO - BAKERSFIELD DIVISION |  |  |  |  | 490 | 95.1 | 60.2 | 211111 | -119.019 | 35.367 |  | 106 | 999 |  |  |  | 93388 |  | R63-0036
06029 |  | California | Kern | 387011 | 49507013 | 46832012 | 1514305025 | 4703 | 4701 | TEXACO - BAKERSFIELD DIVISION |  |  |  |  | 490 | 95.1 | 60.2 | 211111 | -119.019 | 35.367 |  | 106 | 999 |  |  |  | 93388 |  | R63-0036
06029 |  | California | Kern | 387011 | 49507113 | 46832012 | 1514305025 | 4702 | 4701 | TEXACO - BAKERSFIELD DIVISION |  |  |  |  | 490 | 95.1 | 60.2 | 211111 | -119.019 | 35.367 |  | 106 | 999 |  |  |  | 93388 |  | R63-0036
06029 |  | California | Kern | 387011 | 49507213 | 46832012 | 1514305025 | 4701 | 4701 | TEXACO - BAKERSFIELD DIVISION |  |  |  |  | 490 | 95.1 | 60.2 | 211111 | -119.019 | 35.367 |  | 106 | 999 |  |  |  | 93388 |  | R63-0036
06029 |  | California | Kern | 387011 | 49507313 | 46822312 | 1514305025 | 3716 | 3701 | TEXACO - BAKERSFIELD DIVISION |  |  |  |  | 89 | 16.3 | 5.9 | 211111 | -119.019 | 35.367 |  | 106 | 999 |  |  |  | 93388 |  | R63-0036
06029 |  | California | Kern | 387011 | 49507513 | 46822912 | 1514305025 | 4815 | 4801 | TEXACO - BAKERSFIELD DIVISION |  |  |  |  | 89 | 16.3 | 5.9 | 211111 | -119.019 | 35.367 |  | 106 | 999 |  |  |  | 93388 |  | R63-0036
06029 |  | California | Kern | 387011 | 49507713 | 46822912 | 1514305025 | 4836 | 4801 | TEXACO - BAKERSFIELD DIVISION |  |  |  |  | 89 | 16.3 | 5.9 | 211111 | -119.019 | 35.367 |  | 106 | 999 |  |  |  | 93388 |  | R63-0036
06029 |  | California | Kern | 387011 | 49507813 | 46822312 | 1514305025 | 3702 | 3701 | TEXACO - BAKERSFIELD DIVISION |  |  |  |  | 89 | 16.3 | 5.9 | 211111 | -119.019 | 35.367 |  | 106 | 999 |  |  |  | 93388 |  | R63-0036
06029 |  | California | Kern | 387011 | 49508013 | 46818912 | 1514305025 | 4417 | 4401 | TEXACO - BAKERSFIELD DIVISION |  |  |  |  | 89 | 16.3 | 5.9 | 211111 | -119.019 | 35.367 |  | 106 | 999 |  |  |  | 93388 |  | R63-0036
06029 |  | California | Kern | 387011 | 49508113 | 46830412 | 1514305025 | 1319 | 1301 | TEXACO - BAKERSFIELD DIVISION |  |  |  |  | 89 | 16.3 | 5.9 | 211111 | -119.019 | 35.367 |  | 106 | 999 |  |  |  | 93388 |  | R63-0036
06029 |  | California | Kern | 387011 | 49508213 | 46842312 | 1514305025 | 3656 | 3601 | TEXACO - BAKERSFIELD DIVISION |  |  |  |  | 490 | 95.1 | 60.2 | 211111 | -119.019 | 35.367 |  | 106 | 999 |  |  |  | 93388 |  | R63-0036
06029 |  | California | Kern | 387011 | 49508313 | 46818912 | 1514305025 | 4444 | 4401 | TEXACO - BAKERSFIELD DIVISION |  |  |  |  | 89 | 16.3 | 5.9 | 211111 | -119.019 | 35.367 |  | 106 | 999 |  |  |  | 93388 |  | R63-0036
06029 |  | California | Kern | 387011 | 49508413 | 46834412 | 1514305025 | 1207 | 1201 | TEXACO - BAKERSFIELD DIVISION |  |  |  |  | 490 | 95.1 | 60.2 | 211111 | -119.019 | 35.367 |  | 106 | 999 |  |  |  | 93388 |  | R63-0036
06029 |  | California | Kern | 387011 | 49508513 | 46830412 | 1514305025 | 1315 | 1301 | TEXACO - BAKERSFIELD DIVISION |  |  |  |  | 89 | 16.3 | 5.9 | 211111 | -119.019 | 35.367 |  | 106 | 999 |  |  |  | 93388 |  | R63-0036
06029 |  | California | Kern | 387011 | 49508613 | 46813512 | 1514305025 | 1412 | 1401 | TEXACO - BAKERSFIELD DIVISION |  |  |  |  | 89 | 16.3 | 5.9 | 211111 | -119.019 | 35.367 |  | 106 | 999 |  |  |  | 93388 |  | R63-0036
06029 |  | California | Kern | 387011 | 49508813 | 46813512 | 1514305025 | 1410 | 1401 | TEXACO - BAKERSFIELD DIVISION |  |  |  |  | 89 | 16.3 | 5.9 | 211111 | -119.019 | 35.367 |  | 106 | 999 |  |  |  | 93388 |  | R63-0036
06029 |  | California | Kern | 387011 | 49508913 | 46813512 | 1514305025 | 1409 | 1401 | TEXACO - BAKERSFIELD DIVISION |  |  |  |  | 89 | 16.3 | 5.9 | 211111 | -119.019 | 35.367 |  | 106 | 999 |  |  |  | 93388 |  | R63-0036
06029 |  | California | Kern | 387011 | 49509013 | 46813512 | 1514305025 | 1408 | 1401 | TEXACO - BAKERSFIELD DIVISION |  |  |  |  | 89 | 16.3 | 5.9 | 211111 | -119.019 | 35.367 |  | 106 | 999 |  |  |  | 93388 |  | R63-0036
06029 |  | California | Kern | 387011 | 49509113 | 46813512 | 1514305025 | 1407 | 1401 | TEXACO - BAKERSFIELD DIVISION |  |  |  |  | 89 | 16.3 | 5.9 | 211111 | -119.019 | 35.367 |  | 106 | 999 |  |  |  | 93388 |  | R63-0036
06029 |  | California | Kern | 387011 | 49509213 | 46813512 | 1514305025 | 1406 | 1401 | TEXACO - BAKERSFIELD DIVISION |  |  |  |  | 89 | 16.3 | 5.9 | 211111 | -119.019 | 35.367 |  | 106 | 999 |  |  |  | 93388 |  | R63-0036
06029 |  | California | Kern | 387011 | 49509313 | 46813512 | 1514305025 | 1405 | 1401 | TEXACO - BAKERSFIELD DIVISION |  |  |  |  | 89 | 16.3 | 5.9 | 211111 | -119.019 | 35.367 |  | 106 | 999 |  |  |  | 93388 |  | R63-0036
06029 |  | California | Kern | 387011 | 49509413 | 46813512 | 1514305025 | 1404 | 1401 | TEXACO - BAKERSFIELD DIVISION |  |  |  |  | 89 | 16.3 | 5.9 | 211111 | -119.019 | 35.367 |  | 106 | 999 |  |  |  | 93388 |  | R63-0036
06029 |  | California | Kern | 387011 | 49509513 | 46813512 | 1514305025 | 1416 | 1401 | TEXACO - BAKERSFIELD DIVISION |  |  |  |  | 89 | 16.3 | 5.9 | 211111 | -119.019 | 35.367 |  | 106 | 999 |  |  |  | 93388 |  | R63-0036
06029 |  | California | Kern | 387011 | 49509813 | 46842312 | 1514305025 | 3605 | 3601 | TEXACO - BAKERSFIELD DIVISION |  |  |  |  | 490 | 95.1 | 60.2 | 211111 | -119.019 | 35.367 |  | 106 | 999 |  |  |  | 93388 |  | R63-0036
06029 |  | California | Kern | 387011 | 49509913 | 46842312 | 1514305025 | 3606 | 3601 | TEXACO - BAKERSFIELD DIVISION |  |  |  |  | 490 | 95.1 | 60.2 | 211111 | -119.019 | 35.367 |  | 106 | 999 |  |  |  | 93388 |  | R63-0036
06029 |  | California | Kern | 387011 | 49510013 | 46813512 | 1514305025 | 1403 | 1401 | TEXACO - BAKERSFIELD DIVISION |  |  |  |  | 89 | 16.3 | 5.9 | 211111 | -119.019 | 35.367 |  | 106 | 999 |  |  |  | 93388 |  | R63-0036
06029 |  | California | Kern | 387011 | 49510113 | 46813512 | 1514305025 | 1402 | 1401 | TEXACO - BAKERSFIELD DIVISION |  |  |  |  | 89 | 16.3 | 5.9 | 211111 | -119.019 | 35.367 |  | 106 | 999 |  |  |  | 93388 |  | R63-0036
06029 |  | California | Kern | 387011 | 49510313 | 46813512 | 1514305025 | 1401 | 1401 | TEXACO - BAKERSFIELD DIVISION |  |  |  |  | 89 | 16.3 | 5.9 | 211111 | -119.019 | 35.367 |  | 106 | 999 |  |  |  | 93388 |  | R63-0036
06029 |  | California | Kern | 387011 | 49510413 | 46842512 | 1514305025 | 3506 | 3501 | TEXACO - BAKERSFIELD DIVISION |  |  |  |  | 490 | 95.1 | 60.2 | 211111 | -119.019 | 35.367 |  | 106 | 999 |  |  |  | 93388 |  | R63-0036
06029 |  | California | Kern | 387011 | 49510513 | 46838912 | 1514305025 | 140 | 640 | TEXACO - BAKERSFIELD DIVISION |  |  | 30 | 3 | 325 | 157.2 |  | 211111 | -119.019 | 35.367 |  | 106 | 999 |  |  |  | 93388 |  | R63-0040
06029 |  | California | Kern | 387011 | 49510613 | 46842312 | 1514305025 | 3608 | 3601 | TEXACO - BAKERSFIELD DIVISION |  |  |  |  | 490 | 95.1 | 60.2 | 211111 | -119.019 | 35.367 |  | 106 | 999 |  |  |  | 93388 |  | R63-0036
06029 |  | California | Kern | 387011 | 49510713 | 46842312 | 1514305025 | 3607 | 3601 | TEXACO - BAKERSFIELD DIVISION |  |  |  |  | 490 | 95.1 | 60.2 | 211111 | -119.019 | 35.367 |  | 106 | 999 |  |  |  | 93388 |  | R63-0036
06029 |  | California | Kern | 387011 | 49510813 | 46843112 | 1514305025 | 2902 | 2901 | TEXACO - BAKERSFIELD DIVISION |  |  |  |  | 490 | 95.1 | 60.2 | 211111 | -119.019 | 35.367 |  | 106 | 999 |  |  |  | 93388 |  | R63-0036
06029 |  | California | Kern | 387011 | 49510913 | 46842312 | 1514305025 | 3604 | 3601 | TEXACO - BAKERSFIELD DIVISION |  |  |  |  | 490 | 95.1 | 60.2 | 211111 | -119.019 | 35.367 |  | 106 | 999 |  |  |  | 93388 |  | R63-0036
06029 |  | California | Kern | 387011 | 49511013 | 46842312 | 1514305025 | 3613 | 3601 | TEXACO - BAKERSFIELD DIVISION |  |  |  |  | 490 | 95.1 | 60.2 | 211111 | -119.019 | 35.367 |  | 106 | 999 |  |  |  | 93388 |  | R63-0036
06029 |  | California | Kern | 387011 | 49511213 | 46832212 | 1514305025 | 139 | 639 | TEXACO - BAKERSFIELD DIVISION |  |  | 30 | 3 | 325 | 157.2 |  | 211111 | -119.019 | 35.367 |  | 106 | 999 |  |  |  | 93388 |  | R63-0040
06029 |  | California | Kern | 387011 | 49511313 | 46842312 | 1514305025 | 3629 | 3601 | TEXACO - BAKERSFIELD DIVISION |  |  |  |  | 490 | 95.1 | 60.2 | 211111 | -119.019 | 35.367 |  | 106 | 999 |  |  |  | 93388 |  | R63-0036
06029 |  | California | Kern | 387011 | 49511513 | 46842312 | 1514305025 | 3625 | 3601 | TEXACO - BAKERSFIELD DIVISION |  |  |  |  | 490 | 95.1 | 60.2 | 211111 | -119.019 | 35.367 |  | 106 | 999 |  |  |  | 93388 |  | R63-0036
06029 |  | California | Kern | 387011 | 49511713 | 46842312 | 1514305025 | 3621 | 3601 | TEXACO - BAKERSFIELD DIVISION |  |  |  |  | 490 | 95.1 | 60.2 | 211111 | -119.019 | 35.367 |  | 106 | 999 |  |  |  | 93388 |  | R63-0036
06029 |  | California | Kern | 387011 | 49511913 | 46842312 | 1514305025 | 3617 | 3601 | TEXACO - BAKERSFIELD DIVISION |  |  |  |  | 490 | 95.1 | 60.2 | 211111 | -119.019 | 35.367 |  | 106 | 999 |  |  |  | 93388 |  | R63-0036
06029 |  | California | Kern | 387011 | 49512213 | 46842312 | 1514305025 | 3614 | 3601 | TEXACO - BAKERSFIELD DIVISION |  |  |  |  | 490 | 95.1 | 60.2 | 211111 | -119.019 | 35.367 |  | 106 | 999 |  |  |  | 93388 |  | R63-0036
06029 |  | California | Kern | 387011 | 49512413 | 46842312 | 1514305025 | 3612 | 3601 | TEXACO - BAKERSFIELD DIVISION |  |  |  |  | 490 | 95.1 | 60.2 | 211111 | -119.019 | 35.367 |  | 106 | 999 |  |  |  | 93388 |  | R63-0036
06029 |  | California | Kern | 387011 | 49512513 | 46842312 | 1514305025 | 3611 | 3601 | TEXACO - BAKERSFIELD DIVISION |  |  |  |  | 490 | 95.1 | 60.2 | 211111 | -119.019 | 35.367 |  | 106 | 999 |  |  |  | 93388 |  | R63-0036
06029 |  | California | Kern | 387011 | 49512613 | 46842312 | 1514305025 | 3610 | 3601 | TEXACO - BAKERSFIELD DIVISION |  |  |  |  | 490 | 95.1 | 60.2 | 211111 | -119.019 | 35.367 |  | 106 | 999 |  |  |  | 93388 |  | R63-0036
06029 |  | California | Kern | 387011 | 49512713 | 46813512 | 1514305025 | 1432 | 1401 | TEXACO - BAKERSFIELD DIVISION |  |  |  |  | 89 | 16.3 | 5.9 | 211111 | -119.019 | 35.367 |  | 106 | 999 |  |  |  | 93388 |  | R63-0036
06029 |  | California | Kern | 387011 | 49512813 | 46842312 | 1514305025 | 3609 | 3601 | TEXACO - BAKERSFIELD DIVISION |  |  |  |  | 490 | 95.1 | 60.2 | 211111 | -119.019 | 35.367 |  | 106 | 999 |  |  |  | 93388 |  | R63-0036
06029 |  | California | Kern | 387011 | 49513013 | 46813512 | 1514305025 | 1428 | 1401 | TEXACO - BAKERSFIELD DIVISION |  |  |  |  | 89 | 16.3 | 5.9 | 211111 | -119.019 | 35.367 |  | 106 | 999 |  |  |  | 93388 |  | R63-0036
06029 |  | California | Kern | 387011 | 49513213 | 46813512 | 1514305025 | 1424 | 1401 | TEXACO - BAKERSFIELD DIVISION |  |  |  |  | 89 | 16.3 | 5.9 | 211111 | -119.019 | 35.367 |  | 106 | 999 |  |  |  | 93388 |  | R63-0036
06029 |  | California | Kern | 387011 | 49513413 | 46813512 | 1514305025 | 1420 | 1401 | TEXACO - BAKERSFIELD DIVISION |  |  |  |  | 89 | 16.3 | 5.9 | 211111 | -119.019 | 35.367 |  | 106 | 999 |  |  |  | 93388 |  | R63-0036
06029 |  | California | Kern | 387011 | 49513513 | 46842312 | 1514305025 | 3615 | 3601 | TEXACO - BAKERSFIELD DIVISION |  |  |  |  | 490 | 95.1 | 60.2 | 211111 | -119.019 | 35.367 |  | 106 | 999 |  |  |  | 93388 |  | R63-0036
06029 |  | California | Kern | 387011 | 49513613 | 46810212 | 1514305025 | 4104 | 4101 | TEXACO - BAKERSFIELD DIVISION |  |  |  |  | 89 | 16.3 | 5.9 | 211111 | -119.019 | 35.367 |  | 106 | 999 |  |  |  | 93388 |  | R63-0036
06029 |  | California | Kern | 387011 | 49513813 | 46818912 | 1514305025 | 4412 | 4401 | TEXACO - BAKERSFIELD DIVISION |  |  |  |  | 89 | 16.3 | 5.9 | 211111 | -119.019 | 35.367 |  | 106 | 999 |  |  |  | 93388 |  | R63-0036
06029 |  | California | Kern | 387011 | 49514013 | 46818912 | 1514305025 | 4414 | 4401 | TEXACO - BAKERSFIELD DIVISION |  |  |  |  | 89 | 16.3 | 5.9 | 211111 | -119.019 | 35.367 |  | 106 | 999 |  |  |  | 93388 |  | R63-0036
06029 |  | California | Kern | 387011 | 49514613 | 46818912 | 1514305025 | 4402 | 4401 | TEXACO - BAKERSFIELD DIVISION |  |  |  |  | 89 | 16.3 | 5.9 | 211111 | -119.019 | 35.367 |  | 106 | 999 |  |  |  | 93388 |  | R63-0036
06029 |  | California | Kern | 387011 | 49514713 | 46818912 | 1514305025 | 4403 | 4401 | TEXACO - BAKERSFIELD DIVISION |  |  |  |  | 89 | 16.3 | 5.9 | 211111 | -119.019 | 35.367 |  | 106 | 999 |  |  |  | 93388 |  | R63-0036
06029 |  | California | Kern | 387011 | 49514813 | 46818912 | 1514305025 | 4404 | 4401 | TEXACO - BAKERSFIELD DIVISION |  |  |  |  | 89 | 16.3 | 5.9 | 211111 | -119.019 | 35.367 |  | 106 | 999 |  |  |  | 93388 |  | R63-0036
06029 |  | California | Kern | 387011 | 49516113 | 46813512 | 1514305025 | 1525 | 1401 | TEXACO - BAKERSFIELD DIVISION |  |  |  |  | 89 | 16.3 | 5.9 | 211111 | -119.019 | 35.367 |  | 106 | 999 |  |  |  | 93388 |  | R63-0036
06029 |  | California | Kern | 387011 | 49516213 | 46813512 | 1514305025 | 1526 | 1401 | TEXACO - BAKERSFIELD DIVISION |  |  |  |  | 89 | 16.3 | 5.9 | 211111 | -119.019 | 35.367 |  | 106 | 999 |  |  |  | 93388 |  | R63-0036
06029 |  | California | Kern | 387011 | 49516313 | 46813512 | 1514305025 | 1527 | 1401 | TEXACO - BAKERSFIELD DIVISION |  |  |  |  | 89 | 16.3 | 5.9 | 211111 | -119.019 | 35.367 |  | 106 | 999 |  |  |  | 93388 |  | R63-0036
06029 |  | California | Kern | 387011 | 49516413 | 46822912 | 1514305025 | 4809 | 4801 | TEXACO - BAKERSFIELD DIVISION |  |  |  |  | 89 | 16.3 | 5.9 | 211111 | -119.019 | 35.367 |  | 106 | 999 |  |  |  | 93388 |  | R63-0036
06029 |  | California | Kern | 387011 | 49516513 | 46822912 | 1514305025 | 4810 | 4801 | TEXACO - BAKERSFIELD DIVISION |  |  |  |  | 89 | 16.3 | 5.9 | 211111 | -119.019 | 35.367 |  | 106 | 999 |  |  |  | 93388 |  | R63-0036
06029 |  | California | Kern | 387011 | 49516613 | 46810212 | 1514305025 | 4106 | 4101 | TEXACO - BAKERSFIELD DIVISION |  |  |  |  | 89 | 16.3 | 5.9 | 211111 | -119.019 | 35.367 |  | 106 | 999 |  |  |  | 93388 |  | R63-0036
06029 |  | California | Kern | 387011 | 49516713 | 46810212 | 1514305025 | 4107 | 4101 | TEXACO - BAKERSFIELD DIVISION |  |  |  |  | 89 | 16.3 | 5.9 | 211111 | -119.019 | 35.367 |  | 106 | 999 |  |  |  | 93388 |  | R63-0036
06029 |  | California | Kern | 387011 | 49516813 | 46810212 | 1514305025 | 4108 | 4101 | TEXACO - BAKERSFIELD DIVISION |  |  |  |  | 89 | 16.3 | 5.9 | 211111 | -119.019 | 35.367 |  | 106 | 999 |  |  |  | 93388 |  | R63-0036
06029 |  | California | Kern | 387011 | 49516913 | 46810212 | 1514305025 | 4109 | 4101 | TEXACO - BAKERSFIELD DIVISION |  |  |  |  | 89 | 16.3 | 5.9 | 211111 | -119.019 | 35.367 |  | 106 | 999 |  |  |  | 93388 |  | R63-0036
06029 |  | California | Kern | 387011 | 49517013 | 46810212 | 1514305025 | 4110 | 4101 | TEXACO - BAKERSFIELD DIVISION |  |  |  |  | 89 | 16.3 | 5.9 | 211111 | -119.019 | 35.367 |  | 106 | 999 |  |  |  | 93388 |  | R63-0036
06029 |  | California | Kern | 387011 | 49517113 | 46810212 | 1514305025 | 4111 | 4101 | TEXACO - BAKERSFIELD DIVISION |  |  |  |  | 89 | 16.3 | 5.9 | 211111 | -119.019 | 35.367 |  | 106 | 999 |  |  |  | 93388 |  | R63-0036
06029 |  | California | Kern | 387011 | 49517213 | 46810212 | 1514305025 | 4112 | 4101 | TEXACO - BAKERSFIELD DIVISION |  |  |  |  | 89 | 16.3 | 5.9 | 211111 | -119.019 | 35.367 |  | 106 | 999 |  |  |  | 93388 |  | R63-0036
06029 |  | California | Kern | 387011 | 49517413 | 46813512 | 1514305025 | 1508 | 1401 | TEXACO - BAKERSFIELD DIVISION |  |  |  |  | 89 | 16.3 | 5.9 | 211111 | -119.019 | 35.367 |  | 106 | 999 |  |  |  | 93388 |  | R63-0036
06029 |  | California | Kern | 387011 | 49517913 | 46840112 | 1514305025 | 1504 | 1504 | TEXACO - BAKERSFIELD DIVISION |  |  |  |  | 434 | 99.7 | 30.5 | 211111 | -119.019 | 35.367 |  | 106 | 999 |  |  |  | 93388 |  | R63-0036
06029 |  | California | Kern | 387011 | 49518113 | 46813512 | 1514305025 | 1507 | 1401 | TEXACO - BAKERSFIELD DIVISION |  |  |  |  | 89 | 16.3 | 5.9 | 211111 | -119.019 | 35.367 |  | 106 | 999 |  |  |  | 93388 |  | R63-0036
06029 |  | California | Kern | 387011 | 49518213 | 46810212 | 1514305025 | 4114 | 4101 | TEXACO - BAKERSFIELD DIVISION |  |  |  |  | 89 | 16.3 | 5.9 | 211111 | -119.019 | 35.367 |  | 106 | 999 |  |  |  | 93388 |  | R63-0036
06029 |  | California | Kern | 387011 | 49518313 | 46813512 | 1514305025 | 1509 | 1401 | TEXACO - BAKERSFIELD DIVISION |  |  |  |  | 89 | 16.3 | 5.9 | 211111 | -119.019 | 35.367 |  | 106 | 999 |  |  |  | 93388 |  | R63-0036
06029 |  | California | Kern | 387011 | 49518413 | 46813512 | 1514305025 | 1510 | 1401 | TEXACO - BAKERSFIELD DIVISION |  |  |  |  | 89 | 16.3 | 5.9 | 211111 | -119.019 | 35.367 |  | 106 | 999 |  |  |  | 93388 |  | R63-0036
06029 |  | California | Kern | 387011 | 49518513 | 46813512 | 1514305025 | 1511 | 1401 | TEXACO - BAKERSFIELD DIVISION |  |  |  |  | 89 | 16.3 | 5.9 | 211111 | -119.019 | 35.367 |  | 106 | 999 |  |  |  | 93388 |  | R63-0036
06029 |  | California | Kern | 387011 | 49518613 | 46813512 | 1514305025 | 1515 | 1401 | TEXACO - BAKERSFIELD DIVISION |  |  |  |  | 89 | 16.3 | 5.9 | 211111 | -119.019 | 35.367 |  | 106 | 999 |  |  |  | 93388 |  | R63-0036
06029 |  | California | Kern | 387011 | 49518913 | 46813512 | 1514305025 | 1506 | 1401 | TEXACO - BAKERSFIELD DIVISION |  |  |  |  | 89 | 16.3 | 5.9 | 211111 | -119.019 | 35.367 |  | 106 | 999 |  |  |  | 93388 |  | R63-0036
06029 |  | California | Kern | 387011 | 49519213 | 46845712 | 1514305025 | 3905 | 3901 | TEXACO - BAKERSFIELD DIVISION |  |  |  |  | 89 | 16.3 | 5.9 | 211111 | -119.019 | 35.367 |  | 106 | 999 |  |  |  | 93388 |  | R63-0036
06029 |  | California | Kern | 387011 | 49519313 | 46845712 | 1514305025 | 3906 | 3901 | TEXACO - BAKERSFIELD DIVISION |  |  |  |  | 89 | 16.3 | 5.9 | 211111 | -119.019 | 35.367 |  | 106 | 999 |  |  |  | 93388 |  | R63-0036
06029 |  | California | Kern | 387011 | 49519413 | 46845712 | 1514305025 | 3907 | 3901 | TEXACO - BAKERSFIELD DIVISION |  |  |  |  | 89 | 16.3 | 5.9 | 211111 | -119.019 | 35.367 |  | 106 | 999 |  |  |  | 93388 |  | R63-0036
06029 |  | California | Kern | 387011 | 49519613 | 46834712 | 1514305025 | 1102 | 1101 | TEXACO - BAKERSFIELD DIVISION |  |  |  |  | 490 | 95.1 | 60.2 | 211111 | -119.019 | 35.367 |  | 106 | 999 |  |  |  | 93388 |  | R63-0036
06029 |  | California | Kern | 387011 | 49520613 | 46834412 | 1514305025 | 1202 | 1201 | TEXACO - BAKERSFIELD DIVISION |  |  |  |  | 490 | 95.1 | 60.2 | 211111 | -119.019 | 35.367 |  | 106 | 999 |  |  |  | 93388 |  | R63-0036
06029 |  | California | Kern | 387011 | 49520713 | 46834412 | 1514305025 | 1201 | 1201 | TEXACO - BAKERSFIELD DIVISION |  |  |  |  | 490 | 95.1 | 60.2 | 211111 | -119.019 | 35.367 |  | 106 | 999 |  |  |  | 93388 |  | R63-0036
06029 |  | California | Kern | 387011 | 49520813 | 46834712 | 1514305025 | 1137 | 1101 | TEXACO - BAKERSFIELD DIVISION |  |  |  |  | 490 | 95.1 | 60.2 | 211111 | -119.019 | 35.367 |  | 106 | 999 |  |  |  | 93388 |  | R63-0036
06029 |  | California | Kern | 387011 | 49521013 | 46834712 | 1514305025 | 1119 | 1101 | TEXACO - BAKERSFIELD DIVISION |  |  |  |  | 490 | 95.1 | 60.2 | 211111 | -119.019 | 35.367 |  | 106 | 999 |  |  |  | 93388 |  | R63-0036
06029 |  | California | Kern | 387011 | 49521213 | 46834712 | 1514305025 | 1115 | 1101 | TEXACO - BAKERSFIELD DIVISION |  |  |  |  | 490 | 95.1 | 60.2 | 211111 | -119.019 | 35.367 |  | 106 | 999 |  |  |  | 93388 |  | R63-0036
06029 |  | California | Kern | 387011 | 49521313 | 46804412 | 1514305025 | 1068 | 1001 | TEXACO - BAKERSFIELD DIVISION |  |  |  |  | 89 | 16.3 | 5.9 | 211111 | -119.019 | 35.367 |  | 106 | 999 |  |  |  | 93388 |  | R63-0036
06029 |  | California | Kern | 387011 | 49521413 | 46834712 | 1514305025 | 1111 | 1101 | TEXACO - BAKERSFIELD DIVISION |  |  |  |  | 490 | 95.1 | 60.2 | 211111 | -119.019 | 35.367 |  | 106 | 999 |  |  |  | 93388 |  | R63-0036
06029 |  | California | Kern | 387011 | 49521513 | 46834712 | 1514305025 | 1101 | 1101 | TEXACO - BAKERSFIELD DIVISION |  |  |  |  | 490 | 95.1 | 60.2 | 211111 | -119.019 | 35.367 |  | 106 | 999 |  |  |  | 93388 |  | R63-0036
06029 |  | California | Kern | 387011 | 49521613 | 46834712 | 1514305025 | 1109 | 1101 | TEXACO - BAKERSFIELD DIVISION |  |  |  |  | 490 | 95.1 | 60.2 | 211111 | -119.019 | 35.367 |  | 106 | 999 |  |  |  | 93388 |  | R63-0036
06029 |  | California | Kern | 387011 | 49521713 | 46834712 | 1514305025 | 1108 | 1101 | TEXACO - BAKERSFIELD DIVISION |  |  |  |  | 490 | 95.1 | 60.2 | 211111 | -119.019 | 35.367 |  | 106 | 999 |  |  |  | 93388 |  | R63-0036
06029 |  | California | Kern | 387011 | 49521813 | 46834712 | 1514305025 | 1107 | 1101 | TEXACO - BAKERSFIELD DIVISION |  |  |  |  | 490 | 95.1 | 60.2 | 211111 | -119.019 | 35.367 |  | 106 | 999 |  |  |  | 93388 |  | R63-0036
06029 |  | California | Kern | 387011 | 49521913 | 46834712 | 1514305025 | 1106 | 1101 | TEXACO - BAKERSFIELD DIVISION |  |  |  |  | 490 | 95.1 | 60.2 | 211111 | -119.019 | 35.367 |  | 106 | 999 |  |  |  | 93388 |  | R63-0036
06029 |  | California | Kern | 387011 | 49522113 | 46822912 | 1514305025 | 4832 | 4801 | TEXACO - BAKERSFIELD DIVISION |  |  |  |  | 89 | 16.3 | 5.9 | 211111 | -119.019 | 35.367 |  | 106 | 999 |  |  |  | 93388 |  | R63-0036
06029 |  | California | Kern | 387011 | 49522313 | 46822912 | 1514305025 | 4828 | 4801 | TEXACO - BAKERSFIELD DIVISION |  |  |  |  | 89 | 16.3 | 5.9 | 211111 | -119.019 | 35.367 |  | 106 | 999 |  |  |  | 93388 |  | R63-0036
06029 |  | California | Kern | 387011 | 49522513 | 46822912 | 1514305025 | 4824 | 4801 | TEXACO - BAKERSFIELD DIVISION |  |  |  |  | 89 | 16.3 | 5.9 | 211111 | -119.019 | 35.367 |  | 106 | 999 |  |  |  | 93388 |  | R63-0036
06029 |  | California | Kern | 387011 | 49522713 | 46822912 | 1514305025 | 4820 | 4801 | TEXACO - BAKERSFIELD DIVISION |  |  |  |  | 89 | 16.3 | 5.9 | 211111 | -119.019 | 35.367 |  | 106 | 999 |  |  |  | 93388 |  | R63-0036
06029 |  | California | Kern | 387011 | 49523013 | 46832012 | 1514305025 | 4733 | 4701 | TEXACO - BAKERSFIELD DIVISION |  |  |  |  | 490 | 95.1 | 60.2 | 211111 | -119.019 | 35.367 |  | 106 | 999 |  |  |  | 93388 |  | R63-0036
06029 |  | California | Kern | 387011 | 49523113 | 46822912 | 1514305025 | 4814 | 4801 | TEXACO - BAKERSFIELD DIVISION |  |  |  |  | 89 | 16.3 | 5.9 | 211111 | -119.019 | 35.367 |  | 106 | 999 |  |  |  | 93388 |  | R63-0036
06029 |  | California | Kern | 387011 | 49523413 | 46822912 | 1514305025 | 4811 | 4801 | TEXACO - BAKERSFIELD DIVISION |  |  |  |  | 89 | 16.3 | 5.9 | 211111 | -119.019 | 35.367 |  | 106 | 999 |  |  |  | 93388 |  | R63-0036
06029 |  | California | Kern | 387011 | 49523513 | 46822912 | 1514305025 | 4806 | 4801 | TEXACO - BAKERSFIELD DIVISION |  |  |  |  | 89 | 16.3 | 5.9 | 211111 | -119.019 | 35.367 |  | 106 | 999 |  |  |  | 93388 |  | R63-0036
06029 |  | California | Kern | 387011 | 49523613 | 46822912 | 1514305025 | 4805 | 4801 | TEXACO - BAKERSFIELD DIVISION |  |  |  |  | 89 | 16.3 | 5.9 | 211111 | -119.019 | 35.367 |  | 106 | 999 |  |  |  | 93388 |  | R63-0036
06029 |  | California | Kern | 387011 | 49523713 | 46822912 | 1514305025 | 4804 | 4801 | TEXACO - BAKERSFIELD DIVISION |  |  |  |  | 89 | 16.3 | 5.9 | 211111 | -119.019 | 35.367 |  | 106 | 999 |  |  |  | 93388 |  | R63-0036
06029 |  | California | Kern | 387011 | 49523813 | 46822912 | 1514305025 | 4803 | 4801 | TEXACO - BAKERSFIELD DIVISION |  |  |  |  | 89 | 16.3 | 5.9 | 211111 | -119.019 | 35.367 |  | 106 | 999 |  |  |  | 93388 |  | R63-0036
06029 |  | California | Kern | 387011 | 49523913 | 46822912 | 1514305025 | 4802 | 4801 | TEXACO - BAKERSFIELD DIVISION |  |  |  |  | 89 | 16.3 | 5.9 | 211111 | -119.019 | 35.367 |  | 106 | 999 |  |  |  | 93388 |  | R63-0036
06029 |  | California | Kern | 387011 | 49524013 | 46813312 | 1514305025 | 4641 | 4601 | TEXACO - BAKERSFIELD DIVISION |  |  |  |  | 490 | 95.1 | 60.2 | 211111 | -119.019 | 35.367 |  | 106 | 999 |  |  |  | 93388 |  | R63-0036
06029 |  | California | Kern | 387011 | 49524113 | 46822912 | 1514305025 | 4817 | 4801 | TEXACO - BAKERSFIELD DIVISION |  |  |  |  | 89 | 16.3 | 5.9 | 211111 | -119.019 | 35.367 |  | 106 | 999 |  |  |  | 93388 |  | R63-0036
06029 |  | California | Kern | 387011 | 49524213 | 46822312 | 1514305025 | 3704 | 3701 | TEXACO - BAKERSFIELD DIVISION |  |  |  |  | 89 | 16.3 | 5.9 | 211111 | -119.019 | 35.367 |  | 106 | 999 |  |  |  | 93388 |  | R63-0036
06029 |  | California | Kern | 387011 | 49524313 | 46813312 | 1514305025 | 4602 | 4601 | TEXACO - BAKERSFIELD DIVISION |  |  |  |  | 490 | 95.1 | 60.2 | 211111 | -119.019 | 35.367 |  | 106 | 999 |  |  |  | 93388 |  | R63-0036
06029 |  | California | Kern | 387011 | 49524413 | 46813312 | 1514305025 | 4601 | 4601 | TEXACO - BAKERSFIELD DIVISION |  |  |  |  | 490 | 95.1 | 60.2 | 211111 | -119.019 | 35.367 |  | 106 | 999 |  |  |  | 93388 |  | R63-0036
06029 |  | California | Kern | 387011 | 49524513 | 46819212 | 1514305025 | 4534 | 4501 | TEXACO - BAKERSFIELD DIVISION |  |  |  |  | 490 | 95.1 | 60.2 | 211111 | -119.019 | 35.367 |  | 106 | 999 |  |  |  | 93388 |  | R63-0036
06029 |  | California | Kern | 387011 | 49524713 | 46819212 | 1514305025 | 4530 | 4501 | TEXACO - BAKERSFIELD DIVISION |  |  |  |  | 490 | 95.1 | 60.2 | 211111 | -119.019 | 35.367 |  | 106 | 999 |  |  |  | 93388 |  | R63-0036
06029 |  | California | Kern | 387011 | 49524913 | 46819212 | 1514305025 | 4526 | 4501 | TEXACO - BAKERSFIELD DIVISION |  |  |  |  | 490 | 95.1 | 60.2 | 211111 | -119.019 | 35.367 |  | 106 | 999 |  |  |  | 93388 |  | R63-0036
06029 |  | California | Kern | 387011 | 49525113 | 46819212 | 1514305025 | 4522 | 4501 | TEXACO - BAKERSFIELD DIVISION |  |  |  |  | 490 | 95.1 | 60.2 | 211111 | -119.019 | 35.367 |  | 106 | 999 |  |  |  | 93388 |  | R63-0036
06029 |  | California | Kern | 387011 | 49525213 | 46813312 | 1514305025 | 4645 | 4601 | TEXACO - BAKERSFIELD DIVISION |  |  |  |  | 490 | 95.1 | 60.2 | 211111 | -119.019 | 35.367 |  | 106 | 999 |  |  |  | 93388 |  | R63-0036
06029 |  | California | Kern | 387011 | 49525313 | 46813512 | 1514305025 | 1528 | 1401 | TEXACO - BAKERSFIELD DIVISION |  |  |  |  | 89 | 16.3 | 5.9 | 211111 | -119.019 | 35.367 |  | 106 | 999 |  |  |  | 93388 |  | R63-0036
06029 |  | California | Kern | 387011 | 49525413 | 46813312 | 1514305025 | 4605 | 4601 | TEXACO - BAKERSFIELD DIVISION |  |  |  |  | 490 | 95.1 | 60.2 | 211111 | -119.019 | 35.367 |  | 106 | 999 |  |  |  | 93388 |  | R63-0036
06029 |  | California | Kern | 387011 | 49525513 | 46822312 | 1514305025 | 3705 | 3701 | TEXACO - BAKERSFIELD DIVISION |  |  |  |  | 89 | 16.3 | 5.9 | 211111 | -119.019 | 35.367 |  | 106 | 999 |  |  |  | 93388 |  | R63-0036
06029 |  | California | Kern | 387011 | 49525613 | 46822312 | 1514305025 | 3706 | 3701 | TEXACO - BAKERSFIELD DIVISION |  |  |  |  | 89 | 16.3 | 5.9 | 211111 | -119.019 | 35.367 |  | 106 | 999 |  |  |  | 93388 |  | R63-0036
06029 |  | California | Kern | 387011 | 49525713 | 46822312 | 1514305025 | 3707 | 3701 | TEXACO - BAKERSFIELD DIVISION |  |  |  |  | 89 | 16.3 | 5.9 | 211111 | -119.019 | 35.367 |  | 106 | 999 |  |  |  | 93388 |  | R63-0036
06029 |  | California | Kern | 387011 | 49525813 | 46822312 | 1514305025 | 3708 | 3701 | TEXACO - BAKERSFIELD DIVISION |  |  |  |  | 89 | 16.3 | 5.9 | 211111 | -119.019 | 35.367 |  | 106 | 999 |  |  |  | 93388 |  | R63-0036
06029 |  | California | Kern | 387011 | 49525913 | 46822312 | 1514305025 | 3709 | 3701 | TEXACO - BAKERSFIELD DIVISION |  |  |  |  | 89 | 16.3 | 5.9 | 211111 | -119.019 | 35.367 |  | 106 | 999 |  |  |  | 93388 |  | R63-0036
06029 |  | California | Kern | 387011 | 49526413 | 46817212 | 1514305025 | 4325 | 4301 | TEXACO - BAKERSFIELD DIVISION |  |  |  |  | 490 | 95.1 | 60.2 | 211111 | -119.019 | 35.367 |  | 106 | 999 |  |  |  | 93388 |  | R63-0036
06029 |  | California | Kern | 387011 | 49526813 | 46813312 | 1514305025 | 4637 | 4601 | TEXACO - BAKERSFIELD DIVISION |  |  |  |  | 490 | 95.1 | 60.2 | 211111 | -119.019 | 35.367 |  | 106 | 999 |  |  |  | 93388 |  | R63-0036
06029 |  | California | Kern | 387011 | 49527013 | 46813312 | 1514305025 | 4633 | 4601 | TEXACO - BAKERSFIELD DIVISION |  |  |  |  | 490 | 95.1 | 60.2 | 211111 | -119.019 | 35.367 |  | 106 | 999 |  |  |  | 93388 |  | R63-0036
06029 |  | California | Kern | 387011 | 49527213 | 46813312 | 1514305025 | 4629 | 4601 | TEXACO - BAKERSFIELD DIVISION |  |  |  |  | 490 | 95.1 | 60.2 | 211111 | -119.019 | 35.367 |  | 106 | 999 |  |  |  | 93388 |  | R63-0036
06029 |  | California | Kern | 387011 | 49527413 | 46813312 | 1514305025 | 4625 | 4601 | TEXACO - BAKERSFIELD DIVISION |  |  |  |  | 490 | 95.1 | 60.2 | 211111 | -119.019 | 35.367 |  | 106 | 999 |  |  |  | 93388 |  | R63-0036
06029 |  | California | Kern | 387011 | 49527613 | 46813312 | 1514305025 | 4621 | 4601 | TEXACO - BAKERSFIELD DIVISION |  |  |  |  | 490 | 95.1 | 60.2 | 211111 | -119.019 | 35.367 |  | 106 | 999 |  |  |  | 93388 |  | R63-0036
06029 |  | California | Kern | 387011 | 49527813 | 46817212 | 1514305025 | 4321 | 4301 | TEXACO - BAKERSFIELD DIVISION |  |  |  |  | 490 | 95.1 | 60.2 | 211111 | -119.019 | 35.367 |  | 106 | 999 |  |  |  | 93388 |  | R63-0036
06029 |  | California | Kern | 387011 | 49528113 | 46822312 | 1514305025 | 3717 | 3701 | TEXACO - BAKERSFIELD DIVISION |  |  |  |  | 89 | 16.3 | 5.9 | 211111 | -119.019 | 35.367 |  | 106 | 999 |  |  |  | 93388 |  | R63-0036
06029 |  | California | Kern | 387011 | 49528713 | 46822312 | 1514305025 | 3723 | 3701 | TEXACO - BAKERSFIELD DIVISION |  |  |  |  | 89 | 16.3 | 5.9 | 211111 | -119.019 | 35.367 |  | 106 | 999 |  |  |  | 93388 |  | R63-0036
06029 |  | California | Kern | 387011 | 49528913 | 46822312 | 1514305025 | 3727 | 3701 | TEXACO - BAKERSFIELD DIVISION |  |  |  |  | 89 | 16.3 | 5.9 | 211111 | -119.019 | 35.367 |  | 106 | 999 |  |  |  | 93388 |  | R63-0036
06029 |  | California | Kern | 387011 | 49529013 | 46841512 | 1514305025 | 3802 | 3801 | TEXACO - BAKERSFIELD DIVISION |  |  |  |  | 490 | 95.1 | 60.2 | 211111 | -119.019 | 35.367 |  | 106 | 999 |  |  |  | 93388 |  | R63-0036
06029 |  | California | Kern | 387011 | 49529113 | 46822312 | 1514305025 | 3731 | 3701 | TEXACO - BAKERSFIELD DIVISION |  |  |  |  | 89 | 16.3 | 5.9 | 211111 | -119.019 | 35.367 |  | 106 | 999 |  |  |  | 93388 |  | R63-0036
06029 |  | California | Kern | 387011 | 49529313 | 46822312 | 1514305025 | 3735 | 3701 | TEXACO - BAKERSFIELD DIVISION |  |  |  |  | 89 | 16.3 | 5.9 | 211111 | -119.019 | 35.367 |  | 106 | 999 |  |  |  | 93388 |  | R63-0036
06029 |  | California | Kern | 387011 | 49529513 | 46822312 | 1514305025 | 3739 | 3701 | TEXACO - BAKERSFIELD DIVISION |  |  |  |  | 89 | 16.3 | 5.9 | 211111 | -119.019 | 35.367 |  | 106 | 999 |  |  |  | 93388 |  | R63-0036
06029 |  | California | Kern | 387011 | 49529713 | 46822312 | 1514305025 | 3743 | 3701 | TEXACO - BAKERSFIELD DIVISION |  |  |  |  | 89 | 16.3 | 5.9 | 211111 | -119.019 | 35.367 |  | 106 | 999 |  |  |  | 93388 |  | R63-0036
06029 |  | California | Kern | 387011 | 49529913 | 46822312 | 1514305025 | 3747 | 3701 | TEXACO - BAKERSFIELD DIVISION |  |  |  |  | 89 | 16.3 | 5.9 | 211111 | -119.019 | 35.367 |  | 106 | 999 |  |  |  | 93388 |  | R63-0036
06029 |  | California | Kern | 387011 | 49530113 | 46822312 | 1514305025 | 3751 | 3701 | TEXACO - BAKERSFIELD DIVISION |  |  |  |  | 89 | 16.3 | 5.9 | 211111 | -119.019 | 35.367 |  | 106 | 999 |  |  |  | 93388 |  | R63-0036
06029 |  | California | Kern | 387011 | 49530613 | 46805612 | 1514305025 | 4209 | 4201 | TEXACO - BAKERSFIELD DIVISION |  |  |  |  | 490 | 95.1 | 60.2 | 211111 | -119.019 | 35.367 |  | 106 | 999 |  |  |  | 93388 |  | R63-0036
06029 |  | California | Kern | 387011 | 49530713 | 46805612 | 1514305025 | 4208 | 4201 | TEXACO - BAKERSFIELD DIVISION |  |  |  |  | 490 | 95.1 | 60.2 | 211111 | -119.019 | 35.367 |  | 106 | 999 |  |  |  | 93388 |  | R63-0036
06029 |  | California | Kern | 387011 | 49530813 | 46805612 | 1514305025 | 4207 | 4201 | TEXACO - BAKERSFIELD DIVISION |  |  |  |  | 490 | 95.1 | 60.2 | 211111 | -119.019 | 35.367 |  | 106 | 999 |  |  |  | 93388 |  | R63-0036
06029 |  | California | Kern | 387011 | 49530913 | 46805612 | 1514305025 | 4206 | 4201 | TEXACO - BAKERSFIELD DIVISION |  |  |  |  | 490 | 95.1 | 60.2 | 211111 | -119.019 | 35.367 |  | 106 | 999 |  |  |  | 93388 |  | R63-0036
06029 |  | California | Kern | 387011 | 49531013 | 46805612 | 1514305025 | 4205 | 4201 | TEXACO - BAKERSFIELD DIVISION |  |  |  |  | 490 | 95.1 | 60.2 | 211111 | -119.019 | 35.367 |  | 106 | 999 |  |  |  | 93388 |  | R63-0036
06029 |  | California | Kern | 387011 | 49531113 | 46805612 | 1514305025 | 4204 | 4201 | TEXACO - BAKERSFIELD DIVISION |  |  |  |  | 490 | 95.1 | 60.2 | 211111 | -119.019 | 35.367 |  | 106 | 999 |  |  |  | 93388 |  | R63-0036
06029 |  | California | Kern | 387011 | 49531213 | 46805612 | 1514305025 | 4203 | 4201 | TEXACO - BAKERSFIELD DIVISION |  |  |  |  | 490 | 95.1 | 60.2 | 211111 | -119.019 | 35.367 |  | 106 | 999 |  |  |  | 93388 |  | R63-0036
06029 |  | California | Kern | 387011 | 49531313 | 46805612 | 1514305025 | 4202 | 4201 | TEXACO - BAKERSFIELD DIVISION |  |  |  |  | 490 | 95.1 | 60.2 | 211111 | -119.019 | 35.367 |  | 106 | 999 |  |  |  | 93388 |  | R63-0036
06029 |  | California | Kern | 387011 | 49531513 | 46810212 | 1514305025 | 4156 | 4101 | TEXACO - BAKERSFIELD DIVISION |  |  |  |  | 89 | 16.3 | 5.9 | 211111 | -119.019 | 35.367 |  | 106 | 999 |  |  |  | 93388 |  | R63-0036
06029 |  | California | Kern | 387011 | 49531613 | 46805612 | 1514305025 | 4215 | 4201 | TEXACO - BAKERSFIELD DIVISION |  |  |  |  | 490 | 95.1 | 60.2 | 211111 | -119.019 | 35.367 |  | 106 | 999 |  |  |  | 93388 |  | R63-0036
06029 |  | California | Kern | 387011 | 49532213 | 46810212 | 1514305025 | 4138 | 4101 | TEXACO - BAKERSFIELD DIVISION |  |  |  |  | 89 | 16.3 | 5.9 | 211111 | -119.019 | 35.367 |  | 106 | 999 |  |  |  | 93388 |  | R63-0036
06029 |  | California | Kern | 387011 | 49532413 | 46810212 | 1514305025 | 4134 | 4101 | TEXACO - BAKERSFIELD DIVISION |  |  |  |  | 89 | 16.3 | 5.9 | 211111 | -119.019 | 35.367 |  | 106 | 999 |  |  |  | 93388 |  | R63-0036
06029 |  | California | Kern | 387011 | 49532613 | 46810212 | 1514305025 | 4130 | 4101 | TEXACO - BAKERSFIELD DIVISION |  |  |  |  | 89 | 16.3 | 5.9 | 211111 | -119.019 | 35.367 |  | 106 | 999 |  |  |  | 93388 |  | R63-0036
06029 |  | California | Kern | 387011 | 49532713 | 46805612 | 1514305025 | 4201 | 4201 | TEXACO - BAKERSFIELD DIVISION |  |  |  |  | 490 | 95.1 | 60.2 | 211111 | -119.019 | 35.367 |  | 106 | 999 |  |  |  | 93388 |  | R63-0036
06029 |  | California | Kern | 387011 | 49532813 | 46805612 | 1514305025 | 4235 | 4201 | TEXACO - BAKERSFIELD DIVISION |  |  |  |  | 490 | 95.1 | 60.2 | 211111 | -119.019 | 35.367 |  | 106 | 999 |  |  |  | 93388 |  | R63-0036
06029 |  | California | Kern | 387011 | 49532913 | 46822312 | 1514305025 | 3714 | 3701 | TEXACO - BAKERSFIELD DIVISION |  |  |  |  | 89 | 16.3 | 5.9 | 211111 | -119.019 | 35.367 |  | 106 | 999 |  |  |  | 93388 |  | R63-0036
06029 |  | California | Kern | 387011 | 49533013 | 46817212 | 1514305025 | 4313 | 4301 | TEXACO - BAKERSFIELD DIVISION |  |  |  |  | 490 | 95.1 | 60.2 | 211111 | -119.019 | 35.367 |  | 106 | 999 |  |  |  | 93388 |  | R63-0036
06029 |  | California | Kern | 387011 | 49533213 | 46817212 | 1514305025 | 4309 | 4301 | TEXACO - BAKERSFIELD DIVISION |  |  |  |  | 490 | 95.1 | 60.2 | 211111 | -119.019 | 35.367 |  | 106 | 999 |  |  |  | 93388 |  | R63-0036
06029 |  | California | Kern | 387011 | 49533413 | 46817212 | 1514305025 | 4307 | 4301 | TEXACO - BAKERSFIELD DIVISION |  |  |  |  | 490 | 95.1 | 60.2 | 211111 | -119.019 | 35.367 |  | 106 | 999 |  |  |  | 93388 |  | R63-0036
06029 |  | California | Kern | 387011 | 49533513 | 46817212 | 1514305025 | 4306 | 4301 | TEXACO - BAKERSFIELD DIVISION |  |  |  |  | 490 | 95.1 | 60.2 | 211111 | -119.019 | 35.367 |  | 106 | 999 |  |  |  | 93388 |  | R63-0036
06029 |  | California | Kern | 387011 | 49533613 | 46817212 | 1514305025 | 4305 | 4301 | TEXACO - BAKERSFIELD DIVISION |  |  |  |  | 490 | 95.1 | 60.2 | 211111 | -119.019 | 35.367 |  | 106 | 999 |  |  |  | 93388 |  | R63-0036
06029 |  | California | Kern | 387011 | 49533713 | 46817212 | 1514305025 | 4304 | 4301 | TEXACO - BAKERSFIELD DIVISION |  |  |  |  | 490 | 95.1 | 60.2 | 211111 | -119.019 | 35.367 |  | 106 | 999 |  |  |  | 93388 |  | R63-0036
06029 |  | California | Kern | 387011 | 49533813 | 46817212 | 1514305025 | 4303 | 4301 | TEXACO - BAKERSFIELD DIVISION |  |  |  |  | 490 | 95.1 | 60.2 | 211111 | -119.019 | 35.367 |  | 106 | 999 |  |  |  | 93388 |  | R63-0036
06029 |  | California | Kern | 387011 | 49533913 | 46805612 | 1514305025 | 4211 | 4201 | TEXACO - BAKERSFIELD DIVISION |  |  |  |  | 490 | 95.1 | 60.2 | 211111 | -119.019 | 35.367 |  | 106 | 999 |  |  |  | 93388 |  | R63-0036
06029 |  | California | Kern | 387011 | 49534013 | 46817212 | 1514305025 | 4301 | 4301 | TEXACO - BAKERSFIELD DIVISION |  |  |  |  | 490 | 95.1 | 60.2 | 211111 | -119.019 | 35.367 |  | 106 | 999 |  |  |  | 93388 |  | R63-0036
06029 |  | California | Kern | 387011 | 49534113 | 46820312 | 1514305025 | 2101 | 2101 | TEXACO - BAKERSFIELD DIVISION |  |  |  |  | 490 | 95.1 | 60.2 | 211111 | -119.019 | 35.367 |  | 106 | 999 |  |  |  | 93388 |  | R63-0036
06029 |  | California | Kern | 387011 | 49534213 | 46817612 | 1514305025 | 2022 | 2001 | TEXACO - BAKERSFIELD DIVISION |  |  |  |  | 490 | 95.1 | 60.2 | 211111 | -119.019 | 35.367 |  | 106 | 999 |  |  |  | 93388 |  | R63-0036
06029 |  | California | Kern | 387011 | 49534413 | 46817612 | 1514305025 | 2020 | 2001 | TEXACO - BAKERSFIELD DIVISION |  |  |  |  | 490 | 95.1 | 60.2 | 211111 | -119.019 | 35.367 |  | 106 | 999 |  |  |  | 93388 |  | R63-0036
06029 |  | California | Kern | 387011 | 49534513 | 46817612 | 1514305025 | 2019 | 2001 | TEXACO - BAKERSFIELD DIVISION |  |  |  |  | 490 | 95.1 | 60.2 | 211111 | -119.019 | 35.367 |  | 106 | 999 |  |  |  | 93388 |  | R63-0036
06029 |  | California | Kern | 387011 | 49534613 | 46817612 | 1514305025 | 2016 | 2001 | TEXACO - BAKERSFIELD DIVISION |  |  |  |  | 490 | 95.1 | 60.2 | 211111 | -119.019 | 35.367 |  | 106 | 999 |  |  |  | 93388 |  | R63-0036
06029 |  | California | Kern | 387011 | 49534713 | 46804112 | 1514305025 | 7415 | 7401 | TEXACO - BAKERSFIELD DIVISION |  |  |  |  | 490 | 95.1 | 60.2 | 211111 | -119.019 | 35.367 |  | 106 | 999 |  |  |  | 93388 |  | R63-0036
06029 |  | California | Kern | 387011 | 49534913 | 46822912 | 1514305025 | 4844 | 4801 | TEXACO - BAKERSFIELD DIVISION |  |  |  |  | 89 | 16.3 | 5.9 | 211111 | -119.019 | 35.367 |  | 106 | 999 |  |  |  | 93388 |  | R63-0036
06029 |  | California | Kern | 387011 | 49535113 | 46817612 | 1514305025 | 2002 | 2001 | TEXACO - BAKERSFIELD DIVISION |  |  |  |  | 490 | 95.1 | 60.2 | 211111 | -119.019 | 35.367 |  | 106 | 999 |  |  |  | 93388 |  | R63-0036
06029 |  | California | Kern | 387011 | 49535213 | 46817612 | 1514305025 | 2003 | 2001 | TEXACO - BAKERSFIELD DIVISION |  |  |  |  | 490 | 95.1 | 60.2 | 211111 | -119.019 | 35.367 |  | 106 | 999 |  |  |  | 93388 |  | R63-0036
06029 |  | California | Kern | 387011 | 49535513 | 46817612 | 1514305025 | 2006 | 2001 | TEXACO - BAKERSFIELD DIVISION |  |  |  |  | 490 | 95.1 | 60.2 | 211111 | -119.019 | 35.367 |  | 106 | 999 |  |  |  | 93388 |  | R63-0036
06029 |  | California | Kern | 387011 | 49535713 | 46817612 | 1514305025 | 2008 | 2001 | TEXACO - BAKERSFIELD DIVISION |  |  |  |  | 490 | 95.1 | 60.2 | 211111 | -119.019 | 35.367 |  | 106 | 999 |  |  |  | 93388 |  | R63-0036
06029 |  | California | Kern | 387011 | 49535913 | 46817612 | 1514305025 | 2012 | 2001 | TEXACO - BAKERSFIELD DIVISION |  |  |  |  | 490 | 95.1 | 60.2 | 211111 | -119.019 | 35.367 |  | 106 | 999 |  |  |  | 93388 |  | R63-0036
06029 |  | California | Kern | 387011 | 49536013 | 46822912 | 1514305025 | 4840 | 4801 | TEXACO - BAKERSFIELD DIVISION |  |  |  |  | 89 | 16.3 | 5.9 | 211111 | -119.019 | 35.367 |  | 106 | 999 |  |  |  | 93388 |  | R63-0036
06029 |  | California | Kern | 387011 | 49536313 | 46817612 | 1514305025 | 2005 | 2001 | TEXACO - BAKERSFIELD DIVISION |  |  |  |  | 490 | 95.1 | 60.2 | 211111 | -119.019 | 35.367 |  | 106 | 999 |  |  |  | 93388 |  | R63-0036
06029 |  | California | Kern | 387011 | 49536613 | 46827412 | 1514305025 | 1614 | 1601 | TEXACO - BAKERSFIELD DIVISION |  |  |  |  | 490 | 95.1 | 60.2 | 211111 | -119.019 | 35.367 |  | 106 | 999 |  |  |  | 93388 |  | R63-0036
06029 |  | California | Kern | 387011 | 49536713 | 46827412 | 1514305025 | 1613 | 1601 | TEXACO - BAKERSFIELD DIVISION |  |  |  |  | 490 | 95.1 | 60.2 | 211111 | -119.019 | 35.367 |  | 106 | 999 |  |  |  | 93388 |  | R63-0036
06029 |  | California | Kern | 387011 | 49536813 | 46827412 | 1514305025 | 1611 | 1601 | TEXACO - BAKERSFIELD DIVISION |  |  |  |  | 490 | 95.1 | 60.2 | 211111 | -119.019 | 35.367 |  | 106 | 999 |  |  |  | 93388 |  | R63-0036
06029 |  | California | Kern | 387011 | 49536913 | 46827412 | 1514305025 | 1610 | 1601 | TEXACO - BAKERSFIELD DIVISION |  |  |  |  | 490 | 95.1 | 60.2 | 211111 | -119.019 | 35.367 |  | 106 | 999 |  |  |  | 93388 |  | R63-0036
06029 |  | California | Kern | 387011 | 49537013 | 46827412 | 1514305025 | 1632 | 1601 | TEXACO - BAKERSFIELD DIVISION |  |  |  |  | 490 | 95.1 | 60.2 | 211111 | -119.019 | 35.367 |  | 106 | 999 |  |  |  | 93388 |  | R63-0036
06029 |  | California | Kern | 387011 | 49537113 | 46828712 | 1514305025 | 4903 | 4901 | TEXACO - BAKERSFIELD DIVISION |  |  |  |  | 89 | 16.3 | 5.9 | 211111 | -119.019 | 35.367 |  | 106 | 999 |  |  |  | 93388 |  | R63-0036
06029 |  | California | Kern | 387011 | 49537713 | 46828712 | 1514305025 | 4910 | 4901 | TEXACO - BAKERSFIELD DIVISION |  |  |  |  | 89 | 16.3 | 5.9 | 211111 | -119.019 | 35.367 |  | 106 | 999 |  |  |  | 93388 |  | R63-0036
06029 |  | California | Kern | 387011 | 49537813 | 46828712 | 1514305025 | 4909 | 4901 | TEXACO - BAKERSFIELD DIVISION |  |  |  |  | 89 | 16.3 | 5.9 | 211111 | -119.019 | 35.367 |  | 106 | 999 |  |  |  | 93388 |  | R63-0036
06029 |  | California | Kern | 387011 | 49537913 | 46828712 | 1514305025 | 4908 | 4901 | TEXACO - BAKERSFIELD DIVISION |  |  |  |  | 89 | 16.3 | 5.9 | 211111 | -119.019 | 35.367 |  | 106 | 999 |  |  |  | 93388 |  | R63-0036
06029 |  | California | Kern | 387011 | 49538013 | 46828712 | 1514305025 | 4907 | 4901 | TEXACO - BAKERSFIELD DIVISION |  |  |  |  | 89 | 16.3 | 5.9 | 211111 | -119.019 | 35.367 |  | 106 | 999 |  |  |  | 93388 |  | R63-0036
06029 |  | California | Kern | 387011 | 49538113 | 46828712 | 1514305025 | 4906 | 4901 | TEXACO - BAKERSFIELD DIVISION |  |  |  |  | 89 | 16.3 | 5.9 | 211111 | -119.019 | 35.367 |  | 106 | 999 |  |  |  | 93388 |  | R63-0036
06029 |  | California | Kern | 387011 | 49538213 | 46822912 | 1514305025 | 4848 | 4801 | TEXACO - BAKERSFIELD DIVISION |  |  |  |  | 89 | 16.3 | 5.9 | 211111 | -119.019 | 35.367 |  | 106 | 999 |  |  |  | 93388 |  | R63-0036
06029 |  | California | Kern | 387011 | 49538313 | 46828712 | 1514305025 | 4904 | 4901 | TEXACO - BAKERSFIELD DIVISION |  |  |  |  | 89 | 16.3 | 5.9 | 211111 | -119.019 | 35.367 |  | 106 | 999 |  |  |  | 93388 |  | R63-0036
06029 |  | California | Kern | 387011 | 49538513 | 46828712 | 1514305025 | 4902 | 4901 | TEXACO - BAKERSFIELD DIVISION |  |  |  |  | 89 | 16.3 | 5.9 | 211111 | -119.019 | 35.367 |  | 106 | 999 |  |  |  | 93388 |  | R63-0036
06029 |  | California | Kern | 387011 | 49538613 | 46828712 | 1514305025 | 4901 | 4901 | TEXACO - BAKERSFIELD DIVISION |  |  |  |  | 89 | 16.3 | 5.9 | 211111 | -119.019 | 35.367 |  | 106 | 999 |  |  |  | 93388 |  | R63-0036
06029 |  | California | Kern | 387011 | 49538713 | 46822912 | 1514305025 | 4868 | 4801 | TEXACO - BAKERSFIELD DIVISION |  |  |  |  | 89 | 16.3 | 5.9 | 211111 | -119.019 | 35.367 |  | 106 | 999 |  |  |  | 93388 |  | R63-0036
06029 |  | California | Kern | 387011 | 49538913 | 46799012 | 1514305025 | 1929 | 1901 | TEXACO - BAKERSFIELD DIVISION |  |  |  |  | 89 | 16.3 | 5.9 | 211111 | -119.019 | 35.367 |  | 106 | 999 |  |  |  | 93388 |  | R63-0036
06029 |  | California | Kern | 387011 | 49539613 | 46828712 | 1514305025 | 4905 | 4901 | TEXACO - BAKERSFIELD DIVISION |  |  |  |  | 89 | 16.3 | 5.9 | 211111 | -119.019 | 35.367 |  | 106 | 999 |  |  |  | 93388 |  | R63-0036
06029 |  | California | Kern | 387011 | 49539713 | 46828612 | 1514305025 | 5001 | 5001 | TEXACO - BAKERSFIELD DIVISION |  |  |  |  | 89 | 16.3 | 5.9 | 211111 | -119.019 | 35.367 |  | 106 | 999 |  |  |  | 93388 |  | R63-0036
06029 |  | California | Kern | 387011 | 49539913 | 46828612 | 1514305025 | 5013 | 5001 | TEXACO - BAKERSFIELD DIVISION |  |  |  |  | 89 | 16.3 | 5.9 | 211111 | -119.019 | 35.367 |  | 106 | 999 |  |  |  | 93388 |  | R63-0036
06029 |  | California | Kern | 387011 | 49540613 | 46828612 | 1514305025 | 5006 | 5001 | TEXACO - BAKERSFIELD DIVISION |  |  |  |  | 89 | 16.3 | 5.9 | 211111 | -119.019 | 35.367 |  | 106 | 999 |  |  |  | 93388 |  | R63-0036
06029 |  | California | Kern | 387011 | 49540713 | 46828612 | 1514305025 | 5005 | 5001 | TEXACO - BAKERSFIELD DIVISION |  |  |  |  | 89 | 16.3 | 5.9 | 211111 | -119.019 | 35.367 |  | 106 | 999 |  |  |  | 93388 |  | R63-0036
06029 |  | California | Kern | 387011 | 49540813 | 46828612 | 1514305025 | 5004 | 5001 | TEXACO - BAKERSFIELD DIVISION |  |  |  |  | 89 | 16.3 | 5.9 | 211111 | -119.019 | 35.367 |  | 106 | 999 |  |  |  | 93388 |  | R63-0036
06029 |  | California | Kern | 387011 | 49541013 | 46828612 | 1514305025 | 5002 | 5001 | TEXACO - BAKERSFIELD DIVISION |  |  |  |  | 89 | 16.3 | 5.9 | 211111 | -119.019 | 35.367 |  | 106 | 999 |  |  |  | 93388 |  | R63-0036
06029 |  | California | Kern | 387011 | 49541113 | 46828712 | 1514305025 | 4917 | 4901 | TEXACO - BAKERSFIELD DIVISION |  |  |  |  | 89 | 16.3 | 5.9 | 211111 | -119.019 | 35.367 |  | 106 | 999 |  |  |  | 93388 |  | R63-0036
06029 |  | California | Kern | 387011 | 49541213 | 46828712 | 1514305025 | 4941 | 4901 | TEXACO - BAKERSFIELD DIVISION |  |  |  |  | 89 | 16.3 | 5.9 | 211111 | -119.019 | 35.367 |  | 106 | 999 |  |  |  | 93388 |  | R63-0036
06029 |  | California | Kern | 387011 | 49541413 | 46828712 | 1514305025 | 4937 | 4901 | TEXACO - BAKERSFIELD DIVISION |  |  |  |  | 89 | 16.3 | 5.9 | 211111 | -119.019 | 35.367 |  | 106 | 999 |  |  |  | 93388 |  | R63-0036
06029 |  | California | Kern | 387011 | 49541713 | 105720912 | 1514305025 | 4929 | 4929_1_310 | TEXACO - BAKERSFIELD DIVISION | [7 empty] | 211111 | -119.019 | 35.367 |  | 106 | 999 |  |  |  | 93388 |  | R63-0036
06029 |  | California | Kern | 387011 | 49541913 | 105720612 | 1514305025 | 4925 | 4925_1_310 | TEXACO - BAKERSFIELD DIVISION | [7 empty] | 211111 | -119.019 | 35.367 |  | 106 | 999 |  |  |  | 93388 |  | R63-0036
06029 |  | California | Kern | 387011 | 49542113 | 105721212 | 1514305025 | 4921 | 4921_1_310 | TEXACO - BAKERSFIELD DIVISION | [7 empty] | 211111 | -119.019 | 35.367 |  | 106 | 999 |  |  |  | 93388 |  | R63-0036
06029 |  | California | Kern | 387011 | 49542313 | 46828612 | 1514305025 | 5003 | 5001 | TEXACO - BAKERSFIELD DIVISION |  |  |  |  | 89 | 16.3 | 5.9 | 211111 | -119.019 | 35.367 |  | 106 | 999 |  |  |  | 93388 |  | R63-0036
06029 |  | California | Kern | 387011 | 49542513 | 46845812 | 1514305025 | 7009 | 7001 | TEXACO - BAKERSFIELD DIVISION |  |  |  |  | 490 | 95.1 | 60.2 | 211111 | -119.019 | 35.367 |  | 106 | 999 |  |  |  | 93388 |  | R63-0036
06029 |  | California | Kern | 387011 | 49542613 | 46845812 | 1514305025 | 7015 | 7001 | TEXACO - BAKERSFIELD DIVISION |  |  |  |  | 490 | 95.1 | 60.2 | 211111 | -119.019 | 35.367 |  | 106 | 999 |  |  |  | 93388 |  | R63-0036
06029 |  | California | Kern | 387011 | 49542713 | 46804112 | 1514305025 | 7401 | 7401 | TEXACO - BAKERSFIELD DIVISION |  |  |  |  | 490 | 95.1 | 60.2 | 211111 | -119.019 | 35.367 |  | 106 | 999 |  |  |  | 93388 |  | R63-0036
06029 |  | California | Kern | 387011 | 49543413 | 46804112 | 1514305025 | 7408 | 7401 | TEXACO - BAKERSFIELD DIVISION |  |  |  |  | 490 | 95.1 | 60.2 | 211111 | -119.019 | 35.367 |  | 106 | 999 |  |  |  | 93388 |  | R63-0036
06029 |  | California | Kern | 387011 | 49543513 | 46804112 | 1514305025 | 7409 | 7401 | TEXACO - BAKERSFIELD DIVISION |  |  |  |  | 490 | 95.1 | 60.2 | 211111 | -119.019 | 35.367 |  | 106 | 999 |  |  |  | 93388 |  | R63-0036
06029 |  | California | Kern | 387011 | 49543613 | 46845812 | 1514305025 | 7008 | 7001 | TEXACO - BAKERSFIELD DIVISION |  |  |  |  | 490 | 95.1 | 60.2 | 211111 | -119.019 | 35.367 |  | 106 | 999 |  |  |  | 93388 |  | R63-0036
06029 |  | California | Kern | 387011 | 49543713 | 46830712 | 1514305025 | 7601 | 7601 | TEXACO - BAKERSFIELD DIVISION |  |  |  |  | 490 | 95.1 | 60.2 | 211111 | -119.019 | 35.367 |  | 106 | 999 |  |  |  | 93388 |  | R63-0036
06029 |  | California | Kern | 387011 | 49543913 | 46820312 | 1514305025 | 2106 | 2101 | TEXACO - BAKERSFIELD DIVISION |  |  |  |  | 490 | 95.1 | 60.2 | 211111 | -119.019 | 35.367 |  | 106 | 999 |  |  |  | 93388 |  | R63-0036
06029 |  | California | Kern | 387011 | 49544013 | 46820312 | 1514305025 | 2105 | 2101 | TEXACO - BAKERSFIELD DIVISION |  |  |  |  | 490 | 95.1 | 60.2 | 211111 | -119.019 | 35.367 |  | 106 | 999 |  |  |  | 93388 |  | R63-0036
06029 |  | California | Kern | 387011 | 49544113 | 46820312 | 1514305025 | 2104 | 2101 | TEXACO - BAKERSFIELD DIVISION |  |  |  |  | 490 | 95.1 | 60.2 | 211111 | -119.019 | 35.367 |  | 106 | 999 |  |  |  | 93388 |  | R63-0036
06029 |  | California | Kern | 387011 | 49544213 | 46820312 | 1514305025 | 2103 | 2101 | TEXACO - BAKERSFIELD DIVISION |  |  |  |  | 490 | 95.1 | 60.2 | 211111 | -119.019 | 35.367 |  | 106 | 999 |  |  |  | 93388 |  | R63-0036
06029 |  | California | Kern | 387011 | 49544313 | 46820312 | 1514305025 | 2102 | 2101 | TEXACO - BAKERSFIELD DIVISION |  |  |  |  | 490 | 95.1 | 60.2 | 211111 | -119.019 | 35.367 |  | 106 | 999 |  |  |  | 93388 |  | R63-0036
06029 |  | California | Kern | 387011 | 49544613 | 46845812 | 1514305025 | 7001 | 7001 | TEXACO - BAKERSFIELD DIVISION |  |  |  |  | 490 | 95.1 | 60.2 | 211111 | -119.019 | 35.367 |  | 106 | 999 |  |  |  | 93388 |  | R63-0036
06029 |  | California | Kern | 387011 | 49544713 | 46835112 | 1514305025 | 6615 | 6601 | TEXACO - BAKERSFIELD DIVISION |  |  |  |  | 490 | 95.1 | 60.2 | 211111 | -119.019 | 35.367 |  | 106 | 999 |  |  |  | 93388 |  | R63-0036
06029 |  | California | Kern | 387011 | 49544813 | 46835112 | 1514305025 | 6614 | 6601 | TEXACO - BAKERSFIELD DIVISION |  |  |  |  | 490 | 95.1 | 60.2 | 211111 | -119.019 | 35.367 |  | 106 | 999 |  |  |  | 93388 |  | R63-0036
06029 |  | California | Kern | 387011 | 49545313 | 46834412 | 1514305025 | 1203 | 1201 | TEXACO - BAKERSFIELD DIVISION |  |  |  |  | 490 | 95.1 | 60.2 | 211111 | -119.019 | 35.367 |  | 106 | 999 |  |  |  | 93388 |  | R63-0036
06029 |  | California | Kern | 387011 | 49545513 | 46834412 | 1514305025 | 1217 | 1201 | TEXACO - BAKERSFIELD DIVISION |  |  |  |  | 490 | 95.1 | 60.2 | 211111 | -119.019 | 35.367 |  | 106 | 999 |  |  |  | 93388 |  | R63-0036
06029 |  | California | Kern | 387011 | 49545713 | 46834412 | 1514305025 | 1213 | 1201 | TEXACO - BAKERSFIELD DIVISION |  |  |  |  | 490 | 95.1 | 60.2 | 211111 | -119.019 | 35.367 |  | 106 | 999 |  |  |  | 93388 |  | R63-0036
06029 |  | California | Kern | 387011 | 49546013 | 46834412 | 1514305025 | 1221 | 1201 | TEXACO - BAKERSFIELD DIVISION |  |  |  |  | 490 | 95.1 | 60.2 | 211111 | -119.019 | 35.367 |  | 106 | 999 |  |  |  | 93388 |  | R63-0036
06029 |  | California | Kern | 387011 | 49546113 | 46834412 | 1514305025 | 1206 | 1201 | TEXACO - BAKERSFIELD DIVISION |  |  |  |  | 490 | 95.1 | 60.2 | 211111 | -119.019 | 35.367 |  | 106 | 999 |  |  |  | 93388 |  | R63-0036
06029 |  | California | Kern | 387011 | 49546213 | 46842812 | 1514305025 | 3301 | 3301 | TEXACO - BAKERSFIELD DIVISION |  |  |  |  | 490 | 95.1 | 60.2 | 211111 | -119.019 | 35.367 |  | 106 | 999 |  |  |  | 93388 |  | R63-0036
06029 |  | California | Kern | 387011 | 49546413 | 46842312 | 1514305025 | 3633 | 3601 | TEXACO - BAKERSFIELD DIVISION |  |  |  |  | 490 | 95.1 | 60.2 | 211111 | -119.019 | 35.367 |  | 106 | 999 |  |  |  | 93388 |  | R63-0036
06029 |  | California | Kern | 387011 | 49546513 | 46830412 | 1514305025 | 1301 | 1301 | TEXACO - BAKERSFIELD DIVISION |  |  |  |  | 89 | 16.3 | 5.9 | 211111 | -119.019 | 35.367 |  | 106 | 999 |  |  |  | 93388 |  | R63-0036
06029 |  | California | Kern | 387011 | 49546613 | 46842312 | 1514305025 | 3637 | 3601 | TEXACO - BAKERSFIELD DIVISION |  |  |  |  | 490 | 95.1 | 60.2 | 211111 | -119.019 | 35.367 |  | 106 | 999 |  |  |  | 93388 |  | R63-0036
06029 |  | California | Kern | 387011 | 49546713 | 46842812 | 1514305025 | 3302 | 3301 | TEXACO - BAKERSFIELD DIVISION |  |  |  |  | 490 | 95.1 | 60.2 | 211111 | -119.019 | 35.367 |  | 106 | 999 |  |  |  | 93388 |  | R63-0036
06029 |  | California | Kern | 387011 | 49546813 | 46822312 | 1514305025 | 3701 | 3701 | TEXACO - BAKERSFIELD DIVISION |  |  |  |  | 89 | 16.3 | 5.9 | 211111 | -119.019 | 35.367 |  | 106 | 999 |  |  |  | 93388 |  | R63-0036
06029 |  | California | Kern | 387011 | 49546913 | 46830412 | 1514305025 | 1303 | 1301 | TEXACO - BAKERSFIELD DIVISION |  |  |  |  | 89 | 16.3 | 5.9 | 211111 | -119.019 | 35.367 |  | 106 | 999 |  |  |  | 93388 |  | R63-0036
06029 |  | California | Kern | 387011 | 49547113 | 46830412 | 1514305025 | 1305 | 1301 | TEXACO - BAKERSFIELD DIVISION |  |  |  |  | 89 | 16.3 | 5.9 | 211111 | -119.019 | 35.367 |  | 106 | 999 |  |  |  | 93388 |  | R63-0036
06029 |  | California | Kern | 387011 | 49547713 | 46830412 | 1514305025 | 1302 | 1301 | TEXACO - BAKERSFIELD DIVISION |  |  |  |  | 89 | 16.3 | 5.9 | 211111 | -119.019 | 35.367 |  | 106 | 999 |  |  |  | 93388 |  | R63-0036
06029 |  | California | Kern | 387011 | 49547913 | 46842512 | 1514305025 | 3528 | 3501 | TEXACO - BAKERSFIELD DIVISION |  |  |  |  | 490 | 95.1 | 60.2 | 211111 | -119.019 | 35.367 |  | 106 | 999 |  |  |  | 93388 |  | R63-0036
06029 |  | California | Kern | 387011 | 49548113 | 46842512 | 1514305025 | 3532 | 3501 | TEXACO - BAKERSFIELD DIVISION |  |  |  |  | 490 | 95.1 | 60.2 | 211111 | -119.019 | 35.367 |  | 106 | 999 |  |  |  | 93388 |  | R63-0036
06029 |  | California | Kern | 387011 | 49548313 | 46842512 | 1514305025 | 3536 | 3501 | TEXACO - BAKERSFIELD DIVISION |  |  |  |  | 490 | 95.1 | 60.2 | 211111 | -119.019 | 35.367 |  | 106 | 999 |  |  |  | 93388 |  | R63-0036
06029 |  | California | Kern | 387011 | 49548513 | 46842512 | 1514305025 | 3556 | 3501 | TEXACO - BAKERSFIELD DIVISION |  |  |  |  | 490 | 95.1 | 60.2 | 211111 | -119.019 | 35.367 |  | 106 | 999 |  |  |  | 93388 |  | R63-0036
06029 |  | California | Kern | 387011 | 49548613 | 46842312 | 1514305025 | 3601 | 3601 | TEXACO - BAKERSFIELD DIVISION |  |  |  |  | 490 | 95.1 | 60.2 | 211111 | -119.019 | 35.367 |  | 106 | 999 |  |  |  | 93388 |  | R63-0036
06029 |  | California | Kern | 387011 | 49548713 | 46842312 | 1514305025 | 3602 | 3601 | TEXACO - BAKERSFIELD DIVISION |  |  |  |  | 490 | 95.1 | 60.2 | 211111 | -119.019 | 35.367 |  | 106 | 999 |  |  |  | 93388 |  | R63-0036
06029 |  | California | Kern | 387011 | 49548813 | 46842312 | 1514305025 | 3603 | 3601 | TEXACO - BAKERSFIELD DIVISION |  |  |  |  | 490 | 95.1 | 60.2 | 211111 | -119.019 | 35.367 |  | 106 | 999 |  |  |  | 93388 |  | R63-0036
06029 |  | California | Kern | 387011 | 49548913 | 46819212 | 1514305025 | 4501 | 4501 | TEXACO - BAKERSFIELD DIVISION |  |  |  |  | 490 | 95.1 | 60.2 | 211111 | -119.019 | 35.367 |  | 106 | 999 |  |  |  | 93388 |  | R63-0036
06029 |  | California | Kern | 387011 | 49549213 | 46830412 | 1514305025 | 1311 | 1301 | TEXACO - BAKERSFIELD DIVISION |  |  |  |  | 89 | 16.3 | 5.9 | 211111 | -119.019 | 35.367 |  | 106 | 999 |  |  |  | 93388 |  | R63-0036
06029 |  | California | Kern | 387011 | 49549313 | 46818912 | 1514305025 | 4429 | 4401 | TEXACO - BAKERSFIELD DIVISION |  |  |  |  | 89 | 16.3 | 5.9 | 211111 | -119.019 | 35.367 |  | 106 | 999 |  |  |  | 93388 |  | R63-0036
06029 |  | California | Kern | 387011 | 49549513 | 46818912 | 1514305025 | 4425 | 4401 | TEXACO - BAKERSFIELD DIVISION |  |  |  |  | 89 | 16.3 | 5.9 | 211111 | -119.019 | 35.367 |  | 106 | 999 |  |  |  | 93388 |  | R63-0036
06029 |  | California | Kern | 387011 | 49549713 | 46822312 | 1514305025 | 3703 | 3701 | TEXACO - BAKERSFIELD DIVISION |  |  |  |  | 89 | 16.3 | 5.9 | 211111 | -119.019 | 35.367 |  | 106 | 999 |  |  |  | 93388 |  | R63-0036
06029 |  | California | Kern | 387011 | 49549813 | 46818912 | 1514305025 | 4421 | 4401 | TEXACO - BAKERSFIELD DIVISION |  |  |  |  | 89 | 16.3 | 5.9 | 211111 | -119.019 | 35.367 |  | 106 | 999 |  |  |  | 93388 |  | R63-0036
06029 |  | California | Kern | 387011 | 49550013 | 46804412 | 1514305025 | 1067 | 1001 | TEXACO - BAKERSFIELD DIVISION |  |  |  |  | 89 | 16.3 | 5.9 | 211111 | -119.019 | 35.367 |  | 106 | 999 |  |  |  | 93388 |  | R63-0036
06029 |  | California | Kern | 387011 | 49550113 | 46804412 | 1514305025 | 1066 | 1001 | TEXACO - BAKERSFIELD DIVISION |  |  |  |  | 89 | 16.3 | 5.9 | 211111 | -119.019 | 35.367 |  | 106 | 999 |  |  |  | 93388 |  | R63-0036
06029 |  | California | Kern | 387011 | 49550213 | 46804412 | 1514305025 | 1065 | 1001 | TEXACO - BAKERSFIELD DIVISION |  |  |  |  | 89 | 16.3 | 5.9 | 211111 | -119.019 | 35.367 |  | 106 | 999 |  |  |  | 93388 |  | R63-0036
06029 |  | California | Kern | 387011 | 49550713 | 46804412 | 1514305025 | 1001 | 1001 | TEXACO - BAKERSFIELD DIVISION |  |  |  |  | 89 | 16.3 | 5.9 | 211111 | -119.019 | 35.367 |  | 106 | 999 |  |  |  | 93388 |  | R63-0036
06029 |  | California | Kern | 387011 | 49550813 | 46813312 | 1514305025 | 4603 | 4601 | TEXACO - BAKERSFIELD DIVISION |  |  |  |  | 490 | 95.1 | 60.2 | 211111 | -119.019 | 35.367 |  | 106 | 999 |  |  |  | 93388 |  | R63-0036
06029 |  | California | Kern | 387011 | 49550913 | 46813312 | 1514305025 | 4617 | 4601 | TEXACO - BAKERSFIELD DIVISION |  |  |  |  | 490 | 95.1 | 60.2 | 211111 | -119.019 | 35.367 |  | 106 | 999 |  |  |  | 93388 |  | R63-0036
06029 |  | California | Kern | 387011 | 49551013 | 46813312 | 1514305025 | 4604 | 4601 | TEXACO - BAKERSFIELD DIVISION |  |  |  |  | 490 | 95.1 | 60.2 | 211111 | -119.019 | 35.367 |  | 106 | 999 |  |  |  | 93388 |  | R63-0036
06029 |  | California | Kern | 387011 | 49551113 | 46813312 | 1514305025 | 4613 | 4601 | TEXACO - BAKERSFIELD DIVISION |  |  |  |  | 490 | 95.1 | 60.2 | 211111 | -119.019 | 35.367 |  | 106 | 999 |  |  |  | 93388 |  | R63-0036
06029 |  | California | Kern | 387011 | 49551313 | 46813312 | 1514305025 | 4611 | 4601 | TEXACO - BAKERSFIELD DIVISION |  |  |  |  | 490 | 95.1 | 60.2 | 211111 | -119.019 | 35.367 |  | 106 | 999 |  |  |  | 93388 |  | R63-0036
06029 |  | California | Kern | 387011 | 49551413 | 46813312 | 1514305025 | 4610 | 4601 | TEXACO - BAKERSFIELD DIVISION |  |  |  |  | 490 | 95.1 | 60.2 | 211111 | -119.019 | 35.367 |  | 106 | 999 |  |  |  | 93388 |  | R63-0036
06029 |  | California | Kern | 387011 | 49551613 | 46813312 | 1514305025 | 4608 | 4601 | TEXACO - BAKERSFIELD DIVISION |  |  |  |  | 490 | 95.1 | 60.2 | 211111 | -119.019 | 35.367 |  | 106 | 999 |  |  |  | 93388 |  | R63-0036
06029 |  | California | Kern | 387011 | 49551713 | 46834412 | 1514305025 | 1209 | 1201 | TEXACO - BAKERSFIELD DIVISION |  |  |  |  | 490 | 95.1 | 60.2 | 211111 | -119.019 | 35.367 |  | 106 | 999 |  |  |  | 93388 |  | R63-0036
06029 |  | California | Kern | 387011 | 49551813 | 46813312 | 1514305025 | 4607 | 4601 | TEXACO - BAKERSFIELD DIVISION |  |  |  |  | 490 | 95.1 | 60.2 | 211111 | -119.019 | 35.367 |  | 106 | 999 |  |  |  | 93388 |  | R63-0036
06029 |  | California | Kern | 387011 | 49551913 | 46813312 | 1514305025 | 4606 | 4601 | TEXACO - BAKERSFIELD DIVISION |  |  |  |  | 490 | 95.1 | 60.2 | 211111 | -119.019 | 35.367 |  | 106 | 999 |  |  |  | 93388 |  | R63-0036
06029 |  | California | Kern | 387011 | 49553513 | 46844012 | 1514305025 | 5120 | 5101 | TEXACO - BAKERSFIELD DIVISION |  |  |  |  | 490 | 95.1 | 60.2 | 211111 | -119.019 | 35.367 |  | 106 | 999 |  |  |  | 93388 |  | R63-0036
06029 |  | California | Kern | 387011 | 49553613 | 46844212 | 1514305025 | 5402 | 5401 | TEXACO - BAKERSFIELD DIVISION |  |  |  |  | 490 | 95.1 | 60.2 | 211111 | -119.019 | 35.367 |  | 106 | 999 |  |  |  | 93388 |  | R63-0036
06029 |  | California | Kern | 387011 | 49553713 | 46800812 | 1514305025 | 5220 | 5201 | TEXACO - BAKERSFIELD DIVISION |  |  |  |  | 490 | 95.1 | 60.2 | 211111 | -119.019 | 35.367 |  | 106 | 999 |  |  |  | 93388 |  | R63-0036
06029 |  | California | Kern | 387011 | 49553913 | 46800812 | 1514305025 | 5216 | 5201 | TEXACO - BAKERSFIELD DIVISION |  |  |  |  | 490 | 95.1 | 60.2 | 211111 | -119.019 | 35.367 |  | 106 | 999 |  |  |  | 93388 |  | R63-0036
06029 |  | California | Kern | 387011 | 49554113 | 46800812 | 1514305025 | 5212 | 5201 | TEXACO - BAKERSFIELD DIVISION |  |  |  |  | 490 | 95.1 | 60.2 | 211111 | -119.019 | 35.367 |  | 106 | 999 |  |  |  | 93388 |  | R63-0036
06029 |  | California | Kern | 387011 | 49554313 | 46800812 | 1514305025 | 5207 | 5201 | TEXACO - BAKERSFIELD DIVISION |  |  |  |  | 490 | 95.1 | 60.2 | 211111 | -119.019 | 35.367 |  | 106 | 999 |  |  |  | 93388 |  | R63-0036
06029 |  | California | Kern | 387011 | 49554413 | 46800812 | 1514305025 | 5205 | 5201 | TEXACO - BAKERSFIELD DIVISION |  |  |  |  | 490 | 95.1 | 60.2 | 211111 | -119.019 | 35.367 |  | 106 | 999 |  |  |  | 93388 |  | R63-0036
06029 |  | California | Kern | 387011 | 49554613 | 46800812 | 1514305025 | 5203 | 5201 | TEXACO - BAKERSFIELD DIVISION |  |  |  |  | 490 | 95.1 | 60.2 | 211111 | -119.019 | 35.367 |  | 106 | 999 |  |  |  | 93388 |  | R63-0036
06029 |  | California | Kern | 387011 | 49554713 | 46800812 | 1514305025 | 5224 | 5201 | TEXACO - BAKERSFIELD DIVISION |  |  |  |  | 490 | 95.1 | 60.2 | 211111 | -119.019 | 35.367 |  | 106 | 999 |  |  |  | 93388 |  | R63-0036
06029 |  | California | Kern | 387011 | 49554813 | 46800812 | 1514305025 | 5201 | 5201 | TEXACO - BAKERSFIELD DIVISION |  |  |  |  | 490 | 95.1 | 60.2 | 211111 | -119.019 | 35.367 |  | 106 | 999 |  |  |  | 93388 |  | R63-0036
06029 |  | California | Kern | 387011 | 49555113 | 46844012 | 1514305025 | 5116 | 5101 | TEXACO - BAKERSFIELD DIVISION |  |  |  |  | 490 | 95.1 | 60.2 | 211111 | -119.019 | 35.367 |  | 106 | 999 |  |  |  | 93388 |  | R63-0036
06029 |  | California | Kern | 387011 | 49555213 | 46844012 | 1514305025 | 5105 | 5101 | TEXACO - BAKERSFIELD DIVISION |  |  |  |  | 490 | 95.1 | 60.2 | 211111 | -119.019 | 35.367 |  | 106 | 999 |  |  |  | 93388 |  | R63-0036
06029 |  | California | Kern | 387011 | 49555413 | 46844012 | 1514305025 | 5103 | 5101 | TEXACO - BAKERSFIELD DIVISION |  |  |  |  | 490 | 95.1 | 60.2 | 211111 | -119.019 | 35.367 |  | 106 | 999 |  |  |  | 93388 |  | R63-0036
06029 |  | California | Kern | 387011 | 49555513 | 46844012 | 1514305025 | 5102 | 5101 | TEXACO - BAKERSFIELD DIVISION |  |  |  |  | 490 | 95.1 | 60.2 | 211111 | -119.019 | 35.367 |  | 106 | 999 |  |  |  | 93388 |  | R63-0036
06029 |  | California | Kern | 387011 | 49555613 | 46844012 | 1514305025 | 5101 | 5101 | TEXACO - BAKERSFIELD DIVISION |  |  |  |  | 490 | 95.1 | 60.2 | 211111 | -119.019 | 35.367 |  | 106 | 999 |  |  |  | 93388 |  | R63-0036
06029 |  | California | Kern | 387011 | 49555713 | 46843112 | 1514305025 | 2901 | 2901 | TEXACO - BAKERSFIELD DIVISION |  |  |  |  | 490 | 95.1 | 60.2 | 211111 | -119.019 | 35.367 |  | 106 | 999 |  |  |  | 93388 |  | R63-0036
06029 |  | California | Kern | 387011 | 49556113 | 46825112 | 1514305025 | 2815 | 2801 | TEXACO - BAKERSFIELD DIVISION |  |  |  |  | 490 | 95.1 | 60.2 | 211111 | -119.019 | 35.367 |  | 106 | 999 |  |  |  | 93388 |  | R63-0036
06029 |  | California | Kern | 387011 | 49556213 | 46800812 | 1514305025 | 5202 | 5201 | TEXACO - BAKERSFIELD DIVISION |  |  |  |  | 490 | 95.1 | 60.2 | 211111 | -119.019 | 35.367 |  | 106 | 999 |  |  |  | 93388 |  | R63-0036
06029 |  | California | Kern | 387011 | 49556513 | 46832812 | 1514305025 | 5321 | 5301 | TEXACO - BAKERSFIELD DIVISION |  |  |  |  | 490 | 95.1 | 60.2 | 211111 | -119.019 | 35.367 |  | 106 | 999 |  |  |  | 93388 |  | R63-0036
06029 |  | California | Kern | 387011 | 49556713 | 46832812 | 1514305025 | 5316 | 5301 | TEXACO - BAKERSFIELD DIVISION |  |  |  |  | 490 | 95.1 | 60.2 | 211111 | -119.019 | 35.367 |  | 106 | 999 |  |  |  | 93388 |  | R63-0036
06029 |  | California | Kern | 387011 | 49556913 | 46832812 | 1514305025 | 5312 | 5301 | TEXACO - BAKERSFIELD DIVISION |  |  |  |  | 490 | 95.1 | 60.2 | 211111 | -119.019 | 35.367 |  | 106 | 999 |  |  |  | 93388 |  | R63-0036
06029 |  | California | Kern | 387011 | 49557113 | 46832812 | 1514305025 | 5310 | 5301 | TEXACO - BAKERSFIELD DIVISION |  |  |  |  | 490 | 95.1 | 60.2 | 211111 | -119.019 | 35.367 |  | 106 | 999 |  |  |  | 93388 |  | R63-0036
06029 |  | California | Kern | 387011 | 49557613 | 46832812 | 1514305025 | 5305 | 5301 | TEXACO - BAKERSFIELD DIVISION |  |  |  |  | 490 | 95.1 | 60.2 | 211111 | -119.019 | 35.367 |  | 106 | 999 |  |  |  | 93388 |  | R63-0036
06029 |  | California | Kern | 387011 | 49557913 | 46832812 | 1514305025 | 5304 | 5301 | TEXACO - BAKERSFIELD DIVISION |  |  |  |  | 490 | 95.1 | 60.2 | 211111 | -119.019 | 35.367 |  | 106 | 999 |  |  |  | 93388 |  | R63-0036
06029 |  | California | Kern | 387011 | 49558013 | 46832812 | 1514305025 | 5303 | 5301 | TEXACO - BAKERSFIELD DIVISION |  |  |  |  | 490 | 95.1 | 60.2 | 211111 | -119.019 | 35.367 |  | 106 | 999 |  |  |  | 93388 |  | R63-0036
06029 |  | California | Kern | 387011 | 49558113 | 46832812 | 1514305025 | 5302 | 5301 | TEXACO - BAKERSFIELD DIVISION |  |  |  |  | 490 | 95.1 | 60.2 | 211111 | -119.019 | 35.367 |  | 106 | 999 |  |  |  | 93388 |  | R63-0036
06029 |  | California | Kern | 387011 | 49558213 | 46832812 | 1514305025 | 5301 | 5301 | TEXACO - BAKERSFIELD DIVISION |  |  |  |  | 490 | 95.1 | 60.2 | 211111 | -119.019 | 35.367 |  | 106 | 999 |  |  |  | 93388 |  | R63-0036
06029 |  | California | Kern | 387011 | 49558313 | 46800812 | 1514305025 | 5246 | 5201 | TEXACO - BAKERSFIELD DIVISION |  |  |  |  | 490 | 95.1 | 60.2 | 211111 | -119.019 | 35.367 |  | 106 | 999 |  |  |  | 93388 |  | R63-0036
06029 |  | California | Kern | 387011 | 49558513 | 46800812 | 1514305025 | 5234 | 5201 | TEXACO - BAKERSFIELD DIVISION |  |  |  |  | 490 | 95.1 | 60.2 | 211111 | -119.019 | 35.367 |  | 106 | 999 |  |  |  | 93388 |  | R63-0036
06029 |  | California | Kern | 387011 | 49558613 | 46800812 | 1514305025 | 5233 | 5201 | TEXACO - BAKERSFIELD DIVISION |  |  |  |  | 490 | 95.1 | 60.2 | 211111 | -119.019 | 35.367 |  | 106 | 999 |  |  |  | 93388 |  | R63-0036
06029 |  | California | Kern | 387011 | 49558713 | 46800812 | 1514305025 | 5232 | 5201 | TEXACO - BAKERSFIELD DIVISION |  |  |  |  | 490 | 95.1 | 60.2 | 211111 | -119.019 | 35.367 |  | 106 | 999 |  |  |  | 93388 |  | R63-0036
06029 |  | California | Kern | 387011 | 49558813 | 46800812 | 1514305025 | 5231 | 5201 | TEXACO - BAKERSFIELD DIVISION |  |  |  |  | 490 | 95.1 | 60.2 | 211111 | -119.019 | 35.367 |  | 106 | 999 |  |  |  | 93388 |  | R63-0036
06029 |  | California | Kern | 387011 | 49558913 | 46800812 | 1514305025 | 5228 | 5201 | TEXACO - BAKERSFIELD DIVISION |  |  |  |  | 490 | 95.1 | 60.2 | 211111 | -119.019 | 35.367 |  | 106 | 999 |  |  |  | 93388 |  | R63-0036
06029 |  | California | Kern | 387011 | 49559013 | 46832812 | 1514305025 | 5306 | 5301 | TEXACO - BAKERSFIELD DIVISION |  |  |  |  | 490 | 95.1 | 60.2 | 211111 | -119.019 | 35.367 |  | 106 | 999 |  |  |  | 93388 |  | R63-0036
06029 |  | California | Kern | 387011 | 49559113 | 46827812 | 1514305025 | 1813 | 1801 | TEXACO - BAKERSFIELD DIVISION |  |  |  |  | 89 | 16.3 | 5.9 | 211111 | -119.019 | 35.367 |  | 106 | 999 |  |  |  | 93388 |  | R63-0036
06029 |  | California | Kern | 387011 | 49559213 | 46827812 | 1514305025 | 1831 | 1801 | TEXACO - BAKERSFIELD DIVISION |  |  |  |  | 89 | 16.3 | 5.9 | 211111 | -119.019 | 35.367 |  | 106 | 999 |  |  |  | 93388 |  | R63-0036
06029 |  | California | Kern | 387011 | 49559813 | 46827812 | 1514305025 | 1823 | 1801 | TEXACO - BAKERSFIELD DIVISION |  |  |  |  | 89 | 16.3 | 5.9 | 211111 | -119.019 | 35.367 |  | 106 | 999 |  |  |  | 93388 |  | R63-0036
06029 |  | California | Kern | 387011 | 49560013 | 46827812 | 1514305025 | 1819 | 1801 | TEXACO - BAKERSFIELD DIVISION |  |  |  |  | 89 | 16.3 | 5.9 | 211111 | -119.019 | 35.367 |  | 106 | 999 |  |  |  | 93388 |  | R63-0036
06029 |  | California | Kern | 387011 | 49560213 | 46817612 | 1514305025 | 2001 | 2001 | TEXACO - BAKERSFIELD DIVISION |  |  |  |  | 490 | 95.1 | 60.2 | 211111 | -119.019 | 35.367 |  | 106 | 999 |  |  |  | 93388 |  | R63-0036
06029 |  | California | Kern | 387011 | 49560413 | 46799012 | 1514305025 | 1903 | 1901 | TEXACO - BAKERSFIELD DIVISION |  |  |  |  | 89 | 16.3 | 5.9 | 211111 | -119.019 | 35.367 |  | 106 | 999 |  |  |  | 93388 |  | R63-0036
06029 |  | California | Kern | 387011 | 49560513 | 46827812 | 1514305025 | 1812 | 1801 | TEXACO - BAKERSFIELD DIVISION |  |  |  |  | 89 | 16.3 | 5.9 | 211111 | -119.019 | 35.367 |  | 106 | 999 |  |  |  | 93388 |  | R63-0036
06029 |  | California | Kern | 387011 | 49560713 | 46827812 | 1514305025 | 1809 | 1801 | TEXACO - BAKERSFIELD DIVISION |  |  |  |  | 89 | 16.3 | 5.9 | 211111 | -119.019 | 35.367 |  | 106 | 999 |  |  |  | 93388 |  | R63-0036
06029 |  | California | Kern | 387011 | 49560813 | 46827812 | 1514305025 | 1808 | 1801 | TEXACO - BAKERSFIELD DIVISION |  |  |  |  | 89 | 16.3 | 5.9 | 211111 | -119.019 | 35.367 |  | 106 | 999 |  |  |  | 93388 |  | R63-0036
06029 |  | California | Kern | 387011 | 49560913 | 46827812 | 1514305025 | 1807 | 1801 | TEXACO - BAKERSFIELD DIVISION |  |  |  |  | 89 | 16.3 | 5.9 | 211111 | -119.019 | 35.367 |  | 106 | 999 |  |  |  | 93388 |  | R63-0036
06029 |  | California | Kern | 387011 | 49561013 | 46827812 | 1514305025 | 1806 | 1801 | TEXACO - BAKERSFIELD DIVISION |  |  |  |  | 89 | 16.3 | 5.9 | 211111 | -119.019 | 35.367 |  | 106 | 999 |  |  |  | 93388 |  | R63-0036
06029 |  | California | Kern | 387011 | 49561113 | 46827812 | 1514305025 | 1805 | 1801 | TEXACO - BAKERSFIELD DIVISION |  |  |  |  | 89 | 16.3 | 5.9 | 211111 | -119.019 | 35.367 |  | 106 | 999 |  |  |  | 93388 |  | R63-0036
06029 |  | California | Kern | 387011 | 49561213 | 46827812 | 1514305025 | 1804 | 1801 | TEXACO - BAKERSFIELD DIVISION |  |  |  |  | 89 | 16.3 | 5.9 | 211111 | -119.019 | 35.367 |  | 106 | 999 |  |  |  | 93388 |  | R63-0036
06029 |  | California | Kern | 387111 | 49451213 | 46798112 | 1514305026 | 1002 | 1002 | TWIN OIL PRODUCTION, INC. |  |  |  |  | 434 | 99.7 | 30.5 | 211111 | -119.0581 | 35.3823 |  | 106 | 999 |  |  |  | 93307 |  | R63-0036
06029 |  | California | Kern | 387111 | 49451313 | 46798612 | 1514305026 | 1004 | 1004 | TWIN OIL PRODUCTION, INC. |  |  |  |  | 510 | 37 | 18.2 | 211111 | -119.0581 | 35.3823 |  | 106 | 999 |  |  |  | 93307 |  | R63-0040
06029 |  | California | Kern | 387111 | 49451513 | 46798512 | 1514305026 | 1001 | 1001 | TWIN OIL PRODUCTION, INC. |  |  |  |  | 175 | 85.5 | 11.4 | 211111 | -119.0581 | 35.3823 |  | 106 | 999 |  |  |  | 93307 |  | R63-0036
06029 |  | California | Kern | 387611 | 49446913 | 46794812 | 1514305028 | 1005 | 1000 | UNOCAL REFINING AND MKTG DIV. |  |  |  |  | 95 | 28.7 | 5.7 | 486110 | -119.2723 | 35.1153 |  | 106 | 999 |  |  |  | 93406 |  | R63-0036
06029 |  | California | Kern | 387711 | 49442613 | 46793812 | 1514305028 | 21038 | 21022 | VICTORY OIL COMPANY |  |  |  |  | 79 | 7.9 | 3 | 211111 | -119.6157 | 35.2166 |  | 106 | 999 |  |  |  | 93268 |  | R63-0036
06029 |  | California | Kern | 387711 | 49442713 | 46794112 | 1514305028 | 21037 | 21017 | VICTORY OIL COMPANY |  |  |  |  | 79 | 7.9 | 3 | 211111 | -119.6157 | 35.2166 |  | 106 | 999 |  |  |  | 93268 |  | R63-0036
06029 |  | California | Kern | 387711 | 49442813 | 46794112 | 1514305028 | 21036 | 21017 | VICTORY OIL COMPANY |  |  |  |  | 79 | 7.9 | 3 | 211111 | -119.6157 | 35.2166 |  | 106 | 999 |  |  |  | 93268 |  | R63-0036
06029 |  | California | Kern | 387711 | 49442913 | 46794412 | 1514305028 | 21032 | 21005 | VICTORY OIL COMPANY |  |  |  |  | 79 | 7.9 | 3 | 211111 | -119.6157 | 35.2166 |  | 106 | 999 |  |  |  | 93268 |  | R63-0036
06029 |  | California | Kern | 387711 | 49443013 | 46794412 | 1514305028 | 21031 | 21005 | VICTORY OIL COMPANY |  |  |  |  | 79 | 7.9 | 3 | 211111 | -119.6157 | 35.2166 |  | 106 | 999 |  |  |  | 93268 |  | R63-0036
06029 |  | California | Kern | 387711 | 49443113 | 46794212 | 1514305028 | 21030 | 21002 | VICTORY OIL COMPANY |  |  |  |  | 79 | 7.9 | 3 | 211111 | -119.6157 | 35.2166 |  | 106 | 999 |  |  |  | 93268 |  | R63-0036
06029 |  | California | Kern | 387711 | 49443213 | 46794212 | 1514305028 | 21029 | 21002 | VICTORY OIL COMPANY |  |  |  |  | 79 | 7.9 | 3 | 211111 | -119.6157 | 35.2166 |  | 106 | 999 |  |  |  | 93268 |  | R63-0036
06029 |  | California | Kern | 387711 | 49443313 | 46794212 | 1514305028 | 21028 | 21002 | VICTORY OIL COMPANY |  |  |  |  | 79 | 7.9 | 3 | 211111 | -119.6157 | 35.2166 |  | 106 | 999 |  |  |  | 93268 |  | R63-0036
06029 |  | California | Kern | 387711 | 49443413 | 46794212 | 1514305028 | 21027 | 21002 | VICTORY OIL COMPANY |  |  |  |  | 79 | 7.9 | 3 | 211111 | -119.6157 | 35.2166 |  | 106 | 999 |  |  |  | 93268 |  | R63-0036
06029 |  | California | Kern | 387711 | 49443513 | 46794212 | 1514305028 | 21026 | 21002 | VICTORY OIL COMPANY |  |  |  |  | 79 | 7.9 | 3 | 211111 | -119.6157 | 35.2166 |  | 106 | 999 |  |  |  | 93268 |  | R63-0036
06029 |  | California | Kern | 387711 | 49443613 | 46793912 | 1514305028 | 21045 | 21023 | VICTORY OIL COMPANY |  |  |  |  | 79 | 7.9 | 3 | 211111 | -119.6157 | 35.2166 |  | 106 | 999 |  |  |  | 93268 |  | R63-0036
06029 |  | California | Kern | 387711 | 49443713 | 46793912 | 1514305028 | 21025 | 21023 | VICTORY OIL COMPANY |  |  |  |  | 79 | 7.9 | 3 | 211111 | -119.6157 | 35.2166 |  | 106 | 999 |  |  |  | 93268 |  | R63-0036
06029 |  | California | Kern | 387711 | 49443813 | 46794412 | 1514305028 | 21033 | 21005 | VICTORY OIL COMPANY |  |  |  |  | 79 | 7.9 | 3 | 211111 | -119.6157 | 35.2166 |  | 106 | 999 |  |  |  | 93268 |  | R63-0036
06029 |  | California | Kern | 387711 | 49443913 | 46794412 | 1514305028 | 21034 | 21005 | VICTORY OIL COMPANY |  |  |  |  | 79 | 7.9 | 3 | 211111 | -119.6157 | 35.2166 |  | 106 | 999 |  |  |  | 93268 |  | R63-0036
06029 |  | California | Kern | 387711 | 49444013 | 46794112 | 1514305028 | 21019 | 21017 | VICTORY OIL COMPANY |  |  |  |  | 79 | 7.9 | 3 | 211111 | -119.6157 | 35.2166 |  | 106 | 999 |  |  |  | 93268 |  | R63-0036
06029 |  | California | Kern | 387711 | 49444113 | 46794112 | 1514305028 | 21020 | 21017 | VICTORY OIL COMPANY |  |  |  |  | 79 | 7.9 | 3 | 211111 | -119.6157 | 35.2166 |  | 106 | 999 |  |  |  | 93268 |  | R63-0036
06029 |  | California | Kern | 387711 | 49444213 | 46793812 | 1514305028 | 21022 | 21022 | VICTORY OIL COMPANY |  |  |  |  | 79 | 7.9 | 3 | 211111 | -119.6157 | 35.2166 |  | 106 | 999 |  |  |  | 93268 |  | R63-0036
06029 |  | California | Kern | 387711 | 49444313 | 46793912 | 1514305028 | 21023 | 21023 | VICTORY OIL COMPANY |  |  |  |  | 79 | 7.9 | 3 | 211111 | -119.6157 | 35.2166 |  | 106 | 999 |  |  |  | 93268 |  | R63-0036
06029 |  | California | Kern | 387711 | 49444413 | 46794612 | 1514305028 | 21035 | 21016 | VICTORY OIL COMPANY |  |  |  |  | 79 | 7.9 | 3 | 211111 | -119.6157 | 35.2166 |  | 106 | 999 |  |  |  | 93268 |  | R63-0036
06029 |  | California | Kern | 387711 | 49444513 | 46794112 | 1514305028 | 21043 | 21017 | VICTORY OIL COMPANY |  |  |  |  | 79 | 7.9 | 3 | 211111 | -119.6157 | 35.2166 |  | 106 | 999 |  |  |  | 93268 |  | R63-0036
06029 |  | California | Kern | 387711 | 49444813 | 46793912 | 1514305028 | 21044 | 21023 | VICTORY OIL COMPANY |  |  |  |  | 79 | 7.9 | 3 | 211111 | -119.6157 | 35.2166 |  | 106 | 999 |  |  |  | 93268 |  | R63-0036
06029 |  | California | Kern | 387711 | 49444913 | 46794612 | 1514305028 | 21042 | 21016 | VICTORY OIL COMPANY |  |  |  |  | 79 | 7.9 | 3 | 211111 | -119.6157 | 35.2166 |  | 106 | 999 |  |  |  | 93268 |  | R63-0036
06029 |  | California | Kern | 387711 | 49445013 | 46794412 | 1514305028 | 21041 | 21005 | VICTORY OIL COMPANY |  |  |  |  | 79 | 7.9 | 3 | 211111 | -119.6157 | 35.2166 |  | 106 | 999 |  |  |  | 93268 |  | R63-0036
06029 |  | California | Kern | 387711 | 49445113 | 46794212 | 1514305028 | 21040 | 21002 | VICTORY OIL COMPANY |  |  |  |  | 79 | 7.9 | 3 | 211111 | -119.6157 | 35.2166 |  | 106 | 999 |  |  |  | 93268 |  | R63-0036
06029 |  | California | Kern | 387711 | 49445213 | 46793912 | 1514305028 | 21039 | 21023 | VICTORY OIL COMPANY |  |  |  |  | 79 | 7.9 | 3 | 211111 | -119.6157 | 35.2166 |  | 106 | 999 |  |  |  | 93268 |  | R63-0036
06029 |  | California | Kern | 387711 | 49445313 | 46793912 | 1514305028 | 21024 | 21023 | VICTORY OIL COMPANY |  |  |  |  | 79 | 7.9 | 3 | 211111 | -119.6157 | 35.2166 |  | 106 | 999 |  |  |  | 93268 |  | R63-0036
06029 |  | California | Kern | 387711 | 49445413 | 46794612 | 1514305028 | 21016 | 21016 | VICTORY OIL COMPANY |  |  |  |  | 79 | 7.9 | 3 | 211111 | -119.6157 | 35.2166 |  | 106 | 999 |  |  |  | 93268 |  | R63-0036
06029 |  | California | Kern | 387711 | 49445513 | 46794112 | 1514305028 | 21018 | 21017 | VICTORY OIL COMPANY |  |  |  |  | 79 | 7.9 | 3 | 211111 | -119.6157 | 35.2166 |  | 106 | 999 |  |  |  | 93268 |  | R63-0036
06029 |  | California | Kern | 387711 | 49445613 | 46794212 | 1514305028 | 21002 | 21002 | VICTORY OIL COMPANY |  |  |  |  | 79 | 7.9 | 3 | 211111 | -119.6157 | 35.2166 |  | 106 | 999 |  |  |  | 93268 |  | R63-0036
06029 |  | California | Kern | 387711 | 49445713 | 46794112 | 1514305028 | 21017 | 21017 | VICTORY OIL COMPANY |  |  |  |  | 79 | 7.9 | 3 | 211111 | -119.6157 | 35.2166 |  | 106 | 999 |  |  |  | 93268 |  | R63-0036
06029 |  | California | Kern | 387711 | 49445913 | 46794412 | 1514305028 | 21014 | 21005 | VICTORY OIL COMPANY |  |  |  |  | 79 | 7.9 | 3 | 211111 | -119.6157 | 35.2166 |  | 106 | 999 |  |  |  | 93268 |  | R63-0036
06029 |  | California | Kern | 387711 | 49446013 | 46794412 | 1514305028 | 21013 | 21005 | VICTORY OIL COMPANY |  |  |  |  | 79 | 7.9 | 3 | 211111 | -119.6157 | 35.2166 |  | 106 | 999 |  |  |  | 93268 |  | R63-0036
06029 |  | California | Kern | 387711 | 49446113 | 46794412 | 1514305028 | 21010 | 21005 | VICTORY OIL COMPANY |  |  |  |  | 79 | 7.9 | 3 | 211111 | -119.6157 | 35.2166 |  | 106 | 999 |  |  |  | 93268 |  | R63-0036
06029 |  | California | Kern | 387711 | 49446213 | 46794412 | 1514305028 | 21009 | 21005 | VICTORY OIL COMPANY |  |  |  |  | 79 | 7.9 | 3 | 211111 | -119.6157 | 35.2166 |  | 106 | 999 |  |  |  | 93268 |  | R63-0036
06029 |  | California | Kern | 387711 | 49446313 | 46794412 | 1514305028 | 21008 | 21005 | VICTORY OIL COMPANY |  |  |  |  | 79 | 7.9 | 3 | 211111 | -119.6157 | 35.2166 |  | 106 | 999 |  |  |  | 93268 |  | R63-0036
06029 |  | California | Kern | 387711 | 49446413 | 46794412 | 1514305028 | 21007 | 21005 | VICTORY OIL COMPANY |  |  |  |  | 79 | 7.9 | 3 | 211111 | -119.6157 | 35.2166 |  | 106 | 999 |  |  |  | 93268 |  | R63-0036
06029 |  | California | Kern | 387711 | 49446513 | 46794412 | 1514305028 | 21005 | 21005 | VICTORY OIL COMPANY |  |  |  |  | 79 | 7.9 | 3 | 211111 | -119.6157 | 35.2166 |  | 106 | 999 |  |  |  | 93268 |  | R63-0036
06029 |  | California | Kern | 387711 | 49446613 | 46794212 | 1514305028 | 21004 | 21002 | VICTORY OIL COMPANY |  |  |  |  | 79 | 7.9 | 3 | 211111 | -119.6157 | 35.2166 |  | 106 | 999 |  |  |  | 93268 |  | R63-0036
06029 |  | California | Kern | 387711 | 49446813 | 46794212 | 1514305028 | 21003 | 21002 | VICTORY OIL COMPANY |  |  |  |  | 79 | 7.9 | 3 | 211111 | -119.6157 | 35.2166 |  | 106 | 999 |  |  |  | 93268 |  | R63-0036
06029 |  | California | Kern | 388011 | 49440913 | 105349412 | 1514305029 | 1067 | 1067_1_403 | CHEVRON U.S.A. PRODUCTION CO. | [7 empty] | 211111 | -119.2058 | 35.397 |  | 106 | 999 |  |  |  | 93307 |  | R63-0040
06029 |  | California | Kern | 388011 | 49441013 | 105348912 | 1514305029 | 1063 | 1063_1_310 | CHEVRON U.S.A. PRODUCTION CO. | [7 empty] | 211111 | -119.2058 | 35.397 |  | 106 | 999 |  |  |  | 93307 |  | R63-0036
06029 |  | California | Kern | 388011 | 49441213 | 105348812 | 1514305029 | 1062 | 1062_1_310 | CHEVRON U.S.A. PRODUCTION CO. | [7 empty] | 211111 | -119.2058 | 35.397 |  | 106 | 999 |  |  |  | 93307 |  | R63-0036
06029 |  | California | Kern | 388011 | 49441313 | 105349012 | 1514305029 | 1065 | 1065_1_310 | CHEVRON U.S.A. PRODUCTION CO. | [7 empty] | 211111 | -119.2058 | 35.397 |  | 106 | 999 |  |  |  | 93307 |  | R63-0036
06029 |  | California | Kern | 388011 | 49441413 | 105349312 | 1514305029 | 1066 | 1066_1_403 | CHEVRON U.S.A. PRODUCTION CO. | [7 empty] | 211111 | -119.2058 | 35.397 |  | 106 | 999 |  |  |  | 93307 |  | R63-0036
06029 |  | California | Kern | 388111 | 49428313 | 105269712 | 1514305030 | 20166 | 20166_1_31 | CHEVRON U.S.A. PRODUCTION CO. | [7 empty] | 211111 | -119.66 | 35.616 |  | 106 | 999 |  |  |  | 93307 |  | R63-0036
06029 |  | California | Kern | 388111 | 49428413 | 105269512 | 1514305030 | 20164 | 20164_1_31 | CHEVRON U.S.A. PRODUCTION CO. | [7 empty] | 211111 | -119.66 | 35.616 |  | 106 | 999 |  |  |  | 93307 |  | R63-0036
06029 |  | California | Kern | 388111 | 49428513 | 105269412 | 1514305030 | 20163 | 20163_1_31 | CHEVRON U.S.A. PRODUCTION CO. | [7 empty] | 211111 | -119.66 | 35.616 |  | 106 | 999 |  |  |  | 93307 |  | R63-0036
06029 |  | California | Kern | 388111 | 49428613 | 105269312 | 1514305030 | 20162 | 20162_1_31 | CHEVRON U.S.A. PRODUCTION CO. | [7 empty] | 211111 | -119.66 | 35.616 |  | 106 | 999 |  |  |  | 93307 |  | R63-0036
06029 |  | California | Kern | 388111 | 49428713 | 105269212 | 1514305030 | 20161 | 20161_1_31 | CHEVRON U.S.A. PRODUCTION CO. | [7 empty] | 211111 | -119.66 | 35.616 |  | 106 | 999 |  |  |  | 93307 |  | R63-0036
06029 |  | California | Kern | 388111 | 49431813 | 105266812 | 1514305030 | 20158 | 20158_1_31 | CHEVRON U.S.A. PRODUCTION CO. | [7 empty] | 211111 | -119.66 | 35.616 |  | 106 | 999 |  |  |  | 93307 |  | R63-0036
06029 |  | California | Kern | 388111 | 49435913 | 105271612 | 1514305030 | 20013 | 20013_1_40 | CHEVRON U.S.A. PRODUCTION CO. | [7 empty] | 211111 | -119.66 | 35.616 |  | 106 | 999 |  |  |  | 93307 |  | R63-0040
06029 |  | California | Kern | 388111 | 49436013 | 105271412 | 1514305030 | 20011 | 20011_1_40 | CHEVRON U.S.A. PRODUCTION CO. | [7 empty] | 211111 | -119.66 | 35.616 |  | 106 | 999 |  |  |  | 93307 |  | R63-0040
06029 |  | California | Kern | 388111 | 49436113 | 105274312 | 1514305030 | 20009 | 20009_1_40 | CHEVRON U.S.A. PRODUCTION CO. | [7 empty] | 211111 | -119.66 | 35.616 |  | 106 | 999 |  |  |  | 93307 |  | R63-0040
06029 |  | California | Kern | 388111 | 49436213 | 105274212 | 1514305030 | 20008 | 20008_1_40 | CHEVRON U.S.A. PRODUCTION CO. | [7 empty] | 211111 | -119.66 | 35.616 |  | 106 | 999 |  |  |  | 93307 |  | R63-0040
06029 |  | California | Kern | 388111 | 49436413 | 105274012 | 1514305030 | 20006 | 20006_1_40 | CHEVRON U.S.A. PRODUCTION CO. | [7 empty] | 211111 | -119.66 | 35.616 |  | 106 | 999 |  |  |  | 93307 |  | R63-0040
06029 |  | California | Kern | 388111 | 49436713 | 105273412 | 1514305030 | 173 | 173_1_4030 | CHEVRON U.S.A. PRODUCTION CO. | [7 empty] | 211111 | -119.66 | 35.616 |  | 106 | 999 |  |  |  | 93307 |  | R63-0040
06029 |  | California | Kern | 388111 | 49436913 | 105266912 | 1514305030 | 20159 | 20159_1_31 | CHEVRON U.S.A. PRODUCTION CO. | [7 empty] | 211111 | -119.66 | 35.616 |  | 106 | 999 |  |  |  | 93307 |  | R63-0036
06029 |  | California | Kern | 388111 | 49437613 | 105274112 | 1514305030 | 20007 | 20007_1_40 | CHEVRON U.S.A. PRODUCTION CO. | [7 empty] | 211111 | -119.66 | 35.616 |  | 106 | 999 |  |  |  | 93307 |  | R63-0040
06029 |  | California | Kern | 388111 | 49437713 | 105269112 | 1514305030 | 20160 | 20160_1_31 | CHEVRON U.S.A. PRODUCTION CO. | [7 empty] | 211111 | -119.66 | 35.616 |  | 106 | 999 |  |  |  | 93307 |  | R63-0036
06029 |  | California | Kern | 388111 | 49437813 | 105261912 | 1514305030 | 20199 | 20199_1_31 | CHEVRON U.S.A. PRODUCTION CO. | [7 empty] | 211111 | -119.66 | 35.616 |  | 106 | 999 |  |  |  | 93307 |  | R63-0036
06029 |  | California | Kern | 388111 | 49437913 | 105262012 | 1514305030 | 20200 | 20200_1_31 | CHEVRON U.S.A. PRODUCTION CO. | [7 empty] | 211111 | -119.66 | 35.616 |  | 106 | 999 |  |  |  | 93307 |  | R63-0036
06029 |  | California | Kern | 388111 | 49438013 | 105262112 | 1514305030 | 20201 | 20201_1_31 | CHEVRON U.S.A. PRODUCTION CO. | [7 empty] | 211111 | -119.66 | 35.616 |  | 106 | 999 |  |  |  | 93307 |  | R63-0036
06029 |  | California | Kern | 388111 | 49438413 | 105261812 | 1514305030 | 20177 | 20177_1_31 | CHEVRON U.S.A. PRODUCTION CO. | [7 empty] | 211111 | -119.66 | 35.616 |  | 106 | 999 |  |  |  | 93307 |  | R63-0036
06029 |  | California | Kern | 388111 | 49439413 | 105269612 | 1514305030 | 20165 | 20165_1_31 | CHEVRON U.S.A. PRODUCTION CO. | [7 empty] | 211111 | -119.66 | 35.616 |  | 106 | 999 |  |  |  | 93307 |  | R63-0036
06029 |  | California | Kern | 388211 | 49417513 | 105392312 | 1514305030 | 35 | 35_1_40301 | MOBIL | [7 empty] | 211111 | -118.915 | 35.234 |  | 106 | 999 |  |  |  | 93307 |  | R63-0040
06029 |  | California | Kern | 388211 | 49417713 | 105391712 | 1514305030 | 5 | 5_1_403010 | MOBIL | [7 empty] | 211111 | -118.915 | 35.234 |  | 106 | 999 |  |  |  | 93307 |  | R63-0040
06029 |  | California | Kern | 388211 | 49418413 | 105395712 | 1514305030 | 80 | 80_1_40301 | MOBIL | [7 empty] | 211111 | -118.915 | 35.234 |  | 106 | 999 |  |  |  | 93307 |  | R63-0040
06029 |  | California | Kern | 388211 | 49418513 | 105394512 | 1514305030 | 69 | 69_1_40301 | MOBIL | [7 empty] | 211111 | -118.915 | 35.234 |  | 106 | 999 |  |  |  | 93307 |  | R63-0040
06029 |  | California | Kern | 388211 | 49418613 | 105391912 | 1514305030 | 7 | 7_1_403010 | MOBIL | [7 empty] | 211111 | -118.915 | 35.234 |  | 106 | 999 |  |  |  | 93307 |  | R63-0040
06029 |  | California | Kern | 388211 | 49418713 | 105394612 | 1514305030 | 70 | 70_1_40301 | MOBIL | [7 empty] | 211111 | -118.915 | 35.234 |  | 106 | 999 |  |  |  | 93307 |  | R63-0040
06029 |  | California | Kern | 388211 | 49418713 | 105402512 | 1514305030 | 70 | 70_2_40301 | MOBIL | [7 empty] | 211111 | -118.915 | 35.234 |  | 106 | 999 |  |  |  | 93307 |  | R63-0040
06029 |  | California | Kern | 388211 | 49418813 | 105392012 | 1514305030 | 9 | 9_1_403010 | MOBIL | [7 empty] | 211111 | -118.915 | 35.234 |  | 106 | 999 |  |  |  | 93307 |  | R63-0040
06029 |  | California | Kern | 388211 | 49418913 | 105396412 | 1514305030 | 84 | 84_1_40301 | MOBIL | [7 empty] | 211111 | -118.915 | 35.234 |  | 106 | 999 |  |  |  | 93307 |  | R63-0040
06029 |  | California | Kern | 388211 | 49418913 | 105396512 | 1514305030 | 84 | 84_2_40301 | MOBIL | [7 empty] | 211111 | -118.915 | 35.234 |  | 106 | 999 |  |  |  | 93307 |  | R63-0040
06029 |  | California | Kern | 388211 | 49419013 | 105396212 | 1514305030 | 83 | 83_1_40301 | MOBIL | [7 empty] | 211111 | -118.915 | 35.234 |  | 106 | 999 |  |  |  | 93307 |  | R63-0040
06029 |  | California | Kern | 388211 | 49419013 | 105396312 | 1514305030 | 83 | 83_2_40301 | MOBIL | [7 empty] | 211111 | -118.915 | 35.234 |  | 106 | 999 |  |  |  | 93307 |  | R63-0040
06029 |  | California | Kern | 388211 | 49419113 | 105392412 | 1514305030 | 47 | 47_1_40301 | MOBIL | [7 empty] | 211111 | -118.915 | 35.234 |  | 106 | 999 |  |  |  | 93307 |  | R63-0040
06029 |  | California | Kern | 388211 | 49419213 | 105395812 | 1514305030 | 81 | 81_1_40301 | MOBIL | [7 empty] | 211111 | -118.915 | 35.234 |  | 106 | 999 |  |  |  | 93307 |  | R63-0040
06029 |  | California | Kern | 388211 | 49419213 | 105395912 | 1514305030 | 81 | 81_2_40301 | MOBIL | [7 empty] | 211111 | -118.915 | 35.234 |  | 106 | 999 |  |  |  | 93307 |  | R63-0040
06029 |  | California | Kern | 388211 | 49419313 | 105402212 | 1514305030 | 64 | 64_1_40301 | MOBIL | [7 empty] | 211111 | -118.915 | 35.234 |  | 106 | 999 |  |  |  | 93307 |  | R63-0040
06029 |  | California | Kern | 388211 | 49419413 | 105397712 | 1514305030 | 79 | 79_1_40301 | MOBIL | [7 empty] | 211111 | -118.915 | 35.234 |  | 106 | 999 |  |  |  | 93307 |  | R63-0040
06029 |  | California | Kern | 388211 | 49419513 | 105397512 | 1514305030 | 78 | 78_1_40301 | MOBIL | [7 empty] | 211111 | -118.915 | 35.234 |  | 106 | 999 |  |  |  | 93307 |  | R63-0040
06029 |  | California | Kern | 388211 | 49419513 | 105397612 | 1514305030 | 78 | 78_2_40301 | MOBIL | [7 empty] | 211111 | -118.915 | 35.234 |  | 106 | 999 |  |  |  | 93307 |  | R63-0040
06029 |  | California | Kern | 388211 | 49419613 | 105394212 | 1514305030 | 77 | 77_1_40301 | MOBIL | [7 empty] | 211111 | -118.915 | 35.234 |  | 106 | 999 |  |  |  | 93307 |  | R63-0040
06029 |  | California | Kern | 388211 | 49419613 | 105394312 | 1514305030 | 77 | 77_2_40301 | MOBIL | [7 empty] | 211111 | -118.915 | 35.234 |  | 106 | 999 |  |  |  | 93307 |  | R63-0040
06029 |  | California | Kern | 388211 | 49419613 | 105394412 | 1514305030 | 77 | 77_3_40301 | MOBIL | [7 empty] | 211111 | -118.915 | 35.234 |  | 106 | 999 |  |  |  | 93307 |  | R63-0040
06029 |  | California | Kern | 388211 | 49419713 | 105394012 | 1514305030 | 73 | 73_1_40301 | MOBIL | [7 empty] | 211111 | -118.915 | 35.234 |  | 106 | 999 |  |  |  | 93307 |  | R63-0040
06029 |  | California | Kern | 388211 | 49419713 | 105394112 | 1514305030 | 73 | 73_2_40301 | MOBIL | [7 empty] | 211111 | -118.915 | 35.234 |  | 106 | 999 |  |  |  | 93307 |  | R63-0040
06029 |  | California | Kern | 388211 | 49419813 | 105393812 | 1514305030 | 72 | 72_1_40301 | MOBIL | [7 empty] | 211111 | -118.915 | 35.234 |  | 106 | 999 |  |  |  | 93307 |  | R63-0040
06029 |  | California | Kern | 388211 | 49419813 | 105393912 | 1514305030 | 72 | 72_2_40301 | MOBIL | [7 empty] | 211111 | -118.915 | 35.234 |  | 106 | 999 |  |  |  | 93307 |  | R63-0040
06029 |  | California | Kern | 388211 | 49420013 | 105396012 | 1514305030 | 82 | 82_1_40301 | MOBIL | [7 empty] | 211111 | -118.915 | 35.234 |  | 106 | 999 |  |  |  | 93307 |  | R63-0040
06029 |  | California | Kern | 388211 | 49420013 | 105396112 | 1514305030 | 82 | 82_2_40301 | MOBIL | [7 empty] | 211111 | -118.915 | 35.234 |  | 106 | 999 |  |  |  | 93307 |  | R63-0040
06029 |  | California | Kern | 388211 | 49420113 | 105401612 | 1514305030 | 57 | 57_1_40301 | MOBIL | [7 empty] | 211111 | -118.915 | 35.234 |  | 106 | 999 |  |  |  | 93307 |  | R63-0040
06029 |  | California | Kern | 388211 | 49420213 | 105400312 | 1514305030 | 48 | 48_1_40301 | MOBIL | [7 empty] | 211111 | -118.915 | 35.234 |  | 106 | 999 |  |  |  | 93307 |  | R63-0040
06029 |  | California | Kern | 388211 | 49420413 | 105400412 | 1514305030 | 50 | 50_1_40301 | MOBIL | [7 empty] | 211111 | -118.915 | 35.234 |  | 106 | 999 |  |  |  | 93307 |  | R63-0040
06029 |  | California | Kern | 388211 | 49420513 | 105400512 | 1514305030 | 51 | 51_1_40301 | MOBIL | [7 empty] | 211111 | -118.915 | 35.234 |  | 106 | 999 |  |  |  | 93307 |  | R63-0040
06029 |  | California | Kern | 388211 | 49420613 | 105400612 | 1514305030 | 53 | 53_1_40301 | MOBIL | [7 empty] | 211111 | -118.915 | 35.234 |  | 106 | 999 |  |  |  | 93307 |  | R63-0040
06029 |  | California | Kern | 388211 | 49420713 | 105400712 | 1514305030 | 54 | 54_1_40301 | MOBIL | [7 empty] | 211111 | -118.915 | 35.234 |  | 106 | 999 |  |  |  | 93307 |  | R63-0040
06029 |  | California | Kern | 388211 | 49420813 | 105402412 | 1514305030 | 68 | 68_1_40301 | MOBIL | [7 empty] | 211111 | -118.915 | 35.234 |  | 106 | 999 |  |  |  | 93307 |  | R63-0040
06029 |  | California | Kern | 388211 | 49420913 | 105400912 | 1514305030 | 56 | 56_1_40301 | MOBIL | [7 empty] | 211111 | -118.915 | 35.234 |  | 106 | 999 |  |  |  | 93307 |  | R63-0040
06029 |  | California | Kern | 388211 | 49421013 | 105402312 | 1514305030 | 65 | 65_1_40301 | MOBIL | [7 empty] | 211111 | -118.915 | 35.234 |  | 106 | 999 |  |  |  | 93307 |  | R63-0040
06029 |  | California | Kern | 388211 | 49421113 | 105401712 | 1514305030 | 58 | 58_1_40301 | MOBIL | [7 empty] | 211111 | -118.915 | 35.234 |  | 106 | 999 |  |  |  | 93307 |  | R63-0040
06029 |  | California | Kern | 388211 | 49421213 | 105401812 | 1514305030 | 59 | 59_1_40301 | MOBIL | [7 empty] | 211111 | -118.915 | 35.234 |  | 106 | 999 |  |  |  | 93307 |  | R63-0040
06029 |  | California | Kern | 388211 | 49421313 | 105391812 | 1514305030 | 6 | 6_1_403010 | MOBIL | [7 empty] | 211111 | -118.915 | 35.234 |  | 106 | 999 |  |  |  | 93307 |  | R63-0040
06029 |  | California | Kern | 388211 | 49421613 | 105402112 | 1514305030 | 63 | 63_1_40301 | MOBIL | [7 empty] | 211111 | -118.915 | 35.234 |  | 106 | 999 |  |  |  | 93307 |  | R63-0040
06029 |  | California | Kern | 388211 | 49421813 | 105400812 | 1514305030 | 55 | 55_1_40301 | MOBIL | [7 empty] | 211111 | -118.915 | 35.234 |  | 106 | 999 |  |  |  | 93307 |  | R63-0040
06029 |  | California | Kern | 388211 | 49421913 | 105395412 | 1514305030 | 21204 | 21204_1_40 | MOBIL | [7 empty] | 211111 | -118.915 | 35.234 |  | 106 | 999 |  |  |  | 93307 |  | R63-0040
06029 |  | California | Kern | 388211 | 49422013 | 105395112 | 1514305030 | 21201 | 21201_1_40 | MOBIL | [7 empty] | 211111 | -118.915 | 35.234 |  | 106 | 999 |  |  |  | 93307 |  | R63-0040
06029 |  | California | Kern | 388211 | 49422113 | 105395212 | 1514305030 | 21202 | 21202_1_40 | MOBIL | [7 empty] | 211111 | -118.915 | 35.234 |  | 106 | 999 |  |  |  | 93307 |  | R63-0040
06029 |  | California | Kern | 388211 | 49422513 | 105396712 | 1514305030 | 98 | 98_1_40301 | MOBIL | [7 empty] | 211111 | -118.915 | 35.234 |  | 106 | 999 |  |  |  | 93307 |  | R63-0040
06029 |  | California | Kern | 388211 | 49422613 | 105396812 | 1514305030 | 99 | 99_1_40301 | MOBIL | [7 empty] | 211111 | -118.915 | 35.234 |  | 106 | 999 |  |  |  | 93307 |  | R63-0040
06029 |  | California | Kern | 388211 | 49422713 | 105389112 | 1514305030 | 21207 | 21207_1_40 | MOBIL | [7 empty] | 211111 | -118.915 | 35.234 |  | 106 | 999 |  |  |  | 93307 |  | R63-0040
06029 |  | California | Kern | 388211 | 49422713 | 105389212 | 1514305030 | 21207 | 21207_2_40 | MOBIL | [7 empty] | 211111 | -118.915 | 35.234 |  | 106 | 999 |  |  |  | 93307 |  | R63-0040
06029 |  | California | Kern | 388211 | 49422813 | 105397212 | 1514305030 | 104 | 104_1_4030 | MOBIL | [7 empty] | 211111 | -118.915 | 35.234 |  | 106 | 999 |  |  |  | 93307 |  | R63-0040
06029 |  | California | Kern | 388211 | 49423713 | 105393412 | 1514305030 | 71 | 71_1_40301 | MOBIL | [7 empty] | 211111 | -118.915 | 35.234 |  | 106 | 999 |  |  |  | 93307 |  | R63-0040
06029 |  | California | Kern | 388211 | 49423813 | 105391512 | 1514305030 | 1 | 1_1_403010 | MOBIL | [7 empty] | 211111 | -118.915 | 35.234 |  | 106 | 999 |  |  |  | 93307 |  | R63-0040
06029 |  | California | Kern | 388211 | 49423913 | 105392112 | 1514305030 | 10 | 10_1_40301 | MOBIL | [7 empty] | 211111 | -118.915 | 35.234 |  | 106 | 999 |  |  |  | 93307 |  | R63-0040
06029 |  | California | Kern | 388211 | 49424013 | 105396912 | 1514305030 | 100 | 100_1_4030 | MOBIL | [7 empty] | 211111 | -118.915 | 35.234 |  | 106 | 999 |  |  |  | 93307 |  | R63-0040
06029 |  | California | Kern | 388211 | 49424213 | 105397112 | 1514305030 | 103 | 103_1_4030 | MOBIL | [7 empty] | 211111 | -118.915 | 35.234 |  | 106 | 999 |  |  |  | 93307 |  | R63-0040
06029 |  | California | Kern | 388211 | 49424413 | 105397312 | 1514305030 | 105 | 105_1_4030 | MOBIL | [7 empty] | 211111 | -118.915 | 35.234 |  | 106 | 999 |  |  |  | 93307 |  | R63-0040
06029 |  | California | Kern | 388211 | 49424513 | 105397412 | 1514305030 | 106 | 106_1_4030 | MOBIL | [7 empty] | 211111 | -118.915 | 35.234 |  | 106 | 999 |  |  |  | 93307 |  | R63-0040
06029 |  | California | Kern | 388211 | 49424513 | 105403012 | 1514305030 | 106 | 106_2_4030 | MOBIL | [7 empty] | 211111 | -118.915 | 35.234 |  | 106 | 999 |  |  |  | 93307 |  | R63-0040
06029 |  | California | Kern | 388211 | 49424613 | 105392512 | 1514305030 | 108 | 108_1_4030 | MOBIL | [7 empty] | 211111 | -118.915 | 35.234 |  | 106 | 999 |  |  |  | 93307 |  | R63-0040
06029 |  | California | Kern | 388211 | 49424613 | 105392612 | 1514305030 | 108 | 108_2_4030 | MOBIL | [7 empty] | 211111 | -118.915 | 35.234 |  | 106 | 999 |  |  |  | 93307 |  | R63-0040
06029 |  | California | Kern | 388211 | 49424713 | 105392712 | 1514305030 | 109 | 109_1_4030 | MOBIL | [7 empty] | 211111 | -118.915 | 35.234 |  | 106 | 999 |  |  |  | 93307 |  | R63-0040
06029 |  | California | Kern | 388211 | 49424713 | 105392812 | 1514305030 | 109 | 109_2_4030 | MOBIL | [7 empty] | 211111 | -118.915 | 35.234 |  | 106 | 999 |  |  |  | 93307 |  | R63-0040
06029 |  | California | Kern | 388211 | 49424713 | 105392912 | 1514305030 | 109 | 109_3_4030 | MOBIL | [7 empty] | 211111 | -118.915 | 35.234 |  | 106 | 999 |  |  |  | 93307 |  | R63-0040
06029 |  | California | Kern | 388211 | 49424913 | 105393012 | 1514305030 | 110 | 110_1_4030 | MOBIL | [7 empty] | 211111 | -118.915 | 35.234 |  | 106 | 999 |  |  |  | 93307 |  | R63-0040
06029 |  | California | Kern | 388211 | 49424913 | 105393112 | 1514305030 | 110 | 110_2_4030 | MOBIL | [7 empty] | 211111 | -118.915 | 35.234 |  | 106 | 999 |  |  |  | 93307 |  | R63-0040
06029 |  | California | Kern | 388211 | 49425013 | 105393212 | 1514305030 | 111 | 111_1_4030 | MOBIL | [7 empty] | 211111 | -118.915 | 35.234 |  | 106 | 999 |  |  |  | 93307 |  | R63-0040
06029 |  | California | Kern | 388211 | 49425013 | 105393312 | 1514305030 | 111 | 111_2_4030 | MOBIL | [7 empty] | 211111 | -118.915 | 35.234 |  | 106 | 999 |  |  |  | 93307 |  | R63-0040
06029 |  | California | Kern | 388211 | 49425113 | 105391612 | 1514305030 | 2 | 2_1_403010 | MOBIL | [7 empty] | 211111 | -118.915 | 35.234 |  | 106 | 999 |  |  |  | 93307 |  | R63-0040
06029 |  | California | Kern | 388211 | 49425213 | 105395512 | 1514305030 | 21205 | 21205_1_40 | MOBIL | [7 empty] | 211111 | -118.915 | 35.234 |  | 106 | 999 |  |  |  | 93307 |  | R63-0040
06029 |  | California | Kern | 388211 | 49425213 | 105395612 | 1514305030 | 21205 | 21205_2_40 | MOBIL | [7 empty] | 211111 | -118.915 | 35.234 |  | 106 | 999 |  |  |  | 93307 |  | R63-0040
06029 |  | California | Kern | 388211 | 49425713 | 105397012 | 1514305030 | 102 | 102_1_4030 | MOBIL | [7 empty] | 211111 | -118.915 | 35.234 |  | 106 | 999 |  |  |  | 93307 |  | R63-0040
06029 |  | California | Kern | 388211 | 49425813 | 105395312 | 1514305030 | 21203 | 21203_1_40 | MOBIL | [7 empty] | 211111 | -118.915 | 35.234 |  | 106 | 999 |  |  |  | 93307 |  | R63-0040
06029 |  | California | Kern | 388211 | 49426313 | 105390112 | 1514305030 | 21213 | 21213_1_40 | MOBIL | [7 empty] | 211111 | -118.915 | 35.234 |  | 106 | 999 |  |  |  | 93307 |  | R63-0040
06029 |  | California | Kern | 388211 | 49426413 | 105389912 | 1514305030 | 21212 | 21212_1_40 | MOBIL | [7 empty] | 211111 | -118.915 | 35.234 |  | 106 | 999 |  |  |  | 93307 |  | R63-0040
06029 |  | California | Kern | 388211 | 49426413 | 105390012 | 1514305030 | 21212 | 21212_2_40 | MOBIL | [7 empty] | 211111 | -118.915 | 35.234 |  | 106 | 999 |  |  |  | 93307 |  | R63-0040
06029 |  | California | Kern | 388211 | 49426513 | 105389712 | 1514305030 | 21211 | 21211_1_40 | MOBIL | [7 empty] | 211111 | -118.915 | 35.234 |  | 106 | 999 |  |  |  | 93307 |  | R63-0040
06029 |  | California | Kern | 388211 | 49426513 | 105389812 | 1514305030 | 21211 | 21211_2_40 | MOBIL | [7 empty] | 211111 | -118.915 | 35.234 |  | 106 | 999 |  |  |  | 93307 |  | R63-0040
06029 |  | California | Kern | 388211 | 49426613 | 105389612 | 1514305030 | 21210 | 21210_1_40 | MOBIL | [7 empty] | 211111 | -118.915 | 35.234 |  | 106 | 999 |  |  |  | 93307 |  | R63-0040
06029 |  | California | Kern | 388211 | 49426713 | 105389512 | 1514305030 | 21209 | 21209_1_40 | MOBIL | [7 empty] | 211111 | -118.915 | 35.234 |  | 106 | 999 |  |  |  | 93307 |  | R63-0040
06029 |  | California | Kern | 388211 | 49426813 | 105389312 | 1514305030 | 21208 | 21208_1_40 | MOBIL | [7 empty] | 211111 | -118.915 | 35.234 |  | 106 | 999 |  |  |  | 93307 |  | R63-0040
06029 |  | California | Kern | 388211 | 49426813 | 105389412 | 1514305030 | 21208 | 21208_2_40 | MOBIL | [7 empty] | 211111 | -118.915 | 35.234 |  | 106 | 999 |  |  |  | 93307 |  | R63-0040
06029 |  | California | Kern | 388211 | 49427013 | 105389012 | 1514305030 | 21206 | 21206_2_40 | MOBIL | [7 empty] | 211111 | -118.915 | 35.234 |  | 106 | 999 |  |  |  | 93307 |  | R63-0040
06029 |  | California | Kern | 388211 | 49427013 | 105401512 | 1514305030 | 21206 | 21206_1_40 | MOBIL | [7 empty] | 211111 | -118.915 | 35.234 |  | 106 | 999 |  |  |  | 93307 |  | R63-0040
06029 |  | California | Kern | 388211 | 49427413 | 105391212 | 1514305030 | 22408 | 22408_2_40 | MOBIL | [7 empty] | 211111 | -118.915 | 35.234 |  | 106 | 999 |  |  |  | 93307 |  | R63-0040
06029 |  | California | Kern | 388211 | 49427613 | 105390912 | 1514305030 | 22200 | 22200_1_40 | MOBIL | [7 empty] | 211111 | -118.915 | 35.234 |  | 106 | 999 |  |  |  | 93307 |  | R63-0040
06029 |  | California | Kern | 388311 | 49400813 | 105282612 | 1514305030 | 22106 | 22106_1_40 | MOBIL | [7 empty] | 211111 | -118.915 | 35.234 |  | 106 | 999 |  |  |  | 93307 |  | R63-0040
06029 |  | California | Kern | 388311 | 49403613 | 105279412 | 1514305030 | 22002 | 22002_1_40 | MOBIL | [7 empty] | 211111 | -118.915 | 35.234 |  | 106 | 999 |  |  |  | 93307 |  | R63-0040
06029 |  | California | Kern | 388311 | 49404313 | 105279312 | 1514305030 | 22001 | 22001_1_40 | MOBIL | [7 empty] | 211111 | -118.915 | 35.234 |  | 106 | 999 |  |  |  | 93307 |  | R63-0040
06029 |  | California | Kern | 388311 | 49404513 | 105276412 | 1514305030 | 2201 | 2201_1_403 | MOBIL | [7 empty] | 211111 | -118.915 | 35.234 |  | 106 | 999 |  |  |  | 93307 |  | R63-0040
06029 |  | California | Kern | 388311 | 49404613 | 105281012 | 1514305030 | 22100 | 22100_1_40 | MOBIL | [7 empty] | 211111 | -118.915 | 35.234 |  | 106 | 999 |  |  |  | 93307 |  | R63-0040
06029 |  | California | Kern | 388311 | 49404713 | 105281112 | 1514305030 | 22102 | 22102_1_40 | MOBIL | [7 empty] | 211111 | -118.915 | 35.234 |  | 106 | 999 |  |  |  | 93307 |  | R63-0040
06029 |  | California | Kern | 388311 | 49404813 | 105281212 | 1514305030 | 22103 | 22103_1_40 | MOBIL | [7 empty] | 211111 | -118.915 | 35.234 |  | 106 | 999 |  |  |  | 93307 |  | R63-0040
06029 |  | California | Kern | 388311 | 49404913 | 105281312 | 1514305030 | 22104 | 22104_1_40 | MOBIL | [7 empty] | 211111 | -118.915 | 35.234 |  | 106 | 999 |  |  |  | 93307 |  | R63-0040
06029 |  | California | Kern | 388311 | 49404913 | 105281412 | 1514305030 | 22104 | 22104_2_40 | MOBIL | [7 empty] | 211111 | -118.915 | 35.234 |  | 106 | 999 |  |  |  | 93307 |  | R63-0040
06029 |  | California | Kern | 388311 | 49405013 | 105281512 | 1514305030 | 22105 | 22105_1_40 | MOBIL | [7 empty] | 211111 | -118.915 | 35.234 |  | 106 | 999 |  |  |  | 93307 |  | R63-0040
06029 |  | California | Kern | 388311 | 49405113 | 105279212 | 1514305030 | 22000 | 22000_1_40 | MOBIL | [7 empty] | 211111 | -118.915 | 35.234 |  | 106 | 999 |  |  |  | 93307 |  | R63-0040
06029 |  | California | Kern | 388311 | 49408013 | 105277812 | 1514305030 | 22107 | 22107_1_40 | MOBIL | [7 empty] | 211111 | -118.915 | 35.234 |  | 106 | 999 |  |  |  | 93307 |  | R63-0040
06029 |  | California | Kern | 388311 | 49408813 | 105284412 | 1514305030 | 71 | 71_2_40301 | MOBIL | [7 empty] | 211111 | -118.915 | 35.234 |  | 106 | 999 |  |  |  | 93307 |  | R63-0040
06029 |  | California | Kern | 388311 | 49408813 | 105286312 | 1514305030 | 71 | 71_1_40301 | MOBIL | [7 empty] | 211111 | -118.915 | 35.234 |  | 106 | 999 |  |  |  | 93307 |  | R63-0040
06029 |  | California | Kern | 388311 | 49408913 | 105284512 | 1514305030 | 72 | 72_1_40301 | MOBIL | [7 empty] | 211111 | -118.915 | 35.234 |  | 106 | 999 |  |  |  | 93307 |  | R63-0040
06029 |  | California | Kern | 388311 | 49408913 | 105287612 | 1514305030 | 72 | 72_2_40301 | MOBIL | [7 empty] | 211111 | -118.915 | 35.234 |  | 106 | 999 |  |  |  | 93307 |  | R63-0040
06029 |  | California | Kern | 388311 | 49409013 | 105288712 | 1514305030 | 49 | 49_1_40301 | MOBIL | [7 empty] | 211111 | -118.915 | 35.234 |  | 106 | 999 |  |  |  | 93307 |  | R63-0040
06029 |  | California | Kern | 388311 | 49409113 | 105277612 | 1514305030 | 21420 | 21420_1_40 | MOBIL | [7 empty] | 211111 | -118.915 | 35.234 |  | 106 | 999 |  |  |  | 93307 |  | R63-0040
06029 |  | California | Kern | 388311 | 49409113 | 105277712 | 1514305030 | 21420 | 21420_2_40 | MOBIL | [7 empty] | 211111 | -118.915 | 35.234 |  | 106 | 999 |  |  |  | 93307 |  | R63-0040
06029 |  | California | Kern | 388311 | 49409213 | 105285712 | 1514305030 | 78 | 78_2_40301 | MOBIL | [7 empty] | 211111 | -118.915 | 35.234 |  | 106 | 999 |  |  |  | 93307 |  | R63-0040
06029 |  | California | Kern | 388311 | 49409213 | 105287912 | 1514305030 | 78 | 78_1_40301 | MOBIL | [7 empty] | 211111 | -118.915 | 35.234 |  | 106 | 999 |  |  |  | 93307 |  | R63-0040
06029 |  | California | Kern | 388311 | 49409313 | 105285812 | 1514305030 | 57 | 57_1_40301 | MOBIL | [7 empty] | 211111 | -118.915 | 35.234 |  | 106 | 999 |  |  |  | 93307 |  | R63-0040
06029 |  | California | Kern | 388311 | 49409513 | 105276212 | 1514305030 | 106 | 106_1_4030 | MOBIL | [7 empty] | 211111 | -118.915 | 35.234 |  | 106 | 999 |  |  |  | 93307 |  | R63-0040
06029 |  | California | Kern | 388311 | 49409613 | 105276312 | 1514305030 | 107 | 107_1_4030 | MOBIL | [7 empty] | 211111 | -118.915 | 35.234 |  | 106 | 999 |  |  |  | 93307 |  | R63-0040
06029 |  | California | Kern | 388311 | 49409713 | 105288312 | 1514305030 | 14 | 14_1_40301 | MOBIL | [7 empty] | 211111 | -118.915 | 35.234 |  | 106 | 999 |  |  |  | 93307 |  | R63-0040
06029 |  | California | Kern | 388311 | 49409813 | 105288412 | 1514305030 | 16 | 16_1_40301 | MOBIL | [7 empty] | 211111 | -118.915 | 35.234 |  | 106 | 999 |  |  |  | 93307 |  | R63-0040
06029 |  | California | Kern | 388311 | 49410313 | 105287712 | 1514305030 | 73 | 73_1_40301 | MOBIL | [7 empty] | 211111 | -118.915 | 35.234 |  | 106 | 999 |  |  |  | 93307 |  | R63-0040
06029 |  | California | Kern | 388311 | 49410313 | 105287812 | 1514305030 | 73 | 73_2_40301 | MOBIL | [7 empty] | 211111 | -118.915 | 35.234 |  | 106 | 999 |  |  |  | 93307 |  | R63-0040
06029 |  | California | Kern | 388311 | 49410713 | 105288812 | 1514305030 | 54 | 54_1_40301 | MOBIL | [7 empty] | 211111 | -118.915 | 35.234 |  | 106 | 999 |  |  |  | 93307 |  | R63-0040
06029 |  | California | Kern | 388311 | 49410813 | 105288912 | 1514305030 | 55 | 55_1_40301 | MOBIL | [7 empty] | 211111 | -118.915 | 35.234 |  | 106 | 999 |  |  |  | 93307 |  | R63-0040
06029 |  | California | Kern | 388311 | 49411013 | 105291012 | 1514305030 | 22311 | 22311_1_40 | MOBIL | [7 empty] | 211111 | -118.915 | 35.234 |  | 106 | 999 |  |  |  | 93307 |  | R63-0040
06029 |  | California | Kern | 388311 | 49411013 | 105291112 | 1514305030 | 22311 | 22311_2_40 | MOBIL | [7 empty] | 211111 | -118.915 | 35.234 |  | 106 | 999 |  |  |  | 93307 |  | R63-0040
06029 |  | California | Kern | 388311 | 49411613 | 105284212 | 1514305030 | 22200 | 22200_1_40 | MOBIL | [7 empty] | 211111 | -118.915 | 35.234 |  | 106 | 999 |  |  |  | 93307 |  | R63-0040
06029 |  | California | Kern | 388311 | 49411713 | 105290212 | 1514305030 | 22306 | 22306_1_40 | MOBIL | [7 empty] | 211111 | -118.915 | 35.234 |  | 106 | 999 |  |  |  | 93307 |  | R63-0040
06029 |  | California | Kern | 388311 | 49411713 | 105290312 | 1514305030 | 22306 | 22306_2_40 | MOBIL | [7 empty] | 211111 | -118.915 | 35.234 |  | 106 | 999 |  |  |  | 93307 |  | R63-0040
06029 |  | California | Kern | 388311 | 49411813 | 105290412 | 1514305030 | 22307 | 22307_1_40 | MOBIL | [7 empty] | 211111 | -118.915 | 35.234 |  | 106 | 999 |  |  |  | 93307 |  | R63-0040
06029 |  | California | Kern | 388311 | 49411813 | 105290512 | 1514305030 | 22307 | 22307_2_40 | MOBIL | [7 empty] | 211111 | -118.915 | 35.234 |  | 106 | 999 |  |  |  | 93307 |  | R63-0040
06029 |  | California | Kern | 388311 | 49411913 | 105290612 | 1514305030 | 22308 | 22308_1_40 | MOBIL | [7 empty] | 211111 | -118.915 | 35.234 |  | 106 | 999 |  |  |  | 93307 |  | R63-0040
06029 |  | California | Kern | 388311 | 49411913 | 105290712 | 1514305030 | 22308 | 22308_2_40 | MOBIL | [7 empty] | 211111 | -118.915 | 35.234 |  | 106 | 999 |  |  |  | 93307 |  | R63-0040
06029 |  | California | Kern | 388311 | 49412113 | 105290912 | 1514305030 | 22310 | 22310_1_40 | MOBIL | [7 empty] | 211111 | -118.915 | 35.234 |  | 106 | 999 |  |  |  | 93307 |  | R63-0040
06029 |  | California | Kern | 388311 | 49413113 | 105288012 | 1514305030 | 6 | 6_1_403010 | MOBIL | [7 empty] | 211111 | -118.915 | 35.234 |  | 106 | 999 |  |  |  | 93307 |  | R63-0040
06029 |  | California | Kern | 388311 | 49413213 | 105290812 | 1514305030 | 22309 | 22309_1_40 | MOBIL | [7 empty] | 211111 | -118.915 | 35.234 |  | 106 | 999 |  |  |  | 93307 |  | R63-0040
06029 |  | California | Kern | 388311 | 49413313 | 105287112 | 1514305030 | 21500 | 21500_1_40 | MOBIL | [7 empty] | 211111 | -118.915 | 35.234 |  | 106 | 999 |  |  |  | 93307 |  | R63-0040
06029 |  | California | Kern | 388311 | 49413413 | 105289012 | 1514305030 | 56 | 56_1_40301 | MOBIL | [7 empty] | 211111 | -118.915 | 35.234 |  | 106 | 999 |  |  |  | 93307 |  | R63-0040
06029 |  | California | Kern | 388311 | 49413513 | 105284312 | 1514305030 | 21421 | 21421_1_40 | MOBIL | [7 empty] | 211111 | -118.915 | 35.234 |  | 106 | 999 |  |  |  | 93307 |  | R63-0040
06029 |  | California | Kern | 388311 | 49413513 | 105284612 | 1514305030 | 21421 | 21421_2_40 | MOBIL | [7 empty] | 211111 | -118.915 | 35.234 |  | 106 | 999 |  |  |  | 93307 |  | R63-0040
06029 |  | California | Kern | 388311 | 49413613 | 105284712 | 1514305030 | 21422 | 21422_1_40 | MOBIL | [7 empty] | 211111 | -118.915 | 35.234 |  | 106 | 999 |  |  |  | 93307 |  | R63-0040
06029 |  | California | Kern | 388311 | 49413613 | 105284812 | 1514305030 | 21422 | 21422_2_40 | MOBIL | [7 empty] | 211111 | -118.915 | 35.234 |  | 106 | 999 |  |  |  | 93307 |  | R63-0040
06029 |  | California | Kern | 388311 | 49413713 | 105284912 | 1514305030 | 21423 | 21423_1_40 | MOBIL | [7 empty] | 211111 | -118.915 | 35.234 |  | 106 | 999 |  |  |  | 93307 |  | R63-0040
06029 |  | California | Kern | 388311 | 49413713 | 105285012 | 1514305030 | 21423 | 21423_2_40 | MOBIL | [7 empty] | 211111 | -118.915 | 35.234 |  | 106 | 999 |  |  |  | 93307 |  | R63-0040
06029 |  | California | Kern | 388311 | 49413813 | 105286412 | 1514305030 | 21424 | 21424_1_40 | MOBIL | [7 empty] | 211111 | -118.915 | 35.234 |  | 106 | 999 |  |  |  | 93307 |  | R63-0040
06029 |  | California | Kern | 388311 | 49413813 | 105286512 | 1514305030 | 21424 | 21424_2_40 | MOBIL | [7 empty] | 211111 | -118.915 | 35.234 |  | 106 | 999 |  |  |  | 93307 |  | R63-0040
06029 |  | California | Kern | 388311 | 49413913 | 105286612 | 1514305030 | 21450 | 21450_1_40 | MOBIL | [7 empty] | 211111 | -118.915 | 35.234 |  | 106 | 999 |  |  |  | 93307 |  | R63-0040
06029 |  | California | Kern | 388311 | 49414213 | 105277512 | 1514305030 | 21400 | 21400_1_40 | MOBIL | [7 empty] | 211111 | -118.915 | 35.234 |  | 106 | 999 |  |  |  | 93307 |  | R63-0040
06029 |  | California | Kern | 388311 | 49414613 | 105287312 | 1514305030 | 21550 | 21550_1_40 | MOBIL | [7 empty] | 211111 | -118.915 | 35.234 |  | 106 | 999 |  |  |  | 93307 |  | R63-0040
06029 |  | California | Kern | 388311 | 49414813 | 105278312 | 1514305030 | 21560 | 21560_1_40 | MOBIL | [7 empty] | 211111 | -118.915 | 35.234 |  | 106 | 999 |  |  |  | 93307 |  | R63-0040
06029 |  | California | Kern | 388311 | 49414813 | 105278412 | 1514305030 | 21560 | 21560_2_40 | MOBIL | [7 empty] | 211111 | -118.915 | 35.234 |  | 106 | 999 |  |  |  | 93307 |  | R63-0040
06029 |  | California | Kern | 388311 | 49414913 | 105278512 | 1514305030 | 21561 | 21561_1_40 | MOBIL | [7 empty] | 211111 | -118.915 | 35.234 |  | 106 | 999 |  |  |  | 93307 |  | R63-0040
06029 |  | California | Kern | 388311 | 49414913 | 105278612 | 1514305030 | 21561 | 21561_2_40 | MOBIL | [7 empty] | 211111 | -118.915 | 35.234 |  | 106 | 999 |  |  |  | 93307 |  | R63-0040
06029 |  | California | Kern | 388311 | 49415013 | 105278712 | 1514305030 | 21562 | 21562_1_40 | MOBIL | [7 empty] | 211111 | -118.915 | 35.234 |  | 106 | 999 |  |  |  | 93307 |  | R63-0040
06029 |  | California | Kern | 388311 | 49415013 | 105278812 | 1514305030 | 21562 | 21562_2_40 | MOBIL | [7 empty] | 211111 | -118.915 | 35.234 |  | 106 | 999 |  |  |  | 93307 |  | R63-0040
06029 |  | California | Kern | 388311 | 49415113 | 105278912 | 1514305030 | 21563 | 21563_1_40 | MOBIL | [7 empty] | 211111 | -118.915 | 35.234 |  | 106 | 999 |  |  |  | 93307 |  | R63-0040
06029 |  | California | Kern | 388311 | 49415213 | 105279012 | 1514305030 | 21565 | 21565_1_40 | MOBIL | [7 empty] | 211111 | -118.915 | 35.234 |  | 106 | 999 |  |  |  | 93307 |  | R63-0040
06029 |  | California | Kern | 388311 | 49415413 | 105286912 | 1514305030 | 21470 | 21470_1_40 | MOBIL | [7 empty] | 211111 | -118.915 | 35.234 |  | 106 | 999 |  |  |  | 93307 |  | R63-0040
06029 |  | California | Kern | 388311 | 49415513 | 105288212 | 1514305030 | 8 | 8_1_403010 | MOBIL | [7 empty] | 211111 | -118.915 | 35.234 |  | 106 | 999 |  |  |  | 93307 |  | R63-0040
06029 |  | California | Kern | 388311 | 49415613 | 105291212 | 1514305030 | 22314 | 22314_1_40 | MOBIL | [7 empty] | 211111 | -118.915 | 35.234 |  | 106 | 999 |  |  |  | 93307 |  | R63-0040
06029 |  | California | Kern | 388311 | 49415713 | 105285912 | 1514305030 | 65 | 65_1_40301 | MOBIL | [7 empty] | 211111 | -118.915 | 35.234 |  | 106 | 999 |  |  |  | 93307 |  | R63-0040
06029 |  | California | Kern | 388311 | 49415813 | 105286012 | 1514305030 | 69 | 69_1_40301 | MOBIL | [7 empty] | 211111 | -118.915 | 35.234 |  | 106 | 999 |  |  |  | 93307 |  | R63-0040
06029 |  | California | Kern | 388311 | 49415913 | 105288112 | 1514305030 | 7 | 7_1_403010 | MOBIL | [7 empty] | 211111 | -118.915 | 35.234 |  | 106 | 999 |  |  |  | 93307 |  | R63-0040
06029 |  | California | Kern | 388311 | 49416013 | 105286112 | 1514305030 | 70 | 70_1_40301 | MOBIL | [7 empty] | 211111 | -118.915 | 35.234 |  | 106 | 999 |  |  |  | 93307 |  | R63-0040
06029 |  | California | Kern | 388311 | 49416013 | 105286212 | 1514305030 | 70 | 70_2_40301 | MOBIL | [7 empty] | 211111 | -118.915 | 35.234 |  | 106 | 999 |  |  |  | 93307 |  | R63-0040
06029 |  | California | Kern | 388411 | 49370213 | 46720312 | 1514305030 | 2254 | 2202 | TEXACO USA, VENTURA PRODUCING |  |  |  |  | 434 | 99.7 | 30.5 | 211111 | -119.8933 | 35.5789 |  | 106 | 999 |  |  |  | 14270 |  | R63-0036
06029 |  | California | Kern | 388411 | 49370313 | 46719212 | 1514305030 | 226 | 226 | TEXACO USA, VENTURA PRODUCING |  |  | 25 | 4 | 330 | 704.1 |  | 211111 | -119.8933 | 35.5789 |  | 106 | 999 |  |  |  | 14270 |  | R63-0036
06029 |  | California | Kern | 388411 | 49370413 | 46720312 | 1514305030 | 2251 | 2202 | TEXACO USA, VENTURA PRODUCING |  |  |  |  | 434 | 99.7 | 30.5 | 211111 | -119.8933 | 35.5789 |  | 106 | 999 |  |  |  | 14270 |  | R63-0036
06029 |  | California | Kern | 388411 | 49370513 | 46729412 | 1514305030 | 205 | 205 | TEXACO USA, VENTURA PRODUCING |  |  | 33 | 1 | 400 | 35.2 |  | 211111 | -119.8933 | 35.5789 |  | 106 | 999 |  |  |  | 14270 |  | R63-0040
06029 |  | California | Kern | 388411 | 49370613 | 46720512 | 1514305030 | 206 | 206 | TEXACO USA, VENTURA PRODUCING |  |  | 25 | 4 | 330 | 704.1 |  | 211111 | -119.8933 | 35.5789 |  | 106 | 999 |  |  |  | 14270 |  | R63-0036
06029 |  | California | Kern | 388411 | 49370713 | 46720412 | 1514305030 | 207 | 207 | TEXACO USA, VENTURA PRODUCING |  |  | 25 | 4 | 330 | 704.1 |  | 211111 | -119.8933 | 35.5789 |  | 106 | 999 |  |  |  | 14270 |  | R63-0036
06029 |  | California | Kern | 388411 | 49371013 | 46736112 | 1514305030 | 1954 | 1902 | TEXACO USA, VENTURA PRODUCING |  |  |  |  | 420 | 33.1 | 23 | 211111 | -119.8933 | 35.5789 |  | 106 | 999 |  |  |  | 14270 |  | R63-0036
06029 |  | California | Kern | 388411 | 49371113 | 105727612 | 1514305030 | 1330 | 1330_1_310 | TEXACO USA, VENTURA PRODUCING | [7 empty] | 211111 | -119.8933 | 35.5789 |  | 106 | 999 |  |  |  | 14270 |  | R63-0036
06029 |  | California | Kern | 388411 | 49371713 | 105727212 | 1514305030 | 1334 | 1334_1_310 | TEXACO USA, VENTURA PRODUCING | [7 empty] | 211111 | -119.8933 | 35.5789 |  | 106 | 999 |  |  |  | 14270 |  | R63-0036
06029 |  | California | Kern | 388411 | 49371813 | 105727112 | 1514305030 | 1333 | 1333_1_310 | TEXACO USA, VENTURA PRODUCING | [7 empty] | 211111 | -119.8933 | 35.5789 |  | 106 | 999 |  |  |  | 14270 |  | R63-0036
06029 |  | California | Kern | 388411 | 49371913 | 105725612 | 1514305030 | 1321 | 1321_1_310 | TEXACO USA, VENTURA PRODUCING | [7 empty] | 211111 | -119.8933 | 35.5789 |  | 106 | 999 |  |  |  | 14270 |  | R63-0036
06029 |  | California | Kern | 388411 | 49372013 | 105726912 | 1514305030 | 1331 | 1331_1_310 | TEXACO USA, VENTURA PRODUCING | [7 empty] | 211111 | -119.8933 | 35.5789 |  | 106 | 999 |  |  |  | 14270 |  | R63-0036
06029 |  | California | Kern | 388411 | 49372213 | 105726312 | 1514305030 | 1329 | 1329_1_310 | TEXACO USA, VENTURA PRODUCING | [7 empty] | 211111 | -119.8933 | 35.5789 |  | 106 | 999 |  |  |  | 14270 |  | R63-0036
06029 |  | California | Kern | 388411 | 49372313 | 46736112 | 1514305030 | 1951 | 1902 | TEXACO USA, VENTURA PRODUCING |  |  |  |  | 420 | 33.1 | 23 | 211111 | -119.8933 | 35.5789 |  | 106 | 999 |  |  |  | 14270 |  | R63-0036
06029 |  | California | Kern | 388411 | 49372413 | 105726212 | 1514305030 | 1328 | 1328_1_310 | TEXACO USA, VENTURA PRODUCING | [7 empty] | 211111 | -119.8933 | 35.5789 |  | 106 | 999 |  |  |  | 14270 |  | R63-0036
06029 |  | California | Kern | 388411 | 49372513 | 105729712 | 1514305030 | 108 | 108_1_4030 | TEXACO USA, VENTURA PRODUCING | [7 empty] | 211111 | -119.8933 | 35.5789 |  | 106 | 999 |  |  |  | 14270 |  | R63-0040
06029 |  | California | Kern | 388411 | 49372613 | 105726112 | 1514305030 | 1327 | 1327_1_310 | TEXACO USA, VENTURA PRODUCING | [7 empty] | 211111 | -119.8933 | 35.5789 |  | 106 | 999 |  |  |  | 14270 |  | R63-0036
06029 |  | California | Kern | 388411 | 49372713 | 105726012 | 1514305030 | 1326 | 1326_1_310 | TEXACO USA, VENTURA PRODUCING | [7 empty] | 211111 | -119.8933 | 35.5789 |  | 106 | 999 |  |  |  | 14270 |  | R63-0036
06029 |  | California | Kern | 388411 | 49372813 | 105725912 | 1514305030 | 1324 | 1324_1_310 | TEXACO USA, VENTURA PRODUCING | [7 empty] | 211111 | -119.8933 | 35.5789 |  | 106 | 999 |  |  |  | 14270 |  | R63-0036
06029 |  | California | Kern | 388411 | 49372913 | 105725812 | 1514305030 | 1323 | 1323_1_310 | TEXACO USA, VENTURA PRODUCING | [7 empty] | 211111 | -119.8933 | 35.5789 |  | 106 | 999 |  |  |  | 14270 |  | R63-0036
06029 |  | California | Kern | 388411 | 49373013 | 105727012 | 1514305030 | 1332 | 1332_1_310 | TEXACO USA, VENTURA PRODUCING | [7 empty] | 211111 | -119.8933 | 35.5789 |  | 106 | 999 |  |  |  | 14270 |  | R63-0036
06029 |  | California | Kern | 388411 | 49373113 | 105729912 | 1514305030 | 296 | 296_1_4030 | TEXACO USA, VENTURA PRODUCING | [7 empty] | 211111 | -119.8933 | 35.5789 |  | 106 | 999 |  |  |  | 14270 |  | R63-0040
06029 |  | California | Kern | 388411 | 49373213 | 46737312 | 1514305030 | 234 | 234 | TEXACO USA, VENTURA PRODUCING |  |  | 33 | 1 | 400 | 22 |  | 211111 | -119.8933 | 35.5789 |  | 106 | 999 |  |  |  | 14270 |  | R63-0040
06029 |  | California | Kern | 388411 | 49373313 | 46727212 | 1514305030 | 243 | 243 | TEXACO USA, VENTURA PRODUCING |  |  | 33 | 1 | 400 | 43.9 |  | 211111 | -119.8933 | 35.5789 |  | 106 | 999 |  |  |  | 14270 |  | R63-0040
06029 |  | California | Kern | 388411 | 49373913 | 46721812 | 1514305030 | 263 | 263 | TEXACO USA, VENTURA PRODUCING |  |  | 33 | 1 | 400 | 35.2 |  | 211111 | -119.8933 | 35.5789 |  | 106 | 999 |  |  |  | 14270 |  | R63-0040
06029 |  | California | Kern | 388411 | 49374113 | 105729812 | 1514305030 | 267 | 267_1_4030 | TEXACO USA, VENTURA PRODUCING | [7 empty] | 211111 | -119.8933 | 35.5789 |  | 106 | 999 |  |  |  | 14270 |  | R63-0040
06029 |  | California | Kern | 388411 | 49374413 | 105725512 | 1514305030 | 1320 | 1320_1_310 | TEXACO USA, VENTURA PRODUCING | [7 empty] | 211111 | -119.8933 | 35.5789 |  | 106 | 999 |  |  |  | 14270 |  | R63-0036
06029 |  | California | Kern | 388411 | 49374513 | 46739812 | 1514305030 | 30 | 30 | TEXACO USA, VENTURA PRODUCING |  |  | 20 | 3 | 350 | 108.3 |  | 211111 | -119.8933 | 35.5789 |  | 106 | 999 |  |  |  | 14270 |  | R63-0040
06029 |  | California | Kern | 388411 | 49374613 | 46736612 | 1514305030 | 300 | 300 | TEXACO USA, VENTURA PRODUCING |  |  | 33 | 1 | 400 | 43.9 |  | 211111 | -119.8933 | 35.5789 |  | 106 | 999 |  |  |  | 14270 |  | R63-0040
06029 |  | California | Kern | 388411 | 49374713 | 105725712 | 1514305030 | 1322 | 1322_1_310 | TEXACO USA, VENTURA PRODUCING | [7 empty] | 211111 | -119.8933 | 35.5789 |  | 106 | 999 |  |  |  | 14270 |  | R63-0036
06029 |  | California | Kern | 388411 | 49375013 | 46716612 | 1514305030 | 227 | 227 | TEXACO USA, VENTURA PRODUCING |  |  | 25 | 4 | 330 | 704.1 |  | 211111 | -119.8933 | 35.5789 |  | 106 | 999 |  |  |  | 14270 |  | R63-0036
06029 |  | California | Kern | 388411 | 49375113 | 46727412 | 1514305030 | 264 | 264 | TEXACO USA, VENTURA PRODUCING |  |  | 20 | 3 | 350 | 108.3 |  | 211111 | -119.8933 | 35.5789 |  | 106 | 999 |  |  |  | 14270 |  | R63-0040
06029 |  | California | Kern | 388411 | 49375213 | 46739012 | 1514305030 | 1185 | 1048 | TEXACO USA, VENTURA PRODUCING |  |  |  |  | 434 | 99.7 | 30.5 | 211111 | -119.8933 | 35.5789 |  | 106 | 999 |  |  |  | 14270 |  | R63-0036
06029 |  | California | Kern | 388411 | 49375313 | 46737912 | 1514305030 | 12 | 12 | TEXACO USA, VENTURA PRODUCING |  |  | 20 | 3 | 350 | 108.3 |  | 211111 | -119.8933 | 35.5789 |  | 106 | 999 |  |  |  | 14270 |  | R63-0040
06029 |  | California | Kern | 388411 | 49375413 | 46716012 | 1514305030 | 1198 | 1064 | TEXACO USA, VENTURA PRODUCING |  |  |  |  | 434 | 99.7 | 30.5 | 211111 | -119.8933 | 35.5789 |  | 106 | 999 |  |  |  | 14270 |  | R63-0036
06029 |  | California | Kern | 388411 | 49375513 | 46721912 | 1514305030 | 1195 | 1060 | TEXACO USA, VENTURA PRODUCING |  |  |  |  | 434 | 99.7 | 30.5 | 211111 | -119.8933 | 35.5789 |  | 106 | 999 |  |  |  | 14270 |  | R63-0036
06029 |  | California | Kern | 388411 | 49375613 | 46730312 | 1514305030 | 1193 | 1058 | TEXACO USA, VENTURA PRODUCING |  |  |  |  | 434 | 99.7 | 30.5 | 211111 | -119.8933 | 35.5789 |  | 106 | 999 |  |  |  | 14270 |  | R63-0036
06029 |  | California | Kern | 388411 | 49375713 | 46739312 | 1514305030 | 1192 | 1056 | TEXACO USA, VENTURA PRODUCING |  |  |  |  | 434 | 99.7 | 30.5 | 211111 | -119.8933 | 35.5789 |  | 106 | 999 |  |  |  | 14270 |  | R63-0036
06029 |  | California | Kern | 388411 | 49375813 | 46715912 | 1514305030 | 1191 | 1055 | TEXACO USA, VENTURA PRODUCING |  |  |  |  | 434 | 99.7 | 30.5 | 211111 | -119.8933 | 35.5789 |  | 106 | 999 |  |  |  | 14270 |  | R63-0036
06029 |  | California | Kern | 388411 | 49375913 | 46714812 | 1514305030 | 1189 | 1052 | TEXACO USA, VENTURA PRODUCING |  |  |  |  | 434 | 99.7 | 30.5 | 211111 | -119.8933 | 35.5789 |  | 106 | 999 |  |  |  | 14270 |  | R63-0036
06029 |  | California | Kern | 388411 | 49376013 | 46738612 | 1514305030 | 1063 | 1063 | TEXACO USA, VENTURA PRODUCING |  |  |  |  | 434 | 99.7 | 30.5 | 211111 | -119.8933 | 35.5789 |  | 106 | 999 |  |  |  | 14270 |  | R63-0036
06029 |  | California | Kern | 388411 | 49376113 | 46726412 | 1514305030 | 1186 | 1049 | TEXACO USA, VENTURA PRODUCING |  |  |  |  | 434 | 99.7 | 30.5 | 211111 | -119.8933 | 35.5789 |  | 106 | 999 |  |  |  | 14270 |  | R63-0036
06029 |  | California | Kern | 388411 | 49376213 | 46736912 | 1514305030 | 1214 | 1120 | TEXACO USA, VENTURA PRODUCING |  |  |  |  | 434 | 99.7 | 30.5 | 211111 | -119.8933 | 35.5789 |  | 106 | 999 |  |  |  | 14270 |  | R63-0036
06029 |  | California | Kern | 388411 | 49376313 | 46728612 | 1514305030 | 1184 | 1038 | TEXACO USA, VENTURA PRODUCING |  |  |  |  | 434 | 99.7 | 30.5 | 211111 | -119.8933 | 35.5789 |  | 106 | 999 |  |  |  | 14270 |  | R63-0036
06029 |  | California | Kern | 388411 | 49376413 | 46738912 | 1514305030 | 1183 | 1037 | TEXACO USA, VENTURA PRODUCING |  |  |  |  | 434 | 99.7 | 30.5 | 211111 | -119.8933 | 35.5789 |  | 106 | 999 |  |  |  | 14270 |  | R63-0036
06029 |  | California | Kern | 388411 | 49376513 | 46725112 | 1514305030 | 1180 | 1031 | TEXACO USA, VENTURA PRODUCING |  |  |  |  | 434 | 99.7 | 30.5 | 211111 | -119.8933 | 35.5789 |  | 106 | 999 |  |  |  | 14270 |  | R63-0036
06029 |  | California | Kern | 388411 | 49376613 | 46720212 | 1514305030 | 1176 | 1002 | TEXACO USA, VENTURA PRODUCING |  |  |  |  | 434 | 99.7 | 30.5 | 211111 | -119.8933 | 35.5789 |  | 106 | 999 |  |  |  | 14270 |  | R63-0036
06029 |  | California | Kern | 388411 | 49376713 | 46722312 | 1514305030 | 1143 | 1143 | TEXACO USA, VENTURA PRODUCING |  |  |  |  | 434 | 99.7 | 30.5 | 211111 | -119.8933 | 35.5789 |  | 106 | 999 |  |  |  | 14270 |  | R63-0036
06029 |  | California | Kern | 388411 | 49376813 | 46738112 | 1514305030 | 1142 | 1142 | TEXACO USA, VENTURA PRODUCING |  |  |  |  | 434 | 99.7 | 30.5 | 211111 | -119.8933 | 35.5789 |  | 106 | 999 |  |  |  | 14270 |  | R63-0036
06029 |  | California | Kern | 388411 | 49376913 | 46729512 | 1514305030 | 1122 | 1122 | TEXACO USA, VENTURA PRODUCING |  |  |  |  | 434 | 99.7 | 30.5 | 211111 | -119.8933 | 35.5789 |  | 106 | 999 |  |  |  | 14270 |  | R63-0036
06029 |  | California | Kern | 388411 | 49377013 | 46715712 | 1514305030 | 1187 | 1050 | TEXACO USA, VENTURA PRODUCING |  |  |  |  | 434 | 99.7 | 30.5 | 211111 | -119.8933 | 35.5789 |  | 106 | 999 |  |  |  | 14270 |  | R63-0036
06029 |  | California | Kern | 388411 | 49377113 | 46724812 | 1514305030 | 1235 | 1006 | TEXACO USA, VENTURA PRODUCING |  |  |  |  | 434 | 99.7 | 30.5 | 211111 | -119.8933 | 35.5789 |  | 106 | 999 |  |  |  | 14270 |  | R63-0036
06029 |  | California | Kern | 388411 | 49377213 | 46728612 | 1514305030 | 1038 | 1038 | TEXACO USA, VENTURA PRODUCING |  |  |  |  | 434 | 99.7 | 30.5 | 211111 | -119.8933 | 35.5789 |  | 106 | 999 |  |  |  | 14270 |  | R63-0036
06029 |  | California | Kern | 388411 | 49377313 | 46738912 | 1514305030 | 1037 | 1037 | TEXACO USA, VENTURA PRODUCING |  |  |  |  | 434 | 99.7 | 30.5 | 211111 | -119.8933 | 35.5789 |  | 106 | 999 |  |  |  | 14270 |  | R63-0036
06029 |  | California | Kern | 388411 | 49377413 | 46725812 | 1514305030 | 1248 | 1028 | TEXACO USA, VENTURA PRODUCING |  |  |  |  | 434 | 99.7 | 30.5 | 211111 | -119.8933 | 35.5789 |  | 106 | 999 |  |  |  | 14270 |  | R63-0036
06029 |  | California | Kern | 388411 | 49377513 | 46730412 | 1514305030 | 1244 | 1022 | TEXACO USA, VENTURA PRODUCING |  |  |  |  | 434 | 99.7 | 30.5 | 211111 | -119.8933 | 35.5789 |  | 106 | 999 |  |  |  | 14270 |  | R63-0036
06029 |  | California | Kern | 388411 | 49377613 | 46725712 | 1514305030 | 1243 | 1021 | TEXACO USA, VENTURA PRODUCING |  |  |  |  | 434 | 99.7 | 30.5 | 211111 | -119.8933 | 35.5789 |  | 106 | 999 |  |  |  | 14270 |  | R63-0036
06029 |  | California | Kern | 388411 | 49377713 | 46738812 | 1514305030 | 1242 | 1020 | TEXACO USA, VENTURA PRODUCING |  |  |  |  | 434 | 99.7 | 30.5 | 211111 | -119.8933 | 35.5789 |  | 106 | 999 |  |  |  | 14270 |  | R63-0036
06029 |  | California | Kern | 388411 | 49377813 | 46725612 | 1514305030 | 1240 | 1014 | TEXACO USA, VENTURA PRODUCING |  |  |  |  | 434 | 99.7 | 30.5 | 211111 | -119.8933 | 35.5789 |  | 106 | 999 |  |  |  | 14270 |  | R63-0036
06029 |  | California | Kern | 388411 | 49377913 | 46729812 | 1514305030 | 1212 | 1112 | TEXACO USA, VENTURA PRODUCING |  |  |  |  | 434 | 99.7 | 30.5 | 211111 | -119.8933 | 35.5789 |  | 106 | 999 |  |  |  | 14270 |  | R63-0036
06029 |  | California | Kern | 388411 | 49378013 | 46738712 | 1514305030 | 1236 | 1007 | TEXACO USA, VENTURA PRODUCING |  |  |  |  | 434 | 99.7 | 30.5 | 211111 | -119.8933 | 35.5789 |  | 106 | 999 |  |  |  | 14270 |  | R63-0036
06029 |  | California | Kern | 388411 | 49378113 | 46729612 | 1514305030 | 1213 | 1119 | TEXACO USA, VENTURA PRODUCING |  |  |  |  | 434 | 99.7 | 30.5 | 211111 | -119.8933 | 35.5789 |  | 106 | 999 |  |  |  | 14270 |  | R63-0036
06029 |  | California | Kern | 388411 | 49378213 | 46729512 | 1514305030 | 1233 | 1122 | TEXACO USA, VENTURA PRODUCING |  |  |  |  | 434 | 99.7 | 30.5 | 211111 | -119.8933 | 35.5789 |  | 106 | 999 |  |  |  | 14270 |  | R63-0036
06029 |  | California | Kern | 388411 | 49378313 | 46736912 | 1514305030 | 1232 | 1120 | TEXACO USA, VENTURA PRODUCING |  |  |  |  | 434 | 99.7 | 30.5 | 211111 | -119.8933 | 35.5789 |  | 106 | 999 |  |  |  | 14270 |  | R63-0036
06029 |  | California | Kern | 388411 | 49378413 | 46729612 | 1514305030 | 1231 | 1119 | TEXACO USA, VENTURA PRODUCING |  |  |  |  | 434 | 99.7 | 30.5 | 211111 | -119.8933 | 35.5789 |  | 106 | 999 |  |  |  | 14270 |  | R63-0036
06029 |  | California | Kern | 388411 | 49378513 | 46722212 | 1514305030 | 123 | 123 | TEXACO USA, VENTURA PRODUCING |  |  | 25 | 4 | 330 | 704.1 |  | 211111 | -119.8933 | 35.5789 |  | 106 | 999 |  |  |  | 14270 |  | R63-0036
06029 |  | California | Kern | 388411 | 49378613 | 46729512 | 1514305030 | 1223 | 1122 | TEXACO USA, VENTURA PRODUCING |  |  |  |  | 434 | 99.7 | 30.5 | 211111 | -119.8933 | 35.5789 |  | 106 | 999 |  |  |  | 14270 |  | R63-0036
06029 |  | California | Kern | 388411 | 49378713 | 46722412 | 1514305030 | 122 | 122 | TEXACO USA, VENTURA PRODUCING |  |  | 25 | 4 | 330 | 704.1 |  | 211111 | -119.8933 | 35.5789 |  | 106 | 999 |  |  |  | 14270 |  | R63-0036
06029 |  | California | Kern | 388411 | 49378813 | 46729512 | 1514305030 | 1215 | 1122 | TEXACO USA, VENTURA PRODUCING |  |  |  |  | 434 | 99.7 | 30.5 | 211111 | -119.8933 | 35.5789 |  | 106 | 999 |  |  |  | 14270 |  | R63-0036
06029 |  | California | Kern | 388411 | 49378913 | 46729612 | 1514305030 | 1119 | 1119 | TEXACO USA, VENTURA PRODUCING |  |  |  |  | 434 | 99.7 | 30.5 | 211111 | -119.8933 | 35.5789 |  | 106 | 999 |  |  |  | 14270 |  | R63-0036
06029 |  | California | Kern | 388411 | 49379013 | 46726012 | 1514305030 | 1238 | 1011 | TEXACO USA, VENTURA PRODUCING |  |  |  |  | 434 | 99.7 | 30.5 | 211111 | -119.8933 | 35.5789 |  | 106 | 999 |  |  |  | 14270 |  | R63-0036
06029 |  | California | Kern | 388411 | 49379113 | 46729612 | 1514305030 | 1362 | 1119 | TEXACO USA, VENTURA PRODUCING |  |  |  |  | 434 | 99.7 | 30.5 | 211111 | -119.8933 | 35.5789 |  | 106 | 999 |  |  |  | 14270 |  | R63-0036
06029 |  | California | Kern | 388411 | 49379213 | 46730112 | 1514305030 | 1121 | 1121 | TEXACO USA, VENTURA PRODUCING |  |  |  |  | 434 | 99.7 | 30.5 | 211111 | -119.8933 | 35.5789 |  | 106 | 999 |  |  |  | 14270 |  | R63-0036
06029 |  | California | Kern | 388411 | 49379313 | 46716712 | 1514305030 | 1047 | 1047 | TEXACO USA, VENTURA PRODUCING |  |  |  |  | 533 | 70.2 | 47.7 | 211111 | -119.8933 | 35.5789 |  | 106 | 999 |  |  |  | 14270 |  | R63-0036
06029 |  | California | Kern | 388411 | 49379413 | 105727412 | 1514305030 | 1336 | 1336_1_310 | TEXACO USA, VENTURA PRODUCING | [7 empty] | 211111 | -119.8933 | 35.5789 |  | 106 | 999 |  |  |  | 14270 |  | R63-0036
06029 |  | California | Kern | 388411 | 49379513 | 105727712 | 1514305030 | 1337 | 1337_1_310 | TEXACO USA, VENTURA PRODUCING | [7 empty] | 211111 | -119.8933 | 35.5789 |  | 106 | 999 |  |  |  | 14270 |  | R63-0036
06029 |  | California | Kern | 388411 | 49379613 | 105727812 | 1514305030 | 1338 | 1338_1_310 | TEXACO USA, VENTURA PRODUCING | [7 empty] | 211111 | -119.8933 | 35.5789 |  | 106 | 999 |  |  |  | 14270 |  | R63-0036
06029 |  | California | Kern | 388411 | 49379713 | 105727912 | 1514305030 | 1339 | 1339_1_310 | TEXACO USA, VENTURA PRODUCING | [7 empty] | 211111 | -119.8933 | 35.5789 |  | 106 | 999 |  |  |  | 14270 |  | R63-0036
06029 |  | California | Kern | 388411 | 49379813 | 46729812 | 1514305030 | 1359 | 1112 | TEXACO USA, VENTURA PRODUCING |  |  |  |  | 434 | 99.7 | 30.5 | 211111 | -119.8933 | 35.5789 |  | 106 | 999 |  |  |  | 14270 |  | R63-0036
06029 |  | California | Kern | 388411 | 49379913 | 46726412 | 1514305030 | 1049 | 1049 | TEXACO USA, VENTURA PRODUCING |  |  |  |  | 434 | 99.7 | 30.5 | 211111 | -119.8933 | 35.5789 |  | 106 | 999 |  |  |  | 14270 |  | R63-0036
06029 |  | California | Kern | 388411 | 49380013 | 46716212 | 1514305030 | 1361 | 1114 | TEXACO USA, VENTURA PRODUCING |  |  |  |  | 434 | 99.7 | 30.5 | 211111 | -119.8933 | 35.5789 |  | 106 | 999 |  |  |  | 14270 |  | R63-0036
06029 |  | California | Kern | 388411 | 49380113 | 46715712 | 1514305030 | 1050 | 1050 | TEXACO USA, VENTURA PRODUCING |  |  |  |  | 434 | 99.7 | 30.5 | 211111 | -119.8933 | 35.5789 |  | 106 | 999 |  |  |  | 14270 |  | R63-0036
06029 |  | California | Kern | 388411 | 49380213 | 105728112 | 1514305030 | 1366 | 1366_1_310 | TEXACO USA, VENTURA PRODUCING | [7 empty] | 211111 | -119.8933 | 35.5789 |  | 106 | 999 |  |  |  | 14270 |  | R63-0036
06029 |  | California | Kern | 388411 | 49380313 | 46716712 | 1514305030 | 1851 | 1047 | TEXACO USA, VENTURA PRODUCING |  |  |  |  | 533 | 70.2 | 47.7 | 211111 | -119.8933 | 35.5789 |  | 106 | 999 |  |  |  | 14270 |  | R63-0036
06029 |  | California | Kern | 388411 | 49380413 | 46719112 | 1514305030 | 1860 | 1025 | TEXACO USA, VENTURA PRODUCING |  |  |  |  | 533 | 70.2 | 47.7 | 211111 | -119.8933 | 35.5789 |  | 106 | 999 |  |  |  | 14270 |  | R63-0036
06029 |  | California | Kern | 388411 | 49380513 | 46735912 | 1514305030 | 1873 | 1802 | TEXACO USA, VENTURA PRODUCING |  |  |  |  | 533 | 70.2 | 47.7 | 211111 | -119.8933 | 35.5789 |  | 106 | 999 |  |  |  | 14270 |  | R63-0036
06029 |  | California | Kern | 388411 | 49380613 | 46735912 | 1514305030 | 1874 | 1802 | TEXACO USA, VENTURA PRODUCING |  |  |  |  | 533 | 70.2 | 47.7 | 211111 | -119.8933 | 35.5789 |  | 106 | 999 |  |  |  | 14270 |  | R63-0036
06029 |  | California | Kern | 388411 | 49380713 | 46729912 | 1514305030 | 1875 | 1803 | TEXACO USA, VENTURA PRODUCING |  |  |  |  | 533 | 70.2 | 47.7 | 211111 | -119.8933 | 35.5789 |  | 106 | 999 |  |  |  | 14270 |  | R63-0036
06029 |  | California | Kern | 388411 | 49380813 | 46729912 | 1514305030 | 1876 | 1803 | TEXACO USA, VENTURA PRODUCING |  |  |  |  | 533 | 70.2 | 47.7 | 211111 | -119.8933 | 35.5789 |  | 106 | 999 |  |  |  | 14270 |  | R63-0036
06029 |  | California | Kern | 388411 | 49380913 | 46729912 | 1514305030 | 1881 | 1803 | TEXACO USA, VENTURA PRODUCING |  |  |  |  | 533 | 70.2 | 47.7 | 211111 | -119.8933 | 35.5789 |  | 106 | 999 |  |  |  | 14270 |  | R63-0036
06029 |  | California | Kern | 388411 | 49381013 | 46738212 | 1514305030 | 1360 | 1113 | TEXACO USA, VENTURA PRODUCING |  |  |  |  | 434 | 99.7 | 30.5 | 211111 | -119.8933 | 35.5789 |  | 106 | 999 |  |  |  | 14270 |  | R63-0036
06029 |  | California | Kern | 388411 | 49381113 | 46721912 | 1514305030 | 1060 | 1060 | TEXACO USA, VENTURA PRODUCING |  |  |  |  | 434 | 99.7 | 30.5 | 211111 | -119.8933 | 35.5789 |  | 106 | 999 |  |  |  | 14270 |  | R63-0036
06029 |  | California | Kern | 388411 | 49381213 | 46729912 | 1514305030 | 1882 | 1803 | TEXACO USA, VENTURA PRODUCING |  |  |  |  | 533 | 70.2 | 47.7 | 211111 | -119.8933 | 35.5789 |  | 106 | 999 |  |  |  | 14270 |  | R63-0036
06029 |  | California | Kern | 388411 | 49381313 | 46716212 | 1514305030 | 1114 | 1114 | TEXACO USA, VENTURA PRODUCING |  |  |  |  | 434 | 99.7 | 30.5 | 211111 | -119.8933 | 35.5789 |  | 106 | 999 |  |  |  | 14270 |  | R63-0036
06029 |  | California | Kern | 388411 | 49381413 | 46738212 | 1514305030 | 1113 | 1113 | TEXACO USA, VENTURA PRODUCING |  |  |  |  | 434 | 99.7 | 30.5 | 211111 | -119.8933 | 35.5789 |  | 106 | 999 |  |  |  | 14270 |  | R63-0036
06029 |  | California | Kern | 388411 | 49381513 | 46729812 | 1514305030 | 1112 | 1112 | TEXACO USA, VENTURA PRODUCING |  |  |  |  | 434 | 99.7 | 30.5 | 211111 | -119.8933 | 35.5789 |  | 106 | 999 |  |  |  | 14270 |  | R63-0036
06029 |  | California | Kern | 388411 | 49381613 | 46716112 | 1514305030 | 1107 | 1107 | TEXACO USA, VENTURA PRODUCING |  |  |  |  | 434 | 99.7 | 30.5 | 211111 | -119.8933 | 35.5789 |  | 106 | 999 |  |  |  | 14270 |  | R63-0036
06029 |  | California | Kern | 388411 | 49381713 | 46739612 | 1514305030 | 1101 | 1101 | TEXACO USA, VENTURA PRODUCING |  |  |  |  | 434 | 99.7 | 30.5 | 211111 | -119.8933 | 35.5789 |  | 106 | 999 |  |  |  | 14270 |  | R63-0036
06029 |  | California | Kern | 388411 | 49381813 | 105727512 | 1514305030 | 1369 | 1369_1_310 | TEXACO USA, VENTURA PRODUCING | [7 empty] | 211111 | -119.8933 | 35.5789 |  | 106 | 999 |  |  |  | 14270 |  | R63-0036
06029 |  | California | Kern | 388411 | 49381913 | 46739012 | 1514305030 | 1048 | 1048 | TEXACO USA, VENTURA PRODUCING |  |  |  |  | 434 | 99.7 | 30.5 | 211111 | -119.8933 | 35.5789 |  | 106 | 999 |  |  |  | 14270 |  | R63-0036
06029 |  | California | Kern | 388411 | 49382013 | 46737212 | 1514305030 | 1061 | 1061 | TEXACO USA, VENTURA PRODUCING |  |  |  |  | 434 | 99.7 | 30.5 | 211111 | -119.8933 | 35.5789 |  | 106 | 999 |  |  |  | 14270 |  | R63-0036
06029 |  | California | Kern | 388411 | 49382113 | 46736912 | 1514305030 | 1120 | 1120 | TEXACO USA, VENTURA PRODUCING |  |  |  |  | 434 | 99.7 | 30.5 | 211111 | -119.8933 | 35.5789 |  | 106 | 999 |  |  |  | 14270 |  | R63-0036
06029 |  | California | Kern | 388411 | 49382213 | 46722012 | 1514305030 | 1059 | 1059 | TEXACO USA, VENTURA PRODUCING |  |  |  |  | 434 | 99.7 | 30.5 | 211111 | -119.8933 | 35.5789 |  | 106 | 999 |  |  |  | 14270 |  | R63-0036
06029 |  | California | Kern | 388411 | 49382313 | 46730312 | 1514305030 | 1058 | 1058 | TEXACO USA, VENTURA PRODUCING |  |  |  |  | 434 | 99.7 | 30.5 | 211111 | -119.8933 | 35.5789 |  | 106 | 999 |  |  |  | 14270 |  | R63-0036
06029 |  | California | Kern | 388411 | 49382413 | 46722112 | 1514305030 | 1057 | 1057 | TEXACO USA, VENTURA PRODUCING |  |  |  |  | 434 | 99.7 | 30.5 | 211111 | -119.8933 | 35.5789 |  | 106 | 999 |  |  |  | 14270 |  | R63-0036
06029 |  | California | Kern | 388411 | 49382513 | 46739312 | 1514305030 | 1056 | 1056 | TEXACO USA, VENTURA PRODUCING |  |  |  |  | 434 | 99.7 | 30.5 | 211111 | -119.8933 | 35.5789 |  | 106 | 999 |  |  |  | 14270 |  | R63-0036
06029 |  | California | Kern | 388411 | 49382613 | 46715912 | 1514305030 | 1055 | 1055 | TEXACO USA, VENTURA PRODUCING |  |  |  |  | 434 | 99.7 | 30.5 | 211111 | -119.8933 | 35.5789 |  | 106 | 999 |  |  |  | 14270 |  | R63-0036
06029 |  | California | Kern | 388411 | 49382713 | 46739212 | 1514305030 | 1054 | 1054 | TEXACO USA, VENTURA PRODUCING |  |  |  |  | 434 | 99.7 | 30.5 | 211111 | -119.8933 | 35.5789 |  | 106 | 999 |  |  |  | 14270 |  | R63-0036
06029 |  | California | Kern | 388411 | 49382813 | 46714812 | 1514305030 | 1052 | 1052 | TEXACO USA, VENTURA PRODUCING |  |  |  |  | 434 | 99.7 | 30.5 | 211111 | -119.8933 | 35.5789 |  | 106 | 999 |  |  |  | 14270 |  | R63-0036
06029 |  | California | Kern | 388411 | 49382913 | 46739112 | 1514305030 | 1051 | 1051 | TEXACO USA, VENTURA PRODUCING |  |  |  |  | 434 | 99.7 | 30.5 | 211111 | -119.8933 | 35.5789 |  | 106 | 999 |  |  |  | 14270 |  | R63-0036
06029 |  | California | Kern | 388411 | 49383013 | 46716012 | 1514305030 | 1064 | 1064 | TEXACO USA, VENTURA PRODUCING |  |  |  |  | 434 | 99.7 | 30.5 | 211111 | -119.8933 | 35.5789 |  | 106 | 999 |  |  |  | 14270 |  | R63-0036
06029 |  | California | Kern | 388411 | 49383213 | 46723212 | 1514305030 | 7011 | 7011 | TEXACO USA, VENTURA PRODUCING |  |  |  |  | 434 | 99.7 | 30.5 | 211111 | -119.8933 | 35.5789 |  | 106 | 999 |  |  |  | 14270 |  | R63-0036
06029 |  | California | Kern | 388411 | 49384013 | 46716112 | 1514305030 | 1274 | 1107 | TEXACO USA, VENTURA PRODUCING |  |  |  |  | 434 | 99.7 | 30.5 | 211111 | -119.8933 | 35.5789 |  | 106 | 999 |  |  |  | 14270 |  | R63-0036
06029 |  | California | Kern | 388411 | 49384213 | 46729812 | 1514305030 | 1276 | 1112 | TEXACO USA, VENTURA PRODUCING |  |  |  |  | 434 | 99.7 | 30.5 | 211111 | -119.8933 | 35.5789 |  | 106 | 999 |  |  |  | 14270 |  | R63-0036
06029 |  | California | Kern | 388411 | 49384513 | 105726412 | 1514305030 | 1300 | 1300_1_310 | TEXACO USA, VENTURA PRODUCING | [7 empty] | 211111 | -119.8933 | 35.5789 |  | 106 | 999 |  |  |  | 14270 |  | R63-0036
06029 |  | California | Kern | 388411 | 49384613 | 105725112 | 1514305030 | 1299 | 1299_1_310 | TEXACO USA, VENTURA PRODUCING | [7 empty] | 211111 | -119.8933 | 35.5789 |  | 106 | 999 |  |  |  | 14270 |  | R63-0036
06029 |  | California | Kern | 388411 | 49384713 | 105725012 | 1514305030 | 1298 | 1298_1_310 | TEXACO USA, VENTURA PRODUCING | [7 empty] | 211111 | -119.8933 | 35.5789 |  | 106 | 999 |  |  |  | 14270 |  | R63-0036
06029 |  | California | Kern | 388411 | 49384813 | 105724912 | 1514305030 | 1297 | 1297_1_310 | TEXACO USA, VENTURA PRODUCING | [7 empty] | 211111 | -119.8933 | 35.5789 |  | 106 | 999 |  |  |  | 14270 |  | R63-0036
06029 |  | California | Kern | 388411 | 49384913 | 105724812 | 1514305030 | 1295 | 1295_1_310 | TEXACO USA, VENTURA PRODUCING | [7 empty] | 211111 | -119.8933 | 35.5789 |  | 106 | 999 |  |  |  | 14270 |  | R63-0036
06029 |  | California | Kern | 388411 | 49385013 | 46722312 | 1514305030 | 1294 | 1143 | TEXACO USA, VENTURA PRODUCING |  |  |  |  | 434 | 99.7 | 30.5 | 211111 | -119.8933 | 35.5789 |  | 106 | 999 |  |  |  | 14270 |  | R63-0036
06029 |  | California | Kern | 388411 | 49385113 | 46738112 | 1514305030 | 1293 | 1142 | TEXACO USA, VENTURA PRODUCING |  |  |  |  | 434 | 99.7 | 30.5 | 211111 | -119.8933 | 35.5789 |  | 106 | 999 |  |  |  | 14270 |  | R63-0036
06029 |  | California | Kern | 388411 | 49385213 | 46716212 | 1514305030 | 1278 | 1114 | TEXACO USA, VENTURA PRODUCING |  |  |  |  | 434 | 99.7 | 30.5 | 211111 | -119.8933 | 35.5789 |  | 106 | 999 |  |  |  | 14270 |  | R63-0036
06029 |  | California | Kern | 388411 | 49385313 | 105726712 | 1514305030 | 1308 | 1308_1_310 | TEXACO USA, VENTURA PRODUCING | [7 empty] | 211111 | -119.8933 | 35.5789 |  | 106 | 999 |  |  |  | 14270 |  | R63-0036
06029 |  | California | Kern | 388411 | 49385513 | 46735712 | 1514305030 | 7029 | 7029 | TEXACO USA, VENTURA PRODUCING |  |  | 10 | 0.7 | 90 | 0 |  | 211111 | -119.8933 | 35.5789 |  | 106 | 999 |  |  |  | 14270 |  | R63-0036
06029 |  | California | Kern | 388411 | 49386413 | 46717812 | 1514305030 | 45 | 45 | TEXACO USA, VENTURA PRODUCING |  |  | 20 | 3 | 350 | 108.3 |  | 211111 | -119.8933 | 35.5789 |  | 106 | 999 |  |  |  | 14270 |  | R63-0040
06029 |  | California | Kern | 388411 | 49387613 | 46725112 | 1514305030 | 1031 | 1031 | TEXACO USA, VENTURA PRODUCING |  |  |  |  | 434 | 99.7 | 30.5 | 211111 | -119.8933 | 35.5789 |  | 106 | 999 |  |  |  | 14270 |  | R63-0036
06029 |  | California | Kern | 388411 | 49387713 | 46725812 | 1514305030 | 1028 | 1028 | TEXACO USA, VENTURA PRODUCING |  |  |  |  | 434 | 99.7 | 30.5 | 211111 | -119.8933 | 35.5789 |  | 106 | 999 |  |  |  | 14270 |  | R63-0036
06029 |  | California | Kern | 388411 | 49387813 | 46730412 | 1514305030 | 1022 | 1022 | TEXACO USA, VENTURA PRODUCING |  |  |  |  | 434 | 99.7 | 30.5 | 211111 | -119.8933 | 35.5789 |  | 106 | 999 |  |  |  | 14270 |  | R63-0036
06029 |  | California | Kern | 388411 | 49387913 | 46725712 | 1514305030 | 1021 | 1021 | TEXACO USA, VENTURA PRODUCING |  |  |  |  | 434 | 99.7 | 30.5 | 211111 | -119.8933 | 35.5789 |  | 106 | 999 |  |  |  | 14270 |  | R63-0036
06029 |  | California | Kern | 388411 | 49388013 | 46738812 | 1514305030 | 1020 | 1020 | TEXACO USA, VENTURA PRODUCING |  |  |  |  | 434 | 99.7 | 30.5 | 211111 | -119.8933 | 35.5789 |  | 106 | 999 |  |  |  | 14270 |  | R63-0036
06029 |  | California | Kern | 388411 | 49388113 | 46721712 | 1514305030 | 1018 | 1018 | TEXACO USA, VENTURA PRODUCING |  |  |  |  | 434 | 99.7 | 30.5 | 211111 | -119.8933 | 35.5789 |  | 106 | 999 |  |  |  | 14270 |  | R63-0036
06029 |  | California | Kern | 388411 | 49388213 | 105727312 | 1514305030 | 1335 | 1335_1_310 | TEXACO USA, VENTURA PRODUCING | [7 empty] | 211111 | -119.8933 | 35.5789 |  | 106 | 999 |  |  |  | 14270 |  | R63-0036
06029 |  | California | Kern | 388411 | 49390413 | 46723412 | 1514305030 | 1036 | 1036 | TEXACO USA, VENTURA PRODUCING |  |  |  |  | 434 | 99.7 | 30.5 | 211111 | -119.8933 | 35.5789 |  | 106 | 999 |  |  |  | 14270 |  | R63-0036
06029 |  | California | Kern | 388411 | 49390513 | 46715612 | 1514305030 | 1033 | 1033 | TEXACO USA, VENTURA PRODUCING |  |  |  |  | 434 | 99.7 | 30.5 | 211111 | -119.8933 | 35.5789 |  | 106 | 999 |  |  |  | 14270 |  | R63-0036
06029 |  | California | Kern | 388411 | 49391713 | 105725312 | 1514305030 | 1311 | 1311_1_310 | TEXACO USA, VENTURA PRODUCING | [7 empty] | 211111 | -119.8933 | 35.5789 |  | 106 | 999 |  |  |  | 14270 |  | R63-0036
06029 |  | California | Kern | 388411 | 49392313 | 46723512 | 1514305030 | 61 | 61 | TEXACO USA, VENTURA PRODUCING |  |  | 20 | 3 | 350 | 129.6 |  | 211111 | -119.8933 | 35.5789 |  | 106 | 999 |  |  |  | 14270 |  | R63-0040
06029 |  | California | Kern | 388411 | 49393313 | 46717212 | 1514305030 | 1032 | 1032 | TEXACO USA, VENTURA PRODUCING |  |  |  |  | 434 | 99.7 | 30.5 | 211111 | -119.8933 | 35.5789 |  | 106 | 999 |  |  |  | 14270 |  | R63-0036
06029 |  | California | Kern | 388411 | 49393413 | 105725412 | 1514305030 | 1319 | 1319_1_310 | TEXACO USA, VENTURA PRODUCING | [7 empty] | 211111 | -119.8933 | 35.5789 |  | 106 | 999 |  |  |  | 14270 |  | R63-0036
06029 |  | California | Kern | 388411 | 49393513 | 46730112 | 1514305030 | 1317 | 1121 | TEXACO USA, VENTURA PRODUCING |  |  |  |  | 434 | 99.7 | 30.5 | 211111 | -119.8933 | 35.5789 |  | 106 | 999 |  |  |  | 14270 |  | R63-0036
06029 |  | California | Kern | 388411 | 49393613 | 46716212 | 1514305030 | 1316 | 1114 | TEXACO USA, VENTURA PRODUCING |  |  |  |  | 434 | 99.7 | 30.5 | 211111 | -119.8933 | 35.5789 |  | 106 | 999 |  |  |  | 14270 |  | R63-0036
06029 |  | California | Kern | 388411 | 49394813 | 46720212 | 1514305030 | 1002 | 1002 | TEXACO USA, VENTURA PRODUCING |  |  |  |  | 434 | 99.7 | 30.5 | 211111 | -119.8933 | 35.5789 |  | 106 | 999 |  |  |  | 14270 |  | R63-0036
06029 |  | California | Kern | 388411 | 49394913 | 46724812 | 1514305030 | 1006 | 1006 | TEXACO USA, VENTURA PRODUCING |  |  |  |  | 434 | 99.7 | 30.5 | 211111 | -119.8933 | 35.5789 |  | 106 | 999 |  |  |  | 14270 |  | R63-0036
06029 |  | California | Kern | 388411 | 49395013 | 46738712 | 1514305030 | 1007 | 1007 | TEXACO USA, VENTURA PRODUCING |  |  |  |  | 434 | 99.7 | 30.5 | 211111 | -119.8933 | 35.5789 |  | 106 | 999 |  |  |  | 14270 |  | R63-0036
06029 |  | California | Kern | 388411 | 49395113 | 46726012 | 1514305030 | 1011 | 1011 | TEXACO USA, VENTURA PRODUCING |  |  |  |  | 434 | 99.7 | 30.5 | 211111 | -119.8933 | 35.5789 |  | 106 | 999 |  |  |  | 14270 |  | R63-0036
06029 |  | California | Kern | 388411 | 49395213 | 46720112 | 1514305030 | 1013 | 1013 | TEXACO USA, VENTURA PRODUCING |  |  |  |  | 434 | 99.7 | 30.5 | 211111 | -119.8933 | 35.5789 |  | 106 | 999 |  |  |  | 14270 |  | R63-0036
06029 |  | California | Kern | 388411 | 49395313 | 46725612 | 1514305030 | 1014 | 1014 | TEXACO USA, VENTURA PRODUCING |  |  |  |  | 434 | 99.7 | 30.5 | 211111 | -119.8933 | 35.5789 |  | 106 | 999 |  |  |  | 14270 |  | R63-0036
06029 |  | California | Kern | 388411 | 49396113 | 46733012 | 1514305030 | 60 | 60 | TEXACO USA, VENTURA PRODUCING |  |  | 20 | 3 | 350 | 118.7 |  | 211111 | -119.8933 | 35.5789 |  | 106 | 999 |  |  |  | 14270 |  | R63-0040
06029 |  | California | Kern | 388411 | 49396413 | 105728012 | 1514305030 | 1365 | 1365_1_310 | TEXACO USA, VENTURA PRODUCING | [7 empty] | 211111 | -119.8933 | 35.5789 |  | 106 | 999 |  |  |  | 14270 |  | R63-0036
06029 |  | California | Kern | 388411 | 49398413 | 46723812 | 1514305030 | 51 | 51 | TEXACO USA, VENTURA PRODUCING |  |  | 20 | 3 | 350 | 129.6 |  | 211111 | -119.8933 | 35.5789 |  | 106 | 999 |  |  |  | 14270 |  | R63-0040
06029 |  | California | Kern | 388411 | 49398513 | 46732412 | 1514305030 | 95 | 95 | TEXACO USA, VENTURA PRODUCING |  |  | 20 | 3 | 350 | 129.6 |  | 211111 | -119.8933 | 35.5789 |  | 106 | 999 |  |  |  | 14270 |  | R63-0040
06029 |  | California | Kern | 388411 | 49398813 | 105726512 | 1514305030 | 1301 | 1301_1_310 | TEXACO USA, VENTURA PRODUCING | [7 empty] | 211111 | -119.8933 | 35.5789 |  | 106 | 999 |  |  |  | 14270 |  | R63-0036
06029 |  | California | Kern | 388411 | 49399513 | 105725212 | 1514305030 | 1310 | 1310_1_310 | TEXACO USA, VENTURA PRODUCING | [7 empty] | 211111 | -119.8933 | 35.5789 |  | 106 | 999 |  |  |  | 14270 |  | R63-0036
06029 |  | California | Kern | 388411 | 49399613 | 105726812 | 1514305030 | 1309 | 1309_1_310 | TEXACO USA, VENTURA PRODUCING | [7 empty] | 211111 | -119.8933 | 35.5789 |  | 106 | 999 |  |  |  | 14270 |  | R63-0036
06029 |  | California | Kern | 388411 | 49399713 | 46716712 | 1514305030 | 1257 | 1047 | TEXACO USA, VENTURA PRODUCING |  |  |  |  | 533 | 70.2 | 47.7 | 211111 | -119.8933 | 35.5789 |  | 106 | 999 |  |  |  | 14270 |  | R63-0036
06029 |  | California | Kern | 388411 | 49399813 | 105726612 | 1514305030 | 1303 | 1303_1_310 | TEXACO USA, VENTURA PRODUCING | [7 empty] | 211111 | -119.8933 | 35.5789 |  | 106 | 999 |  |  |  | 14270 |  | R63-0036
06029 |  | California | Kern | 388411 | 49399913 | 46724612 | 1514305030 | 7002 | 7002 | TEXACO USA, VENTURA PRODUCING |  |  |  |  | 434 | 99.7 | 30.5 | 211111 | -119.8933 | 35.5789 |  | 106 | 999 |  |  |  | 14270 |  | R63-0036
06029 |  | California | Kern | 388611 | 49368013 | 105762912 | 1514305099 | 21563 | 21563_1_40 | MOBIL | [7 empty] | 211111 | -118.915 | 35.234 |  | 106 | 999 |  |  |  | 93307 |  | R63-0040
06029 |  | California | Kern | 388611 | 49368013 | 105763012 | 1514305099 | 21563 | 21563_2_40 | MOBIL | [7 empty] | 211111 | -118.915 | 35.234 |  | 106 | 999 |  |  |  | 93307 |  | R63-0040
06029 |  | California | Kern | 388611 | 49368213 | 105761512 | 1514305099 | 21561 | 21561_1_40 | MOBIL | [7 empty] | 211111 | -118.915 | 35.234 |  | 106 | 999 |  |  |  | 93307 |  | R63-0040
06029 |  | California | Kern | 388611 | 49368213 | 105761612 | 1514305099 | 21561 | 21561_2_40 | MOBIL | [7 empty] | 211111 | -118.915 | 35.234 |  | 106 | 999 |  |  |  | 93307 |  | R63-0040
06029 |  | California | Kern | 388611 | 49368713 | 105761712 | 1514305099 | 21562 | 21562_1_40 | MOBIL | [7 empty] | 211111 | -118.915 | 35.234 |  | 106 | 999 |  |  |  | 93307 |  | R63-0040
06029 |  | California | Kern | 388611 | 49368713 | 105761812 | 1514305099 | 21562 | 21562_2_40 | MOBIL | [7 empty] | 211111 | -118.915 | 35.234 |  | 106 | 999 |  |  |  | 93307 |  | R63-0040
06029 |  | California | Kern | 388611 | 49368813 | 105762712 | 1514305099 | 21560 | 21560_1_40 | MOBIL | [7 empty] | 211111 | -118.915 | 35.234 |  | 106 | 999 |  |  |  | 93307 |  | R63-0040
06029 |  | California | Kern | 388611 | 49368813 | 105762812 | 1514305099 | 21560 | 21560_2_40 | MOBIL | [7 empty] | 211111 | -118.915 | 35.234 |  | 106 | 999 |  |  |  | 93307 |  | R63-0040
06029 |  | California | Kern | 388611 | 49369113 | 105762612 | 1514305099 | 21550 | 21550_1_40 | MOBIL | [7 empty] | 211111 | -118.915 | 35.234 |  | 106 | 999 |  |  |  | 93307 |  | R63-0040
06029 |  | California | Kern | 388611 | 49369313 | 105763312 | 1514305099 | 22306 | 22306_1_40 | MOBIL | [7 empty] | 211111 | -118.915 | 35.234 |  | 106 | 999 |  |  |  | 93307 |  | R63-0040
06029 |  | California | Kern | 388611 | 49369313 | 105763412 | 1514305099 | 22306 | 22306_2_40 | MOBIL | [7 empty] | 211111 | -118.915 | 35.234 |  | 106 | 999 |  |  |  | 93307 |  | R63-0040
06029 |  | California | Kern | 388611 | 49369413 | 105763512 | 1514305099 | 22307 | 22307_1_40 | MOBIL | [7 empty] | 211111 | -118.915 | 35.234 |  | 106 | 999 |  |  |  | 93307 |  | R63-0040
06029 |  | California | Kern | 388611 | 49369413 | 105763612 | 1514305099 | 22307 | 22307_2_40 | MOBIL | [7 empty] | 211111 | -118.915 | 35.234 |  | 106 | 999 |  |  |  | 93307 |  | R63-0040
06029 |  | California | Kern | 388611 | 49369513 | 105761112 | 1514305099 | 22308 | 22308_1_40 | MOBIL | [7 empty] | 211111 | -118.915 | 35.234 |  | 106 | 999 |  |  |  | 93307 |  | R63-0040
06029 |  | California | Kern | 388611 | 49369513 | 105761212 | 1514305099 | 22308 | 22308_2_40 | MOBIL | [7 empty] | 211111 | -118.915 | 35.234 |  | 106 | 999 |  |  |  | 93307 |  | R63-0040
06029 |  | California | Kern | 388611 | 49369613 | 105761312 | 1514305099 | 22309 | 22309_1_40 | MOBIL | [7 empty] | 211111 | -118.915 | 35.234 |  | 106 | 999 |  |  |  | 93307 |  | R63-0040
06029 |  | California | Kern | 388811 | 49361313 | 46708812 | 151430525 | 1015 | 1015 | PHILLIPS PETROLEUM COMPANY |  |  |  |  | 79 | 7.9 | 3 | 211111 | -119.424 | 35.17 |  | 106 | 999 |  |  |  | 93268 |  | R63-0036
06029 |  | California | Kern | 388811 | 49361513 | 46706412 | 151430525 | 1017 | 1017 | PHILLIPS PETROLEUM COMPANY |  |  |  |  | 434 | 99.7 | 30.5 | 211111 | -119.424 | 35.17 |  | 106 | 999 |  |  |  | 93268 |  | R63-0036
06029 |  | California | Kern | 388811 | 49362013 | 46706712 | 151430525 | 1033 | 1033 | PHILLIPS PETROLEUM COMPANY |  |  |  |  | 79 | 7.9 | 3 | 211111 | -119.424 | 35.17 |  | 106 | 999 |  |  |  | 93268 |  | R63-0036
06029 |  | California | Kern | 388811 | 49362213 | 46708012 | 151430525 | 1031 | 1031 | PHILLIPS PETROLEUM COMPANY |  |  |  |  | 434 | 99.7 | 30.5 | 211111 | -119.424 | 35.17 |  | 106 | 999 |  |  |  | 93268 |  | R63-0036
06029 |  | California | Kern | 388811 | 49362613 | 46705512 | 151430525 | 1019 | 1019 | PHILLIPS PETROLEUM COMPANY |  |  |  |  | 79 | 7.9 | 3 | 211111 | -119.424 | 35.17 |  | 106 | 999 |  |  |  | 93268 |  | R63-0036
06029 |  | California | Kern | 388811 | 49362813 | 46706812 | 151430525 | 1038 | 1038 | PHILLIPS PETROLEUM COMPANY |  |  |  |  | 79 | 7.9 | 3 | 211111 | -119.424 | 35.17 |  | 106 | 999 |  |  |  | 93268 |  | R63-0036
06029 |  | California | Kern | 388811 | 49363113 | 46709212 | 151430525 | 1041 | 1041 | PHILLIPS PETROLEUM COMPANY |  |  |  |  | 434 | 99.7 | 30.5 | 211111 | -119.424 | 35.17 |  | 106 | 999 |  |  |  | 93268 |  | R63-0036
06029 |  | California | Kern | 388811 | 49363213 | 46705712 | 151430525 | 1042 | 1042 | PHILLIPS PETROLEUM COMPANY |  |  |  |  | 434 | 99.7 | 30.5 | 211111 | -119.424 | 35.17 |  | 106 | 999 |  |  |  | 93268 |  | R63-0036
06029 |  | California | Kern | 388811 | 49363313 | 46707912 | 151430525 | 1044 | 1044 | PHILLIPS PETROLEUM COMPANY |  |  |  |  | 79 | 7.9 | 3 | 211111 | -119.424 | 35.17 |  | 106 | 999 |  |  |  | 93268 |  | R63-0036
06029 |  | California | Kern | 388811 | 49363513 | 46706012 | 151430525 | 1004 | 1004 | PHILLIPS PETROLEUM COMPANY |  |  |  |  | 79 | 7.9 | 3 | 211111 | -119.424 | 35.17 |  | 106 | 999 |  |  |  | 93268 |  | R63-0036
06029 |  | California | Kern | 388811 | 49363613 | 46708912 | 151430525 | 1000 | 1000 | PHILLIPS PETROLEUM COMPANY |  |  |  |  | 79 | 7.9 | 3 | 211111 | -119.424 | 35.17 |  | 106 | 999 |  |  |  | 93268 |  | R63-0036
06029 |  | California | Kern | 388811 | 49363713 | 46707112 | 151430525 | 1011 | 1011 | PHILLIPS PETROLEUM COMPANY |  |  |  |  | 79 | 7.9 | 3 | 211111 | -119.424 | 35.17 |  | 106 | 999 |  |  |  | 93268 |  | R63-0036
06029 |  | California | Kern | 388811 | 49363813 | 46708312 | 151430525 | 1029 | 1029 | PHILLIPS PETROLEUM COMPANY |  |  |  |  | 79 | 7.9 | 3 | 211111 | -119.424 | 35.17 |  | 106 | 999 |  |  |  | 93268 |  | R63-0036
06029 |  | California | Kern | 388811 | 49364313 | 46705312 | 151430525 | 1008 | 1008 | PHILLIPS PETROLEUM COMPANY |  |  |  |  | 434 | 99.7 | 30.5 | 211111 | -119.424 | 35.17 |  | 106 | 999 |  |  |  | 93268 |  | R63-0036
06029 |  | California | Kern | 388811 | 49364513 | 46706912 | 151430525 | 1046 | 1046 | PHILLIPS PETROLEUM COMPANY |  |  |  |  | 434 | 99.7 | 30.5 | 211111 | -119.424 | 35.17 |  | 106 | 999 |  |  |  | 93268 |  | R63-0036
06029 |  | California | Kern | 388811 | 49364813 | 46708412 | 151430525 | 1049 | 1049 | PHILLIPS PETROLEUM COMPANY |  |  |  |  | 79 | 7.9 | 3 | 211111 | -119.424 | 35.17 |  | 106 | 999 |  |  |  | 93268 |  | R63-0036
06029 |  | California | Kern | 388811 | 49365013 | 46707312 | 151430525 | 1013 | 1013 | PHILLIPS PETROLEUM COMPANY |  |  |  |  | 434 | 99.7 | 30.5 | 211111 | -119.424 | 35.17 |  | 106 | 999 |  |  |  | 93268 |  | R63-0036
06029 |  | California | Kern | 388811 | 49365213 | 46708712 | 151430525 | 1023 | 1023 | PHILLIPS PETROLEUM COMPANY |  |  |  |  | 434 | 99.7 | 30.5 | 211111 | -119.424 | 35.17 |  | 106 | 999 |  |  |  | 93268 |  | R63-0036
06029 |  | California | Kern | 388811 | 49365413 | 46705012 | 151430525 | 1051 | 1051 | PHILLIPS PETROLEUM COMPANY |  |  |  |  | 434 | 99.7 | 30.5 | 211111 | -119.424 | 35.17 |  | 106 | 999 |  |  |  | 93268 |  | R63-0036
06029 |  | California | Kern | 388811 | 49365513 | 46708512 | 151430525 | 1036 | 1036 | PHILLIPS PETROLEUM COMPANY |  |  |  |  | 434 | 99.7 | 30.5 | 211111 | -119.424 | 35.17 |  | 106 | 999 |  |  |  | 93268 |  | R63-0036
06029 |  | California | Kern | 4073611 | 33240013 | 31734412 | 151430510 | 21 | 21 | AMERICAN ENERGY OPERATIONS INC | 0.0256 | 0.0215 |  |  | 68 | 83.3 | 33.2 | 211111 | -119.769 | 35.5045 |  |  | 999 |  |  |  | 00000 |  | R63-0036
06029 |  | California | Kern | 409811 | 102306113 | 105814012 | 1514301114 | 111 | 111 | SENECA RESOURCES | 2.3615 |  | 20 | 0.3 | 238 | 29.8 |  | 211111 | -119.5895 | 35.2238 |  |  | 999 |  |  |  | 93224
06029 |  | California | Kern | 409811 | 49236113 | 46592412 | 1514301114 | 15 | 15 | SENECA RESOURCES | 0.17959 | 0.002078 | 25 | 2.6 | 310 | 1.5 |  | 211111 | -119.5895 | 35.2238 |  |  | 999 |  |  |  | 93224 |  | R63-0040
06029 |  | California | Kern | 409811 | 49236313 | 46591112 | 1514301114 | 10 | 10 | SENECA RESOURCES | 0.9587 | 0.10881 | 35 | 3.6 | 501 | 13.6 |  | 211111 | -119.5895 | 35.2238 |  |  | 999 |  |  |  | 93224 |  | R63-0040
06029 |  | California | Kern | 409811 | 49236813 | 46591212 | 1514301114 | 83 | 83 | SENECA RESOURCES | 0.10888 | 0.001651 | 25 | 2.6 | 523 | 13.6 |  | 211111 | -119.5895 | 35.2238 |  |  | 999 |  |  |  | 93224 |  | R63-0040
06029 |  | California | Kern | 409811 | 49237013 | 46592312 | 1514301114 | 91 | 91 | SENECA RESOURCES | 0.018 | 0.000108 |  |  | 345 | 3.2 | 18.2 | 211111 | -119.5895 | 35.2238 |  |  | 999 |  |  |  | 93224 |  | R63-0040
06029 |  | California | Kern | 409811 | 49237113 | 46591712 | 1514301114 | 20 | 20 | SENECA RESOURCES | 1.8613 | 0.1055 | 35 | 3.6 | 194 | 13.6 |  | 211111 | -119.5895 | 35.2238 |  |  | 999 |  |  |  | 93224 |  | R63-0040
06029 |  | California | Kern | 409811 | 49237213 | 46591812 | 1514301114 | 84 | 84 | SENECA RESOURCES | 0.1153 | 0.001973 | 25 | 2.6 | 419 | 1.4 |  | 211111 | -119.5895 | 35.2238 |  |  | 999 |  |  |  | 93224 |  | R63-0040
06029 |  | California | Kern | 409811 | 49237413 | 46590812 | 1514301114 | 16 | 16 | SENECA RESOURCES | 2.0117 |  | 30 | 2.8 | 336 | 15 |  | 211111 | -119.5895 | 35.2238 |  |  | 999 |  |  |  | 93224 |  | R63-0040
06029 |  | California | Kern | 409811 | 49237613 | 46591512 | 1514301114 | 73 | 73 | SENECA RESOURCES | 2.3963 | 0.0595 |  |  | 345 | 3.2 | 33.2 | 211111 | -119.5895 | 35.2238 |  |  | 999 |  |  |  | 93224 |  | R63-0036
06029 |  | California | Kern | 409811 | 84884213 | 77471112 | 1514301114 | 107 | 107 | SENECA RESOURCES | 3.3075 |  | 35 | 3.6 | 405 | 13.6 |  | 211111 | -119.5895 | 35.2238 |  |  | 999 |  |  |  | 93224
06029 |  | California | Kern | 409811 | 84884513 | 77471412 | 1514301114 | 74 | 74 | SENECA RESOURCES | 3.2517 | 0.28544 | 35 | 3.6 | 417 | 13.6 |  | 211111 | -119.5895 | 35.2238 |  |  | 999 |  |  |  | 93224
06029 |  | California | Kern | 410011 | 49234013 | 46588812 | 1514305011 | 1000 | 1000 | HIGH SIERRA LIMITED |  |  |  |  | 374 | 6589.7 | 55.8 | 221112 | -119.0374 | 35.5063 |  |  | 999 |  |  |  | 93308
06029 |  | California | Kern | 410011 | 78758913 | 105490312 | 1514305011 | 1009 | 1009_1_310 | HIGH SIERRA LIMITED | [7 empty] | 221112 | -119.0374 | 35.5063 |  |  | 999 |  |  |  | 93308
06029 |  | California | Kern | 410211 | 49233313 | 46588212 | 1514301121 | 13 | 13 | NAFTEX OPERATING COMPANY |  |  | 12 | 0.5 | 200 | 3.3 |  | 211111 | -119.0372 | 35.5793 |  |  | 999 |  |  |  | 00000 |  | R63-0036
06029 |  | California | Kern | 410211 | 49233413 | 46588112 | 1514301121 | 7 | 7 | NAFTEX OPERATING COMPANY | 0.017 | 0.0060563 | 20 | 3 | 430 | 101.7 |  | 211111 | -119.0372 | 35.5793 |  |  | 999 |  |  |  | 00000 |  | R63-0040
06029 |  | California | Kern | 410211 | 49233513 | 46588312 | 1514301121 | 8 | 8 | NAFTEX OPERATING COMPANY | 0.56668 | 0.20188 | 20 | 3 | 420 | 42 |  | 211111 | -119.0372 | 35.5793 |  |  | 999 |  |  |  | 00000 |  | R63-0040
06029 |  | California | Kern | 410211 | 85055113 | 77659712 | 1514301121 | 12 | 12 | NAFTEX OPERATING COMPANY | 0.10215 | 0.03639 | 20 | 3 | 400 | 50 |  | 211111 | -119.0372 | 35.5793 |  |  | 999 |  |  |  | 00000
06029 |  | California | Kern | 410411 | 49221113 | 46579812 | 1514301128 | 38 | 38 | CHEVRON USA INC | 1.8082 | 0.0121 | 32 | 3 | 350 | 220.8 |  | 211111 | -119.6602 | 35.3541 |  | 106 | 999 |  |  |  | 00000 |  | R63-0040
06029 |  | California | Kern | 410411 | 49222213 | 46585112 | 1514301128 | 30 | 30 | CHEVRON USA INC | 1.843 | 22.3506 | 30 | 3 | 350 | 220.8 |  | 211111 | -119.6602 | 35.3541 |  | 106 | 999 |  |  |  | 00000 |  | R63-0040
06029 |  | California | Kern | 410411 | 49222513 | 46583212 | 1514301128 | 112 | 112 | CHEVRON USA INC | 2.0778 | 0.0134 | 30 | 3 | 350 | 220.8 |  | 211111 | -119.6602 | 35.3541 |  | 106 | 999 |  |  |  | 00000 |  | R63-0040
06029 |  | California | Kern | 410411 | 49222813 | 46579312 | 1514301128 | 31 | 31 | CHEVRON USA INC | 1.8822 | 20.8764 | 30 | 3 | 350 | 220.8 |  | 211111 | -119.6602 | 35.3541 |  | 106 | 999 |  |  |  | 00000 |  | R63-0040
06029 |  | California | Kern | 410411 | 49223213 | 46582812 | 1514301128 | 57 | 57 | CHEVRON USA INC | 0.0844 | 0.00252 | 30 | 3 | 350 | 240 |  | 211111 | -119.6602 | 35.3541 |  | 106 | 999 |  |  |  | 00000 |  | R63-0040
06029 |  | California | Kern | 410411 | 49223313 | 46576812 | 1514301128 | 34 | 34 | CHEVRON USA INC | 1.5908 | 20.1073 | 32 | 3.5 | 350 | 236.7 |  | 211111 | -119.6602 | 35.3541 |  | 106 | 999 |  |  |  | 00000 |  | R63-0040
06029 |  | California | Kern | 410411 | 49223913 | 46584512 | 1514301128 | 33 | 33 | CHEVRON USA INC | 1.5249 | 23.979 | 32 | 3.5 | 350 | 236.7 |  | 211111 | -119.6602 | 35.3541 |  | 106 | 999 |  |  |  | 00000 |  | R63-0040
06029 |  | California | Kern | 410411 | 49224013 | 46582312 | 1514301128 | 941 | 941 | CHEVRON USA INC | 2.0927 | 0.0147 |  |  | 350 | 213.3 | 15.4 | 211111 | -119.6602 | 35.3541 |  | 106 | 999 |  |  |  | 00000 |  | R63-0040
06029 |  | California | Kern | 410411 | 49224113 | 46580612 | 1514301128 | 80 | 80 | CHEVRON USA INC | 1.5653 | 0.0111 | 30 | 3 | 350 | 220.8 |  | 211111 | -119.6602 | 35.3541 |  | 106 | 999 |  |  |  | 00000 |  | R63-0040
06029 |  | California | Kern | 410411 | 49224913 | 46581612 | 1514301128 | 77 | 77 | CHEVRON USA INC | 1.1596 | 0.0089 |  |  | 350 | 213.3 | 15.4 | 211111 | -119.6602 | 35.3541 |  | 106 | 999 |  |  |  | 00000 |  | R63-0040
06029 |  | California | Kern | 410411 | 49225113 | 46579612 | 1514301128 | 32 | 32 | CHEVRON USA INC | 1.9871 | 22.5876 | 32 | 3.5 | 350 | 236.7 |  | 211111 | -119.6602 | 35.3541 |  | 106 | 999 |  |  |  | 00000 |  | R63-0040
06029 |  | California | Kern | 410411 | 49225513 | 46577612 | 1514301128 | 111 | 111 | CHEVRON USA INC | 1.0125 | 0.0103 | 30 | 3 | 350 | 220.8 |  | 211111 | -119.6602 | 35.3541 |  | 106 | 999 |  |  |  | 00000 |  | R63-0040
06029 |  | California | Kern | 410411 | 49225813 | 46581912 | 1514301128 | 48 | 48 | CHEVRON USA INC | 2.2422 | 0.31427 | 30 | 3 | 350 | 240 |  | 211111 | -119.6602 | 35.3541 |  | 106 | 999 |  |  |  | 00000 |  | R63-0040
06029 |  | California | Kern | 410411 | 49226313 | 46586412 | 1514301128 | 58 | 58 | CHEVRON USA INC | 0.0816 | 0.00223 | 30 | 3 | 350 | 240 |  | 211111 | -119.6602 | 35.3541 |  | 106 | 999 |  |  |  | 00000 |  | R63-0040
06029 |  | California | Kern | 410411 | 49226613 | 46586212 | 1514301128 | 79 | 79 | CHEVRON USA INC | 1.876 | 0.0125 | 32 | 3 | 350 | 220.8 |  | 211111 | -119.6602 | 35.3541 |  | 106 | 999 |  |  |  | 00000 |  | R63-0040
06029 |  | California | Kern | 410411 | 49226813 | 46583012 | 1514301128 | 66 | 66 | CHEVRON USA INC | 0.56313 | 0.00755 | 31 | 3 | 350 | 220.8 |  | 211111 | -119.6602 | 35.3541 |  | 106 | 999 |  |  |  | 00000 |  | R63-0040
06029 |  | California | Kern | 410411 | 49226913 | 46581712 | 1514301128 | 68 | 68 | CHEVRON USA INC | 0.81103 | 0.00552 | 29 | 3 | 350 | 220.8 |  | 211111 | -119.6602 | 35.3541 |  | 106 | 999 |  |  |  | 00000 |  | R63-0040
06029 |  | California | Kern | 410411 | 49227113 | 46578412 | 1514301128 | 75 | 75 | CHEVRON USA INC | 1.4079 | 0.012 |  |  | 350 | 213.3 | 15.4 | 211111 | -119.6602 | 35.3541 |  | 106 | 999 |  |  |  | 00000 |  | R63-0040
06029 |  | California | Kern | 410411 | 49227213 | 46577412 | 1514301128 | 76 | 76 | CHEVRON USA INC | 1.4161 | 0.0189 | 29 | 3 | 350 | 220.8 |  | 211111 | -119.6602 | 35.3541 |  | 106 | 999 |  |  |  | 00000 |  | R63-0040
06029 |  | California | Kern | 410411 | 49227513 | 46579012 | 1514301128 | 21 | 21 | CHEVRON USA INC | 1.6639 | 0.0131 | 29 | 3 | 350 | 220.8 |  | 211111 | -119.6602 | 35.3541 |  | 106 | 999 |  |  |  | 00000 |  | R63-0040
06029 |  | California | Kern | 410411 | 49227713 | 46577712 | 1514301128 | 15 | 15 | CHEVRON USA INC | 2.2728 |  | 30 | 3 | 350 | 223.3 |  | 211111 | -119.6602 | 35.3541 |  | 106 | 999 |  |  |  | 00000 |  | R63-0040
06029 |  | California | Kern | 410411 | 49227813 | 46585812 | 1514301128 | 154 | 154 | CHEVRON USA INC | 2.0701 | 0.0157 | 30 | 3 | 350 | 220.8 |  | 211111 | -119.6602 | 35.3541 |  | 106 | 999 |  |  |  | 00000 |  | R63-0040
06029 |  | California | Kern | 410411 | 49227913 | 46583712 | 1514301128 | 29 | 29 | CHEVRON USA INC | 3.1142 | 20.3274 | 30 | 3 | 350 | 220.8 |  | 211111 | -119.6602 | 35.3541 |  | 106 | 999 |  |  |  | 00000 |  | R63-0040
06029 |  | California | Kern | 410411 | 49228013 | 46576912 | 1514301128 | 28 | 28 | CHEVRON USA INC | 2.0355 | 0.013927 | 30 | 3 | 350 | 220.8 |  | 211111 | -119.6602 | 35.3541 |  | 106 | 999 |  |  |  | 00000 |  | R63-0040
06029 |  | California | Kern | 410411 | 49228213 | 46583612 | 1514301128 | 27 | 27 | CHEVRON USA INC | 1.863 | 0.0151 | 30 | 3 | 350 | 220.8 |  | 211111 | -119.6602 | 35.3541 |  | 106 | 999 |  |  |  | 00000 |  | R63-0040
06029 |  | California | Kern | 410411 | 49228413 | 46583112 | 1514301128 | 25 | 25 | CHEVRON USA INC | 2.3601 | 0.0184 | 29 | 2.3 | 350 | 220.8 |  | 211111 | -119.6602 | 35.3541 |  | 106 | 999 |  |  |  | 00000 |  | R63-0040
06029 |  | California | Kern | 410411 | 49228713 | 46583312 | 1514301128 | 113 | 113 | CHEVRON USA INC | 1.7582 | 0.0143 | 30 | 3 | 350 | 220.8 |  | 211111 | -119.6602 | 35.3541 |  | 106 | 999 |  |  |  | 00000 |  | R63-0040
06029 |  | California | Kern | 410411 | 49229113 | 46585312 | 1514301128 | 19 | 19 | CHEVRON USA INC | 0.00778 | 0.000284 | 29 | 3 | 350 | 220.8 |  | 211111 | -119.6602 | 35.3541 |  | 106 | 999 |  |  |  | 00000 |  | R63-0040
06029 |  | California | Kern | 410411 | 49229213 | 46580012 | 1514301128 | 18 | 18 | CHEVRON USA INC | 1.974 | 1.2495 | 30 | 3 | 350 | 223.3 |  | 211111 | -119.6602 | 35.3541 |  | 106 | 999 |  |  |  | 00000 |  | R63-0040
06029 |  | California | Kern | 410411 | 49229413 | 46585412 | 1514301128 | 16 | 16 | CHEVRON USA INC | 0.0759 | 0.00642 | 30 | 3 | 350 | 223.3 |  | 211111 | -119.6602 | 35.3541 |  | 106 | 999 |  |  |  | 00000 |  | R63-0040
06029 |  | California | Kern | 410411 | 49229513 | 46583412 | 1514301128 | 159 | 159 | CHEVRON USA INC | 0.27762 | 0.0103 | 31 | 3 | 350 | 220.8 |  | 211111 | -119.6602 | 35.3541 |  | 106 | 999 |  |  |  | 00000 |  | R63-0040
06029 |  | California | Kern | 410411 | 49230513 | 46576712 | 1514301128 | 35 | 35 | CHEVRON USA INC | 1.8108 | 0.0139 | 29 | 3.5 | 350 | 236.7 |  | 211111 | -119.6602 | 35.3541 |  | 106 | 999 |  |  |  | 00000 |  | R63-0040
06029 |  | California | Kern | 410411 | 49231113 | 46581012 | 1514301128 | 36 | 36 | CHEVRON USA INC | 2.2027 |  | 30 | 3.5 | 350 | 236.7 |  | 211111 | -119.6602 | 35.3541 |  | 106 | 999 |  |  |  | 00000 |  | R63-0040
06029 |  | California | Kern | 410611 | 49192513 | 46553412 | 1514301130 | 1364 | 1127 | CHEVRON U S A INC |  |  |  |  | 434 | 99.7 | 30.5 | 211111 | -119.6694 | 35.3137 |  | 106 | 999 |  |  |  | 00000 |  | R63-0036
06029 |  | California | Kern | 410611 | 49193713 | 105375512 | 1514301130 | 1354 | 1354_1_310 | CHEVRON U S A INC | [7 empty] | 211111 | -119.6694 | 35.3137 |  | 106 | 999 |  |  |  | 00000 |  | R63-0036
06029 |  | California | Kern | 410611 | 49193813 | 105375612 | 1514301130 | 1355 | 1355_1_310 | CHEVRON U S A INC | [7 empty] | 211111 | -119.6694 | 35.3137 |  | 106 | 999 |  |  |  | 00000 |  | R63-0036
06029 |  | California | Kern | 410611 | 49193913 | 105375712 | 1514301130 | 1356 | 1356_1_310 | CHEVRON U S A INC | [7 empty] | 211111 | -119.6694 | 35.3137 |  | 106 | 999 |  |  |  | 00000 |  | R63-0036
06029 |  | California | Kern | 410611 | 49194013 | 46565312 | 1514301130 | 1357 | 1102 | CHEVRON U S A INC |  |  |  |  | 434 | 99.7 | 30.5 | 211111 | -119.6694 | 35.3137 |  | 106 | 999 |  |  |  | 00000 |  | R63-0036
06029 |  | California | Kern | 410611 | 49194213 | 46566612 | 1514301130 | 1292 | 1141 | CHEVRON U S A INC |  |  |  |  | 434 | 99.7 | 30.5 | 211111 | -119.6694 | 35.3137 |  | 106 | 999 |  |  |  | 00000 |  | R63-0036
06029 |  | California | Kern | 410611 | 49194313 | 46559312 | 1514301130 | 1342 | 1068 | CHEVRON U S A INC |  |  |  |  | 434 | 99.7 | 30.5 | 211111 | -119.6694 | 35.3137 |  | 106 | 999 |  |  |  | 00000 |  | R63-0036
06029 |  | California | Kern | 410611 | 49194413 | 46562312 | 1514301130 | 1341 | 1067 | CHEVRON U S A INC |  |  |  |  | 434 | 99.7 | 30.5 | 211111 | -119.6694 | 35.3137 |  | 106 | 999 |  |  |  | 00000 |  | R63-0036
06029 |  | California | Kern | 410611 | 49194513 | 105371712 | 1514301130 | 1340 | 1340_1_310 | CHEVRON U S A INC | [7 empty] | 211111 | -119.6694 | 35.3137 |  | 106 | 999 |  |  |  | 00000 |  | R63-0036
06029 |  | California | Kern | 410611 | 49194613 | 46560012 | 1514301130 | 1318 | 1126 | CHEVRON U S A INC |  |  |  |  | 434 | 99.7 | 30.5 | 211111 | -119.6694 | 35.3137 |  | 106 | 999 |  |  |  | 00000 |  | R63-0036
06029 |  | California | Kern | 410611 | 49194713 | 46555812 | 1514301130 | 1315 | 1105 | CHEVRON U S A INC |  |  |  |  | 434 | 99.7 | 30.5 | 211111 | -119.6694 | 35.3137 |  | 106 | 999 |  |  |  | 00000 |  | R63-0036
06029 |  | California | Kern | 410611 | 49194813 | 46559812 | 1514301130 | 1314 | 1104 | CHEVRON U S A INC |  |  |  |  | 434 | 99.7 | 30.5 | 211111 | -119.6694 | 35.3137 |  | 106 | 999 |  |  |  | 00000 |  | R63-0036
06029 |  | California | Kern | 410611 | 49194913 | 46565312 | 1514301130 | 1313 | 1102 | CHEVRON U S A INC |  |  |  |  | 434 | 99.7 | 30.5 | 211111 | -119.6694 | 35.3137 |  | 106 | 999 |  |  |  | 00000 |  | R63-0036
06029 |  | California | Kern | 410611 | 49195013 | 46559412 | 1514301130 | 1312 | 1071 | CHEVRON U S A INC |  |  |  |  | 434 | 99.7 | 30.5 | 211111 | -119.6694 | 35.3137 |  | 106 | 999 |  |  |  | 00000 |  | R63-0036
06029 |  | California | Kern | 410611 | 49195113 | 46566012 | 1514301130 | 1306 | 1081 | CHEVRON U S A INC |  |  |  |  | 434 | 99.7 | 30.5 | 211111 | -119.6694 | 35.3137 |  | 106 | 999 |  |  |  | 00000 |  | R63-0036
06029 |  | California | Kern | 410611 | 49195213 | 46566012 | 1514301130 | 1207 | 1081 | CHEVRON U S A INC |  |  |  |  | 434 | 99.7 | 30.5 | 211111 | -119.6694 | 35.3137 |  | 106 | 999 |  |  |  | 00000 |  | R63-0036
06029 |  | California | Kern | 410611 | 49195313 | 46562312 | 1514301130 | 1304 | 1067 | CHEVRON U S A INC |  |  |  |  | 434 | 99.7 | 30.5 | 211111 | -119.6694 | 35.3137 |  | 106 | 999 |  |  |  | 00000 |  | R63-0036
06029 |  | California | Kern | 410611 | 49195413 | 46559412 | 1514301130 | 1345 | 1071 | CHEVRON U S A INC |  |  |  |  | 434 | 99.7 | 30.5 | 211111 | -119.6694 | 35.3137 |  | 106 | 999 |  |  |  | 00000 |  | R63-0036
06029 |  | California | Kern | 410611 | 49195513 | 46558812 | 1514301130 | 1290 | 1138 | CHEVRON U S A INC |  |  |  |  | 434 | 99.7 | 30.5 | 211111 | -119.6694 | 35.3137 |  | 106 | 999 |  |  |  | 00000 |  | R63-0036
06029 |  | California | Kern | 410611 | 49195613 | 46566212 | 1514301130 | 1289 | 1137 | CHEVRON U S A INC |  |  |  |  | 434 | 99.7 | 30.5 | 211111 | -119.6694 | 35.3137 |  | 106 | 999 |  |  |  | 00000 |  | R63-0036
06029 |  | California | Kern | 410611 | 49195713 | 46571912 | 1514301130 | 1288 | 1135 | CHEVRON U S A INC |  |  |  |  | 434 | 99.7 | 30.5 | 211111 | -119.6694 | 35.3137 |  | 106 | 999 |  |  |  | 00000 |  | R63-0036
06029 |  | California | Kern | 410611 | 49195813 | 105371612 | 1514301130 | 1286 | 1286_1_310 | CHEVRON U S A INC | [7 empty] | 211111 | -119.6694 | 35.3137 |  | 106 | 999 |  |  |  | 00000 |  | R63-0036
06029 |  | California | Kern | 410611 | 49195913 | 46553412 | 1514301130 | 1283 | 1127 | CHEVRON U S A INC |  |  |  |  | 434 | 99.7 | 30.5 | 211111 | -119.6694 | 35.3137 |  | 106 | 999 |  |  |  | 00000 |  | R63-0036
06029 |  | California | Kern | 410611 | 49196013 | 46560012 | 1514301130 | 1282 | 1126 | CHEVRON U S A INC |  |  |  |  | 434 | 99.7 | 30.5 | 211111 | -119.6694 | 35.3137 |  | 106 | 999 |  |  |  | 00000 |  | R63-0036
06029 |  | California | Kern | 410611 | 49196113 | 105371512 | 1514301130 | 1281 | 1281_1_310 | CHEVRON U S A INC | [7 empty] | 211111 | -119.6694 | 35.3137 |  | 106 | 999 |  |  |  | 00000 |  | R63-0036
06029 |  | California | Kern | 410611 | 49196213 | 46573112 | 1514301130 | 1273 | 1273 | CHEVRON U S A INC |  |  |  |  | 434 | 99.7 | 30.5 | 211111 | -119.6694 | 35.3137 |  | 106 | 999 |  |  |  | 00000 |  | R63-0036
06029 |  | California | Kern | 410611 | 49196313 | 46558612 | 1514301130 | 1270 | 1103 | CHEVRON U S A INC |  |  |  |  | 434 | 99.7 | 30.5 | 211111 | -119.6694 | 35.3137 |  | 106 | 999 |  |  |  | 00000 |  | R63-0036
06029 |  | California | Kern | 410611 | 49196413 | 46563312 | 1514301130 | 1305 | 1070 | CHEVRON U S A INC |  |  |  |  | 434 | 99.7 | 30.5 | 211111 | -119.6694 | 35.3137 |  | 106 | 999 |  |  |  | 00000 |  | R63-0036
06029 |  | California | Kern | 410611 | 49196513 | 46557412 | 1514301130 | 67 | 67 | CHEVRON U S A INC |  |  | 20 | 3 | 350 | 129.6 |  | 211111 | -119.6694 | 35.3137 |  | 106 | 999 |  |  |  | 00000 |  | R63-0040
06029 |  | California | Kern | 410611 | 49197513 | 46565212 | 1514301130 | 1343 | 1069 | CHEVRON U S A INC |  |  |  |  | 434 | 99.7 | 30.5 | 211111 | -119.6694 | 35.3137 |  | 106 | 999 |  |  |  | 00000 |  | R63-0036
06029 |  | California | Kern | 410611 | 49197613 | 46561212 | 1514301130 | 65 | 65 | CHEVRON U S A INC |  |  | 20 | 3 | 350 | 118.7 |  | 211111 | -119.6694 | 35.3137 |  | 106 | 999 |  |  |  | 00000 |  | R63-0040
06029 |  | California | Kern | 410611 | 49197713 | 46563312 | 1514301130 | 1344 | 1070 | CHEVRON U S A INC |  |  |  |  | 434 | 99.7 | 30.5 | 211111 | -119.6694 | 35.3137 |  | 106 | 999 |  |  |  | 00000 |  | R63-0036
06029 |  | California | Kern | 410611 | 49197913 | 105375412 | 1514301130 | 1353 | 1353_1_310 | CHEVRON U S A INC | [7 empty] | 211111 | -119.6694 | 35.3137 |  | 106 | 999 |  |  |  | 00000 |  | R63-0036
06029 |  | California | Kern | 410611 | 49198013 | 46566012 | 1514301130 | 1352 | 1081 | CHEVRON U S A INC |  |  |  |  | 434 | 99.7 | 30.5 | 211111 | -119.6694 | 35.3137 |  | 106 | 999 |  |  |  | 00000 |  | R63-0036
06029 |  | California | Kern | 410611 | 49198113 | 46555912 | 1514301130 | 1351 | 1080 | CHEVRON U S A INC |  |  |  |  | 434 | 99.7 | 30.5 | 211111 | -119.6694 | 35.3137 |  | 106 | 999 |  |  |  | 00000 |  | R63-0036
06029 |  | California | Kern | 410611 | 49198213 | 46549712 | 1514301130 | 1350 | 1077 | CHEVRON U S A INC |  |  |  |  | 434 | 99.7 | 30.5 | 211111 | -119.6694 | 35.3137 |  | 106 | 999 |  |  |  | 00000 |  | R63-0036
06029 |  | California | Kern | 410611 | 49198313 | 46563412 | 1514301130 | 1349 | 1075 | CHEVRON U S A INC |  |  |  |  | 434 | 99.7 | 30.5 | 211111 | -119.6694 | 35.3137 |  | 106 | 999 |  |  |  | 00000 |  | R63-0036
06029 |  | California | Kern | 410611 | 49198413 | 46559612 | 1514301130 | 1348 | 1074 | CHEVRON U S A INC |  |  |  |  | 434 | 99.7 | 30.5 | 211111 | -119.6694 | 35.3137 |  | 106 | 999 |  |  |  | 00000 |  | R63-0036
06029 |  | California | Kern | 410611 | 49198513 | 46560612 | 1514301130 | 1347 | 1073 | CHEVRON U S A INC |  |  |  |  | 434 | 99.7 | 30.5 | 211111 | -119.6694 | 35.3137 |  | 106 | 999 |  |  |  | 00000 |  | R63-0036
06029 |  | California | Kern | 410611 | 49198613 | 46564512 | 1514301130 | 1346 | 1072 | CHEVRON U S A INC |  |  |  |  | 434 | 99.7 | 30.5 | 211111 | -119.6694 | 35.3137 |  | 106 | 999 |  |  |  | 00000 |  | R63-0036
06029 |  | California | Kern | 410611 | 49198713 | 46564512 | 1514301130 | 1260 | 1072 | CHEVRON U S A INC |  |  |  |  | 434 | 99.7 | 30.5 | 211111 | -119.6694 | 35.3137 |  | 106 | 999 |  |  |  | 00000 |  | R63-0036
06029 |  | California | Kern | 410611 | 49199013 | 46563412 | 1514301130 | 1263 | 1075 | CHEVRON U S A INC |  |  |  |  | 434 | 99.7 | 30.5 | 211111 | -119.6694 | 35.3137 |  | 106 | 999 |  |  |  | 00000 |  | R63-0036
06029 |  | California | Kern | 410611 | 49199413 | 46554912 | 1514301130 | 7005 | 7005 | CHEVRON U S A INC |  |  |  |  | 434 | 99.7 | 30.5 | 211111 | -119.6694 | 35.3137 |  | 106 | 999 |  |  |  | 00000 |  | R63-0036
06029 |  | California | Kern | 410611 | 49199513 | 46558312 | 1514301130 | 7007 | 7007 | CHEVRON U S A INC |  |  |  |  | 434 | 99.7 | 30.5 | 211111 | -119.6694 | 35.3137 |  | 106 | 999 |  |  |  | 00000 |  | R63-0036
06029 |  | California | Kern | 410611 | 49199613 | 46560812 | 1514301130 | 7008 | 7008 | CHEVRON U S A INC |  |  |  |  | 434 | 99.7 | 30.5 | 211111 | -119.6694 | 35.3137 |  | 106 | 999 |  |  |  | 00000 |  | R63-0036
06029 |  | California | Kern | 410611 | 49199713 | 46558212 | 1514301130 | 7010 | 7010 | CHEVRON U S A INC |  |  |  |  | 434 | 99.7 | 30.5 | 211111 | -119.6694 | 35.3137 |  | 106 | 999 |  |  |  | 00000 |  | R63-0036
06029 |  | California | Kern | 410611 | 49199813 | 46570512 | 1514301130 | 76 | 76 | CHEVRON U S A INC |  |  | 20 | 3 | 350 | 165.7 |  | 211111 | -119.6694 | 35.3137 |  | 106 | 999 |  |  |  | 00000 |  | R63-0040
06029 |  | California | Kern | 410611 | 49199913 | 46571912 | 1514301130 | 1135 | 1135 | CHEVRON U S A INC |  |  |  |  | 434 | 99.7 | 30.5 | 211111 | -119.6694 | 35.3137 |  | 106 | 999 |  |  |  | 00000 |  | R63-0036
06029 |  | California | Kern | 410611 | 49200113 | 46566212 | 1514301130 | 1137 | 1137 | CHEVRON U S A INC |  |  |  |  | 434 | 99.7 | 30.5 | 211111 | -119.6694 | 35.3137 |  | 106 | 999 |  |  |  | 00000 |  | R63-0036
06029 |  | California | Kern | 410611 | 49201213 | 46551412 | 1514301130 | 77 | 77 | CHEVRON U S A INC |  |  | 20 | 3 | 350 | 165.7 |  | 211111 | -119.6694 | 35.3137 |  | 106 | 999 |  |  |  | 00000 |  | R63-0040
06029 |  | California | Kern | 410611 | 49201313 | 105378812 | 1514301130 | 121 | 121_1_4030 | CHEVRON U S A INC | [7 empty] | 211111 | -119.6694 | 35.3137 |  | 106 | 999 |  |  |  | 00000 |  | R63-0036
06029 |  | California | Kern | 410611 | 49201513 | 46559412 | 1514301130 | 1259 | 1071 | CHEVRON U S A INC |  |  |  |  | 434 | 99.7 | 30.5 | 211111 | -119.6694 | 35.3137 |  | 106 | 999 |  |  |  | 00000 |  | R63-0036
06029 |  | California | Kern | 410611 | 49201613 | 46555812 | 1514301130 | 1230 | 1105 | CHEVRON U S A INC |  |  |  |  | 434 | 99.7 | 30.5 | 211111 | -119.6694 | 35.3137 |  | 106 | 999 |  |  |  | 00000 |  | R63-0036
06029 |  | California | Kern | 410611 | 49201713 | 46564012 | 1514301130 | 1227 | 1100 | CHEVRON U S A INC |  |  |  |  | 434 | 99.7 | 30.5 | 211111 | -119.6694 | 35.3137 |  | 106 | 999 |  |  |  | 00000 |  | R63-0036
06029 |  | California | Kern | 410611 | 49201813 | 46555812 | 1514301130 | 1222 | 1105 | CHEVRON U S A INC |  |  |  |  | 434 | 99.7 | 30.5 | 211111 | -119.6694 | 35.3137 |  | 106 | 999 |  |  |  | 00000 |  | R63-0036
06029 |  | California | Kern | 410611 | 49201913 | 46559812 | 1514301130 | 1221 | 1104 | CHEVRON U S A INC |  |  |  |  | 434 | 99.7 | 30.5 | 211111 | -119.6694 | 35.3137 |  | 106 | 999 |  |  |  | 00000 |  | R63-0036
06029 |  | California | Kern | 410611 | 49202013 | 46564012 | 1514301130 | 1220 | 1100 | CHEVRON U S A INC |  |  |  |  | 434 | 99.7 | 30.5 | 211111 | -119.6694 | 35.3137 |  | 106 | 999 |  |  |  | 00000 |  | R63-0036
06029 |  | California | Kern | 410611 | 49202113 | 105374212 | 1514301130 | 1219 | 1219_1_310 | CHEVRON U S A INC | [7 empty] | 211111 | -119.6694 | 35.3137 |  | 106 | 999 |  |  |  | 00000 |  | R63-0036
06029 |  | California | Kern | 410611 | 49202213 | 46553412 | 1514301130 | 1216 | 1127 | CHEVRON U S A INC |  |  |  |  | 434 | 99.7 | 30.5 | 211111 | -119.6694 | 35.3137 |  | 106 | 999 |  |  |  | 00000 |  | R63-0036
06029 |  | California | Kern | 410611 | 49202313 | 46565912 | 1514301130 | 1131 | 1131 | CHEVRON U S A INC |  |  |  |  | 434 | 99.7 | 30.5 | 211111 | -119.6694 | 35.3137 |  | 106 | 999 |  |  |  | 00000 |  | R63-0036
06029 |  | California | Kern | 410611 | 49202413 | 105374112 | 1514301130 | 1210 | 1210_1_310 | CHEVRON U S A INC | [7 empty] | 211111 | -119.6694 | 35.3137 |  | 106 | 999 |  |  |  | 00000 |  | R63-0036
06029 |  | California | Kern | 410611 | 49202513 | 46559612 | 1514301130 | 1262 | 1074 | CHEVRON U S A INC |  |  |  |  | 434 | 99.7 | 30.5 | 211111 | -119.6694 | 35.3137 |  | 106 | 999 |  |  |  | 00000 |  | R63-0036
06029 |  | California | Kern | 410611 | 49202613 | 105374012 | 1514301130 | 1209 | 1209_1_310 | CHEVRON U S A INC | [7 empty] | 211111 | -119.6694 | 35.3137 |  | 106 | 999 |  |  |  | 00000 |  | R63-0036
06029 |  | California | Kern | 410611 | 49202713 | 46559612 | 1514301130 | 1204 | 1074 | CHEVRON U S A INC |  |  |  |  | 434 | 99.7 | 30.5 | 211111 | -119.6694 | 35.3137 |  | 106 | 999 |  |  |  | 00000 |  | R63-0036
06029 |  | California | Kern | 410611 | 49202913 | 46563312 | 1514301130 | 1201 | 1070 | CHEVRON U S A INC |  |  |  |  | 434 | 99.7 | 30.5 | 211111 | -119.6694 | 35.3137 |  | 106 | 999 |  |  |  | 00000 |  | R63-0036
06029 |  | California | Kern | 410611 | 49203013 | 105373912 | 1514301130 | 1200 | 1200_1_310 | CHEVRON U S A INC | [7 empty] | 211111 | -119.6694 | 35.3137 |  | 106 | 999 |  |  |  | 00000 |  | R63-0036
06029 |  | California | Kern | 410611 | 49203113 | 105373812 | 1514301130 | 1199 | 1199_1_310 | CHEVRON U S A INC | [7 empty] | 211111 | -119.6694 | 35.3137 |  | 106 | 999 |  |  |  | 00000 |  | R63-0036
06029 |  | California | Kern | 410611 | 49203213 | 105378712 | 1514301130 | 116 | 116_1_4030 | CHEVRON U S A INC | [7 empty] | 211111 | -119.6694 | 35.3137 |  | 106 | 999 |  |  |  | 00000 |  | R63-0040
06029 |  | California | Kern | 410611 | 49203313 | 46566612 | 1514301130 | 1141 | 1141 | CHEVRON U S A INC |  |  |  |  | 434 | 99.7 | 30.5 | 211111 | -119.6694 | 35.3137 |  | 106 | 999 |  |  |  | 00000 |  | R63-0036
06029 |  | California | Kern | 410611 | 49203413 | 105378412 | 1514301130 | 114 | 114_1_4030 | CHEVRON U S A INC | [7 empty] | 211111 | -119.6694 | 35.3137 |  | 106 | 999 |  |  |  | 00000 |  | R63-0040
06029 |  | California | Kern | 410611 | 49203513 | 46558812 | 1514301130 | 1138 | 1138 | CHEVRON U S A INC |  |  |  |  | 434 | 99.7 | 30.5 | 211111 | -119.6694 | 35.3137 |  | 106 | 999 |  |  |  | 00000 |  | R63-0036
06029 |  | California | Kern | 410611 | 49203613 | 46566112 | 1514301130 | 1211 | 1106 | CHEVRON U S A INC |  |  |  |  | 434 | 99.7 | 30.5 | 211111 | -119.6694 | 35.3137 |  | 106 | 999 |  |  |  | 00000 |  | R63-0036
06029 |  | California | Kern | 410611 | 49208413 | 46555812 | 1514301130 | 1105 | 1105 | CHEVRON U S A INC |  |  |  |  | 434 | 99.7 | 30.5 | 211111 | -119.6694 | 35.3137 |  | 106 | 999 |  |  |  | 00000 |  | R63-0036
06029 |  | California | Kern | 410611 | 49208513 | 105378312 | 1514301130 | 113 | 113_1_4030 | CHEVRON U S A INC | [7 empty] | 211111 | -119.6694 | 35.3137 |  | 106 | 999 |  |  |  | 00000 |  | R63-0040
06029 |  | California | Kern | 410611 | 49208613 | 46553412 | 1514301130 | 1127 | 1127 | CHEVRON U S A INC |  |  |  |  | 434 | 99.7 | 30.5 | 211111 | -119.6694 | 35.3137 |  | 106 | 999 |  |  |  | 00000 |  | R63-0036
06029 |  | California | Kern | 410611 | 49208713 | 46560012 | 1514301130 | 1126 | 1126 | CHEVRON U S A INC |  |  |  |  | 434 | 99.7 | 30.5 | 211111 | -119.6694 | 35.3137 |  | 106 | 999 |  |  |  | 00000 |  | R63-0036
06029 |  | California | Kern | 410611 | 49208813 | 46559912 | 1514301130 | 1123 | 1123 | CHEVRON U S A INC |  |  |  |  | 434 | 99.7 | 30.5 | 211111 | -119.6694 | 35.3137 |  | 106 | 999 |  |  |  | 00000 |  | R63-0036
06029 |  | California | Kern | 410611 | 49208913 | 46564212 | 1514301130 | 111 | 111 | CHEVRON U S A INC |  |  | 20 | 3 | 350 | 165.7 |  | 211111 | -119.6694 | 35.3137 |  | 106 | 999 |  |  |  | 00000 |  | R63-0040
06029 |  | California | Kern | 410611 | 49209013 | 46566112 | 1514301130 | 1106 | 1106 | CHEVRON U S A INC |  |  |  |  | 434 | 99.7 | 30.5 | 211111 | -119.6694 | 35.3137 |  | 106 | 999 |  |  |  | 00000 |  | R63-0036
06029 |  | California | Kern | 410611 | 49209313 | 105379312 | 1514301130 | 278 | 278_1_4030 | CHEVRON U S A INC | [7 empty] | 211111 | -119.6694 | 35.3137 |  | 106 | 999 |  |  |  | 00000 |  | R63-0040
06029 |  | California | Kern | 410611 | 49209513 | 46566112 | 1514301130 | 1367 | 1106 | CHEVRON U S A INC |  |  |  |  | 434 | 99.7 | 30.5 | 211111 | -119.6694 | 35.3137 |  | 106 | 999 |  |  |  | 00000 |  | R63-0036
06029 |  | California | Kern | 410611 | 49209613 | 105378912 | 1514301130 | 200 | 200_1_4030 | CHEVRON U S A INC | [7 empty] | 211111 | -119.6694 | 35.3137 |  | 106 | 999 |  |  |  | 00000 |  | R63-0040
06029 |  | California | Kern | 410611 | 49209713 | 105379012 | 1514301130 | 218 | 218_1_4030 | CHEVRON U S A INC | [7 empty] | 211111 | -119.6694 | 35.3137 |  | 106 | 999 |  |  |  | 00000 |  | R63-0036
06029 |  | California | Kern | 410611 | 49209813 | 105379112 | 1514301130 | 219 | 219_1_4030 | CHEVRON U S A INC | [7 empty] | 211111 | -119.6694 | 35.3137 |  | 106 | 999 |  |  |  | 00000 |  | R63-0036
06029 |  | California | Kern | 410611 | 49209913 | 46561612 | 1514301130 | 228 | 228 | CHEVRON U S A INC |  |  | 33 | 1 | 400 | 22 |  | 211111 | -119.6694 | 35.3137 |  | 106 | 999 |  |  |  | 00000 |  | R63-0040
06029 |  | California | Kern | 410611 | 49210013 | 46559512 | 1514301130 | 229 | 229 | CHEVRON U S A INC |  |  | 33 | 1 | 400 | 22 |  | 211111 | -119.6694 | 35.3137 |  | 106 | 999 |  |  |  | 00000 |  | R63-0040
06029 |  | California | Kern | 410611 | 49210113 | 46566312 | 1514301130 | 232 | 232 | CHEVRON U S A INC |  |  | 33 | 1 | 400 | 26.4 |  | 211111 | -119.6694 | 35.3137 |  | 106 | 999 |  |  |  | 00000 |  | R63-0040
06029 |  | California | Kern | 410611 | 49210213 | 46560112 | 1514301130 | 233 | 233 | CHEVRON U S A INC |  |  | 33 | 1 | 400 | 22 |  | 211111 | -119.6694 | 35.3137 |  | 106 | 999 |  |  |  | 00000 |  | R63-0040
06029 |  | California | Kern | 410611 | 49210313 | 46572912 | 1514301130 | 265 | 265 | CHEVRON U S A INC |  |  | 33 | 1 | 400 | 52.7 |  | 211111 | -119.6694 | 35.3137 |  | 106 | 999 |  |  |  | 00000 |  | R63-0040
06029 |  | California | Kern | 410611 | 49210413 | 46560212 | 1514301130 | 266 | 266 | CHEVRON U S A INC |  |  | 33 | 1 | 400 | 52.7 |  | 211111 | -119.6694 | 35.3137 |  | 106 | 999 |  |  |  | 00000 |  | R63-0040
06029 |  | California | Kern | 410611 | 49210513 | 46560312 | 1514301130 | 271 | 271 | CHEVRON U S A INC |  |  | 33 | 1 | 400 | 22 |  | 211111 | -119.6694 | 35.3137 |  | 106 | 999 |  |  |  | 00000 |  | R63-0040
06029 |  | California | Kern | 410611 | 49210613 | 46559912 | 1514301130 | 1363 | 1123 | CHEVRON U S A INC |  |  |  |  | 434 | 99.7 | 30.5 | 211111 | -119.6694 | 35.3137 |  | 106 | 999 |  |  |  | 00000 |  | R63-0036
06029 |  | California | Kern | 410611 | 49210713 | 105379212 | 1514301130 | 277 | 277_1_4030 | CHEVRON U S A INC | [7 empty] | 211111 | -119.6694 | 35.3137 |  | 106 | 999 |  |  |  | 00000 |  | R63-0040
06029 |  | California | Kern | 410611 | 49210813 | 46566112 | 1514301130 | 1358 | 1106 | CHEVRON U S A INC |  |  |  |  | 434 | 99.7 | 30.5 | 211111 | -119.6694 | 35.3137 |  | 106 | 999 |  |  |  | 00000 |  | R63-0036
06029 |  | California | Kern | 410611 | 49210913 | 105378512 | 1514301130 | 279 | 279_1_4030 | CHEVRON U S A INC | [7 empty] | 211111 | -119.6694 | 35.3137 |  | 106 | 999 |  |  |  | 00000 |  | R63-0040
06029 |  | California | Kern | 410611 | 49211013 | 105378612 | 1514301130 | 280 | 280_1_4030 | CHEVRON U S A INC | [7 empty] | 211111 | -119.6694 | 35.3137 |  | 106 | 999 |  |  |  | 00000 |  | R63-0040
06029 |  | California | Kern | 410611 | 49211113 | 46560412 | 1514301130 | 281 | 281 | CHEVRON U S A INC |  |  | 33 | 1 | 400 | 26.4 |  | 211111 | -119.6694 | 35.3137 |  | 106 | 999 |  |  |  | 00000 |  | R63-0040
06029 |  | California | Kern | 410611 | 49211213 | 46550012 | 1514301130 | 282 | 282 | CHEVRON U S A INC |  |  | 33 | 1 | 400 | 26.4 |  | 211111 | -119.6694 | 35.3137 |  | 106 | 999 |  |  |  | 00000 |  | R63-0040
06029 |  | California | Kern | 410611 | 49211313 | 46549912 | 1514301130 | 283 | 283 | CHEVRON U S A INC |  |  | 33 | 1 | 400 | 22 |  | 211111 | -119.6694 | 35.3137 |  | 106 | 999 |  |  |  | 00000 |  | R63-0040
06029 |  | California | Kern | 410611 | 49211413 | 46555712 | 1514301130 | 284 | 284 | CHEVRON U S A INC |  |  | 33 | 1 | 400 | 26.4 |  | 211111 | -119.6694 | 35.3137 |  | 106 | 999 |  |  |  | 00000 |  | R63-0040
06029 |  | California | Kern | 410611 | 49211513 | 46550312 | 1514301130 | 286 | 286 | CHEVRON U S A INC |  |  | 33 | 1 | 400 | 22 |  | 211111 | -119.6694 | 35.3137 |  | 106 | 999 |  |  |  | 00000 |  | R63-0040
06029 |  | California | Kern | 410611 | 49211613 | 46564712 | 1514301130 | 287 | 287 | CHEVRON U S A INC |  |  | 33 | 1 | 400 | 22 |  | 211111 | -119.6694 | 35.3137 |  | 106 | 999 |  |  |  | 00000 |  | R63-0040
06029 |  | California | Kern | 410611 | 49212113 | 46564512 | 1514301130 | 1202 | 1072 | CHEVRON U S A INC |  |  |  |  | 434 | 99.7 | 30.5 | 211111 | -119.6694 | 35.3137 |  | 106 | 999 |  |  |  | 00000 |  | R63-0036
06029 |  | California | Kern | 410611 | 49212213 | 46559712 | 1514301130 | 273 | 273 | CHEVRON U S A INC |  |  | 20 | 3 | 350 | 72.9 |  | 211111 | -119.6694 | 35.3137 |  | 106 | 999 |  |  |  | 00000 |  | R63-0040
06029 |  | California | Kern | 410611 | 49213513 | 46565212 | 1514301130 | 1069 | 1069 | CHEVRON U S A INC |  |  |  |  | 434 | 99.7 | 30.5 | 211111 | -119.6694 | 35.3137 |  | 106 | 999 |  |  |  | 00000 |  | R63-0036
06029 |  | California | Kern | 410611 | 49213713 | 46566012 | 1514301130 | 1081 | 1081 | CHEVRON U S A INC |  |  |  |  | 434 | 99.7 | 30.5 | 211111 | -119.6694 | 35.3137 |  | 106 | 999 |  |  |  | 00000 |  | R63-0036
06029 |  | California | Kern | 410611 | 49213813 | 46555912 | 1514301130 | 1080 | 1080 | CHEVRON U S A INC |  |  |  |  | 434 | 99.7 | 30.5 | 211111 | -119.6694 | 35.3137 |  | 106 | 999 |  |  |  | 00000 |  | R63-0036
06029 |  | California | Kern | 410611 | 49213913 | 46549712 | 1514301130 | 1077 | 1077 | CHEVRON U S A INC |  |  |  |  | 434 | 99.7 | 30.5 | 211111 | -119.6694 | 35.3137 |  | 106 | 999 |  |  |  | 00000 |  | R63-0036
06029 |  | California | Kern | 410611 | 49214013 | 46563412 | 1514301130 | 1075 | 1075 | CHEVRON U S A INC |  |  |  |  | 434 | 99.7 | 30.5 | 211111 | -119.6694 | 35.3137 |  | 106 | 999 |  |  |  | 00000 |  | R63-0036
06029 |  | California | Kern | 410611 | 49214113 | 46559612 | 1514301130 | 1074 | 1074 | CHEVRON U S A INC |  |  |  |  | 434 | 99.7 | 30.5 | 211111 | -119.6694 | 35.3137 |  | 106 | 999 |  |  |  | 00000 |  | R63-0036
06029 |  | California | Kern | 410611 | 49214213 | 46560612 | 1514301130 | 1073 | 1073 | CHEVRON U S A INC |  |  |  |  | 434 | 99.7 | 30.5 | 211111 | -119.6694 | 35.3137 |  | 106 | 999 |  |  |  | 00000 |  | R63-0036
06029 |  | California | Kern | 410611 | 49214313 | 46564512 | 1514301130 | 1072 | 1072 | CHEVRON U S A INC |  |  |  |  | 434 | 99.7 | 30.5 | 211111 | -119.6694 | 35.3137 |  | 106 | 999 |  |  |  | 00000 |  | R63-0036
06029 |  | California | Kern | 410611 | 49214413 | 46559412 | 1514301130 | 1071 | 1071 | CHEVRON U S A INC |  |  |  |  | 434 | 99.7 | 30.5 | 211111 | -119.6694 | 35.3137 |  | 106 | 999 |  |  |  | 00000 |  | R63-0036
06029 |  | California | Kern | 410611 | 49214513 | 105370812 | 1514301130 | 1092 | 1092_1_310 | CHEVRON U S A INC | [7 empty] | 211111 | -119.6694 | 35.3137 |  | 106 | 999 |  |  |  | 00000 |  | R63-0036
06029 |  | California | Kern | 410611 | 49214613 | 46563112 | 1514301130 | 107 | 107 | CHEVRON U S A INC |  |  | 20 | 3 | 350 | 72.9 |  | 211111 | -119.6694 | 35.3137 |  | 106 | 999 |  |  |  | 00000 |  | R63-0040
06029 |  | California | Kern | 410611 | 49214713 | 105370912 | 1514301130 | 1095 | 1095_1_310 | CHEVRON U S A INC | [7 empty] | 211111 | -119.6694 | 35.3137 |  | 106 | 999 |  |  |  | 00000 |  | R63-0036
06029 |  | California | Kern | 410611 | 49214813 | 46559312 | 1514301130 | 1068 | 1068 | CHEVRON U S A INC |  |  |  |  | 434 | 99.7 | 30.5 | 211111 | -119.6694 | 35.3137 |  | 106 | 999 |  |  |  | 00000 |  | R63-0036
06029 |  | California | Kern | 410611 | 49214913 | 46562312 | 1514301130 | 1067 | 1067 | CHEVRON U S A INC |  |  |  |  | 434 | 99.7 | 30.5 | 211111 | -119.6694 | 35.3137 |  | 106 | 999 |  |  |  | 00000 |  | R63-0036
06029 |  | California | Kern | 410611 | 49215013 | 105375112 | 1514301130 | 1065 | 1065_1_310 | CHEVRON U S A INC | [7 empty] | 211111 | -119.6694 | 35.3137 |  | 106 | 999 |  |  |  | 00000 |  | R63-0036
06029 |  | California | Kern | 410611 | 49215813 | 46563312 | 1514301130 | 1070 | 1070 | CHEVRON U S A INC |  |  |  |  | 434 | 99.7 | 30.5 | 211111 | -119.6694 | 35.3137 |  | 106 | 999 |  |  |  | 00000 |  | R63-0036
06029 |  | California | Kern | 410611 | 49216913 | 105374312 | 1514301130 | 1083 | 1083_1_310 | CHEVRON U S A INC | [7 empty] | 211111 | -119.6694 | 35.3137 |  | 106 | 999 |  |  |  | 00000 |  | R63-0036
06029 |  | California | Kern | 410611 | 49217613 | 46559812 | 1514301130 | 1104 | 1104 | CHEVRON U S A INC |  |  |  |  | 434 | 99.7 | 30.5 | 211111 | -119.6694 | 35.3137 |  | 106 | 999 |  |  |  | 00000 |  | R63-0036
06029 |  | California | Kern | 410611 | 49217713 | 46558612 | 1514301130 | 1103 | 1103 | CHEVRON U S A INC |  |  |  |  | 434 | 99.7 | 30.5 | 211111 | -119.6694 | 35.3137 |  | 106 | 999 |  |  |  | 00000 |  | R63-0036
06029 |  | California | Kern | 410611 | 49217813 | 46565312 | 1514301130 | 1102 | 1102 | CHEVRON U S A INC |  |  |  |  | 434 | 99.7 | 30.5 | 211111 | -119.6694 | 35.3137 |  | 106 | 999 |  |  |  | 00000 |  | R63-0036
06029 |  | California | Kern | 410611 | 49217913 | 46564012 | 1514301130 | 1100 | 1100 | CHEVRON U S A INC |  |  |  |  | 434 | 99.7 | 30.5 | 211111 | -119.6694 | 35.3137 |  | 106 | 999 |  |  |  | 00000 |  | R63-0036
06029 |  | California | Kern | 410611 | 49218013 | 105371112 | 1514301130 | 1098 | 1098_1_310 | CHEVRON U S A INC | [7 empty] | 211111 | -119.6694 | 35.3137 |  | 106 | 999 |  |  |  | 00000 |  | R63-0036
06029 |  | California | Kern | 410611 | 49218113 | 105371012 | 1514301130 | 1096 | 1096_1_310 | CHEVRON U S A INC | [7 empty] | 211111 | -119.6694 | 35.3137 |  | 106 | 999 |  |  |  | 00000 |  | R63-0036
06029 |  | California | Kern | 410811 | 49188613 | 46546912 | 1514301135 | 305 | 305 | AERA ENERGY LLC | 1.5672 | 0.027 |  |  | 422 | 69 | 15.4 | 211111 | -119.2867 | 35.0253 |  |  | 999 |  |  |  | 00000 |  | R63-0040
06029 |  | California | Kern | 410811 | 49188713 | 46548612 | 1514301135 | 302 | 302 | AERA ENERGY LLC | 1.8467 |  |  |  | 422 | 69 | 15.4 | 211111 | -119.2867 | 35.0253 |  |  | 999 |  |  |  | 00000 |  | R63-0040
06029 |  | California | Kern | 410811 | 49188813 | 46547412 | 1514301135 | 12 | 12 | AERA ENERGY LLC | 2.761 | 1.179 |  |  | 422 | 69 | 15.4 | 211111 | -119.2867 | 35.0253 |  |  | 999 |  |  |  | 00000 |  | R63-0040
06029 |  | California | Kern | 410811 | 49189213 | 46546312 | 1514301135 | 6 | 6 | AERA ENERGY LLC | 2.0515 |  |  |  | 422 | 69 | 15.4 | 211111 | -119.2867 | 35.0253 |  |  | 999 |  |  |  | 00000 |  | R63-0040
06029 |  | California | Kern | 410811 | 49189713 | 46546112 | 1514301135 | 13 | 13 | AERA ENERGY LLC | 0.43328 | 4.5062 |  |  | 422 | 69 | 15.4 | 211111 | -119.2867 | 35.0253 |  |  | 999 |  |  |  | 00000 |  | R63-0040
06029 |  | California | Kern | 410811 | 49190413 | 46546712 | 1514301135 | 299 | 299 | AERA ENERGY LLC | 1.3371 |  |  |  | 422 | 69 | 15.4 | 211111 | -119.2867 | 35.0253 |  |  | 999 |  |  |  | 00000 |  | R63-0040
06029 |  | California | Kern | 410811 | 49190513 | 46547212 | 1514301135 | 29 | 29 | AERA ENERGY LLC | 0.030379 | 0.000825 |  |  | 510 | 37 | 18.2 | 211111 | -119.2867 | 35.0253 |  |  | 999 |  |  |  | 00000 |  | R63-0040
06029 |  | California | Kern | 410811 | 49191313 | 46548912 | 1514301135 | 26 | 26 | AERA ENERGY LLC | 2.3501 | 0.23665 |  |  | 422 | 69 | 15.4 | 211111 | -119.2867 | 35.0253 |  |  | 999 |  |  |  | 00000 |  | R63-0040
06029 |  | California | Kern | 410811 | 49191413 | 46546812 | 1514301135 | 266 | 266 | AERA ENERGY LLC | 1.4304 |  |  |  | 422 | 69 | 15.4 | 211111 | -119.2867 | 35.0253 |  |  | 999 |  |  |  | 00000 |  | R63-0040
06029 |  | California | Kern | 410811 | 49191513 | 46548812 | 1514301135 | 267 | 267 | AERA ENERGY LLC | 1.8794 |  |  |  | 422 | 69 | 15.4 | 211111 | -119.2867 | 35.0253 |  |  | 999 |  |  |  | 00000 |  | R63-0040
06029 |  | California | Kern | 410911 | 49188213 | 46545312 | 1514301137 | 9 | 9 | THE TERMO COMPANY |  |  |  |  | 68 | 83.3 | 33.2 | 211111 | -118.8683 | 35.2143 |  | 106 | 999 |  |  |  | 90801 |  | R63-0036
06029 |  | California | Kern | 411011 | 49187813 | 46545012 | 1514301138 | 8 | 8 | TETRA OIL CO |  |  |  |  | 68 | 83.3 | 30.5 | 211111 | -119.0535 | 35.7395 |  | 106 | 999 |  |  |  | 00000 |  | R63-0036
06029 |  | California | Kern | 411111 | 49177113 | 46537112 | 1514301141 | 523 | 523 | CHEVRON USA INC | 1.9224 | 0.16642 |  |  | 422 | 69 | 15.4 | 211111 | -119.5983 | 35.2166 |  |  | 999 |  |  |  | 00000 |  | R63-0040
06029 |  | California | Kern | 411111 | 49177513 | 46538112 | 1514301141 | 51 | 51 | CHEVRON USA INC | 1.9006 | 0.16855 |  |  | 422 | 69 | 15.4 | 211111 | -119.5983 | 35.2166 |  |  | 999 |  |  |  | 00000 |  | R63-0040
06029 |  | California | Kern | 411111 | 49177813 | 46544112 | 1514301141 | 526 | 526 | CHEVRON USA INC | 2.5764 | 0.0171 |  |  | 422 | 69 | 15.4 | 211111 | -119.5983 | 35.2166 |  |  | 999 |  |  |  | 00000 |  | R63-0040
06029 |  | California | Kern | 411111 | 49177913 | 46538912 | 1514301141 | 524 | 524 | CHEVRON USA INC | 0.56563 | 0.0498 |  |  | 422 | 69 | 15.4 | 211111 | -119.5983 | 35.2166 |  |  | 999 |  |  |  | 00000 |  | R63-0040
06029 |  | California | Kern | 411111 | 49178113 | 46539812 | 1514301141 | 522 | 522 | CHEVRON USA INC | 0.24499 | 0.00319 |  |  | 422 | 69 | 15.4 | 211111 | -119.5983 | 35.2166 |  |  | 999 |  |  |  | 00000 |  | R63-0040
06029 |  | California | Kern | 411111 | 49178313 | 46542812 | 1514301141 | 521 | 521 | CHEVRON USA INC | 0.35481 | 0.00502 |  |  | 422 | 69 | 15.4 | 211111 | -119.5983 | 35.2166 |  |  | 999 |  |  |  | 00000 |  | R63-0040
06029 |  | California | Kern | 411111 | 49178413 | 46543912 | 1514301141 | 520 | 520 | CHEVRON USA INC | 2.8869 | 0.0231 |  |  | 422 | 69 | 15.4 | 211111 | -119.5983 | 35.2166 |  |  | 999 |  |  |  | 00000 |  | R63-0040
06029 |  | California | Kern | 411111 | 49178513 | 46542412 | 1514301141 | 519 | 519 | CHEVRON USA INC | 0.98566 | 0.0118 |  |  | 422 | 69 | 15.4 | 211111 | -119.5983 | 35.2166 |  |  | 999 |  |  |  | 00000 |  | R63-0040
06029 |  | California | Kern | 411111 | 49178613 | 46536912 | 1514301141 | 518 | 518 | CHEVRON USA INC | 0.99093 | 0.0114 |  |  | 422 | 69 | 15.4 | 211111 | -119.5983 | 35.2166 |  |  | 999 |  |  |  | 00000 |  | R63-0040
06029 |  | California | Kern | 411111 | 49178713 | 46534312 | 1514301141 | 517 | 517 | CHEVRON USA INC | 0.51155 | 0.00691 |  |  | 422 | 69 | 15.4 | 211111 | -119.5983 | 35.2166 |  |  | 999 |  |  |  | 00000 |  | R63-0040
06029 |  | California | Kern | 411111 | 49178813 | 46543712 | 1514301141 | 516 | 516 | CHEVRON USA INC | 0.084 | 0.00107 |  |  | 422 | 69 | 15.4 | 211111 | -119.5983 | 35.2166 |  |  | 999 |  |  |  | 00000 |  | R63-0040
06029 |  | California | Kern | 411111 | 49178913 | 46539512 | 1514301141 | 515 | 515 | CHEVRON USA INC | 2.8823 | 226.0234 |  |  | 422 | 69 | 15.4 | 211111 | -119.5983 | 35.2166 |  |  | 999 |  |  |  | 00000 |  | R63-0040
06029 |  | California | Kern | 411111 | 49179013 | 46543512 | 1514301141 | 46 | 46 | CHEVRON USA INC | 2.099 | 0.015 |  |  | 422 | 69 | 15.4 | 211111 | -119.5983 | 35.2166 |  |  | 999 |  |  |  | 00000 |  | R63-0040
06029 |  | California | Kern | 411111 | 49179113 | 46540712 | 1514301141 | 525 | 525 | CHEVRON USA INC | 2.5569 | 0.0181 |  |  | 422 | 69 | 15.4 | 211111 | -119.5983 | 35.2166 |  |  | 999 |  |  |  | 00000 |  | R63-0040
06029 |  | California | Kern | 411111 | 49179313 | 46534412 | 1514301141 | 368 | 368 | CHEVRON USA INC | 0.24455 | 0.0031 |  |  | 422 | 69 | 15.4 | 211111 | -119.5983 | 35.2166 |  |  | 999 |  |  |  | 00000 |  | R63-0040
06029 |  | California | Kern | 411111 | 49179413 | 46535412 | 1514301141 | 369 | 369 | CHEVRON USA INC | 0.13163 | 0.0103 |  |  | 422 | 69 | 15.4 | 211111 | -119.5983 | 35.2166 |  |  | 999 |  |  |  | 00000 |  | R63-0040
06029 |  | California | Kern | 411111 | 49179513 | 46543312 | 1514301141 | 44 | 44 | CHEVRON USA INC | 1.8664 | 0.0128 |  |  | 422 | 69 | 15.4 | 211111 | -119.5983 | 35.2166 |  |  | 999 |  |  |  | 00000 |  | R63-0040
06029 |  | California | Kern | 411111 | 49179613 | 46543812 | 1514301141 | 370 | 370 | CHEVRON USA INC | 2.3039 | 0.19525 |  |  | 422 | 69 | 15.4 | 211111 | -119.5983 | 35.2166 |  |  | 999 |  |  |  | 00000 |  | R63-0040
06029 |  | California | Kern | 411111 | 49179713 | 46542912 | 1514301141 | 371 | 371 | CHEVRON USA INC | 1.7262 | 0.14895 |  |  | 422 | 69 | 15.4 | 211111 | -119.5983 | 35.2166 |  |  | 999 |  |  |  | 00000 |  | R63-0040
06029 |  | California | Kern | 411111 | 49179813 | 46541812 | 1514301141 | 372 | 372 | CHEVRON USA INC | 1.016 | 0.058022 |  |  | 422 | 69 | 15.4 | 211111 | -119.5983 | 35.2166 |  |  | 999 |  |  |  | 00000 |  | R63-0040
06029 |  | California | Kern | 411111 | 49179913 | 46544012 | 1514301141 | 373 | 373 | CHEVRON USA INC | 0.50348 | 0.0464 |  |  | 422 | 69 | 15.4 | 211111 | -119.5983 | 35.2166 |  |  | 999 |  |  |  | 00000 |  | R63-0040
06029 |  | California | Kern | 411111 | 49180013 | 46536812 | 1514301141 | 374 | 374 | CHEVRON USA INC | 0.35313 | 0.00438 |  |  | 422 | 69 | 15.4 | 211111 | -119.5983 | 35.2166 |  |  | 999 |  |  |  | 00000 |  | R63-0040
06029 |  | California | Kern | 411111 | 49180113 | 46540812 | 1514301141 | 377 | 377 | CHEVRON USA INC | 0.21597 | 0.0072 |  |  | 422 | 69 | 15.4 | 211111 | -119.5983 | 35.2166 |  |  | 999 |  |  |  | 00000 |  | R63-0040
06029 |  | California | Kern | 411111 | 49180213 | 46535512 | 1514301141 | 378 | 378 | CHEVRON USA INC | 0.15657 | 0.00228 |  |  | 422 | 69 | 15.4 | 211111 | -119.5983 | 35.2166 |  |  | 999 |  |  |  | 00000 |  | R63-0040
06029 |  | California | Kern | 411111 | 49180313 | 46543112 | 1514301141 | 38 | 38 | CHEVRON USA INC | 1.1027 | 0.0677 |  |  | 422 | 69 | 15.4 | 211111 | -119.5983 | 35.2166 |  |  | 999 |  |  |  | 00000 |  | R63-0040
06029 |  | California | Kern | 411111 | 49180513 | 46534812 | 1514301141 | 380 | 380 | CHEVRON USA INC | 1.7479 | 0.14817 |  |  | 422 | 69 | 15.4 | 211111 | -119.5983 | 35.2166 |  |  | 999 |  |  |  | 00000 |  | R63-0040
06029 |  | California | Kern | 411111 | 49181413 | 46541912 | 1514301141 | 431 | 431 | CHEVRON USA INC | 0.36889 | 0.00505 |  |  | 510 | 37 | 18.2 | 211111 | -119.5983 | 35.2166 |  |  | 999 |  |  |  | 00000 |  | R63-0040
06029 |  | California | Kern | 411111 | 49181513 | 46543412 | 1514301141 | 45 | 45 | CHEVRON USA INC | 2.3215 | 0.016 |  |  | 422 | 69 | 15.4 | 211111 | -119.5983 | 35.2166 |  |  | 999 |  |  |  | 00000 |  | R63-0040
06029 |  | California | Kern | 411111 | 49181613 | 46536412 | 1514301141 | 243 | 243 | CHEVRON USA INC | 0.000452 | 3.47e-06 |  |  | 510 | 37 | 18.2 | 211111 | -119.5983 | 35.2166 |  |  | 999 |  |  |  | 00000 |  | R63-0040
06029 |  | California | Kern | 411111 | 49181813 | 46537212 | 1514301141 | 43 | 43 | CHEVRON USA INC | 2.2153 | 0.1762 |  |  | 422 | 69 | 15.4 | 211111 | -119.5983 | 35.2166 |  |  | 999 |  |  |  | 00000 |  | R63-0040
06029 |  | California | Kern | 411111 | 49181913 | 46542312 | 1514301141 | 551 | 551 | CHEVRON USA INC | 1.3647 | 0.1096 |  |  | 422 | 69 | 15.4 | 211111 | -119.5983 | 35.2166 |  |  | 999 |  |  |  | 00000 |  | R63-0040
06029 |  | California | Kern | 411111 | 49182113 | 46544212 | 1514301141 | 527 | 527 | CHEVRON USA INC | 1.7485 | 0.012933 |  |  | 422 | 69 | 15.4 | 211111 | -119.5983 | 35.2166 |  |  | 999 |  |  |  | 00000 |  | R63-0040
06029 |  | California | Kern | 411111 | 49182213 | 46538812 | 1514301141 | 528 | 528 | CHEVRON USA INC | 2.3651 | 0.0166 |  |  | 422 | 69 | 15.4 | 211111 | -119.5983 | 35.2166 |  |  | 999 |  |  |  | 00000 |  | R63-0040
06029 |  | California | Kern | 411111 | 49182313 | 46541612 | 1514301141 | 529 | 529 | CHEVRON USA INC | 2.1905 | 0.019155 |  |  | 422 | 69 | 15.4 | 211111 | -119.5983 | 35.2166 |  |  | 999 |  |  |  | 00000 |  | R63-0040
06029 |  | California | Kern | 411111 | 49182413 | 46538712 | 1514301141 | 53 | 53 | CHEVRON USA INC | 2.5731 | 0.0165 |  |  | 422 | 69 | 15.4 | 211111 | -119.5983 | 35.2166 |  |  | 999 |  |  |  | 00000 |  | R63-0040
06029 |  | California | Kern | 411111 | 49182513 | 46544312 | 1514301141 | 530 | 530 | CHEVRON USA INC | 0.18952 | 0.00256 |  |  | 422 | 69 | 15.4 | 211111 | -119.5983 | 35.2166 |  |  | 999 |  |  |  | 00000 |  | R63-0040
06029 |  | California | Kern | 411111 | 49182613 | 46544412 | 1514301141 | 531 | 531 | CHEVRON USA INC | 0.55093 | 0.00672 |  |  | 422 | 69 | 15.4 | 211111 | -119.5983 | 35.2166 |  |  | 999 |  |  |  | 00000 |  | R63-0040
06029 |  | California | Kern | 411111 | 49182713 | 46539612 | 1514301141 | 532 | 532 | CHEVRON USA INC | 1.0139 | 0.011515 |  |  | 422 | 69 | 15.4 | 211111 | -119.5983 | 35.2166 |  |  | 999 |  |  |  | 00000 |  | R63-0040
06029 |  | California | Kern | 411111 | 49182813 | 46544512 | 1514301141 | 533 | 533 | CHEVRON USA INC | 0.75027 | 0.010611 |  |  | 422 | 69 | 15.4 | 211111 | -119.5983 | 35.2166 |  |  | 999 |  |  |  | 00000 |  | R63-0040
06029 |  | California | Kern | 411111 | 49182913 | 46538612 | 1514301141 | 534 | 534 | CHEVRON USA INC | 0.29591 | 0.0044 |  |  | 422 | 69 | 15.4 | 211111 | -119.5983 | 35.2166 |  |  | 999 |  |  |  | 00000 |  | R63-0040
06029 |  | California | Kern | 411111 | 49183013 | 46539412 | 1514301141 | 535 | 535 | CHEVRON USA INC | 0.56529 | 0.00766 |  |  | 422 | 69 | 15.4 | 211111 | -119.5983 | 35.2166 |  |  | 999 |  |  |  | 00000 |  | R63-0040
06029 |  | California | Kern | 411111 | 49183113 | 46538512 | 1514301141 | 549 | 549 | CHEVRON USA INC | 1.7766 | 0.14163 |  |  | 422 | 69 | 15.4 | 211111 | -119.5983 | 35.2166 |  |  | 999 |  |  |  | 00000 |  | R63-0040
06029 |  | California | Kern | 411111 | 49183313 | 46538412 | 1514301141 | 550 | 550 | CHEVRON USA INC | 2.5015 | 0.26021 |  |  | 422 | 69 | 15.4 | 211111 | -119.5983 | 35.2166 |  |  | 999 |  |  |  | 00000 |  | R63-0040
06029 |  | California | Kern | 411111 | 49183413 | 46540412 | 1514301141 | 558 | 558 | CHEVRON USA INC | 1.1806 | 0.11972 |  |  | 422 | 69 | 15.4 | 211111 | -119.5983 | 35.2166 |  |  | 999 |  |  |  | 00000 |  | R63-0040
06029 |  | California | Kern | 411111 | 49183513 | 46538012 | 1514301141 | 552 | 552 | CHEVRON USA INC | 1.7902 | 0.17707 |  |  | 422 | 69 | 15.4 | 211111 | -119.5983 | 35.2166 |  |  | 999 |  |  |  | 00000 |  | R63-0040
06029 |  | California | Kern | 411111 | 49183613 | 46539212 | 1514301141 | 553 | 553 | CHEVRON USA INC | 0.86816 | 0.06606 |  |  | 422 | 69 | 15.4 | 211111 | -119.5983 | 35.2166 |  |  | 999 |  |  |  | 00000 |  | R63-0040
06029 |  | California | Kern | 411111 | 49183713 | 46540612 | 1514301141 | 554 | 554 | CHEVRON USA INC | 2.4979 | 0.21964 |  |  | 422 | 69 | 15.4 | 211111 | -119.5983 | 35.2166 |  |  | 999 |  |  |  | 00000 |  | R63-0040
06029 |  | California | Kern | 411111 | 49183813 | 46538212 | 1514301141 | 555 | 555 | CHEVRON USA INC | 1.0722 | 0.0986 |  |  | 422 | 69 | 15.4 | 211111 | -119.5983 | 35.2166 |  |  | 999 |  |  |  | 00000 |  | R63-0040
06029 |  | California | Kern | 411111 | 49183913 | 46542212 | 1514301141 | 556 | 556 | CHEVRON USA INC | 0.91552 | 0.0713 |  |  | 422 | 69 | 15.4 | 211111 | -119.5983 | 35.2166 |  |  | 999 |  |  |  | 00000 |  | R63-0040
06029 |  | California | Kern | 411111 | 49184013 | 46542112 | 1514301141 | 557 | 557 | CHEVRON USA INC | 1.0262 | 0.0825 |  |  | 422 | 69 | 15.4 | 211111 | -119.5983 | 35.2166 |  |  | 999 |  |  |  | 00000 |  | R63-0040
06029 |  | California | Kern | 411111 | 49184813 | 46544712 | 1514301141 | 61 | 61 | CHEVRON USA INC | 2.4673 | 0.016433 |  |  | 422 | 69 | 15.4 | 211111 | -119.5983 | 35.2166 |  |  | 999 |  |  |  | 00000 |  | R63-0040
06029 |  | California | Kern | 411111 | 49185513 | 46536212 | 1514301141 | 19 | 19 | CHEVRON USA INC | 1.6894 | 0.14231 |  |  | 422 | 69 | 15.4 | 211111 | -119.5983 | 35.2166 |  |  | 999 |  |  |  | 00000 |  | R63-0040
06029 |  | California | Kern | 411111 | 49185613 | 46534512 | 1514301141 | 31 | 31 | CHEVRON USA INC | 2.4924 | 236.9976 |  |  | 422 | 69 | 15.4 | 211111 | -119.5983 | 35.2166 |  |  | 999 |  |  |  | 00000 |  | R63-0040
06029 |  | California | Kern | 411111 | 49186313 | 46540512 | 1514301141 | 240 | 240 | CHEVRON USA INC | 0.00163 | 1.2e-05 |  |  | 510 | 37 | 18.2 | 211111 | -119.5983 | 35.2166 |  |  | 999 |  |  |  | 00000 |  | R63-0040
06029 |  | California | Kern | 411111 | 49186513 | 46539912 | 1514301141 | 241 | 241 | CHEVRON USA INC | 0.00295 | 1.78e-05 |  |  | 510 | 37 | 18.2 | 211111 | -119.5983 | 35.2166 |  |  | 999 |  |  |  | 00000 |  | R63-0040
06029 |  | California | Kern | 411111 | 49186613 | 46541212 | 1514301141 | 242 | 242 | CHEVRON USA INC | 0.00359 | 2.66e-05 |  |  | 510 | 37 | 18.2 | 211111 | -119.5983 | 35.2166 |  |  | 999 |  |  |  | 00000 |  | R63-0040
06029 |  | California | Kern | 411111 | 49186813 | 46544812 | 1514301141 | 67 | 67 | CHEVRON USA INC | 2.2043 | 0.18222 |  |  | 422 | 69 | 15.4 | 211111 | -119.5983 | 35.2166 |  |  | 999 |  |  |  | 00000 |  | R63-0040
06029 |  | California | Kern | 411111 | 49187313 | 46540112 | 1514301141 | 26 | 26 | CHEVRON USA INC | 3.2795 | 164.6075 |  |  | 422 | 69 | 15.4 | 211111 | -119.5983 | 35.2166 |  |  | 999 |  |  |  | 00000 |  | R63-0040
06029 |  | California | Kern | 411111 | 84947913 | 77540412 | 1514301141 | 594 | 594 | CHEVRON USA INC | 0.048646 | 0.00225 | [5 empty] | 211111 | -119.5983 | 35.2166 |  |  | 999 |  |  |  | 00000
06029 |  | California | Kern | 411111 | 84948313 | 77540812 | 1514301141 | 432 | 432 | CHEVRON USA INC | 0.67394 | 0.00969 | [5 empty] | 211111 | -119.5983 | 35.2166 |  |  | 999 |  |  |  | 00000
06029 |  | California | Kern | 411111 | 84948413 | 77540912 | 1514301141 | 376 | 376 | CHEVRON USA INC | 0.83332 | 0.0113 | [5 empty] | 211111 | -119.5983 | 35.2166 |  |  | 999 |  |  |  | 00000
06029 |  | California | Kern | 411711 | 49174613 | 46531812 | 1514301199 | 6 | 6 | PLAINS MARKETING, L P | 0.0774 | 0.0123 |  |  | 510 | 37 | 18.2 | 486110 | -119.3223 | 35.0513 |  |  | 999 |  |  |  | 00000 |  | R63-0040
06029 |  | California | Kern | 412211 | 49173013 | 46530312 | 1514301242 | 14 | 14 | SENECA RESOURCES | 0.17635 | 0.00109 | 52 | 3 | 523 | 20.3 |  | 211111 | -119.0464 | 35.7622 |  |  | 999 |  |  |  | 93251 |  | R63-0040
06029 |  | California | Kern | 412211 | 49173513 | 46530912 | 1514301242 | 8 | 8 | SENECA RESOURCES | 2.6055 | 0.0313 |  |  | 1046 | 153.4 | 33.2 | 211111 | -119.0464 | 35.7622 |  |  | 999 |  |  |  | 93251 |  | R63-0036
06029 |  | California | Kern | 412611 | 78752713 | 105321512 | 1514305015 | 1002 | 1002_1_310 | MCKITTRICK LIMITED | [7 empty] | 221122 | -119.6575 | 35.3193 |  |  | 999 |  |  |  | 93251
06029 |  | California | Kern | 413511 | 101943913 | 105339512 | 1514301326 | 385 | 385 | VINTAGE PRODUCTION CALIFORNIA LLC | 2.6354 | 0.90277 | [5 empty] | 211111 | -119.0294 | 35.4703 |  |  | 999 |  |  |  | 00000
06029 |  | California | Kern | 413511 | 101944013 | 105339612 | 1514301326 | 390 | 390 | VINTAGE PRODUCTION CALIFORNIA LLC | 2.3405 | 0.83381 | [5 empty] | 211111 | -119.0294 | 35.4703 |  |  | 999 |  |  |  | 00000
06029 |  | California | Kern | 413511 | 101944113 | 105339712 | 1514301326 | 391 | 391 | VINTAGE PRODUCTION CALIFORNIA LLC | 2.4879 | 0.88631 | [5 empty] | 211111 | -119.0294 | 35.4703 |  |  | 999 |  |  |  | 00000
06029 |  | California | Kern | 413511 | 101944213 | 105339812 | 1514301326 | 392 | 392 | VINTAGE PRODUCTION CALIFORNIA LLC | 0.93688 | 0.33376 | [5 empty] | 211111 | -119.0294 | 35.4703 |  |  | 999 |  |  |  | 00000
06029 |  | California | Kern | 413511 | 49170113 | 46528012 | 1514301326 | 9 | 9 | VINTAGE PRODUCTION CALIFORNIA LLC | 3.1025 | 0.71193 | 20 | 2 | 350 | 160 |  | 211111 | -119.0294 | 35.4703 |  |  | 999 |  |  |  | 00000 |  | R63-0040
06029 |  | California | Kern | 413511 | 85205313 | 77945812 | 1514301326 | 338 | 338 | VINTAGE PRODUCTION CALIFORNIA LLC | 1.9975 | 0.82386 |  |  | 350 | 160 |  | 211111 | -119.0294 | 35.4703 |  |  | 999 |  |  |  | 00000
06029 |  | California | Kern | 413511 | 85205413 | 77945912 | 1514301326 | 337 | 337 | VINTAGE PRODUCTION CALIFORNIA LLC | 1.8929 | 0.69791 |  |  | 350 | 160 |  | 211111 | -119.0294 | 35.4703 |  |  | 999 |  |  |  | 00000
06029 |  | California | Kern | 413511 | 85205513 | 77946012 | 1514301326 | 314 | 314 | VINTAGE PRODUCTION CALIFORNIA LLC | 3.0881 | 0.86371 |  |  | 350 | 160 |  | 211111 | -119.0294 | 35.4703 |  |  | 999 |  |  |  | 00000
06029 |  | California | Kern | 413511 | 85205613 | 77946112 | 1514301326 | 294 | 294 | VINTAGE PRODUCTION CALIFORNIA LLC | 2.9674 | 0.68092 | 20 | 2 | 350 | 160 |  | 211111 | -119.0294 | 35.4703 |  |  | 999 |  |  |  | 00000
06029 |  | California | Kern | 413711 | 49169313 | 46526612 | 1514301330 | 31 | 31 | EXXON MOBIL CORPORATION | 0.00072 | 8.44e-05 |  |  | 1046 | 153.4 | 33.2 | 211111 | -119.751 | 35.4755 |  | 106 | 999 |  |  |  | 00000 |  | R63-0036
06029 |  | California | Kern | 413811 | 49169113 | 46526512 | 1514301332 | 1 | 1 | PYRAMID OIL COMPANY | 0.00153 | 0.10232 |  |  | 68 | 83.3 | 33.2 | 211111 | -119.85 | 35.4698 |  | 106 | 999 |  |  |  | 00000 |  | R63-0036
06029 |  | California | Kern | 414911 | 49164613 | 46521412 | 1514301385 | 15 | 15 | DELTA TRADING ICO CRIMSON RESOURCE MGMT |  |  |  |  | 68 | 83.3 | 10.2 | 486110 | -119.1544 | 35.1725 |  |  | 999 |  |  |  | 93313 |  | R63-0036
06029 |  | California | Kern | 414911 | 49164913 | 46522212 | 1514301385 | 13 | 13 | DELTA TRADING ICO CRIMSON RESOURCE MGMT |  |  |  |  | 68 | 83.3 | 10.2 | 486110 | -119.1544 | 35.1725 |  |  | 999 |  |  |  | 93313 |  | R63-0036
06029 |  | California | Kern | 414911 | 85303013 | 78057712 | 1514301385 | 22 | 22 | DELTA TRADING ICO CRIMSON RESOURCE MGMT | 4.5265 | 0.11728 |  |  | 68 | 83.3 |  | 486110 | -119.1544 | 35.1725 |  |  | 999 |  |  |  | 93313
06029 |  | California | Kern | 414911 | 85303113 | 78057812 | 1514301385 | 6 | 6 | DELTA TRADING ICO CRIMSON RESOURCE MGMT |  |  |  |  | 68 | 83.3 |  | 486110 | -119.1544 | 35.1725 |  |  | 999 |  |  |  | 93313
06029 |  | California | Kern | 415911 | 49162013 | 46519312 | 1514301408 | 1 | 1 | EXXONMOBIL PIPELINE COMPANY | 0.17311 | 0.0137 |  |  | 510 | 37 | 18.2 | 486110 | -119.3218 | 35.0818 |  |  | 999 |  |  |  | 00000 |  | R63-0040
06029 |  | California | Kern | 415911 | 49162113 | 46519412 | 1514301408 | 2 | 2 | EXXONMOBIL PIPELINE COMPANY | 0.15277 | 0.0137 |  |  | 510 | 37 | 18.2 | 486110 | -119.3218 | 35.0818 |  |  | 999 |  |  |  | 00000 |  | R63-0040
06029 |  | California | Kern | 416011 | 49161713 | 46519012 | 1514301410 | 1 | 1 | EXXONMOBIL PIPELINE COMPANY | 0.0299 | 0.0251 |  |  | 510 | 37 | 18.2 | 486110 | -118.9432 | 34.9921 |  |  | 999 |  |  |  | 00000 |  | R63-0040
06029 |  | California | Kern | 416011 | 49161813 | 46519112 | 1514301410 | 2 | 2 | EXXONMOBIL PIPELINE COMPANY | 0.0247 | 0.0251 |  |  | 510 | 37 | 18.2 | 486110 | -118.9432 | 34.9921 |  |  | 999 |  |  |  | 00000 |  | R63-0040
06029 |  | California | Kern | 416211 | 49161213 | 46518612 | 1514301412 | 2 | 2 | EXXONMOBIL PIPELINE COMPANY | 0.49397 | 0.029981 |  |  | 510 | 37 | 18.2 | 211111 | -118.8797 | 34.8525 |  |  | 999 |  |  |  | 00000 |  | R63-0040
06029 |  | California | Kern | 416211 | 49161313 | 46518512 | 1514301412 | 1 | 1 | EXXONMOBIL PIPELINE COMPANY | 0.34977 | 0.029981 |  |  | 510 | 37 | 18.2 | 211111 | -118.8797 | 34.8525 |  |  | 999 |  |  |  | 00000 |  | R63-0040
06029 |  | California | Kern | 416511 | 49159613 | 46517412 | 1514301419 | 2 | 2 | PACIFIC MARKETING LP |  |  |  |  | 60 | 2.2 | 0.6 | 486110 | -119.2858 | 35.0089 |  |  | 999 |  |  |  | 93311 |  | R63-0036
06029 |  | California | Kern | 416511 | 49159713 | 46517112 | 1514301419 | 1 | 1 | PACIFIC MARKETING LP |  |  |  |  | 60 | 2.2 | 0.6 | 486110 | -119.2858 | 35.0089 |  |  | 999 |  |  |  | 93311 |  | R63-0036
06029 |  | California | Kern | 416511 | 49160113 | 46517012 | 1514301419 | 3 | 3 | PACIFIC MARKETING LP |  |  |  |  | 60 | 2.2 | 0.6 | 486110 | -119.2858 | 35.0089 |  |  | 999 |  |  |  | 93311 |  | R63-0036
06029 |  | California | Kern | 4195411 | 33840013 | 105697212 | 1514305001 | 1070 | 1070_1_403 | BAKER PERFORMANCE CHEMICALS | [7 empty] | 238910 | -119.047 | 35.4051 |  | 106 | 999 |  |  |  | 93308 |  | R63-0036
06029 |  | California | Kern | 4196111 | 33826213 | 32283112 | 1514305013 | 1030 | 4 | LAYMAC CORP SEC 18 T285.R20E S |  |  |  |  | 542 | 124.5 | 34.2 | 211112 | -119.8571 | 35.4915 |  | 106 | 999 |  |  |  | 93249 |  | R63-0036
06029 |  | California | Kern | 4196111 | 33826313 | 32283212 | 1514305013 | 1040 | 1040 | LAYMAC CORP SEC 18 T285.R20E S |  |  |  |  | 175 | 85.5 | 11.4 | 211112 | -119.8571 | 35.4915 |  | 106 | 999 |  |  |  | 93249 |  | R63-0036
06029 |  | California | Kern | 4196111 | 33826413 | 32284912 | 1514305013 | 1041 | 1041 | LAYMAC CORP SEC 18 T285.R20E S |  |  |  |  | 175 | 85.5 | 11.4 | 211112 | -119.8571 | 35.4915 |  | 106 | 999 |  |  |  | 93249 |  | R63-0036
06029 |  | California | Kern | 4196111 | 33826513 | 32282812 | 1514305013 | 1042 | 1042 | LAYMAC CORP SEC 18 T285.R20E S |  |  |  |  | 175 | 85.5 | 11.4 | 211112 | -119.8571 | 35.4915 |  | 106 | 999 |  |  |  | 93249 |  | R63-0036
06029 |  | California | Kern | 4196211 | 33823713 | 32282112 | 1514305017 | 57198 | 57198 | NAVAL PETROLEUM RESERVE #1 |  |  | 10 | 0.5 | 560 | 70.4 |  | 211111 | -119.297 | 35.232 |  | 106 | 999 |  |  |  | 93276 |  | R63-0040
06029 |  | California | Kern | 4196211 | 33823813 | 32280412 | 1514305017 | 57197 | 57197 | NAVAL PETROLEUM RESERVE #1 |  |  | 10 | 0.5 | 560 | 64 |  | 211111 | -119.297 | 35.232 |  | 106 | 999 |  |  |  | 93276 |  | R63-0040
06029 |  | California | Kern | 4196211 | 33824713 | 32280712 | 1514305017 | 57196 | 57196 | NAVAL PETROLEUM RESERVE #1 |  |  | 10 | 0.5 | 560 | 73.3 |  | 211111 | -119.297 | 35.232 |  | 106 | 999 |  |  |  | 93276 |  | R63-0040
06029 |  | California | Kern | 4196211 | 33825613 | 32282012 | 1514305017 | 57296 | 57296 | NAVAL PETROLEUM RESERVE #1 |  |  | 10 | 0.5 | 560 | 148.4 |  | 211111 | -119.297 | 35.232 |  | 106 | 999 |  |  |  | 93276 |  | R63-0040
06029 |  | California | Kern | 4196211 | 33825713 | 32280012 | 1514305017 | 57195 | 57195 | NAVAL PETROLEUM RESERVE #1 |  |  | 10 | 0.5 | 560 | 73.3 |  | 211111 | -119.297 | 35.232 |  | 106 | 999 |  |  |  | 93276 |  | R63-0040
06029 |  | California | Kern | 4196211 | 33825813 | 32280612 | 1514305017 | 57297 | 57297 | NAVAL PETROLEUM RESERVE #1 |  |  | 10 | 0.5 | 560 | 168.4 |  | 211111 | -119.297 | 35.232 |  | 106 | 999 |  |  |  | 93276 |  | R63-0040
06029 |  | California | Kern | 4196711 | 33777713 | 32237412 | 15143037 | 1015 | 1015 | KERN OIL & REFINING CO |  |  |  |  | 649 | 123.3 | 15.3 | 324110 | -118.9184 | 35.2956 |  | 126 | 999 |  |  |  | 93307 |  | R63-0048
06029 |  | California | Kern | 4196711 | 33779513 | 32237212 | 15143037 | 1013 | 1013 | KERN OIL & REFINING CO |  |  |  |  | 649 | 123.3 | 10.9 | 324110 | -118.9184 | 35.2956 |  | 126 | 999 |  |  |  | 93307 |  | R63-0048
06029 |  | California | Kern | 4196711 | 33782013 | 32230912 | 15143037 | 7 | 7 | KERN OIL & REFINING CO | 0.034 | 0.49793 | 90 | 0.7 | 1000 | 0.4 |  | 324110 | -118.9184 | 35.2956 |  | 126 | 999 |  |  |  | 93307 |  | R63-0013&R63-00
06029 |  | California | Kern | 4196811 | 33774113 | 32230612 | 151430874 | 1004 | 1004 | SAN JOAQUIN FACILITIES MGMT |  |  |  |  | 434 | 99.7 | 30.5 | 211111 | -119.2059 | 35.287 |  | 106 | 999 |  |  |  | 00000 |  | R63-0036
06029 |  | California | Kern | 4196811 | 33774313 | 32230212 | 151430874 | 3 | 3 | SAN JOAQUIN FACILITIES MGMT | 0.28386 | 0.0242 |  |  | 1046 | 153.4 | 33.2 | 211111 | -119.2059 | 35.287 |  | 106 | 999 |  |  |  | 00000 |  | R63-0036
06029 |  | California | Kern | 4196811 | 33774513 | 32230012 | 151430874 | 1001 | 1001 | SAN JOAQUIN FACILITIES MGMT |  |  |  |  | 420 | 33.1 | 23 | 211111 | -119.2059 | 35.287 |  | 106 | 999 |  |  |  | 00000 |  | R63-0036
06029 |  | California | Kern | 4196811 | 33774613 | 32230112 | 151430874 | 1000 | 1000 | SAN JOAQUIN FACILITIES MGMT |  |  |  |  | 420 | 33.1 | 23 | 211111 | -119.2059 | 35.287 |  | 106 | 999 |  |  |  | 00000 |  | R63-0036
06029 |  | California | Kern | 4212311 | 33726613 | 32186212 | 151430508 | 1031 | 1031 | DOLE ENTERPRISES |  |  |  |  | 175 | 85.5 | 11.4 | 211111 | -119.2177 | 35.0415 |  | 106 | 999 |  |  |  | 00000 |  | R63-0036
06029 |  | California | Kern | 421911 | 50070513 | 105293712 | 1514305004 | 1009 | 1009_1_403 | CHEVRON WARREN GP | [7 empty] | 211112 | -119.7341 | 35.623 |  | 106 | 999 |  |  |  | 93249 |  | R63-0036
06029 |  | California | Kern | 421911 | 50070613 | 78041812 | 1514305004 | 1008 | 1002 | CHEVRON WARREN GP | [7 empty] | 211112 | -119.7341 | 35.623 |  | 106 | 999 |  |  |  | 93249 |  | R63-0036
06029 |  | California | Kern | 421911 | 50070713 | 47167312 | 1514305004 | 1007 | 1007 | CHEVRON WARREN GP |  |  | 15 | 1 | 372 | 0 |  | 211112 | -119.7341 | 35.623 |  | 106 | 999 |  |  |  | 93249 |  | R63-0036
06029 |  | California | Kern | 421911 | 50070813 | 47167012 | 1514305004 | 1006 | 1006 | CHEVRON WARREN GP |  |  | 15 | 1 | 372 | 0 |  | 211112 | -119.7341 | 35.623 |  | 106 | 999 |  |  |  | 93249 |  | R63-0040
06029 |  | California | Kern | 422111 | 50068813 | 47165512 | 1514305006 | 11005 | 11001 | D&Y COMPANY |  |  |  |  | 434 | 99.7 | 30.5 | 211111 | -118.85 | 35.2163 |  | 106 | 999 |  |  |  | 93203 |  | R63-0036
06029 |  | California | Kern | 422111 | 50068913 | 47165512 | 1514305006 | 11004 | 11001 | D&Y COMPANY |  |  |  |  | 434 | 99.7 | 30.5 | 211111 | -118.85 | 35.2163 |  | 106 | 999 |  |  |  | 93203 |  | R63-0036
06029 |  | California | Kern | 422111 | 50069013 | 47165412 | 1514305006 | 11054 | 11051 | D&Y COMPANY |  |  |  |  | 434 | 99.7 | 30.5 | 211111 | -118.85 | 35.2163 |  | 106 | 999 |  |  |  | 93203 |  | R63-0036
06029 |  | California | Kern | 422111 | 50069213 | 47165412 | 1514305006 | 11055 | 11051 | D&Y COMPANY |  |  |  |  | 434 | 99.7 | 30.5 | 211111 | -118.85 | 35.2163 |  | 106 | 999 |  |  |  | 93203 |  | R63-0036
06029 |  | California | Kern | 422311 | 50064913 | 47164712 | 1514305007 | 11007 | 11005 | DRILLING AND PROD, CENTRAL SRC |  |  |  |  | 95 | 10.7 | 5.3 | 211111 | -118.829 | 35.209 |  | 106 | 999 |  |  |  | 93203 |  | R63-0036
06029 |  | California | Kern | 422311 | 50065013 | 47163512 | 1514305007 | 11106 | 11106 | DRILLING AND PROD, CENTRAL SRC |  |  |  |  | 79 | 7.9 | 3 | 211111 | -118.829 | 35.209 |  | 106 | 999 |  |  |  | 93203 |  | R63-0036
06029 |  | California | Kern | 422311 | 50065113 | 47164512 | 1514305007 | 11105 | 11105 | DRILLING AND PROD, CENTRAL SRC |  |  |  |  | 79 | 7.9 | 3 | 211111 | -118.829 | 35.209 |  | 106 | 999 |  |  |  | 93203 |  | R63-0036
06029 |  | California | Kern | 422311 | 50065213 | 47164612 | 1514305007 | 11104 | 11104 | DRILLING AND PROD, CENTRAL SRC |  |  |  |  | 95 | 10.7 | 5.3 | 211111 | -118.829 | 35.209 |  | 106 | 999 |  |  |  | 93203 |  | R63-0036
06029 |  | California | Kern | 422311 | 50065313 | 47163612 | 1514305007 | 11101 | 11101 | DRILLING AND PROD, CENTRAL SRC |  |  |  |  | 175 | 85.5 | 11.4 | 211111 | -118.829 | 35.209 |  | 106 | 999 |  |  |  | 93203 |  | R63-0036
06029 |  | California | Kern | 422311 | 50065413 | 47164212 | 1514305007 | 11012 | 11012 | DRILLING AND PROD, CENTRAL SRC |  |  | 8 | 1 | 700 | 25.1 |  | 211111 | -118.829 | 35.209 |  | 106 | 999 |  |  |  | 93203 |  | R63-0036
06029 |  | California | Kern | 422311 | 50065513 | 47163712 | 1514305007 | 11010 | 11010 | DRILLING AND PROD, CENTRAL SRC |  |  |  |  | 510 | 37 | 18.2 | 211111 | -118.829 | 35.209 |  | 106 | 999 |  |  |  | 93203 |  | R63-0040
06029 |  | California | Kern | 422311 | 50065613 | 47164712 | 1514305007 | 11008 | 11005 | DRILLING AND PROD, CENTRAL SRC |  |  |  |  | 95 | 10.7 | 5.3 | 211111 | -118.829 | 35.209 |  | 106 | 999 |  |  |  | 93203 |  | R63-0036
06029 |  | California | Kern | 422311 | 50065713 | 47164912 | 1514305007 | 11110 | 11001 | DRILLING AND PROD, CENTRAL SRC |  |  |  |  | 175 | 85.5 | 11.4 | 211111 | -118.829 | 35.209 |  | 106 | 999 |  |  |  | 93203 |  | R63-0036
06029 |  | California | Kern | 422311 | 50065813 | 47164912 | 1514305007 | 11006 | 11001 | DRILLING AND PROD, CENTRAL SRC |  |  |  |  | 175 | 85.5 | 11.4 | 211111 | -118.829 | 35.209 |  | 106 | 999 |  |  |  | 93203 |  | R63-0036
06029 |  | California | Kern | 422311 | 50065913 | 47164712 | 1514305007 | 11005 | 11005 | DRILLING AND PROD, CENTRAL SRC |  |  |  |  | 95 | 10.7 | 5.3 | 211111 | -118.829 | 35.209 |  | 106 | 999 |  |  |  | 93203 |  | R63-0036
06029 |  | California | Kern | 422311 | 50066013 | 47164912 | 1514305007 | 11004 | 11001 | DRILLING AND PROD, CENTRAL SRC |  |  |  |  | 175 | 85.5 | 11.4 | 211111 | -118.829 | 35.209 |  | 106 | 999 |  |  |  | 93203 |  | R63-0036
06029 |  | California | Kern | 422311 | 50066113 | 47164912 | 1514305007 | 11003 | 11001 | DRILLING AND PROD, CENTRAL SRC |  |  |  |  | 175 | 85.5 | 11.4 | 211111 | -118.829 | 35.209 |  | 106 | 999 |  |  |  | 93203 |  | R63-0036
06029 |  | California | Kern | 422311 | 50066213 | 47164912 | 1514305007 | 11001 | 11001 | DRILLING AND PROD, CENTRAL SRC |  |  |  |  | 175 | 85.5 | 11.4 | 211111 | -118.829 | 35.209 |  | 106 | 999 |  |  |  | 93203 |  | R63-0036
06029 |  | California | Kern | 422311 | 50066313 | 47164412 | 1514305007 | 11009 | 11009 | DRILLING AND PROD, CENTRAL SRC |  |  |  |  | 95 | 10.7 | 5.3 | 211111 | -118.829 | 35.209 |  | 106 | 999 |  |  |  | 93203 |  | R63-0036
06029 |  | California | Kern | 422311 | 50066413 | 47164112 | 1514305007 | 11206 | 11204 | DRILLING AND PROD, CENTRAL SRC |  |  |  |  | 79 | 7.9 | 3 | 211111 | -118.829 | 35.209 |  | 106 | 999 |  |  |  | 93203 |  | R63-0036
06029 |  | California | Kern | 422311 | 50066513 | 47164812 | 1514305007 | 11303 | 11301 | DRILLING AND PROD, CENTRAL SRC |  |  |  |  | 434 | 99.7 | 30.5 | 211111 | -118.829 | 35.209 |  | 106 | 999 |  |  |  | 93203 |  | R63-0036
06029 |  | California | Kern | 422311 | 50066613 | 47164812 | 1514305007 | 11302 | 11301 | DRILLING AND PROD, CENTRAL SRC |  |  |  |  | 434 | 99.7 | 30.5 | 211111 | -118.829 | 35.209 |  | 106 | 999 |  |  |  | 93203 |  | R63-0036
06029 |  | California | Kern | 422311 | 50066713 | 47164812 | 1514305007 | 11301 | 11301 | DRILLING AND PROD, CENTRAL SRC |  |  |  |  | 434 | 99.7 | 30.5 | 211111 | -118.829 | 35.209 |  | 106 | 999 |  |  |  | 93203 |  | R63-0036
06029 |  | California | Kern | 422311 | 50066813 | 47163912 | 1514305007 | 11253 | 11251 | DRILLING AND PROD, CENTRAL SRC |  |  |  |  | 434 | 99.7 | 30.5 | 211111 | -118.829 | 35.209 |  | 106 | 999 |  |  |  | 93203 |  | R63-0036
06029 |  | California | Kern | 422311 | 50066913 | 47163912 | 1514305007 | 11252 | 11251 | DRILLING AND PROD, CENTRAL SRC |  |  |  |  | 434 | 99.7 | 30.5 | 211111 | -118.829 | 35.209 |  | 106 | 999 |  |  |  | 93203 |  | R63-0036
06029 |  | California | Kern | 422311 | 50067013 | 47163912 | 1514305007 | 11251 | 11251 | DRILLING AND PROD, CENTRAL SRC |  |  |  |  | 434 | 99.7 | 30.5 | 211111 | -118.829 | 35.209 |  | 106 | 999 |  |  |  | 93203 |  | R63-0036
06029 |  | California | Kern | 422311 | 50067113 | 47163412 | 1514305007 | 11209 | 11201 | DRILLING AND PROD, CENTRAL SRC |  |  |  |  | 175 | 85.5 | 11.4 | 211111 | -118.829 | 35.209 |  | 106 | 999 |  |  |  | 93203 |  | R63-0036
06029 |  | California | Kern | 422311 | 50067213 | 47163612 | 1514305007 | 11108 | 11101 | DRILLING AND PROD, CENTRAL SRC |  |  |  |  | 175 | 85.5 | 11.4 | 211111 | -118.829 | 35.209 |  | 106 | 999 |  |  |  | 93203 |  | R63-0036
06029 |  | California | Kern | 422311 | 50067313 | 47164012 | 1514305007 | 11207 | 11207 | DRILLING AND PROD, CENTRAL SRC |  |  |  |  | 95 | 10.7 | 5.3 | 211111 | -118.829 | 35.209 |  | 106 | 999 |  |  |  | 93203 |  | R63-0036
06029 |  | California | Kern | 422311 | 50067413 | 47163612 | 1514305007 | 11109 | 11101 | DRILLING AND PROD, CENTRAL SRC |  |  |  |  | 175 | 85.5 | 11.4 | 211111 | -118.829 | 35.209 |  | 106 | 999 |  |  |  | 93203 |  | R63-0036
06029 |  | California | Kern | 422311 | 50067513 | 47164312 | 1514305007 | 11205 | 11205 | DRILLING AND PROD, CENTRAL SRC |  |  |  |  | 95 | 10.7 | 5.3 | 211111 | -118.829 | 35.209 |  | 106 | 999 |  |  |  | 93203 |  | R63-0036
06029 |  | California | Kern | 422311 | 50067613 | 47164112 | 1514305007 | 11204 | 11204 | DRILLING AND PROD, CENTRAL SRC |  |  |  |  | 79 | 7.9 | 3 | 211111 | -118.829 | 35.209 |  | 106 | 999 |  |  |  | 93203 |  | R63-0036
06029 |  | California | Kern | 422311 | 50067713 | 47163412 | 1514305007 | 11203 | 11201 | DRILLING AND PROD, CENTRAL SRC |  |  |  |  | 175 | 85.5 | 11.4 | 211111 | -118.829 | 35.209 |  | 106 | 999 |  |  |  | 93203 |  | R63-0036
06029 |  | California | Kern | 422311 | 50067813 | 47163412 | 1514305007 | 11202 | 11201 | DRILLING AND PROD, CENTRAL SRC |  |  |  |  | 175 | 85.5 | 11.4 | 211111 | -118.829 | 35.209 |  | 106 | 999 |  |  |  | 93203 |  | R63-0036
06029 |  | California | Kern | 422311 | 50067913 | 47163412 | 1514305007 | 11201 | 11201 | DRILLING AND PROD, CENTRAL SRC |  |  |  |  | 175 | 85.5 | 11.4 | 211111 | -118.829 | 35.209 |  | 106 | 999 |  |  |  | 93203 |  | R63-0036
06029 |  | California | Kern | 422311 | 50068013 | 47163412 | 1514305007 | 11200 | 11201 | DRILLING AND PROD, CENTRAL SRC |  |  |  |  | 175 | 85.5 | 11.4 | 211111 | -118.829 | 35.209 |  | 106 | 999 |  |  |  | 93203 |  | R63-0036
06029 |  | California | Kern | 422311 | 50068113 | 47163612 | 1514305007 | 11111 | 11101 | DRILLING AND PROD, CENTRAL SRC |  |  |  |  | 175 | 85.5 | 11.4 | 211111 | -118.829 | 35.209 |  | 106 | 999 |  |  |  | 93203 |  | R63-0036
06029 |  | California | Kern | 422311 | 50068213 | 47164912 | 1514305007 | 11013 | 11001 | DRILLING AND PROD, CENTRAL SRC |  |  |  |  | 175 | 85.5 | 11.4 | 211111 | -118.829 | 35.209 |  | 106 | 999 |  |  |  | 93203 |  | R63-0036
06029 |  | California | Kern | 422311 | 50068313 | 47163812 | 1514305007 | 11208 | 11208 | DRILLING AND PROD, CENTRAL SRC |  |  | 10 | 1 | 700 | 25.1 |  | 211111 | -118.829 | 35.209 |  | 106 | 999 |  |  |  | 93203 |  | R63-0040
06029 |  | California | Kern | 422311 | 50068413 | 47163612 | 1514305007 | 11102 | 11101 | DRILLING AND PROD, CENTRAL SRC |  |  |  |  | 175 | 85.5 | 11.4 | 211111 | -118.829 | 35.209 |  | 106 | 999 |  |  |  | 93203 |  | R63-0036
06029 |  | California | Kern | 422411 | 50059213 | 47160112 | 1514305008 | 1512 | 1512 | EXXON SAN JOAQUIN PRODUCTION |  |  |  |  | 350 | 47.9 | 61 | 211111 | -119.7519 | 35.4768 |  | 106 | 999 |  |  |  | 91359 |  | R63-0040
06029 |  | California | Kern | 422411 | 50059313 | 47162112 | 1514305008 | 1027 | 1027 | EXXON SAN JOAQUIN PRODUCTION |  |  |  |  | 434 | 99.7 | 30.5 | 211111 | -119.7519 | 35.4768 |  | 106 | 999 |  |  |  | 91359 |  | R63-0036
06029 |  | California | Kern | 422411 | 50059513 | 47161812 | 1514305008 | 3 | 3 | EXXON SAN JOAQUIN PRODUCTION |  |  |  |  | 422 | 69 | 15.4 | 211111 | -119.7519 | 35.4768 |  | 106 | 999 |  |  |  | 91359 |  | R63-0040
06029 |  | California | Kern | 422411 | 50059613 | 47161712 | 1514305008 | 2 | 2 | EXXON SAN JOAQUIN PRODUCTION |  |  |  |  | 422 | 69 | 15.4 | 211111 | -119.7519 | 35.4768 |  | 106 | 999 |  |  |  | 91359 |  | R63-0040
06029 |  | California | Kern | 422411 | 50059713 | 47160912 | 1514305008 | 1524 | 1513 | EXXON SAN JOAQUIN PRODUCTION |  |  |  |  | 79 | 7.9 | 3 | 211111 | -119.7519 | 35.4768 |  | 106 | 999 |  |  |  | 91359 |  | R63-0036
06029 |  | California | Kern | 422411 | 50059813 | 47160912 | 1514305008 | 1523 | 1513 | EXXON SAN JOAQUIN PRODUCTION |  |  |  |  | 79 | 7.9 | 3 | 211111 | -119.7519 | 35.4768 |  | 106 | 999 |  |  |  | 91359 |  | R63-0036
06029 |  | California | Kern | 422411 | 50059913 | 47160912 | 1514305008 | 1522 | 1513 | EXXON SAN JOAQUIN PRODUCTION |  |  |  |  | 79 | 7.9 | 3 | 211111 | -119.7519 | 35.4768 |  | 106 | 999 |  |  |  | 91359 |  | R63-0036
06029 |  | California | Kern | 422411 | 50060113 | 47160912 | 1514305008 | 1519 | 1513 | EXXON SAN JOAQUIN PRODUCTION |  |  |  |  | 79 | 7.9 | 3 | 211111 | -119.7519 | 35.4768 |  | 106 | 999 |  |  |  | 91359 |  | R63-0036
06029 |  | California | Kern | 422411 | 50060213 | 47160512 | 1514305008 | 1028 | 1013 | EXXON SAN JOAQUIN PRODUCTION |  |  |  |  | 79 | 7.9 | 3 | 211111 | -119.7519 | 35.4768 |  | 106 | 999 |  |  |  | 91359 |  | R63-0036
06029 |  | California | Kern | 422411 | 50060313 | 47161412 | 1514305008 | 1503 | 1503 | EXXON SAN JOAQUIN PRODUCTION |  |  |  |  | 350 | 2.1 | 2.7 | 211111 | -119.7519 | 35.4768 |  | 106 | 999 |  |  |  | 91359 |  | R63-0040
06029 |  | California | Kern | 422411 | 50060413 | 47160912 | 1514305008 | 1521 | 1513 | EXXON SAN JOAQUIN PRODUCTION |  |  |  |  | 79 | 7.9 | 3 | 211111 | -119.7519 | 35.4768 |  | 106 | 999 |  |  |  | 91359 |  | R63-0036
06029 |  | California | Kern | 422411 | 50060513 | 47162012 | 1514305008 | 1029 | 13 | EXXON SAN JOAQUIN PRODUCTION |  |  |  |  | 434 | 99.7 | 30.5 | 211111 | -119.7519 | 35.4768 |  | 106 | 999 |  |  |  | 91359 |  | R63-0036
06029 |  | California | Kern | 422411 | 50060613 | 47160512 | 1514305008 | 1030 | 1013 | EXXON SAN JOAQUIN PRODUCTION |  |  |  |  | 79 | 7.9 | 3 | 211111 | -119.7519 | 35.4768 |  | 106 | 999 |  |  |  | 91359 |  | R63-0036
06029 |  | California | Kern | 422411 | 50060713 | 47160512 | 1514305008 | 1031 | 1013 | EXXON SAN JOAQUIN PRODUCTION |  |  |  |  | 79 | 7.9 | 3 | 211111 | -119.7519 | 35.4768 |  | 106 | 999 |  |  |  | 91359 |  | R63-0036
06029 |  | California | Kern | 422411 | 50060813 | 47160512 | 1514305008 | 1032 | 1013 | EXXON SAN JOAQUIN PRODUCTION |  |  |  |  | 79 | 7.9 | 3 | 211111 | -119.7519 | 35.4768 |  | 106 | 999 |  |  |  | 91359 |  | R63-0036
06029 |  | California | Kern | 422411 | 50060913 | 47160512 | 1514305008 | 1033 | 1013 | EXXON SAN JOAQUIN PRODUCTION |  |  |  |  | 79 | 7.9 | 3 | 211111 | -119.7519 | 35.4768 |  | 106 | 999 |  |  |  | 91359 |  | R63-0036
06029 |  | California | Kern | 422411 | 50061013 | 47160512 | 1514305008 | 1034 | 1013 | EXXON SAN JOAQUIN PRODUCTION |  |  |  |  | 79 | 7.9 | 3 | 211111 | -119.7519 | 35.4768 |  | 106 | 999 |  |  |  | 91359 |  | R63-0036
06029 |  | California | Kern | 422411 | 50061113 | 47160512 | 1514305008 | 1035 | 1013 | EXXON SAN JOAQUIN PRODUCTION |  |  |  |  | 79 | 7.9 | 3 | 211111 | -119.7519 | 35.4768 |  | 106 | 999 |  |  |  | 91359 |  | R63-0036
06029 |  | California | Kern | 422411 | 50061213 | 47160512 | 1514305008 | 1036 | 1013 | EXXON SAN JOAQUIN PRODUCTION |  |  |  |  | 79 | 7.9 | 3 | 211111 | -119.7519 | 35.4768 |  | 106 | 999 |  |  |  | 91359 |  | R63-0036
06029 |  | California | Kern | 422411 | 50061313 | 47161012 | 1514305008 | 1500 | 150 | EXXON SAN JOAQUIN PRODUCTION |  |  |  |  | 500 | 144 | 29.3 | 211111 | -119.7519 | 35.4768 |  | 106 | 999 |  |  |  | 91359 |  | R63-0040
06029 |  | California | Kern | 422411 | 50061413 | 47162912 | 1514305008 | 1502 | 1502 | EXXON SAN JOAQUIN PRODUCTION |  |  |  |  | 350 | 0.7 | 1 | 211111 | -119.7519 | 35.4768 |  | 106 | 999 |  |  |  | 91359 |  | R63-0040
06029 |  | California | Kern | 422411 | 50061513 | 47160912 | 1514305008 | 1515 | 1513 | EXXON SAN JOAQUIN PRODUCTION |  |  |  |  | 79 | 7.9 | 3 | 211111 | -119.7519 | 35.4768 |  | 106 | 999 |  |  |  | 91359 |  | R63-0036
06029 |  | California | Kern | 422411 | 50061613 | 47160312 | 1514305008 | 1504 | 1504 | EXXON SAN JOAQUIN PRODUCTION |  |  |  |  | 350 | 0.7 | 1 | 211111 | -119.7519 | 35.4768 |  | 106 | 999 |  |  |  | 91359 |  | R63-0040
06029 |  | California | Kern | 422411 | 50061713 | 47161512 | 1514305008 | 1505 | 1505 | EXXON SAN JOAQUIN PRODUCTION |  |  |  |  | 350 | 2.1 | 2.7 | 211111 | -119.7519 | 35.4768 |  | 106 | 999 |  |  |  | 91359 |  | R63-0040
06029 |  | California | Kern | 422411 | 50061813 | 47161212 | 1514305008 | 1501 | 1501 | EXXON SAN JOAQUIN PRODUCTION |  |  |  |  | 350 | 1.3 | 1.7 | 211111 | -119.7519 | 35.4768 |  | 106 | 999 |  |  |  | 91359 |  | R63-0040
06029 |  | California | Kern | 422411 | 50062213 | 47161112 | 1514305008 | 1000 | 1000 | EXXON SAN JOAQUIN PRODUCTION |  |  |  |  | 1046 | 0.6 | 0.7 | 211111 | -119.7519 | 35.4768 |  | 106 | 999 |  |  |  | 91359
06029 |  | California | Kern | 422411 | 50062313 | 47160912 | 1514305008 | 1517 | 1513 | EXXON SAN JOAQUIN PRODUCTION |  |  |  |  | 79 | 7.9 | 3 | 211111 | -119.7519 | 35.4768 |  | 106 | 999 |  |  |  | 91359 |  | R63-0036
06029 |  | California | Kern | 422411 | 50062413 | 47162212 | 1514305008 | 1001 | 1001 | EXXON SAN JOAQUIN PRODUCTION |  |  |  |  | 350 | 160.5 | 32.7 | 211111 | -119.7519 | 35.4768 |  | 106 | 999 |  |  |  | 91359 |  | R63-0040
06029 |  | California | Kern | 422411 | 50062613 | 47160712 | 1514305008 | 1003 | 1003 | EXXON SAN JOAQUIN PRODUCTION |  |  |  |  | 350 | 23 | 29.3 | 211111 | -119.7519 | 35.4768 |  | 106 | 999 |  |  |  | 91359 |  | R63-0040
06029 |  | California | Kern | 422411 | 50062813 | 47160512 | 1514305008 | 1016 | 1013 | EXXON SAN JOAQUIN PRODUCTION |  |  |  |  | 79 | 7.9 | 3 | 211111 | -119.7519 | 35.4768 |  | 106 | 999 |  |  |  | 91359 |  | R63-0036
06029 |  | California | Kern | 422411 | 50062913 | 47160512 | 1514305008 | 1014 | 1013 | EXXON SAN JOAQUIN PRODUCTION |  |  |  |  | 79 | 7.9 | 3 | 211111 | -119.7519 | 35.4768 |  | 106 | 999 |  |  |  | 91359 |  | R63-0036
06029 |  | California | Kern | 422411 | 50063413 | 47160912 | 1514305008 | 1518 | 1513 | EXXON SAN JOAQUIN PRODUCTION |  |  |  |  | 79 | 7.9 | 3 | 211111 | -119.7519 | 35.4768 |  | 106 | 999 |  |  |  | 91359 |  | R63-0036
06029 |  | California | Kern | 422411 | 50063513 | 47160512 | 1514305008 | 1018 | 1013 | EXXON SAN JOAQUIN PRODUCTION |  |  |  |  | 79 | 7.9 | 3 | 211111 | -119.7519 | 35.4768 |  | 106 | 999 |  |  |  | 91359 |  | R63-0036
06029 |  | California | Kern | 422411 | 50063613 | 47160812 | 1514305008 | 1 | 1 | EXXON SAN JOAQUIN PRODUCTION |  |  |  |  | 422 | 69 | 15.4 | 211111 | -119.7519 | 35.4768 |  | 106 | 999 |  |  |  | 91359 |  | R63-0040
06029 |  | California | Kern | 422411 | 50063713 | 47160912 | 1514305008 | 1513 | 1513 | EXXON SAN JOAQUIN PRODUCTION |  |  |  |  | 79 | 7.9 | 3 | 211111 | -119.7519 | 35.4768 |  | 106 | 999 |  |  |  | 91359 |  | R63-0036
06029 |  | California | Kern | 422411 | 50063813 | 47160512 | 1514305008 | 1025 | 1013 | EXXON SAN JOAQUIN PRODUCTION |  |  |  |  | 79 | 7.9 | 3 | 211111 | -119.7519 | 35.4768 |  | 106 | 999 |  |  |  | 91359 |  | R63-0036
06029 |  | California | Kern | 422411 | 50063913 | 47160512 | 1514305008 | 1024 | 1013 | EXXON SAN JOAQUIN PRODUCTION |  |  |  |  | 79 | 7.9 | 3 | 211111 | -119.7519 | 35.4768 |  | 106 | 999 |  |  |  | 91359 |  | R63-0036
06029 |  | California | Kern | 422411 | 50064013 | 47160512 | 1514305008 | 1023 | 1013 | EXXON SAN JOAQUIN PRODUCTION |  |  |  |  | 79 | 7.9 | 3 | 211111 | -119.7519 | 35.4768 |  | 106 | 999 |  |  |  | 91359 |  | R63-0036
06029 |  | California | Kern | 422411 | 50064113 | 47160512 | 1514305008 | 1022 | 1013 | EXXON SAN JOAQUIN PRODUCTION |  |  |  |  | 79 | 7.9 | 3 | 211111 | -119.7519 | 35.4768 |  | 106 | 999 |  |  |  | 91359 |  | R63-0036
06029 |  | California | Kern | 422411 | 50064313 | 47162812 | 1514305008 | 1020 | 1020 | EXXON SAN JOAQUIN PRODUCTION |  |  |  |  | 79 | 7.9 | 3 | 211111 | -119.7519 | 35.4768 |  | 106 | 999 |  |  |  | 91359 |  | R63-0036
06029 |  | California | Kern | 422411 | 50064413 | 47163012 | 1514305008 | 1507 | 1507 | EXXON SAN JOAQUIN PRODUCTION |  |  |  |  | 350 | 0.7 | 1 | 211111 | -119.7519 | 35.4768 |  | 106 | 999 |  |  |  | 91359 |  | R63-0040
06029 |  | California | Kern | 422411 | 50064513 | 47161912 | 1514305008 | 1506 | 1506 | EXXON SAN JOAQUIN PRODUCTION |  |  |  |  | 350 | 2.1 | 2.7 | 211111 | -119.7519 | 35.4768 |  | 106 | 999 |  |  |  | 91359 |  | R63-0040
06029 |  | California | Kern | 422411 | 50064613 | 47163212 | 1514305008 | 1508 | 1508 | EXXON SAN JOAQUIN PRODUCTION |  |  |  |  | 500 | 144 | 29.3 | 211111 | -119.7519 | 35.4768 |  | 106 | 999 |  |  |  | 91359 |  | R63-0040
06029 |  | California | Kern | 422411 | 50064713 | 47160412 | 1514305008 | 1509 | 1509 | EXXON SAN JOAQUIN PRODUCTION |  |  |  |  | 500 | 144 | 29.3 | 211111 | -119.7519 | 35.4768 |  | 106 | 999 |  |  |  | 91359 |  | R63-0040
06029 |  | California | Kern | 422411 | 50064813 | 47160212 | 1514305008 | 1510 | 1510 | EXXON SAN JOAQUIN PRODUCTION |  |  |  |  | 500 | 144 | 29.3 | 211111 | -119.7519 | 35.4768 |  | 106 | 999 |  |  |  | 91359 |  | R63-0040
06029 |  | California | Kern | 422511 | 50059013 | 47159812 | 1514305009 | 1005 | 1004 | TEJON PUMP STATION |  |  |  |  | 79 | 7.9 | 3 | 486110 | -118.8 | 35.3 |  | 106 | 999 |  |  |  | 93307 |  | R63-0036
06029 |  | California | Kern | 422711 | 50057813 | 105456312 | 1514305009 | 102 | 102_1_4030 | GENERAL PRODUCTION SERVICE INC | [7 empty] | 211111 | -119.517 | 35.173 |  | 106 | 999 |  |  |  | 93268 |  | R63-0036
06029 |  | California | Kern | 422711 | 50057913 | 105456412 | 1514305009 | 103 | 103_1_4030 | GENERAL PRODUCTION SERVICE INC | [7 empty] | 211111 | -119.517 | 35.173 |  | 106 | 999 |  |  |  | 93268 |  | R63-0036
06029 |  | California | Kern | 422711 | 50058013 | 105456112 | 1514305009 | 101 | 101_1_4030 | GENERAL PRODUCTION SERVICE INC | [7 empty] | 211111 | -119.517 | 35.173 |  | 106 | 999 |  |  |  | 93268 |  | R63-0036
06029 |  | California | Kern | 422711 | 50058013 | 105456212 | 1514305009 | 101 | 101_2_4030 | GENERAL PRODUCTION SERVICE INC | [7 empty] | 211111 | -119.517 | 35.173 |  | 106 | 999 |  |  |  | 93268 |  | R63-0036
06029 |  | California | Kern | 422711 | 50058113 | 105456012 | 1514305009 | 100 | 100_2_4030 | GENERAL PRODUCTION SERVICE INC | [7 empty] | 211111 | -119.517 | 35.173 |  | 106 | 999 |  |  |  | 93268 |  | R63-0036
06029 |  | California | Kern | 422711 | 50058113 | 105456512 | 1514305009 | 100 | 100_1_4030 | GENERAL PRODUCTION SERVICE INC | [7 empty] | 211111 | -119.517 | 35.173 |  | 106 | 999 |  |  |  | 93268 |  | R63-0036
06029 |  | California | Kern | 423211 | 50053913 | 47154412 | 1514305011 | 1001 | 1001 | HAVENS OIL COMPANY |  |  |  |  | 175 | 85.5 | 11.4 | 211111 | -118.915 | 35.234 |  | 106 | 999 |  |  |  | 93307 |  | R63-0036
06029 |  | California | Kern | 423211 | 50054113 | 47154512 | 1514305011 | 1002 | 1002 | HAVENS OIL COMPANY |  |  |  |  | 434 | 99.7 | 30.5 | 211111 | -118.915 | 35.234 |  | 106 | 999 |  |  |  | 93307 |  | R63-0036
06029 |  | California | Kern | 423211 | 50054313 | 47154712 | 1514305011 | 1004 | 1004 | HAVENS OIL COMPANY |  |  |  |  | 175 | 85.5 | 11.4 | 211111 | -118.915 | 35.234 |  | 106 | 999 |  |  |  | 93307 |  | R63-0036
06029 |  | California | Kern | 423211 | 50054413 | 47154612 | 1514305011 | 1005 | 1005 | HAVENS OIL COMPANY |  |  |  |  | 434 | 99.7 | 30.5 | 211111 | -118.915 | 35.234 |  | 106 | 999 |  |  |  | 93307 |  | R63-0036
06029 |  | California | Kern | 423711 | 50040513 | 47149712 | 1514305013 | 11456 | 11456 | CHALLENGER MINERALS INC |  |  |  |  | 79 | 7.9 | 3 | 211112 | -119.1901 | 35.3621 |  | 106 | 999 |  |  |  | 93263 |  | R63-0036
06029 |  | California | Kern | 423711 | 50040613 | 47147312 | 1514305013 | 11455 | 11451 | CHALLENGER MINERALS INC |  |  |  |  | 89 | 16.3 | 5.9 | 211112 | -119.1901 | 35.3621 |  | 106 | 999 |  |  |  | 93263 |  | R63-0036
06029 |  | California | Kern | 423711 | 50040713 | 47150112 | 1514305013 | 11204 | 11201 | CHALLENGER MINERALS INC |  |  |  |  | 89 | 16.3 | 5.9 | 211112 | -119.1901 | 35.3621 |  | 106 | 999 |  |  |  | 93263 |  | R63-0036
06029 |  | California | Kern | 423711 | 50040813 | 47147312 | 1514305013 | 11451 | 11451 | CHALLENGER MINERALS INC |  |  |  |  | 89 | 16.3 | 5.9 | 211112 | -119.1901 | 35.3621 |  | 106 | 999 |  |  |  | 93263 |  | R63-0036
06029 |  | California | Kern | 423711 | 50040913 | 47147112 | 1514305013 | 11416 | 11406 | CHALLENGER MINERALS INC |  |  |  |  | 79 | 7.9 | 3 | 211112 | -119.1901 | 35.3621 |  | 106 | 999 |  |  |  | 93263 |  | R63-0036
06029 |  | California | Kern | 423711 | 50041013 | 47148012 | 1514305013 | 11154 | 11151 | CHALLENGER MINERALS INC |  |  |  |  | 89 | 16.3 | 5.9 | 211112 | -119.1901 | 35.3621 |  | 106 | 999 |  |  |  | 93263 |  | R63-0036
06029 |  | California | Kern | 423711 | 50041113 | 47147212 | 1514305013 | 11408 | 11408 | CHALLENGER MINERALS INC |  |  |  |  | 267 | 152.9 | 16.1 | 211112 | -119.1901 | 35.3621 |  | 106 | 999 |  |  |  | 93263 |  | R63-0036
06029 |  | California | Kern | 423711 | 50041313 | 47147312 | 1514305013 | 11454 | 11451 | CHALLENGER MINERALS INC |  |  |  |  | 89 | 16.3 | 5.9 | 211112 | -119.1901 | 35.3621 |  | 106 | 999 |  |  |  | 93263 |  | R63-0036
06029 |  | California | Kern | 423711 | 50041413 | 47147112 | 1514305013 | 11406 | 11406 | CHALLENGER MINERALS INC |  |  |  |  | 79 | 7.9 | 3 | 211112 | -119.1901 | 35.3621 |  | 106 | 999 |  |  |  | 93263 |  | R63-0036
06029 |  | California | Kern | 423711 | 50041513 | 47147712 | 1514305013 | 11405 | 11401 | CHALLENGER MINERALS INC |  |  |  |  | 89 | 16.3 | 5.9 | 211112 | -119.1901 | 35.3621 |  | 106 | 999 |  |  |  | 93263 |  | R63-0036
06029 |  | California | Kern | 423711 | 50041613 | 47147712 | 1514305013 | 11404 | 11401 | CHALLENGER MINERALS INC |  |  |  |  | 89 | 16.3 | 5.9 | 211112 | -119.1901 | 35.3621 |  | 106 | 999 |  |  |  | 93263 |  | R63-0036
06029 |  | California | Kern | 423711 | 50041813 | 47148012 | 1514305013 | 11155 | 11151 | CHALLENGER MINERALS INC |  |  |  |  | 89 | 16.3 | 5.9 | 211112 | -119.1901 | 35.3621 |  | 106 | 999 |  |  |  | 93263 |  | R63-0036
06029 |  | California | Kern | 423711 | 50041913 | 47148012 | 1514305013 | 11151 | 11151 | CHALLENGER MINERALS INC |  |  |  |  | 89 | 16.3 | 5.9 | 211112 | -119.1901 | 35.3621 |  | 106 | 999 |  |  |  | 93263 |  | R63-0036
06029 |  | California | Kern | 423711 | 50042013 | 47148612 | 1514305013 | 11054 | 11051 | CHALLENGER MINERALS INC |  |  |  |  | 89 | 16.3 | 5.9 | 211112 | -119.1901 | 35.3621 |  | 106 | 999 |  |  |  | 93263 |  | R63-0036
06029 |  | California | Kern | 423711 | 50042113 | 47149312 | 1514305013 | 11158 | 11158 | CHALLENGER MINERALS INC |  |  |  |  | 267 | 152.9 | 16.1 | 211112 | -119.1901 | 35.3621 |  | 106 | 999 |  |  |  | 93263 |  | R63-0036
06029 |  | California | Kern | 423711 | 50042213 | 47150112 | 1514305013 | 11201 | 11201 | CHALLENGER MINERALS INC |  |  |  |  | 89 | 16.3 | 5.9 | 211112 | -119.1901 | 35.3621 |  | 106 | 999 |  |  |  | 93263 |  | R63-0036
06029 |  | California | Kern | 423711 | 50042313 | 47148312 | 1514305013 | 11156 | 11156 | CHALLENGER MINERALS INC |  |  |  |  | 79 | 7.9 | 3 | 211112 | -119.1901 | 35.3621 |  | 106 | 999 |  |  |  | 93263 |  | R63-0036
06029 |  | California | Kern | 423711 | 50042413 | 47150112 | 1514305013 | 11205 | 11201 | CHALLENGER MINERALS INC |  |  |  |  | 89 | 16.3 | 5.9 | 211112 | -119.1901 | 35.3621 |  | 106 | 999 |  |  |  | 93263 |  | R63-0036
06029 |  | California | Kern | 423711 | 50042513 | 47147612 | 1514305013 | 11004 | 11001 | CHALLENGER MINERALS INC |  |  |  |  | 89 | 16.3 | 5.9 | 211112 | -119.1901 | 35.3621 |  | 106 | 999 |  |  |  | 93263 |  | R63-0036
06029 |  | California | Kern | 423711 | 50042613 | 47147612 | 1514305013 | 11005 | 11001 | CHALLENGER MINERALS INC |  |  |  |  | 89 | 16.3 | 5.9 | 211112 | -119.1901 | 35.3621 |  | 106 | 999 |  |  |  | 93263 |  | R63-0036
06029 |  | California | Kern | 423711 | 50042713 | 47150212 | 1514305013 | 11006 | 11006 | CHALLENGER MINERALS INC |  |  |  |  | 79 | 7.9 | 3 | 211112 | -119.1901 | 35.3621 |  | 106 | 999 |  |  |  | 93263 |  | R63-0036
06029 |  | California | Kern | 423711 | 50042913 | 47147812 | 1514305013 | 11008 | 11008 | CHALLENGER MINERALS INC |  |  |  |  | 267 | 152.9 | 16.1 | 211112 | -119.1901 | 35.3621 |  | 106 | 999 |  |  |  | 93263 |  | R63-0036
06029 |  | California | Kern | 423711 | 50043013 | 47150212 | 1514305013 | 11016 | 11006 | CHALLENGER MINERALS INC |  |  |  |  | 79 | 7.9 | 3 | 211112 | -119.1901 | 35.3621 |  | 106 | 999 |  |  |  | 93263 |  | R63-0036
06029 |  | California | Kern | 423711 | 50043113 | 47148612 | 1514305013 | 11051 | 11051 | CHALLENGER MINERALS INC |  |  |  |  | 89 | 16.3 | 5.9 | 211112 | -119.1901 | 35.3621 |  | 106 | 999 |  |  |  | 93263 |  | R63-0036
06029 |  | California | Kern | 423711 | 50043213 | 47149112 | 1514305013 | 11056 | 11056 | CHALLENGER MINERALS INC |  |  |  |  | 79 | 7.9 | 3 | 211112 | -119.1901 | 35.3621 |  | 106 | 999 |  |  |  | 93263 |  | R63-0036
06029 |  | California | Kern | 423711 | 50043313 | 47148612 | 1514305013 | 11055 | 11051 | CHALLENGER MINERALS INC |  |  |  |  | 89 | 16.3 | 5.9 | 211112 | -119.1901 | 35.3621 |  | 106 | 999 |  |  |  | 93263 |  | R63-0036
06029 |  | California | Kern | 423711 | 50043413 | 47149212 | 1514305013 | 11116 | 11106 | CHALLENGER MINERALS INC |  |  |  |  | 79 | 7.9 | 3 | 211112 | -119.1901 | 35.3621 |  | 106 | 999 |  |  |  | 93263 |  | R63-0036
06029 |  | California | Kern | 423711 | 50043613 | 47148212 | 1514305013 | 11058 | 11058 | CHALLENGER MINERALS INC |  |  |  |  | 267 | 152.9 | 16.1 | 211112 | -119.1901 | 35.3621 |  | 106 | 999 |  |  |  | 93263 |  | R63-0036
06029 |  | California | Kern | 423711 | 50043713 | 47148112 | 1514305013 | 11101 | 11101 | CHALLENGER MINERALS INC |  |  |  |  | 89 | 16.3 | 5.9 | 211112 | -119.1901 | 35.3621 |  | 106 | 999 |  |  |  | 93263 |  | R63-0036
06029 |  | California | Kern | 423711 | 50043813 | 47148112 | 1514305013 | 11104 | 11101 | CHALLENGER MINERALS INC |  |  |  |  | 89 | 16.3 | 5.9 | 211112 | -119.1901 | 35.3621 |  | 106 | 999 |  |  |  | 93263 |  | R63-0036
06029 |  | California | Kern | 423711 | 50043913 | 47148112 | 1514305013 | 11105 | 11101 | CHALLENGER MINERALS INC |  |  |  |  | 89 | 16.3 | 5.9 | 211112 | -119.1901 | 35.3621 |  | 106 | 999 |  |  |  | 93263 |  | R63-0036
06029 |  | California | Kern | 423711 | 50044013 | 47149212 | 1514305013 | 11106 | 11106 | CHALLENGER MINERALS INC |  |  |  |  | 79 | 7.9 | 3 | 211112 | -119.1901 | 35.3621 |  | 106 | 999 |  |  |  | 93263 |  | R63-0036
06029 |  | California | Kern | 423711 | 50044213 | 47148812 | 1514305013 | 11108 | 11108 | CHALLENGER MINERALS INC |  |  |  |  | 267 | 152.9 | 16.1 | 211112 | -119.1901 | 35.3621 |  | 106 | 999 |  |  |  | 93263 |  | R63-0036
06029 |  | California | Kern | 423711 | 50044313 | 47149412 | 1514305013 | 11304 | 11301 | CHALLENGER MINERALS INC |  |  |  |  | 89 | 16.3 | 5.9 | 211112 | -119.1901 | 35.3621 |  | 106 | 999 |  |  |  | 93263 |  | R63-0036
06029 |  | California | Kern | 423711 | 50044413 | 105349812 | 1514305013 | 11516 | 11516_1_40 | CHALLENGER MINERALS INC | [7 empty] | 211112 | -119.1901 | 35.3621 |  | 106 | 999 |  |  |  | 93263 |  | R63-0036
06029 |  | California | Kern | 423711 | 50044513 | 47147512 | 1514305013 | 11206 | 11206 | CHALLENGER MINERALS INC |  |  |  |  | 79 | 7.9 | 3 | 211112 | -119.1901 | 35.3621 |  | 106 | 999 |  |  |  | 93263 |  | R63-0036
06029 |  | California | Kern | 423711 | 50044613 | 47149512 | 1514305013 | 11356 | 11356 | CHALLENGER MINERALS INC |  |  |  |  | 79 | 7.9 | 3 | 211112 | -119.1901 | 35.3621 |  | 106 | 999 |  |  |  | 93263 |  | R63-0036
06029 |  | California | Kern | 423711 | 50044713 | 47146912 | 1514305013 | 11266 | 11256 | CHALLENGER MINERALS INC |  |  |  |  | 79 | 7.9 | 3 | 211112 | -119.1901 | 35.3621 |  | 106 | 999 |  |  |  | 93263 |  | R63-0036
06029 |  | California | Kern | 423711 | 50044813 | 47147012 | 1514305013 | 11358 | 11358 | CHALLENGER MINERALS INC |  |  |  |  | 267 | 152.9 | 16.1 | 211112 | -119.1901 | 35.3621 |  | 106 | 999 |  |  |  | 93263 |  | R63-0036
06029 |  | California | Kern | 423711 | 50044913 | 47149012 | 1514305013 | 1008 | 1008 | CHALLENGER MINERALS INC |  |  |  |  | 267 | 114.1 | 16.1 | 211112 | -119.1901 | 35.3621 |  | 106 | 999 |  |  |  | 93263 |  | R63-0036
06029 |  | California | Kern | 423711 | 50045013 | 47148512 | 1514305013 | 1005 | 1000 | CHALLENGER MINERALS INC |  |  |  |  | 533 | 70.2 | 47.7 | 211112 | -119.1901 | 35.3621 |  | 106 | 999 |  |  |  | 93263 |  | R63-0036
06029 |  | California | Kern | 423711 | 50045113 | 47148412 | 1514305013 | 11354 | 11351 | CHALLENGER MINERALS INC |  |  |  |  | 89 | 16.3 | 5.9 | 211112 | -119.1901 | 35.3621 |  | 106 | 999 |  |  |  | 93263 |  | R63-0036
06029 |  | California | Kern | 423711 | 50045213 | 47148512 | 1514305013 | 1002 | 1000 | CHALLENGER MINERALS INC |  |  |  |  | 533 | 70.2 | 47.7 | 211112 | -119.1901 | 35.3621 |  | 106 | 999 |  |  |  | 93263 |  | R63-0036
06029 |  | California | Kern | 423711 | 50045313 | 47148412 | 1514305013 | 11355 | 11351 | CHALLENGER MINERALS INC |  |  |  |  | 89 | 16.3 | 5.9 | 211112 | -119.1901 | 35.3621 |  | 106 | 999 |  |  |  | 93263 |  | R63-0036
06029 |  | California | Kern | 423711 | 50045513 | 47149512 | 1514305013 | 11366 | 11356 | CHALLENGER MINERALS INC |  |  |  |  | 79 | 7.9 | 3 | 211112 | -119.1901 | 35.3621 |  | 106 | 999 |  |  |  | 93263 |  | R63-0036
06029 |  | California | Kern | 423711 | 50045713 | 47147712 | 1514305013 | 11401 | 11401 | CHALLENGER MINERALS INC |  |  |  |  | 89 | 16.3 | 5.9 | 211112 | -119.1901 | 35.3621 |  | 106 | 999 |  |  |  | 93263 |  | R63-0036
06029 |  | California | Kern | 423711 | 50045813 | 47148912 | 1514305013 | 1001 | 1001 | CHALLENGER MINERALS INC |  |  |  |  | 510 | 37 | 18.2 | 211112 | -119.1901 | 35.3621 |  | 106 | 999 |  |  |  | 93263 |  | R63-0040
06029 |  | California | Kern | 423711 | 50045913 | 47148512 | 1514305013 | 1000 | 1000 | CHALLENGER MINERALS INC |  |  |  |  | 533 | 70.2 | 47.7 | 211112 | -119.1901 | 35.3621 |  | 106 | 999 |  |  |  | 93263 |  | R63-0036
06029 |  | California | Kern | 423711 | 50046013 | 47148512 | 1514305013 | 1004 | 1000 | CHALLENGER MINERALS INC |  |  |  |  | 533 | 70.2 | 47.7 | 211112 | -119.1901 | 35.3621 |  | 106 | 999 |  |  |  | 93263 |  | R63-0036
06029 |  | California | Kern | 423711 | 50046113 | 47149412 | 1514305013 | 11301 | 11301 | CHALLENGER MINERALS INC |  |  |  |  | 89 | 16.3 | 5.9 | 211112 | -119.1901 | 35.3621 |  | 106 | 999 |  |  |  | 93263 |  | R63-0036
06029 |  | California | Kern | 423711 | 50046213 | 47149612 | 1514305013 | 11254 | 11251 | CHALLENGER MINERALS INC |  |  |  |  | 89 | 16.3 | 5.9 | 211112 | -119.1901 | 35.3621 |  | 106 | 999 |  |  |  | 93263 |  | R63-0036
06029 |  | California | Kern | 423711 | 50046313 | 47149612 | 1514305013 | 11255 | 11251 | CHALLENGER MINERALS INC |  |  |  |  | 89 | 16.3 | 5.9 | 211112 | -119.1901 | 35.3621 |  | 106 | 999 |  |  |  | 93263 |  | R63-0036
06029 |  | California | Kern | 423711 | 50046413 | 47146912 | 1514305013 | 11256 | 11256 | CHALLENGER MINERALS INC |  |  |  |  | 79 | 7.9 | 3 | 211112 | -119.1901 | 35.3621 |  | 106 | 999 |  |  |  | 93263 |  | R63-0036
06029 |  | California | Kern | 423711 | 50046713 | 47150012 | 1514305013 | 11208 | 11208 | CHALLENGER MINERALS INC |  |  |  |  | 267 | 152.9 | 16.1 | 211112 | -119.1901 | 35.3621 |  | 106 | 999 |  |  |  | 93263 |  | R63-0036
06029 |  | California | Kern | 423711 | 50046813 | 47149612 | 1514305013 | 11251 | 11251 | CHALLENGER MINERALS INC |  |  |  |  | 89 | 16.3 | 5.9 | 211112 | -119.1901 | 35.3621 |  | 106 | 999 |  |  |  | 93263 |  | R63-0036
06029 |  | California | Kern | 423711 | 50046913 | 47149912 | 1514305013 | 11258 | 11258 | CHALLENGER MINERALS INC |  |  |  |  | 267 | 152.9 | 16.1 | 211112 | -119.1901 | 35.3621 |  | 106 | 999 |  |  |  | 93263 |  | R63-0036
06029 |  | California | Kern | 423711 | 50047013 | 47147612 | 1514305013 | 11001 | 11001 | CHALLENGER MINERALS INC |  |  |  |  | 89 | 16.3 | 5.9 | 211112 | -119.1901 | 35.3621 |  | 106 | 999 |  |  |  | 93263 |  | R63-0036
06029 |  | California | Kern | 423711 | 50047113 | 47149412 | 1514305013 | 11305 | 11301 | CHALLENGER MINERALS INC |  |  |  |  | 89 | 16.3 | 5.9 | 211112 | -119.1901 | 35.3621 |  | 106 | 999 |  |  |  | 93263 |  | R63-0036
06029 |  | California | Kern | 423711 | 50047213 | 47149812 | 1514305013 | 11306 | 11306 | CHALLENGER MINERALS INC |  |  |  |  | 79 | 7.9 | 3 | 211112 | -119.1901 | 35.3621 |  | 106 | 999 |  |  |  | 93263 |  | R63-0036
06029 |  | California | Kern | 423711 | 50047413 | 47148712 | 1514305013 | 11308 | 11308 | CHALLENGER MINERALS INC |  |  |  |  | 267 | 152.9 | 16.1 | 211112 | -119.1901 | 35.3621 |  | 106 | 999 |  |  |  | 93263 |  | R63-0036
06029 |  | California | Kern | 423711 | 50047513 | 47149812 | 1514305013 | 11316 | 11306 | CHALLENGER MINERALS INC |  |  |  |  | 79 | 7.9 | 3 | 211112 | -119.1901 | 35.3621 |  | 106 | 999 |  |  |  | 93263 |  | R63-0036
06029 |  | California | Kern | 423711 | 50047613 | 47148412 | 1514305013 | 11351 | 11351 | CHALLENGER MINERALS INC |  |  |  |  | 89 | 16.3 | 5.9 | 211112 | -119.1901 | 35.3621 |  | 106 | 999 |  |  |  | 93263 |  | R63-0036
06029 |  | California | Kern | 423811 | 78760913 | 105502312 | 1514305013 | 1002 | 1002_1_310 | LIVE OAK LIMITED | [7 empty] | 221122 | -118.937 | 35.611 |  |  | 999 |  |  |  | 93308
06029 |  | California | Kern | 423911 | 50033913 | 47145512 | 1514305014 | 21036 | 21003 | M.H. WHITTIER, CORPORATION |  |  |  |  | 95 | 28.7 | 5.7 | 211111 | -119.019 | 35.367 |  | 106 | 999 |  |  |  | 93307 |  | R63-0036
06029 |  | California | Kern | 423911 | 50034013 | 47145512 | 1514305014 | 21035 | 21003 | M.H. WHITTIER, CORPORATION |  |  |  |  | 95 | 28.7 | 5.7 | 211111 | -119.019 | 35.367 |  | 106 | 999 |  |  |  | 93307 |  | R63-0036
06029 |  | California | Kern | 423911 | 50034113 | 47143412 | 1514305014 | 21 | 21 | M.H. WHITTIER, CORPORATION |  |  | 25 | 4 | 300 | 340.7 |  | 211111 | -119.019 | 35.367 |  | 106 | 999 |  |  |  | 93307 |  | R63-0040
06029 |  | California | Kern | 423911 | 50034213 | 47145512 | 1514305014 | 21037 | 21003 | M.H. WHITTIER, CORPORATION |  |  |  |  | 95 | 28.7 | 5.7 | 211111 | -119.019 | 35.367 |  | 106 | 999 |  |  |  | 93307 |  | R63-0036
06029 |  | California | Kern | 423911 | 50034313 | 47145312 | 1514305014 | 21042 | 21020 | M.H. WHITTIER, CORPORATION |  |  |  |  | 95 | 28.7 | 5.7 | 211111 | -119.019 | 35.367 |  | 106 | 999 |  |  |  | 93307 |  | R63-0036
06029 |  | California | Kern | 423911 | 50034813 | 47145512 | 1514305014 | 21048 | 21003 | M.H. WHITTIER, CORPORATION |  |  |  |  | 95 | 28.7 | 5.7 | 211111 | -119.019 | 35.367 |  | 106 | 999 |  |  |  | 93307 |  | R63-0036
06029 |  | California | Kern | 423911 | 50035013 | 47145312 | 1514305014 | 21038 | 21020 | M.H. WHITTIER, CORPORATION |  |  |  |  | 95 | 28.7 | 5.7 | 211111 | -119.019 | 35.367 |  | 106 | 999 |  |  |  | 93307 |  | R63-0036
06029 |  | California | Kern | 423911 | 50035113 | 47145312 | 1514305014 | 21040 | 21020 | M.H. WHITTIER, CORPORATION |  |  |  |  | 95 | 28.7 | 5.7 | 211111 | -119.019 | 35.367 |  | 106 | 999 |  |  |  | 93307 |  | R63-0036
06029 |  | California | Kern | 423911 | 50035613 | 47144712 | 1514305014 | 21044 | 21027 | M.H. WHITTIER, CORPORATION |  |  |  |  | 95 | 28.7 | 5.7 | 211111 | -119.019 | 35.367 |  | 106 | 999 |  |  |  | 93307 |  | R63-0036
06029 |  | California | Kern | 423911 | 50035713 | 47144712 | 1514305014 | 21045 | 21027 | M.H. WHITTIER, CORPORATION |  |  |  |  | 95 | 28.7 | 5.7 | 211111 | -119.019 | 35.367 |  | 106 | 999 |  |  |  | 93307 |  | R63-0036
06029 |  | California | Kern | 423911 | 50035813 | 47144412 | 1514305014 | 21046 | 21002 | M.H. WHITTIER, CORPORATION |  |  |  |  | 95 | 28.7 | 5.7 | 211111 | -119.019 | 35.367 |  | 106 | 999 |  |  |  | 93307 |  | R63-0036
06029 |  | California | Kern | 423911 | 50036313 | 47144712 | 1514305014 | 21051 | 21027 | M.H. WHITTIER, CORPORATION |  |  |  |  | 95 | 28.7 | 5.7 | 211111 | -119.019 | 35.367 |  | 106 | 999 |  |  |  | 93307 |  | R63-0036
06029 |  | California | Kern | 423911 | 50036413 | 47145312 | 1514305014 | 21041 | 21020 | M.H. WHITTIER, CORPORATION |  |  |  |  | 95 | 28.7 | 5.7 | 211111 | -119.019 | 35.367 |  | 106 | 999 |  |  |  | 93307 |  | R63-0036
06029 |  | California | Kern | 423911 | 50036613 | 47144312 | 1514305014 | 17 | 17 | M.H. WHITTIER, CORPORATION |  |  | 15 | 3 | 300 | 137.4 |  | 211111 | -119.019 | 35.367 |  | 106 | 999 |  |  |  | 93307 |  | R63-0040
06029 |  | California | Kern | 423911 | 50036713 | 47143512 | 1514305014 | 14 | 14 | M.H. WHITTIER, CORPORATION |  |  | 25 | 4 | 300 | 340.7 |  | 211111 | -119.019 | 35.367 |  | 106 | 999 |  |  |  | 93307 |  | R63-0040
06029 |  | California | Kern | 423911 | 50036813 | 47146312 | 1514305014 | 13 | 13 | M.H. WHITTIER, CORPORATION |  |  | 15 | 3 | 400 | 68.7 |  | 211111 | -119.019 | 35.367 |  | 106 | 999 |  |  |  | 93307 |  | R63-0040
06029 |  | California | Kern | 423911 | 50038513 | 47145612 | 1514305014 | 25 | 25 | M.H. WHITTIER, CORPORATION |  |  | 25 | 4 | 300 | 340.7 |  | 211111 | -119.019 | 35.367 |  | 106 | 999 |  |  |  | 93307 |  | R63-0040
06029 |  | California | Kern | 423911 | 50038713 | 47144212 | 1514305014 | 23 | 23 | M.H. WHITTIER, CORPORATION |  |  | 15 | 3 | 400 | 78.5 |  | 211111 | -119.019 | 35.367 |  | 106 | 999 |  |  |  | 93307 |  | R63-0040
06029 |  | California | Kern | 423911 | 50038813 | 47143912 | 1514305014 | 22 | 22 | M.H. WHITTIER, CORPORATION |  |  | 15 | 3 | 400 | 68.7 |  | 211111 | -119.019 | 35.367 |  | 106 | 999 |  |  |  | 93307 |  | R63-0040
06029 |  | California | Kern | 423911 | 50039013 | 47145812 | 1514305014 | 7 | 7 | M.H. WHITTIER, CORPORATION |  |  | 15 | 4.8 | 300 | 119.9 |  | 211111 | -119.019 | 35.367 |  | 106 | 999 |  |  |  | 93307 |  | R63-0040
06029 |  | California | Kern | 423911 | 50039113 | 47145712 | 1514305014 | 6 | 6 | M.H. WHITTIER, CORPORATION |  |  | 15 | 3 | 400 | 68.7 |  | 211111 | -119.019 | 35.367 |  | 106 | 999 |  |  |  | 93307 |  | R63-0040
06029 |  | California | Kern | 423911 | 50039313 | 47144812 | 1514305014 | 24 | 24 | M.H. WHITTIER, CORPORATION |  |  | 15 | 3 | 300 | 57.2 |  | 211111 | -119.019 | 35.367 |  | 106 | 999 |  |  |  | 93307 |  | R63-0040
06029 |  | California | Kern | 423911 | 50039913 | 47143312 | 1514305014 | 4 | 4 | M.H. WHITTIER, CORPORATION |  |  | 13 | 5 | 400 | 68.7 |  | 211111 | -119.019 | 35.367 |  | 106 | 999 |  |  |  | 93307 |  | R63-0040
06029 |  | California | Kern | 423911 | 50040013 | 105464012 | 1514305014 | 21123 | 21123_1_31 | M.H. WHITTIER, CORPORATION | [7 empty] | 211111 | -119.019 | 35.367 |  | 106 | 999 |  |  |  | 93307 |  | R63-0036
06029 |  | California | Kern | 424011 | 50027013 | 47136812 | 1514305014 | 1062 | 1062 | MACPHERSON OIL COMPANY |  |  |  |  | 95 | 10.7 | 5.3 | 211111 | -118.9855 | 35.5663 |  | 106 | 999 |  |  |  | 93388 |  | R63-0036
06029 |  | California | Kern | 424011 | 50027113 | 105370512 | 1514305014 | 1046 | 1046_1_403 | MACPHERSON OIL COMPANY | [7 empty] | 211111 | -118.9855 | 35.5663 |  | 106 | 999 |  |  |  | 93388 |  | R63-0036
06029 |  | California | Kern | 424011 | 50027413 | 47138412 | 1514305014 | 1064 | 1064 | MACPHERSON OIL COMPANY |  |  |  |  | 95 | 10.7 | 5.3 | 211111 | -118.9855 | 35.5663 |  | 106 | 999 |  |  |  | 93388 |  | R63-0036
06029 |  | California | Kern | 424011 | 50027513 | 47143012 | 1514305014 | 1069 | 1069 | MACPHERSON OIL COMPANY |  |  |  |  | 95 | 10.7 | 5.3 | 211111 | -118.9855 | 35.5663 |  | 106 | 999 |  |  |  | 93388 |  | R63-0036
06029 |  | California | Kern | 424011 | 50027613 | 47141312 | 1514305014 | 1009 | 1009 | MACPHERSON OIL COMPANY |  |  |  |  | 175 | 85.5 | 11.4 | 211111 | -118.9855 | 35.5663 |  | 106 | 999 |  |  |  | 93388 |  | R63-0036
06029 |  | California | Kern | 424011 | 50027813 | 47137412 | 1514305014 | 1016 | 1016 | MACPHERSON OIL COMPANY |  |  |  |  | 79 | 7.9 | 3 | 211111 | -118.9855 | 35.5663 |  | 106 | 999 |  |  |  | 93388 |  | R63-0036
06029 |  | California | Kern | 424011 | 50027913 | 47139912 | 1514305014 | 1015 | 1015 | MACPHERSON OIL COMPANY |  |  |  |  | 79 | 7.9 | 3 | 211111 | -118.9855 | 35.5663 |  | 106 | 999 |  |  |  | 93388 |  | R63-0036
06029 |  | California | Kern | 424011 | 50028013 | 47139812 | 1514305014 | 1014 | 1014 | MACPHERSON OIL COMPANY |  |  |  |  | 95 | 601.8 | 5.3 | 211111 | -118.9855 | 35.5663 |  | 106 | 999 |  |  |  | 93388 |  | R63-0036
06029 |  | California | Kern | 424011 | 50028113 | 47137712 | 1514305014 | 1013 | 1013 | MACPHERSON OIL COMPANY |  |  |  |  | 79 | 7.9 | 3 | 211111 | -118.9855 | 35.5663 |  | 106 | 999 |  |  |  | 93388 |  | R63-0036
06029 |  | California | Kern | 424011 | 50028213 | 47142512 | 1514305014 | 1012 | 1012 | MACPHERSON OIL COMPANY |  |  |  |  | 95 | 10.7 | 5.3 | 211111 | -118.9855 | 35.5663 |  | 106 | 999 |  |  |  | 93388 |  | R63-0036
06029 |  | California | Kern | 424011 | 50028313 | 47141412 | 1514305014 | 1018 | 1018 | MACPHERSON OIL COMPANY |  |  |  |  | 79 | 7.9 | 3 | 211111 | -118.9855 | 35.5663 |  | 106 | 999 |  |  |  | 93388 |  | R63-0036
06029 |  | California | Kern | 424011 | 50028413 | 47141212 | 1514305014 | 1010 | 1010 | MACPHERSON OIL COMPANY |  |  |  |  | 434 | 99.7 | 30.5 | 211111 | -118.9855 | 35.5663 |  | 106 | 999 |  |  |  | 93388 |  | R63-0036
06029 |  | California | Kern | 424011 | 50028513 | 47141112 | 1514305014 | 1019 | 1019 | MACPHERSON OIL COMPANY |  |  |  |  | 79 | 7.9 | 3 | 211111 | -118.9855 | 35.5663 |  | 106 | 999 |  |  |  | 93388 |  | R63-0036
06029 |  | California | Kern | 424011 | 50028613 | 47140412 | 1514305014 | 1008 | 1008 | MACPHERSON OIL COMPANY |  |  |  |  | 175 | 85.5 | 11.4 | 211111 | -118.9855 | 35.5663 |  | 106 | 999 |  |  |  | 93388 |  | R63-0036
06029 |  | California | Kern | 424011 | 50028713 | 47139412 | 1514305014 | 1065 | 1065 | MACPHERSON OIL COMPANY |  |  |  |  | 95 | 10.7 | 5.3 | 211111 | -118.9855 | 35.5663 |  | 106 | 999 |  |  |  | 93388 |  | R63-0036
06029 |  | California | Kern | 424011 | 50028813 | 47138112 | 1514305014 | 1055 | 1055 | MACPHERSON OIL COMPANY |  |  |  |  | 95 | 10.7 | 5.3 | 211111 | -118.9855 | 35.5663 |  | 106 | 999 |  |  |  | 93388 |  | R63-0036
06029 |  | California | Kern | 424011 | 50028913 | 47138212 | 1514305014 | 1056 | 1056 | MACPHERSON OIL COMPANY |  |  |  |  | 95 | 10.7 | 5.3 | 211111 | -118.9855 | 35.5663 |  | 106 | 999 |  |  |  | 93388 |  | R63-0036
06029 |  | California | Kern | 424011 | 50029013 | 47138312 | 1514305014 | 1057 | 1057 | MACPHERSON OIL COMPANY |  |  |  |  | 95 | 10.7 | 5.3 | 211111 | -118.9855 | 35.5663 |  | 106 | 999 |  |  |  | 93388 |  | R63-0036
06029 |  | California | Kern | 424011 | 50029113 | 47142312 | 1514305014 | 1058 | 1058 | MACPHERSON OIL COMPANY |  |  |  |  | 95 | 601.8 | 5.3 | 211111 | -118.9855 | 35.5663 |  | 106 | 999 |  |  |  | 93388 |  | R63-0036
06029 |  | California | Kern | 424011 | 50029213 | 47142812 | 1514305014 | 1059 | 1059 | MACPHERSON OIL COMPANY |  |  |  |  | 95 | 10.7 | 5.3 | 211111 | -118.9855 | 35.5663 |  | 106 | 999 |  |  |  | 93388 |  | R63-0036
06029 |  | California | Kern | 424011 | 50029313 | 47137512 | 1514305014 | 1011 | 1011 | MACPHERSON OIL COMPANY |  |  |  |  | 79 | 7.9 | 3 | 211111 | -118.9855 | 35.5663 |  | 106 | 999 |  |  |  | 93388 |  | R63-0036
06029 |  | California | Kern | 424011 | 50029413 | 47140012 | 1514305014 | 1027 | 1027 | MACPHERSON OIL COMPANY |  |  |  |  | 79 | 7.9 | 3 | 211111 | -118.9855 | 35.5663 |  | 106 | 999 |  |  |  | 93388 |  | R63-0036
06029 |  | California | Kern | 424011 | 50029513 | 47140612 | 1514305014 | 1061 | 1061 | MACPHERSON OIL COMPANY |  |  |  |  | 95 | 10.7 | 5.3 | 211111 | -118.9855 | 35.5663 |  | 106 | 999 |  |  |  | 93388 |  | R63-0036
06029 |  | California | Kern | 424011 | 50029613 | 47140512 | 1514305014 | 1053 | 1053 | MACPHERSON OIL COMPANY |  |  |  |  | 95 | 10.7 | 5.3 | 211111 | -118.9855 | 35.5663 |  | 106 | 999 |  |  |  | 93388 |  | R63-0036
06029 |  | California | Kern | 424011 | 50029713 | 105370012 | 1514305014 | 1041 | 1041_1_403 | MACPHERSON OIL COMPANY | [7 empty] | 211111 | -118.9855 | 35.5663 |  | 106 | 999 |  |  |  | 93388 |  | R63-0036
06029 |  | California | Kern | 424011 | 50029813 | 47139212 | 1514305014 | 1040 | 1040 | MACPHERSON OIL COMPANY |  |  |  |  | 434 | 99.7 | 30.5 | 211111 | -118.9855 | 35.5663 |  | 106 | 999 |  |  |  | 93388 |  | R63-0036
06029 |  | California | Kern | 424011 | 50030013 | 47137312 | 1514305014 | 1017 | 1017 | MACPHERSON OIL COMPANY |  |  |  |  | 79 | 7.9 | 3 | 211111 | -118.9855 | 35.5663 |  | 106 | 999 |  |  |  | 93388 |  | R63-0036
06029 |  | California | Kern | 424011 | 50030113 | 47141512 | 1514305014 | 1028 | 1028 | MACPHERSON OIL COMPANY |  |  |  |  | 79 | 7.9 | 3 | 211111 | -118.9855 | 35.5663 |  | 106 | 999 |  |  |  | 93388 |  | R63-0036
06029 |  | California | Kern | 424011 | 50030313 | 47138512 | 1514305014 | 1026 | 1026 | MACPHERSON OIL COMPANY |  |  |  |  | 79 | 7.9 | 3 | 211111 | -118.9855 | 35.5663 |  | 106 | 999 |  |  |  | 93388 |  | R63-0036
06029 |  | California | Kern | 424011 | 50030413 | 47139512 | 1514305014 | 1025 | 1025 | MACPHERSON OIL COMPANY |  |  |  |  | 95 | 601.8 | 5.3 | 211111 | -118.9855 | 35.5663 |  | 106 | 999 |  |  |  | 93388 |  | R63-0036
06029 |  | California | Kern | 424011 | 50030513 | 47142912 | 1514305014 | 1024 | 1024 | MACPHERSON OIL COMPANY |  |  |  |  | 79 | 7.9 | 3 | 211111 | -118.9855 | 35.5663 |  | 106 | 999 |  |  |  | 93388 |  | R63-0036
06029 |  | California | Kern | 424011 | 50030613 | 47137112 | 1514305014 | 1023 | 1023 | MACPHERSON OIL COMPANY |  |  |  |  | 79 | 7.9 | 3 | 211111 | -118.9855 | 35.5663 |  | 106 | 999 |  |  |  | 93388 |  | R63-0036
06029 |  | California | Kern | 424011 | 50030713 | 47136912 | 1514305014 | 1022 | 1022 | MACPHERSON OIL COMPANY |  |  |  |  | 95 | 10.7 | 5.3 | 211111 | -118.9855 | 35.5663 |  | 106 | 999 |  |  |  | 93388 |  | R63-0036
06029 |  | California | Kern | 424011 | 50030813 | 47139312 | 1514305014 | 1021 | 1021 | MACPHERSON OIL COMPANY |  |  |  |  | 79 | 7.9 | 3 | 211111 | -118.9855 | 35.5663 |  | 106 | 999 |  |  |  | 93388 |  | R63-0036
06029 |  | California | Kern | 424011 | 50030913 | 47137212 | 1514305014 | 1020 | 1020 | MACPHERSON OIL COMPANY |  |  |  |  | 79 | 7.9 | 3 | 211111 | -118.9855 | 35.5663 |  | 106 | 999 |  |  |  | 93388 |  | R63-0036
06029 |  | California | Kern | 424011 | 50031113 | 47142712 | 1514305014 | 1004 | 1004 | MACPHERSON OIL COMPANY |  |  | 20 | 1.5 | 350 | 8.3 |  | 211111 | -118.9855 | 35.5663 |  | 106 | 999 |  |  |  | 93388 |  | R63-0040
06029 |  | California | Kern | 424011 | 50031213 | 47141812 | 1514305014 | 1063 | 1063 | MACPHERSON OIL COMPANY |  |  |  |  | 95 | 10.7 | 5.3 | 211111 | -118.9855 | 35.5663 |  | 106 | 999 |  |  |  | 93388 |  | R63-0036
06029 |  | California | Kern | 424011 | 50031313 | 47141912 | 1514305014 | 1032 | 1032 | MACPHERSON OIL COMPANY |  |  |  |  | 434 | 99.7 | 30.5 | 211111 | -118.9855 | 35.5663 |  | 106 | 999 |  |  |  | 93388 |  | R63-0036
06029 |  | California | Kern | 424011 | 50031513 | 47139012 | 1514305014 | 1038 | 1038 | MACPHERSON OIL COMPANY |  |  |  |  | 434 | 99.7 | 30.5 | 211111 | -118.9855 | 35.5663 |  | 106 | 999 |  |  |  | 93388 |  | R63-0036
06029 |  | California | Kern | 424011 | 50031713 | 47143212 | 1514305014 | 1052 | 1052 | MACPHERSON OIL COMPANY |  |  |  |  | 95 | 10.7 | 5.3 | 211111 | -118.9855 | 35.5663 |  | 106 | 999 |  |  |  | 93388 |  | R63-0036
06029 |  | California | Kern | 424011 | 50031813 | 47139112 | 1514305014 | 1039 | 1039 | MACPHERSON OIL COMPANY |  |  |  |  | 434 | 99.7 | 30.5 | 211111 | -118.9855 | 35.5663 |  | 106 | 999 |  |  |  | 93388 |  | R63-0036
06029 |  | California | Kern | 424011 | 50032013 | 47140712 | 1514305014 | 1067 | 1067 | MACPHERSON OIL COMPANY |  |  |  |  | 95 | 10.7 | 5.3 | 211111 | -118.9855 | 35.5663 |  | 106 | 999 |  |  |  | 93388 |  | R63-0036
06029 |  | California | Kern | 424011 | 50032113 | 47139612 | 1514305014 | 1035 | 1035 | MACPHERSON OIL COMPANY |  |  |  |  | 434 | 99.7 | 30.5 | 211111 | -118.9855 | 35.5663 |  | 106 | 999 |  |  |  | 93388 |  | R63-0036
06029 |  | California | Kern | 424011 | 50032213 | 47137612 | 1514305014 | 1036 | 1036 | MACPHERSON OIL COMPANY |  |  |  |  | 434 | 99.7 | 30.5 | 211111 | -118.9855 | 35.5663 |  | 106 | 999 |  |  |  | 93388 |  | R63-0036
06029 |  | California | Kern | 424011 | 50032313 | 47136612 | 1514305014 | 1072 | 1072 | MACPHERSON OIL COMPANY |  |  |  |  | 95 | 10.7 | 5.3 | 211111 | -118.9855 | 35.5663 |  | 106 | 999 |  |  |  | 93388 |  | R63-0036
06029 |  | California | Kern | 424011 | 50032413 | 47138012 | 1514305014 | 1054 | 1054 | MACPHERSON OIL COMPANY |  |  |  |  | 95 | 10.7 | 5.3 | 211111 | -118.9855 | 35.5663 |  | 106 | 999 |  |  |  | 93388 |  | R63-0036
06029 |  | California | Kern | 424011 | 50032513 | 47140912 | 1514305014 | 1071 | 1071 | MACPHERSON OIL COMPANY |  |  |  |  | 95 | 10.7 | 5.3 | 211111 | -118.9855 | 35.5663 |  | 106 | 999 |  |  |  | 93388 |  | R63-0036
06029 |  | California | Kern | 424011 | 50032613 | 47137812 | 1514305014 | 1070 | 1070 | MACPHERSON OIL COMPANY |  |  |  |  | 95 | 601.8 | 5.3 | 211111 | -118.9855 | 35.5663 |  | 106 | 999 |  |  |  | 93388 |  | R63-0036
06029 |  | California | Kern | 424011 | 50032713 | 47140212 | 1514305014 | 1033 | 1033 | MACPHERSON OIL COMPANY |  |  |  |  | 434 | 99.7 | 30.5 | 211111 | -118.9855 | 35.5663 |  | 106 | 999 |  |  |  | 93388 |  | R63-0036
06029 |  | California | Kern | 424011 | 50032813 | 47140812 | 1514305014 | 1068 | 1068 | MACPHERSON OIL COMPANY |  |  |  |  | 95 | 10.7 | 5.3 | 211111 | -118.9855 | 35.5663 |  | 106 | 999 |  |  |  | 93388 |  | R63-0036
06029 |  | California | Kern | 424011 | 50032913 | 105370412 | 1514305014 | 1045 | 1045_1_403 | MACPHERSON OIL COMPANY | [7 empty] | 211111 | -118.9855 | 35.5663 |  | 106 | 999 |  |  |  | 93388 |  | R63-0036
06029 |  | California | Kern | 424011 | 50033013 | 105370112 | 1514305014 | 1042 | 1042_1_403 | MACPHERSON OIL COMPANY | [7 empty] | 211111 | -118.9855 | 35.5663 |  | 106 | 999 |  |  |  | 93388 |  | R63-0036
06029 |  | California | Kern | 424011 | 50033113 | 105370212 | 1514305014 | 1043 | 1043_1_403 | MACPHERSON OIL COMPANY | [7 empty] | 211111 | -118.9855 | 35.5663 |  | 106 | 999 |  |  |  | 93388 |  | R63-0036
06029 |  | California | Kern | 424011 | 50033213 | 105370312 | 1514305014 | 1044 | 1044_1_403 | MACPHERSON OIL COMPANY | [7 empty] | 211111 | -118.9855 | 35.5663 |  | 106 | 999 |  |  |  | 93388 |  | R63-0036
06029 |  | California | Kern | 424011 | 50033313 | 47138712 | 1514305014 | 1034 | 1034 | MACPHERSON OIL COMPANY |  |  |  |  | 434 | 99.7 | 30.5 | 211111 | -118.9855 | 35.5663 |  | 106 | 999 |  |  |  | 93388 |  | R63-0036
06029 |  | California | Kern | 424011 | 50033413 | 47138612 | 1514305014 | 1066 | 1066 | MACPHERSON OIL COMPANY |  |  |  |  | 95 | 10.7 | 5.3 | 211111 | -118.9855 | 35.5663 |  | 106 | 999 |  |  |  | 93388 |  | R63-0036
06029 |  | California | Kern | 424011 | 50033513 | 47138912 | 1514305014 | 1037 | 1037 | MACPHERSON OIL COMPANY |  |  |  |  | 434 | 99.7 | 30.5 | 211111 | -118.9855 | 35.5663 |  | 106 | 999 |  |  |  | 93388 |  | R63-0036
06029 |  | California | Kern | 424011 | 50033613 | 47136712 | 1514305014 | 1060 | 1060 | MACPHERSON OIL COMPANY |  |  |  |  | 95 | 10.7 | 5.3 | 211111 | -118.9855 | 35.5663 |  | 106 | 999 |  |  |  | 93388 |  | R63-0036
06029 |  | California | Kern | 424111 | 50023013 | 47134012 | 1514305014 | 21023 | 21012 | MARATHON OIL S COLES LEVEE G.P |  |  |  |  | 95 | 28.7 | 5.7 | 211112 | -119.2872 | 35.2548 |  | 106 | 999 |  |  |  | 93276 |  | R63-0036
06029 |  | California | Kern | 424111 | 50023113 | 47136412 | 1514305014 | 21024 | 21013 | MARATHON OIL S COLES LEVEE G.P |  |  |  |  | 95 | 28.7 | 5.7 | 211112 | -119.2872 | 35.2548 |  | 106 | 999 |  |  |  | 93276 |  | R63-0036
06029 |  | California | Kern | 424111 | 50023213 | 47136412 | 1514305014 | 21102 | 21013 | MARATHON OIL S COLES LEVEE G.P |  |  |  |  | 95 | 28.7 | 5.7 | 211112 | -119.2872 | 35.2548 |  | 106 | 999 |  |  |  | 93276 |  | R63-0040
06029 |  | California | Kern | 424111 | 50023813 | 47134012 | 1514305014 | 21025 | 21012 | MARATHON OIL S COLES LEVEE G.P |  |  |  |  | 95 | 28.7 | 5.7 | 211112 | -119.2872 | 35.2548 |  | 106 | 999 |  |  |  | 93276 |  | R63-0036
06029 |  | California | Kern | 424111 | 50024013 | 47135912 | 1514305014 | 21003 | 21003 | MARATHON OIL S COLES LEVEE G.P |  |  | 50 | 1 | 1200 | 0.7 |  | 211112 | -119.2872 | 35.2548 |  | 106 | 999 |  |  |  | 93276
06029 |  | California | Kern | 424111 | 50024113 | 47134812 | 1514305014 | 21002 | 21002 | MARATHON OIL S COLES LEVEE G.P |  |  | 40 | 2.5 | 687 | 36.5 |  | 211112 | -119.2872 | 35.2548 |  | 106 | 999 |  |  |  | 93276 |  | R63-0040
06029 |  | California | Kern | 424111 | 50024213 | 47135812 | 1514305014 | 21001 | 21001 | MARATHON OIL S COLES LEVEE G.P |  |  | 30 | 4 | 379 | 132.3 |  | 211112 | -119.2872 | 35.2548 |  | 106 | 999 |  |  |  | 93276 |  | R63-0040
06029 |  | California | Kern | 424111 | 50024613 | 47134112 | 1514305014 | 21011 | 21011 | MARATHON OIL S COLES LEVEE G.P |  |  |  |  | 542 | 124.5 | 34.2 | 211112 | -119.2872 | 35.2548 |  | 106 | 999 |  |  |  | 93276 |  | R63-0036
06029 |  | California | Kern | 424111 | 50024813 | 47136512 | 1514305014 | 21015 | 21015 | MARATHON OIL S COLES LEVEE G.P |  |  |  |  | 542 | 124.5 | 34.2 | 211112 | -119.2872 | 35.2548 |  | 106 | 999 |  |  |  | 93276 |  | R63-0036
06029 |  | California | Kern | 424111 | 50025513 | 47136412 | 1514305014 | 21013 | 21013 | MARATHON OIL S COLES LEVEE G.P |  |  |  |  | 95 | 28.7 | 5.7 | 211112 | -119.2872 | 35.2548 |  | 106 | 999 |  |  |  | 93276 |  | R63-0036
06029 |  | California | Kern | 424111 | 50025613 | 47135612 | 1514305014 | 21014 | 21014 | MARATHON OIL S COLES LEVEE G.P |  |  |  |  | 542 | 124.5 | 34.2 | 211112 | -119.2872 | 35.2548 |  | 106 | 999 |  |  |  | 93276 |  | R63-0036
06029 |  | California | Kern | 424111 | 50025713 | 47134012 | 1514305014 | 21012 | 21012 | MARATHON OIL S COLES LEVEE G.P |  |  |  |  | 95 | 28.7 | 5.7 | 211112 | -119.2872 | 35.2548 |  | 106 | 999 |  |  |  | 93276 |  | R63-0036
06029 |  | California | Kern | 424211 | 50003313 | 47129512 | 1514305014 | 12627 | 12627 | MCFARLAND ENERGY, INC. |  |  |  |  | 800 | 57.3 | 18.2 | 211111 | -119.019 | 35.367 |  | 106 | 999 |  |  |  | 93307 |  | R63-0040
06029 |  | California | Kern | 424211 | 50004213 | 47120812 | 1514305014 | 12314 | 12312 | MCFARLAND ENERGY, INC. |  |  |  |  | 89 | 16.3 | 5.9 | 211111 | -119.019 | 35.367 |  | 106 | 999 |  |  |  | 93307 |  | R63-0036
06029 |  | California | Kern | 424211 | 50004513 | 47124612 | 1514305014 | 11609 | 11609 | MCFARLAND ENERGY, INC. |  |  |  |  | 434 | 99.7 | 30.5 | 211111 | -119.019 | 35.367 |  | 106 | 999 |  |  |  | 93307 |  | R63-0036
06029 |  | California | Kern | 424211 | 50006113 | 47126612 | 1514305014 | 11802 | 11802 | MCFARLAND ENERGY, INC. |  |  |  |  | 175 | 85.5 | 11.4 | 211111 | -119.019 | 35.367 |  | 106 | 999 |  |  |  | 93307 |  | R63-0036
06029 |  | California | Kern | 424211 | 50006813 | 47122312 | 1514305014 | 11712 | 11711 | MCFARLAND ENERGY, INC. |  |  |  |  | 434 | 99.7 | 30.5 | 211111 | -119.019 | 35.367 |  | 106 | 999 |  |  |  | 93307 |  | R63-0036
06029 |  | California | Kern | 424211 | 50006913 | 47132512 | 1514305014 | 11806 | 11806 | MCFARLAND ENERGY, INC. |  |  |  |  | 434 | 99.7 | 30.5 | 211111 | -119.019 | 35.367 |  | 106 | 999 |  |  |  | 93307 |  | R63-0036
06029 |  | California | Kern | 424211 | 50007013 | 47120512 | 1514305014 | 12108 | 12108 | MCFARLAND ENERGY, INC. |  |  |  |  | 434 | 99.7 | 30.5 | 211111 | -119.019 | 35.367 |  | 106 | 999 |  |  |  | 93307 |  | R63-0036
06029 |  | California | Kern | 424211 | 50007413 | 47133112 | 1514305014 | 12209 | 12209 | MCFARLAND ENERGY, INC. |  |  |  |  | 175 | 85.5 | 11.4 | 211111 | -119.019 | 35.367 |  | 106 | 999 |  |  |  | 93307 |  | R63-0036
06029 |  | California | Kern | 424211 | 50007613 | 47120712 | 1514305014 | 12203 | 12203 | MCFARLAND ENERGY, INC. |  |  |  |  | 175 | 85.5 | 11.4 | 211111 | -119.019 | 35.367 |  | 106 | 999 |  |  |  | 93307 |  | R63-0036
06029 |  | California | Kern | 424211 | 50008113 | 47123412 | 1514305014 | 12000 | 12000 | MCFARLAND ENERGY, INC. |  |  |  |  | 434 | 99.7 | 30.5 | 211111 | -119.019 | 35.367 |  | 106 | 999 |  |  |  | 93307 |  | R63-0036
06029 |  | California | Kern | 424211 | 50008313 | 47127212 | 1514305014 | 12104 | 12104 | MCFARLAND ENERGY, INC. |  |  |  |  | 175 | 85.5 | 11.4 | 211111 | -119.019 | 35.367 |  | 106 | 999 |  |  |  | 93307 |  | R63-0036
06029 |  | California | Kern | 424211 | 50008813 | 47132712 | 1514305014 | 12002 | 12002 | MCFARLAND ENERGY, INC. |  |  |  |  | 434 | 99.7 | 30.5 | 211111 | -119.019 | 35.367 |  | 106 | 999 |  |  |  | 93307 |  | R63-0036
06029 |  | California | Kern | 424211 | 50009113 | 47126212 | 1514305014 | 12503 | 12500 | MCFARLAND ENERGY, INC. |  |  |  |  | 434 | 99.7 | 30.5 | 211111 | -119.019 | 35.367 |  | 106 | 999 |  |  |  | 93307 |  | R63-0036
06029 |  | California | Kern | 424211 | 50009713 | 47126212 | 1514305014 | 12500 | 12500 | MCFARLAND ENERGY, INC. |  |  |  |  | 434 | 99.7 | 30.5 | 211111 | -119.019 | 35.367 |  | 106 | 999 |  |  |  | 93307 |  | R63-0036
06029 |  | California | Kern | 424211 | 50010213 | 47123112 | 1514305014 | 12712 | 12709 | MCFARLAND ENERGY, INC. |  |  |  |  | 89 | 16.3 | 5.9 | 211111 | -119.019 | 35.367 |  | 106 | 999 |  |  |  | 93307 |  | R63-0036
06029 |  | California | Kern | 424211 | 50010413 | 47123112 | 1514305014 | 12709 | 12709 | MCFARLAND ENERGY, INC. |  |  |  |  | 89 | 16.3 | 5.9 | 211111 | -119.019 | 35.367 |  | 106 | 999 |  |  |  | 93307 |  | R63-0036
06029 |  | California | Kern | 424211 | 50011113 | 47121312 | 1514305014 | 11215 | 11206 | MCFARLAND ENERGY, INC. |  |  |  |  | 175 | 85.5 | 11.4 | 211111 | -119.019 | 35.367 |  | 106 | 999 |  |  |  | 93307 |  | R63-0036
06029 |  | California | Kern | 424211 | 50011213 | 47121312 | 1514305014 | 11206 | 11206 | MCFARLAND ENERGY, INC. |  |  |  |  | 175 | 85.5 | 11.4 | 211111 | -119.019 | 35.367 |  | 106 | 999 |  |  |  | 93307 |  | R63-0036
06029 |  | California | Kern | 424211 | 50011313 | 47121312 | 1514305014 | 11207 | 11206 | MCFARLAND ENERGY, INC. |  |  |  |  | 175 | 85.5 | 11.4 | 211111 | -119.019 | 35.367 |  | 106 | 999 |  |  |  | 93307 |  | R63-0036
06029 |  | California | Kern | 424211 | 50011913 | 47128312 | 1514305014 | 11303 | 11301 | MCFARLAND ENERGY, INC. |  |  |  |  | 175 | 85.5 | 11.4 | 211111 | -119.019 | 35.367 |  | 106 | 999 |  |  |  | 93307 |  | R63-0036
06029 |  | California | Kern | 424211 | 50012313 | 47121312 | 1514305014 | 11217 | 11206 | MCFARLAND ENERGY, INC. |  |  |  |  | 175 | 85.5 | 11.4 | 211111 | -119.019 | 35.367 |  | 106 | 999 |  |  |  | 93307 |  | R63-0036
06029 |  | California | Kern | 424211 | 50012513 | 47128312 | 1514305014 | 11301 | 11301 | MCFARLAND ENERGY, INC. |  |  |  |  | 175 | 85.5 | 11.4 | 211111 | -119.019 | 35.367 |  | 106 | 999 |  |  |  | 93307 |  | R63-0036
06029 |  | California | Kern | 424211 | 50012813 | 47120812 | 1514305014 | 12316 | 12312 | MCFARLAND ENERGY, INC. |  |  |  |  | 89 | 16.3 | 5.9 | 211111 | -119.019 | 35.367 |  | 106 | 999 |  |  |  | 93307 |  | R63-0036
06029 |  | California | Kern | 424211 | 50013013 | 47121312 | 1514305014 | 11213 | 11206 | MCFARLAND ENERGY, INC. |  |  |  |  | 175 | 85.5 | 11.4 | 211111 | -119.019 | 35.367 |  | 106 | 999 |  |  |  | 93307 |  | R63-0036
06029 |  | California | Kern | 424211 | 50013513 | 47125412 | 1514305014 | 11105 | 11105 | MCFARLAND ENERGY, INC. |  |  |  |  | 95 | 28.7 | 5.7 | 211111 | -119.019 | 35.367 |  | 106 | 999 |  |  |  | 93307 |  | R63-0036
06029 |  | California | Kern | 424211 | 50013613 | 47125412 | 1514305014 | 11106 | 11105 | MCFARLAND ENERGY, INC. |  |  |  |  | 95 | 28.7 | 5.7 | 211111 | -119.019 | 35.367 |  | 106 | 999 |  |  |  | 93307 |  | R63-0036
06029 |  | California | Kern | 424211 | 50013813 | 47125412 | 1514305014 | 11108 | 11105 | MCFARLAND ENERGY, INC. |  |  |  |  | 95 | 28.7 | 5.7 | 211111 | -119.019 | 35.367 |  | 106 | 999 |  |  |  | 93307 |  | R63-0036
06029 |  | California | Kern | 424211 | 50014413 | 47125412 | 1514305014 | 11115 | 11105 | MCFARLAND ENERGY, INC. |  |  |  |  | 95 | 28.7 | 5.7 | 211111 | -119.019 | 35.367 |  | 106 | 999 |  |  |  | 93307 |  | R63-0036
06029 |  | California | Kern | 424211 | 50014813 | 47121112 | 1514305014 | 12902 | 12902 | MCFARLAND ENERGY, INC. |  |  |  |  | 89 | 16.3 | 5.9 | 211111 | -119.019 | 35.367 |  | 106 | 999 |  |  |  | 93307 |  | R63-0036
06029 |  | California | Kern | 424211 | 50015013 | 47121112 | 1514305014 | 12904 | 12902 | MCFARLAND ENERGY, INC. |  |  |  |  | 89 | 16.3 | 5.9 | 211111 | -119.019 | 35.367 |  | 106 | 999 |  |  |  | 93307 |  | R63-0036
06029 |  | California | Kern | 424211 | 50015213 | 47129712 | 1514305014 | 12906 | 12906 | MCFARLAND ENERGY, INC. |  |  | 30 | 2 | 800 | 2.4 |  | 211111 | -119.019 | 35.367 |  | 106 | 999 |  |  |  | 93307 |  | R63-0040
06029 |  | California | Kern | 424211 | 50015413 | 47127712 | 1514305014 | 12110 | 12110 | MCFARLAND ENERGY, INC. |  |  |  |  | 434 | 99.7 | 30.5 | 211111 | -119.019 | 35.367 |  | 106 | 999 |  |  |  | 93307 |  | R63-0036
06029 |  | California | Kern | 424211 | 50015513 | 47130812 | 1514305014 | 11012 | 11003 | MCFARLAND ENERGY, INC. |  |  |  |  | 89 | 16.3 | 5.9 | 211111 | -119.019 | 35.367 |  | 106 | 999 |  |  |  | 93307 |  | R63-0036
06029 |  | California | Kern | 424211 | 50015613 | 47130812 | 1514305014 | 11006 | 11003 | MCFARLAND ENERGY, INC. |  |  |  |  | 89 | 16.3 | 5.9 | 211111 | -119.019 | 35.367 |  | 106 | 999 |  |  |  | 93307 |  | R63-0036
06029 |  | California | Kern | 424211 | 50015913 | 47130812 | 1514305014 | 11008 | 11003 | MCFARLAND ENERGY, INC. |  |  |  |  | 89 | 16.3 | 5.9 | 211111 | -119.019 | 35.367 |  | 106 | 999 |  |  |  | 93307 |  | R63-0036
06029 |  | California | Kern | 424211 | 50016313 | 47130812 | 1514305014 | 11003 | 11003 | MCFARLAND ENERGY, INC. |  |  |  |  | 89 | 16.3 | 5.9 | 211111 | -119.019 | 35.367 |  | 106 | 999 |  |  |  | 93307 |  | R63-0036
06029 |  | California | Kern | 424211 | 50016413 | 47130812 | 1514305014 | 11004 | 11003 | MCFARLAND ENERGY, INC. |  |  |  |  | 89 | 16.3 | 5.9 | 211111 | -119.019 | 35.367 |  | 106 | 999 |  |  |  | 93307 |  | R63-0036
06029 |  | California | Kern | 424211 | 50016513 | 47127912 | 1514305014 | 11005 | 11005 | MCFARLAND ENERGY, INC. |  |  | 15 | 2.5 | 500 | 11.8 |  | 211111 | -119.019 | 35.367 |  | 106 | 999 |  |  |  | 93307 |  | R63-0040
06029 |  | California | Kern | 424211 | 50017313 | 47130212 | 1514305014 | 11504 | 11504 | MCFARLAND ENERGY, INC. |  |  |  |  | 175 | 85.5 | 11.4 | 211111 | -119.019 | 35.367 |  | 106 | 999 |  |  |  | 93307 |  | R63-0036
06029 |  | California | Kern | 424211 | 50017413 | 47128712 | 1514305014 | 11507 | 11507 | MCFARLAND ENERGY, INC. |  |  |  |  | 434 | 99.7 | 30.5 | 211111 | -119.019 | 35.367 |  | 106 | 999 |  |  |  | 93307 |  | R63-0036
06029 |  | California | Kern | 424211 | 50017513 | 47127812 | 1514305014 | 11607 | 11607 | MCFARLAND ENERGY, INC. |  |  |  |  | 434 | 99.7 | 30.5 | 211111 | -119.019 | 35.367 |  | 106 | 999 |  |  |  | 93307 |  | R63-0036
06029 |  | California | Kern | 424211 | 50017613 | 47121612 | 1514305014 | 11509 | 11509 | MCFARLAND ENERGY, INC. |  |  |  |  | 434 | 99.7 | 30.5 | 211111 | -119.019 | 35.367 |  | 106 | 999 |  |  |  | 93307 |  | R63-0036
06029 |  | California | Kern | 424211 | 50018313 | 47130612 | 1514305014 | 11604 | 11604 | MCFARLAND ENERGY, INC. |  |  |  |  | 175 | 85.5 | 11.4 | 211111 | -119.019 | 35.367 |  | 106 | 999 |  |  |  | 93307 |  | R63-0036
06029 |  | California | Kern | 424211 | 50018413 | 47125712 | 1514305014 | 11605 | 11605 | MCFARLAND ENERGY, INC. |  |  |  |  | 175 | 85.5 | 11.4 | 211111 | -119.019 | 35.367 |  | 106 | 999 |  |  |  | 93307 |  | R63-0036
06029 |  | California | Kern | 424211 | 50018513 | 47129812 | 1514305014 | 11709 | 11709 | MCFARLAND ENERGY, INC. |  |  |  |  | 434 | 99.7 | 30.5 | 211111 | -119.019 | 35.367 |  | 106 | 999 |  |  |  | 93307 |  | R63-0036
06029 |  | California | Kern | 424211 | 50018613 | 47125412 | 1514305014 | 11116 | 11105 | MCFARLAND ENERGY, INC. |  |  |  |  | 95 | 28.7 | 5.7 | 211111 | -119.019 | 35.367 |  | 106 | 999 |  |  |  | 93307 |  | R63-0036
06029 |  | California | Kern | 424211 | 50019213 | 47125412 | 1514305014 | 11110 | 11105 | MCFARLAND ENERGY, INC. |  |  |  |  | 95 | 28.7 | 5.7 | 211111 | -119.019 | 35.367 |  | 106 | 999 |  |  |  | 93307 |  | R63-0036
06029 |  | California | Kern | 424211 | 50019313 | 47132212 | 1514305014 | 11803 | 11803 | MCFARLAND ENERGY, INC. |  |  |  |  | 434 | 99.7 | 30.5 | 211111 | -119.019 | 35.367 |  | 106 | 999 |  |  |  | 93307 |  | R63-0036
06029 |  | California | Kern | 424211 | 50020713 | 47124112 | 1514305014 | 11405 | 11402 | MCFARLAND ENERGY, INC. |  |  |  |  | 175 | 85.5 | 11.4 | 211111 | -119.019 | 35.367 |  | 106 | 999 |  |  |  | 93307 |  | R63-0036
06029 |  | California | Kern | 424211 | 50020913 | 47128312 | 1514305014 | 11305 | 11301 | MCFARLAND ENERGY, INC. |  |  |  |  | 175 | 85.5 | 11.4 | 211111 | -119.019 | 35.367 |  | 106 | 999 |  |  |  | 93307 |  | R63-0036
06029 |  | California | Kern | 424211 | 50021313 | 47124112 | 1514305014 | 11402 | 11402 | MCFARLAND ENERGY, INC. |  |  |  |  | 175 | 85.5 | 11.4 | 211111 | -119.019 | 35.367 |  | 106 | 999 |  |  |  | 93307 |  | R63-0036
06029 |  | California | Kern | 424211 | 50021413 | 47124112 | 1514305014 | 11403 | 11402 | MCFARLAND ENERGY, INC. |  |  |  |  | 175 | 85.5 | 11.4 | 211111 | -119.019 | 35.367 |  | 106 | 999 |  |  |  | 93307 |  | R63-0036
06029 |  | California | Kern | 424211 | 50021713 | 47128812 | 1514305014 | 12620 | 12620 | MCFARLAND ENERGY, INC. |  |  |  |  | 95 | 28.7 | 5.7 | 211111 | -119.019 | 35.367 |  | 106 | 999 |  |  |  | 93307 |  | R63-0036
06029 |  | California | Kern | 424211 | 50022413 | 47128812 | 1514305014 | 12629 | 12620 | MCFARLAND ENERGY, INC. |  |  |  |  | 95 | 28.7 | 5.7 | 211111 | -119.019 | 35.367 |  | 106 | 999 |  |  |  | 93307 |  | R63-0036
06029 |  | California | Kern | 424211 | 50022513 | 47130012 | 1514305014 | 11606 | 11606 | MCFARLAND ENERGY, INC. |  |  | 15 | 2.5 | 500 | 16.8 |  | 211111 | -119.019 | 35.367 |  | 106 | 999 |  |  |  | 93307 |  | R63-0040
06029 |  | California | Kern | 424311 | 50002813 | 47119712 | 1514305015 | 21009 | 21000 | MIDSUN PARTNERS L.P. COGENERAT |  |  |  |  | 420 | 33.1 | 23 | 221112 | -119.6155 | 35.2454 |  |  | 999 |  |  |  | 93225 |  | R63-0036
06029 |  | California | Kern | 424311 | 50002913 | 47119712 | 1514305015 | 21008 | 21000 | MIDSUN PARTNERS L.P. COGENERAT |  |  |  |  | 420 | 33.1 | 23 | 221112 | -119.6155 | 35.2454 |  |  | 999 |  |  |  | 93225 |  | R63-0036
06029 |  | California | Kern | 424311 | 50003113 | 47119712 | 1514305015 | 21000 | 21000 | MIDSUN PARTNERS L.P. COGENERAT |  |  |  |  | 420 | 33.1 | 23 | 221112 | -119.6155 | 35.2454 |  |  | 999 |  |  |  | 93225 |  | R63-0036
06029 |  | California | Kern | 424311 | 50003213 | 47119712 | 1514305015 | 21011 | 21000 | MIDSUN PARTNERS L.P. COGENERAT |  |  |  |  | 420 | 33.1 | 23 | 221112 | -119.6155 | 35.2454 |  |  | 999 |  |  |  | 93225 |  | R63-0036
06029 |  | California | Kern | 424611 | 49823213 | 47103912 | 1514305017 | 88241 | 88000 | NAVAL PETROLEUM RESERVE #1 |  |  |  |  | 79 | 7.9 | 3 | 211111 | -119.297 | 35.232 |  | 106 | 999 |  |  |  | 93276 |  | R63-0036
06029 |  | California | Kern | 424611 | 49823313 | 47112012 | 1514305017 | 49410 | 49000 | NAVAL PETROLEUM RESERVE #1 |  |  |  |  | 434 | 99.7 | 30.5 | 211111 | -119.297 | 35.232 |  | 106 | 999 |  |  |  | 93276 |  | R63-0036
06029 |  | California | Kern | 424611 | 49823413 | 47112012 | 1514305017 | 49302 | 49000 | NAVAL PETROLEUM RESERVE #1 |  |  |  |  | 434 | 99.7 | 30.5 | 211111 | -119.297 | 35.232 |  | 106 | 999 |  |  |  | 93276 |  | R63-0036
06029 |  | California | Kern | 424611 | 49823513 | 47114212 | 1514305017 | 42241 | 42000 | NAVAL PETROLEUM RESERVE #1 |  |  |  |  | 79 | 7.9 | 3 | 211111 | -119.297 | 35.232 |  | 106 | 999 |  |  |  | 93276 |  | R63-0036
06029 |  | California | Kern | 424611 | 49823613 | 47112012 | 1514305017 | 49106 | 49000 | NAVAL PETROLEUM RESERVE #1 |  |  |  |  | 434 | 99.7 | 30.5 | 211111 | -119.297 | 35.232 |  | 106 | 999 |  |  |  | 93276 |  | R63-0036
06029 |  | California | Kern | 424611 | 49823713 | 47112012 | 1514305017 | 49404 | 49000 | NAVAL PETROLEUM RESERVE #1 |  |  |  |  | 434 | 99.7 | 30.5 | 211111 | -119.297 | 35.232 |  | 106 | 999 |  |  |  | 93276 |  | R63-0036
06029 |  | California | Kern | 424611 | 49823913 | 47114212 | 1514305017 | 42251 | 42000 | NAVAL PETROLEUM RESERVE #1 |  |  |  |  | 79 | 7.9 | 3 | 211111 | -119.297 | 35.232 |  | 106 | 999 |  |  |  | 93276 |  | R63-0036
06029 |  | California | Kern | 424611 | 49824013 | 47114212 | 1514305017 | 42249 | 42000 | NAVAL PETROLEUM RESERVE #1 |  |  |  |  | 79 | 7.9 | 3 | 211111 | -119.297 | 35.232 |  | 106 | 999 |  |  |  | 93276 |  | R63-0036
06029 |  | California | Kern | 424611 | 49824113 | 47114212 | 1514305017 | 42248 | 42000 | NAVAL PETROLEUM RESERVE #1 |  |  |  |  | 79 | 7.9 | 3 | 211111 | -119.297 | 35.232 |  | 106 | 999 |  |  |  | 93276 |  | R63-0036
06029 |  | California | Kern | 424611 | 49824213 | 47114212 | 1514305017 | 42245 | 42000 | NAVAL PETROLEUM RESERVE #1 |  |  |  |  | 79 | 7.9 | 3 | 211111 | -119.297 | 35.232 |  | 106 | 999 |  |  |  | 93276 |  | R63-0036
06029 |  | California | Kern | 424611 | 49824313 | 47114212 | 1514305017 | 42244 | 42000 | NAVAL PETROLEUM RESERVE #1 |  |  |  |  | 79 | 7.9 | 3 | 211111 | -119.297 | 35.232 |  | 106 | 999 |  |  |  | 93276 |  | R63-0036
06029 |  | California | Kern | 424611 | 49824413 | 47114212 | 1514305017 | 42243 | 42000 | NAVAL PETROLEUM RESERVE #1 |  |  |  |  | 79 | 7.9 | 3 | 211111 | -119.297 | 35.232 |  | 106 | 999 |  |  |  | 93276 |  | R63-0036
06029 |  | California | Kern | 424611 | 49824613 | 47112012 | 1514305017 | 49301 | 49000 | NAVAL PETROLEUM RESERVE #1 |  |  |  |  | 434 | 99.7 | 30.5 | 211111 | -119.297 | 35.232 |  | 106 | 999 |  |  |  | 93276 |  | R63-0036
06029 |  | California | Kern | 424611 | 49825013 | 47114212 | 1514305017 | 42303 | 42000 | NAVAL PETROLEUM RESERVE #1 |  |  |  |  | 79 | 7.9 | 3 | 211111 | -119.297 | 35.232 |  | 106 | 999 |  |  |  | 93276 |  | R63-0036
06029 |  | California | Kern | 424611 | 49825113 | 47114212 | 1514305017 | 42302 | 42000 | NAVAL PETROLEUM RESERVE #1 |  |  |  |  | 79 | 7.9 | 3 | 211111 | -119.297 | 35.232 |  | 106 | 999 |  |  |  | 93276 |  | R63-0036
06029 |  | California | Kern | 424611 | 49825213 | 47114212 | 1514305017 | 42301 | 42000 | NAVAL PETROLEUM RESERVE #1 |  |  |  |  | 79 | 7.9 | 3 | 211111 | -119.297 | 35.232 |  | 106 | 999 |  |  |  | 93276 |  | R63-0036
06029 |  | California | Kern | 424611 | 49825613 | 47112012 | 1514305017 | 49402 | 49000 | NAVAL PETROLEUM RESERVE #1 |  |  |  |  | 434 | 99.7 | 30.5 | 211111 | -119.297 | 35.232 |  | 106 | 999 |  |  |  | 93276 |  | R63-0036
06029 |  | California | Kern | 424611 | 49825813 | 47112012 | 1514305017 | 49403 | 49000 | NAVAL PETROLEUM RESERVE #1 |  |  |  |  | 434 | 99.7 | 30.5 | 211111 | -119.297 | 35.232 |  | 106 | 999 |  |  |  | 93276 |  | R63-0036
06029 |  | California | Kern | 424611 | 49826213 | 47112012 | 1514305017 | 49408 | 49000 | NAVAL PETROLEUM RESERVE #1 |  |  |  |  | 434 | 99.7 | 30.5 | 211111 | -119.297 | 35.232 |  | 106 | 999 |  |  |  | 93276 |  | R63-0036
06029 |  | California | Kern | 424611 | 49826313 | 47112012 | 1514305017 | 49407 | 49000 | NAVAL PETROLEUM RESERVE #1 |  |  |  |  | 434 | 99.7 | 30.5 | 211111 | -119.297 | 35.232 |  | 106 | 999 |  |  |  | 93276 |  | R63-0036
06029 |  | California | Kern | 424611 | 49826413 | 47112012 | 1514305017 | 49406 | 49000 | NAVAL PETROLEUM RESERVE #1 |  |  |  |  | 434 | 99.7 | 30.5 | 211111 | -119.297 | 35.232 |  | 106 | 999 |  |  |  | 93276 |  | R63-0036
06029 |  | California | Kern | 424611 | 49826513 | 47112012 | 1514305017 | 49405 | 49000 | NAVAL PETROLEUM RESERVE #1 |  |  |  |  | 434 | 99.7 | 30.5 | 211111 | -119.297 | 35.232 |  | 106 | 999 |  |  |  | 93276 |  | R63-0036
06029 |  | California | Kern | 424611 | 49826613 | 47114212 | 1514305017 | 42216 | 42000 | NAVAL PETROLEUM RESERVE #1 |  |  |  |  | 79 | 7.9 | 3 | 211111 | -119.297 | 35.232 |  | 106 | 999 |  |  |  | 93276 |  | R63-0036
06029 |  | California | Kern | 424611 | 49826813 | 47117212 | 1514305017 | 48405 | 48000 | NAVAL PETROLEUM RESERVE #1 |  |  |  |  | 79 | 7.9 | 3 | 211111 | -119.297 | 35.232 |  | 106 | 999 |  |  |  | 93276 |  | R63-0036
06029 |  | California | Kern | 424611 | 49826913 | 47099712 | 1514305017 | 50411 | 50000 | NAVAL PETROLEUM RESERVE #1 |  |  |  |  | 79 | 7.9 | 3 | 211111 | -119.297 | 35.232 |  | 106 | 999 |  |  |  | 93276 |  | R63-0036
06029 |  | California | Kern | 424611 | 49827013 | 47099712 | 1514305017 | 50410 | 50000 | NAVAL PETROLEUM RESERVE #1 |  |  |  |  | 79 | 7.9 | 3 | 211111 | -119.297 | 35.232 |  | 106 | 999 |  |  |  | 93276 |  | R63-0036
06029 |  | California | Kern | 424611 | 49827113 | 47099712 | 1514305017 | 50409 | 50000 | NAVAL PETROLEUM RESERVE #1 |  |  |  |  | 79 | 7.9 | 3 | 211111 | -119.297 | 35.232 |  | 106 | 999 |  |  |  | 93276 |  | R63-0036
06029 |  | California | Kern | 424611 | 49827213 | 47099712 | 1514305017 | 50408 | 50000 | NAVAL PETROLEUM RESERVE #1 |  |  |  |  | 79 | 7.9 | 3 | 211111 | -119.297 | 35.232 |  | 106 | 999 |  |  |  | 93276 |  | R63-0036
06029 |  | California | Kern | 424611 | 49827413 | 47117212 | 1514305017 | 48401 | 48000 | NAVAL PETROLEUM RESERVE #1 |  |  |  |  | 79 | 7.9 | 3 | 211111 | -119.297 | 35.232 |  | 106 | 999 |  |  |  | 93276 |  | R63-0036
06029 |  | California | Kern | 424611 | 49827513 | 47117212 | 1514305017 | 48402 | 48000 | NAVAL PETROLEUM RESERVE #1 |  |  |  |  | 79 | 7.9 | 3 | 211111 | -119.297 | 35.232 |  | 106 | 999 |  |  |  | 93276 |  | R63-0036
06029 |  | California | Kern | 424611 | 49827613 | 47114212 | 1514305017 | 42242 | 42000 | NAVAL PETROLEUM RESERVE #1 |  |  |  |  | 79 | 7.9 | 3 | 211111 | -119.297 | 35.232 |  | 106 | 999 |  |  |  | 93276 |  | R63-0036
06029 |  | California | Kern | 424611 | 49827713 | 47117212 | 1514305017 | 48404 | 48000 | NAVAL PETROLEUM RESERVE #1 |  |  |  |  | 79 | 7.9 | 3 | 211111 | -119.297 | 35.232 |  | 106 | 999 |  |  |  | 93276 |  | R63-0036
06029 |  | California | Kern | 424611 | 49827813 | 47099712 | 1514305017 | 50414 | 50000 | NAVAL PETROLEUM RESERVE #1 |  |  |  |  | 79 | 7.9 | 3 | 211111 | -119.297 | 35.232 |  | 106 | 999 |  |  |  | 93276 |  | R63-0036
06029 |  | California | Kern | 424611 | 49827913 | 47117212 | 1514305017 | 48406 | 48000 | NAVAL PETROLEUM RESERVE #1 |  |  |  |  | 79 | 7.9 | 3 | 211111 | -119.297 | 35.232 |  | 106 | 999 |  |  |  | 93276 |  | R63-0036
06029 |  | California | Kern | 424611 | 49828013 | 47112012 | 1514305017 | 49105 | 49000 | NAVAL PETROLEUM RESERVE #1 |  |  |  |  | 434 | 99.7 | 30.5 | 211111 | -119.297 | 35.232 |  | 106 | 999 |  |  |  | 93276 |  | R63-0036
06029 |  | California | Kern | 424611 | 49828113 | 47112012 | 1514305017 | 49104 | 49000 | NAVAL PETROLEUM RESERVE #1 |  |  |  |  | 434 | 99.7 | 30.5 | 211111 | -119.297 | 35.232 |  | 106 | 999 |  |  |  | 93276 |  | R63-0036
06029 |  | California | Kern | 424611 | 49828213 | 47112012 | 1514305017 | 49103 | 49000 | NAVAL PETROLEUM RESERVE #1 |  |  |  |  | 434 | 99.7 | 30.5 | 211111 | -119.297 | 35.232 |  | 106 | 999 |  |  |  | 93276 |  | R63-0036
06029 |  | California | Kern | 424611 | 49828313 | 47117212 | 1514305017 | 48407 | 48000 | NAVAL PETROLEUM RESERVE #1 |  |  |  |  | 79 | 7.9 | 3 | 211111 | -119.297 | 35.232 |  | 106 | 999 |  |  |  | 93276 |  | R63-0036
06029 |  | California | Kern | 424611 | 49828613 | 47112012 | 1514305017 | 49101 | 49000 | NAVAL PETROLEUM RESERVE #1 |  |  |  |  | 434 | 99.7 | 30.5 | 211111 | -119.297 | 35.232 |  | 106 | 999 |  |  |  | 93276 |  | R63-0036
06029 |  | California | Kern | 424611 | 49828713 | 47117212 | 1514305017 | 48403 | 48000 | NAVAL PETROLEUM RESERVE #1 |  |  |  |  | 79 | 7.9 | 3 | 211111 | -119.297 | 35.232 |  | 106 | 999 |  |  |  | 93276 |  | R63-0036
06029 |  | California | Kern | 424611 | 49828813 | 47114212 | 1514305017 | 42201 | 42000 | NAVAL PETROLEUM RESERVE #1 |  |  |  |  | 79 | 7.9 | 3 | 211111 | -119.297 | 35.232 |  | 106 | 999 |  |  |  | 93276 |  | R63-0036
06029 |  | California | Kern | 424611 | 49828913 | 47114212 | 1514305017 | 42215 | 42000 | NAVAL PETROLEUM RESERVE #1 |  |  |  |  | 79 | 7.9 | 3 | 211111 | -119.297 | 35.232 |  | 106 | 999 |  |  |  | 93276 |  | R63-0036
06029 |  | California | Kern | 424611 | 49829013 | 47114212 | 1514305017 | 42214 | 42000 | NAVAL PETROLEUM RESERVE #1 |  |  |  |  | 79 | 7.9 | 3 | 211111 | -119.297 | 35.232 |  | 106 | 999 |  |  |  | 93276 |  | R63-0036
06029 |  | California | Kern | 424611 | 49829113 | 47114212 | 1514305017 | 42210 | 42000 | NAVAL PETROLEUM RESERVE #1 |  |  |  |  | 79 | 7.9 | 3 | 211111 | -119.297 | 35.232 |  | 106 | 999 |  |  |  | 93276 |  | R63-0036
06029 |  | California | Kern | 424611 | 49829213 | 47114212 | 1514305017 | 42209 | 42000 | NAVAL PETROLEUM RESERVE #1 |  |  |  |  | 79 | 7.9 | 3 | 211111 | -119.297 | 35.232 |  | 106 | 999 |  |  |  | 93276 |  | R63-0036
06029 |  | California | Kern | 424611 | 49829513 | 47092712 | 1514305017 | 27201 | 27000 | NAVAL PETROLEUM RESERVE #1 |  |  |  |  | 79 | 7.9 | 3 | 211111 | -119.297 | 35.232 |  | 106 | 999 |  |  |  | 93276 |  | R63-0036
06029 |  | California | Kern | 424611 | 49829613 | 47092712 | 1514305017 | 27202 | 27000 | NAVAL PETROLEUM RESERVE #1 |  |  |  |  | 79 | 7.9 | 3 | 211111 | -119.297 | 35.232 |  | 106 | 999 |  |  |  | 93276 |  | R63-0036
06029 |  | California | Kern | 424611 | 49829713 | 47092712 | 1514305017 | 27203 | 27000 | NAVAL PETROLEUM RESERVE #1 |  |  |  |  | 79 | 7.9 | 3 | 211111 | -119.297 | 35.232 |  | 106 | 999 |  |  |  | 93276 |  | R63-0036
06029 |  | California | Kern | 424611 | 49829813 | 47092712 | 1514305017 | 27204 | 27000 | NAVAL PETROLEUM RESERVE #1 |  |  |  |  | 79 | 7.9 | 3 | 211111 | -119.297 | 35.232 |  | 106 | 999 |  |  |  | 93276 |  | R63-0036
06029 |  | California | Kern | 424611 | 49830013 | 47092712 | 1514305017 | 27111 | 27000 | NAVAL PETROLEUM RESERVE #1 |  |  |  |  | 79 | 7.9 | 3 | 211111 | -119.297 | 35.232 |  | 106 | 999 |  |  |  | 93276 |  | R63-0036
06029 |  | California | Kern | 424611 | 49830113 | 47084312 | 1514305017 | 81402 | 81000 | NAVAL PETROLEUM RESERVE #1 |  |  |  |  | 79 | 7.9 | 3 | 211111 | -119.297 | 35.232 |  | 106 | 999 |  |  |  | 93276 |  | R63-0036
06029 |  | California | Kern | 424611 | 49830213 | 47107312 | 1514305017 | 72407 | 72000 | NAVAL PETROLEUM RESERVE #1 |  |  |  |  | 79 | 7.9 | 3 | 211111 | -119.297 | 35.232 |  | 106 | 999 |  |  |  | 93276 |  | R63-0036
06029 |  | California | Kern | 424611 | 49830313 | 47107312 | 1514305017 | 72406 | 72000 | NAVAL PETROLEUM RESERVE #1 |  |  |  |  | 79 | 7.9 | 3 | 211111 | -119.297 | 35.232 |  | 106 | 999 |  |  |  | 93276 |  | R63-0036
06029 |  | California | Kern | 424611 | 49830813 | 47107312 | 1514305017 | 72405 | 72000 | NAVAL PETROLEUM RESERVE #1 |  |  |  |  | 79 | 7.9 | 3 | 211111 | -119.297 | 35.232 |  | 106 | 999 |  |  |  | 93276 |  | R63-0036
06029 |  | California | Kern | 424611 | 49830913 | 47084312 | 1514305017 | 81140 | 81000 | NAVAL PETROLEUM RESERVE #1 |  |  |  |  | 79 | 7.9 | 3 | 211111 | -119.297 | 35.232 |  | 106 | 999 |  |  |  | 93276 |  | R63-0036
06029 |  | California | Kern | 424611 | 49831013 | 47084312 | 1514305017 | 81141 | 81000 | NAVAL PETROLEUM RESERVE #1 |  |  |  |  | 79 | 7.9 | 3 | 211111 | -119.297 | 35.232 |  | 106 | 999 |  |  |  | 93276 |  | R63-0036
06029 |  | California | Kern | 424611 | 49831113 | 47084312 | 1514305017 | 81142 | 81000 | NAVAL PETROLEUM RESERVE #1 |  |  |  |  | 79 | 7.9 | 3 | 211111 | -119.297 | 35.232 |  | 106 | 999 |  |  |  | 93276 |  | R63-0036
06029 |  | California | Kern | 424611 | 49831213 | 47092712 | 1514305017 | 27101 | 27000 | NAVAL PETROLEUM RESERVE #1 |  |  |  |  | 79 | 7.9 | 3 | 211111 | -119.297 | 35.232 |  | 106 | 999 |  |  |  | 93276 |  | R63-0036
06029 |  | California | Kern | 424611 | 49831313 | 47084312 | 1514305017 | 81401 | 81000 | NAVAL PETROLEUM RESERVE #1 |  |  |  |  | 79 | 7.9 | 3 | 211111 | -119.297 | 35.232 |  | 106 | 999 |  |  |  | 93276 |  | R63-0036
06029 |  | California | Kern | 424611 | 49831413 | 47092712 | 1514305017 | 27207 | 27000 | NAVAL PETROLEUM RESERVE #1 |  |  |  |  | 79 | 7.9 | 3 | 211111 | -119.297 | 35.232 |  | 106 | 999 |  |  |  | 93276 |  | R63-0036
06029 |  | California | Kern | 424611 | 49831513 | 47084312 | 1514305017 | 81403 | 81000 | NAVAL PETROLEUM RESERVE #1 |  |  |  |  | 79 | 7.9 | 3 | 211111 | -119.297 | 35.232 |  | 106 | 999 |  |  |  | 93276 |  | R63-0036
06029 |  | California | Kern | 424611 | 49831613 | 47107312 | 1514305017 | 72404 | 72000 | NAVAL PETROLEUM RESERVE #1 |  |  |  |  | 79 | 7.9 | 3 | 211111 | -119.297 | 35.232 |  | 106 | 999 |  |  |  | 93276 |  | R63-0036
06029 |  | California | Kern | 424611 | 49831813 | 47105612 | 1514305017 | 21401 | 21000 | NAVAL PETROLEUM RESERVE #1 |  |  |  |  | 79 | 7.9 | 3 | 211111 | -119.297 | 35.232 |  | 106 | 999 |  |  |  | 93276 |  | R63-0036
06029 |  | California | Kern | 424611 | 49831913 | 47105612 | 1514305017 | 21402 | 21000 | NAVAL PETROLEUM RESERVE #1 |  |  |  |  | 79 | 7.9 | 3 | 211111 | -119.297 | 35.232 |  | 106 | 999 |  |  |  | 93276 |  | R63-0036
06029 |  | California | Kern | 424611 | 49832013 | 47105612 | 1514305017 | 21403 | 21000 | NAVAL PETROLEUM RESERVE #1 |  |  |  |  | 79 | 7.9 | 3 | 211111 | -119.297 | 35.232 |  | 106 | 999 |  |  |  | 93276 |  | R63-0036
06029 |  | California | Kern | 424611 | 49832513 | 47112412 | 1514305017 | 22301 | 22000 | NAVAL PETROLEUM RESERVE #1 |  |  |  |  | 434 | 99.7 | 30.5 | 211111 | -119.297 | 35.232 |  | 106 | 999 |  |  |  | 93276 |  | R63-0036
06029 |  | California | Kern | 424611 | 49832813 | 47092712 | 1514305017 | 27205 | 27000 | NAVAL PETROLEUM RESERVE #1 |  |  |  |  | 79 | 7.9 | 3 | 211111 | -119.297 | 35.232 |  | 106 | 999 |  |  |  | 93276 |  | R63-0036
06029 |  | California | Kern | 424611 | 49832913 | 47092712 | 1514305017 | 27410 | 27000 | NAVAL PETROLEUM RESERVE #1 |  |  |  |  | 79 | 7.9 | 3 | 211111 | -119.297 | 35.232 |  | 106 | 999 |  |  |  | 93276 |  | R63-0036
06029 |  | California | Kern | 424611 | 49833013 | 47092712 | 1514305017 | 27411 | 27000 | NAVAL PETROLEUM RESERVE #1 |  |  |  |  | 79 | 7.9 | 3 | 211111 | -119.297 | 35.232 |  | 106 | 999 |  |  |  | 93276 |  | R63-0036
06029 |  | California | Kern | 424611 | 49833113 | 47092712 | 1514305017 | 27412 | 27000 | NAVAL PETROLEUM RESERVE #1 |  |  |  |  | 79 | 7.9 | 3 | 211111 | -119.297 | 35.232 |  | 106 | 999 |  |  |  | 93276 |  | R63-0036
06029 |  | California | Kern | 424611 | 49833213 | 47092712 | 1514305017 | 27445 | 27000 | NAVAL PETROLEUM RESERVE #1 |  |  |  |  | 79 | 7.9 | 3 | 211111 | -119.297 | 35.232 |  | 106 | 999 |  |  |  | 93276 |  | R63-0036
06029 |  | California | Kern | 424611 | 49833313 | 47092712 | 1514305017 | 27446 | 27000 | NAVAL PETROLEUM RESERVE #1 |  |  |  |  | 79 | 7.9 | 3 | 211111 | -119.297 | 35.232 |  | 106 | 999 |  |  |  | 93276 |  | R63-0036
06029 |  | California | Kern | 424611 | 49833413 | 47092712 | 1514305017 | 27447 | 27000 | NAVAL PETROLEUM RESERVE #1 |  |  |  |  | 79 | 7.9 | 3 | 211111 | -119.297 | 35.232 |  | 106 | 999 |  |  |  | 93276 |  | R63-0036
06029 |  | California | Kern | 424611 | 49833513 | 47092712 | 1514305017 | 27448 | 27000 | NAVAL PETROLEUM RESERVE #1 |  |  |  |  | 79 | 7.9 | 3 | 211111 | -119.297 | 35.232 |  | 106 | 999 |  |  |  | 93276 |  | R63-0036
06029 |  | California | Kern | 424611 | 49833613 | 47092712 | 1514305017 | 27449 | 27000 | NAVAL PETROLEUM RESERVE #1 |  |  |  |  | 79 | 7.9 | 3 | 211111 | -119.297 | 35.232 |  | 106 | 999 |  |  |  | 93276 |  | R63-0036
06029 |  | California | Kern | 424611 | 49833713 | 47092712 | 1514305017 | 27450 | 27000 | NAVAL PETROLEUM RESERVE #1 |  |  |  |  | 79 | 7.9 | 3 | 211111 | -119.297 | 35.232 |  | 106 | 999 |  |  |  | 93276 |  | R63-0036
06029 |  | California | Kern | 424611 | 49833813 | 47092712 | 1514305017 | 27408 | 27000 | NAVAL PETROLEUM RESERVE #1 |  |  |  |  | 79 | 7.9 | 3 | 211111 | -119.297 | 35.232 |  | 106 | 999 |  |  |  | 93276 |  | R63-0036
06029 |  | California | Kern | 424611 | 49834013 | 47092712 | 1514305017 | 27407 | 27000 | NAVAL PETROLEUM RESERVE #1 |  |  |  |  | 79 | 7.9 | 3 | 211111 | -119.297 | 35.232 |  | 106 | 999 |  |  |  | 93276 |  | R63-0036
06029 |  | California | Kern | 424611 | 49834213 | 47087112 | 1514305017 | 28101 | 28000 | NAVAL PETROLEUM RESERVE #1 |  |  |  |  | 79 | 7.9 | 3 | 211111 | -119.297 | 35.232 |  | 106 | 999 |  |  |  | 93276 |  | R63-0036
06029 |  | California | Kern | 424611 | 49834313 | 47087112 | 1514305017 | 28102 | 28000 | NAVAL PETROLEUM RESERVE #1 |  |  |  |  | 79 | 7.9 | 3 | 211111 | -119.297 | 35.232 |  | 106 | 999 |  |  |  | 93276 |  | R63-0036
06029 |  | California | Kern | 424611 | 49834413 | 47087112 | 1514305017 | 28301 | 28000 | NAVAL PETROLEUM RESERVE #1 |  |  |  |  | 79 | 7.9 | 3 | 211111 | -119.297 | 35.232 |  | 106 | 999 |  |  |  | 93276 |  | R63-0036
06029 |  | California | Kern | 424611 | 49834513 | 47087112 | 1514305017 | 28302 | 28000 | NAVAL PETROLEUM RESERVE #1 |  |  |  |  | 79 | 7.9 | 3 | 211111 | -119.297 | 35.232 |  | 106 | 999 |  |  |  | 93276 |  | R63-0036
06029 |  | California | Kern | 424611 | 49834613 | 47087112 | 1514305017 | 28303 | 28000 | NAVAL PETROLEUM RESERVE #1 |  |  |  |  | 79 | 7.9 | 3 | 211111 | -119.297 | 35.232 |  | 106 | 999 |  |  |  | 93276 |  | R63-0036
06029 |  | California | Kern | 424611 | 49834713 | 47087112 | 1514305017 | 28340 | 28000 | NAVAL PETROLEUM RESERVE #1 |  |  |  |  | 79 | 7.9 | 3 | 211111 | -119.297 | 35.232 |  | 106 | 999 |  |  |  | 93276 |  | R63-0036
06029 |  | California | Kern | 424611 | 49834813 | 47091612 | 1514305017 | 82206 | 82000 | NAVAL PETROLEUM RESERVE #1 |  |  |  |  | 79 | 7.9 | 3 | 211111 | -119.297 | 35.232 |  | 106 | 999 |  |  |  | 93276 |  | R63-0036
06029 |  | California | Kern | 424611 | 49834913 | 47091412 | 1514305017 | 73303 | 73000 | NAVAL PETROLEUM RESERVE #1 |  |  |  |  | 79 | 7.9 | 3 | 211111 | -119.297 | 35.232 |  | 106 | 999 |  |  |  | 93276 |  | R63-0036
06029 |  | California | Kern | 424611 | 49835013 | 47105312 | 1514305017 | 20205 | 20000 | NAVAL PETROLEUM RESERVE #1 |  |  |  |  | 79 | 7.9 | 3 | 211111 | -119.297 | 35.232 |  | 106 | 999 |  |  |  | 93276 |  | R63-0036
06029 |  | California | Kern | 424611 | 49835113 | 47091412 | 1514305017 | 73107 | 73000 | NAVAL PETROLEUM RESERVE #1 |  |  |  |  | 79 | 7.9 | 3 | 211111 | -119.297 | 35.232 |  | 106 | 999 |  |  |  | 93276 |  | R63-0036
06029 |  | California | Kern | 424611 | 49835213 | 47092712 | 1514305017 | 27451 | 27000 | NAVAL PETROLEUM RESERVE #1 |  |  |  |  | 79 | 7.9 | 3 | 211111 | -119.297 | 35.232 |  | 106 | 999 |  |  |  | 93276 |  | R63-0036
06029 |  | California | Kern | 424611 | 49835313 | 47092712 | 1514305017 | 27303 | 27000 | NAVAL PETROLEUM RESERVE #1 |  |  |  |  | 79 | 7.9 | 3 | 211111 | -119.297 | 35.232 |  | 106 | 999 |  |  |  | 93276 |  | R63-0036
06029 |  | California | Kern | 424611 | 49835413 | 47114212 | 1514305017 | 42208 | 42000 | NAVAL PETROLEUM RESERVE #1 |  |  |  |  | 79 | 7.9 | 3 | 211111 | -119.297 | 35.232 |  | 106 | 999 |  |  |  | 93276 |  | R63-0036
06029 |  | California | Kern | 424611 | 49835513 | 47114212 | 1514305017 | 42206 | 42000 | NAVAL PETROLEUM RESERVE #1 |  |  |  |  | 79 | 7.9 | 3 | 211111 | -119.297 | 35.232 |  | 106 | 999 |  |  |  | 93276 |  | R63-0036
06029 |  | California | Kern | 424611 | 49835613 | 47114212 | 1514305017 | 42205 | 42000 | NAVAL PETROLEUM RESERVE #1 |  |  |  |  | 79 | 7.9 | 3 | 211111 | -119.297 | 35.232 |  | 106 | 999 |  |  |  | 93276 |  | R63-0036
06029 |  | California | Kern | 424611 | 49835713 | 47114212 | 1514305017 | 42204 | 42000 | NAVAL PETROLEUM RESERVE #1 |  |  |  |  | 79 | 7.9 | 3 | 211111 | -119.297 | 35.232 |  | 106 | 999 |  |  |  | 93276 |  | R63-0036
06029 |  | California | Kern | 424611 | 49835813 | 47099712 | 1514305017 | 50412 | 50000 | NAVAL PETROLEUM RESERVE #1 |  |  |  |  | 79 | 7.9 | 3 | 211111 | -119.297 | 35.232 |  | 106 | 999 |  |  |  | 93276 |  | R63-0036
06029 |  | California | Kern | 424611 | 49835913 | 47114212 | 1514305017 | 42202 | 42000 | NAVAL PETROLEUM RESERVE #1 |  |  |  |  | 79 | 7.9 | 3 | 211111 | -119.297 | 35.232 |  | 106 | 999 |  |  |  | 93276 |  | R63-0036
06029 |  | California | Kern | 424611 | 49836013 | 47099712 | 1514305017 | 50413 | 50000 | NAVAL PETROLEUM RESERVE #1 |  |  |  |  | 79 | 7.9 | 3 | 211111 | -119.297 | 35.232 |  | 106 | 999 |  |  |  | 93276 |  | R63-0036
06029 |  | California | Kern | 424611 | 49836113 | 47117212 | 1514305017 | 48342 | 48000 | NAVAL PETROLEUM RESERVE #1 |  |  |  |  | 79 | 7.9 | 3 | 211111 | -119.297 | 35.232 |  | 106 | 999 |  |  |  | 93276 |  | R63-0036
06029 |  | California | Kern | 424611 | 49836213 | 47099712 | 1514305017 | 50443 | 50000 | NAVAL PETROLEUM RESERVE #1 |  |  |  |  | 79 | 7.9 | 3 | 211111 | -119.297 | 35.232 |  | 106 | 999 |  |  |  | 93276 |  | R63-0036
06029 |  | California | Kern | 424611 | 49836313 | 47117212 | 1514305017 | 48343 | 48000 | NAVAL PETROLEUM RESERVE #1 |  |  |  |  | 79 | 7.9 | 3 | 211111 | -119.297 | 35.232 |  | 106 | 999 |  |  |  | 93276 |  | R63-0036
06029 |  | California | Kern | 424611 | 49836413 | 47099712 | 1514305017 | 50442 | 50000 | NAVAL PETROLEUM RESERVE #1 |  |  |  |  | 79 | 7.9 | 3 | 211111 | -119.297 | 35.232 |  | 106 | 999 |  |  |  | 93276 |  | R63-0036
06029 |  | California | Kern | 424611 | 49836513 | 47099712 | 1514305017 | 50441 | 50000 | NAVAL PETROLEUM RESERVE #1 |  |  |  |  | 79 | 7.9 | 3 | 211111 | -119.297 | 35.232 |  | 106 | 999 |  |  |  | 93276 |  | R63-0036
06029 |  | California | Kern | 424611 | 49836613 | 47099712 | 1514305017 | 50440 | 50000 | NAVAL PETROLEUM RESERVE #1 |  |  |  |  | 79 | 7.9 | 3 | 211111 | -119.297 | 35.232 |  | 106 | 999 |  |  |  | 93276 |  | R63-0036
06029 |  | California | Kern | 424611 | 49836713 | 47099712 | 1514305017 | 50415 | 50000 | NAVAL PETROLEUM RESERVE #1 |  |  |  |  | 79 | 7.9 | 3 | 211111 | -119.297 | 35.232 |  | 106 | 999 |  |  |  | 93276 |  | R63-0036
06029 |  | California | Kern | 424611 | 49836913 | 47114212 | 1514305017 | 42203 | 42000 | NAVAL PETROLEUM RESERVE #1 |  |  |  |  | 79 | 7.9 | 3 | 211111 | -119.297 | 35.232 |  | 106 | 999 |  |  |  | 93276 |  | R63-0036
06029 |  | California | Kern | 424611 | 49837013 | 47108512 | 1514305017 | 43444 | 43000 | NAVAL PETROLEUM RESERVE #1 |  |  |  |  | 79 | 7.9 | 3 | 211111 | -119.297 | 35.232 |  | 106 | 999 |  |  |  | 93276 |  | R63-0036
06029 |  | California | Kern | 424611 | 49837113 | 47117212 | 1514305017 | 48340 | 48000 | NAVAL PETROLEUM RESERVE #1 |  |  |  |  | 79 | 7.9 | 3 | 211111 | -119.297 | 35.232 |  | 106 | 999 |  |  |  | 93276 |  | R63-0036
06029 |  | California | Kern | 424611 | 49837213 | 47106212 | 1514305017 | 46146 | 46000 | NAVAL PETROLEUM RESERVE #1 |  |  |  |  | 79 | 7.9 | 3 | 211111 | -119.297 | 35.232 |  | 106 | 999 |  |  |  | 93276 |  | R63-0036
06029 |  | California | Kern | 424611 | 49837313 | 47106212 | 1514305017 | 46145 | 46000 | NAVAL PETROLEUM RESERVE #1 |  |  |  |  | 79 | 7.9 | 3 | 211111 | -119.297 | 35.232 |  | 106 | 999 |  |  |  | 93276 |  | R63-0036
06029 |  | California | Kern | 424611 | 49837413 | 47106212 | 1514305017 | 46144 | 46000 | NAVAL PETROLEUM RESERVE #1 |  |  |  |  | 79 | 7.9 | 3 | 211111 | -119.297 | 35.232 |  | 106 | 999 |  |  |  | 93276 |  | R63-0036
06029 |  | California | Kern | 424611 | 49837513 | 47106212 | 1514305017 | 46143 | 46000 | NAVAL PETROLEUM RESERVE #1 |  |  |  |  | 79 | 7.9 | 3 | 211111 | -119.297 | 35.232 |  | 106 | 999 |  |  |  | 93276 |  | R63-0036
06029 |  | California | Kern | 424611 | 49837613 | 47106212 | 1514305017 | 46107 | 46000 | NAVAL PETROLEUM RESERVE #1 |  |  |  |  | 79 | 7.9 | 3 | 211111 | -119.297 | 35.232 |  | 106 | 999 |  |  |  | 93276 |  | R63-0036
06029 |  | California | Kern | 424611 | 49837713 | 47106212 | 1514305017 | 46141 | 46000 | NAVAL PETROLEUM RESERVE #1 |  |  |  |  | 79 | 7.9 | 3 | 211111 | -119.297 | 35.232 |  | 106 | 999 |  |  |  | 93276 |  | R63-0036
06029 |  | California | Kern | 424611 | 49837813 | 47090912 | 1514305017 | 45209 | 45000 | NAVAL PETROLEUM RESERVE #1 |  |  |  |  | 79 | 7.9 | 3 | 211111 | -119.297 | 35.232 |  | 106 | 999 |  |  |  | 93276 |  | R63-0036
06029 |  | California | Kern | 424611 | 49837913 | 47085512 | 1514305017 | 46115 | 52000 | NAVAL PETROLEUM RESERVE #1 |  |  |  |  | 79 | 7.9 | 3 | 211111 | -119.297 | 35.232 |  | 106 | 999 |  |  |  | 93276 |  | R63-0036
06029 |  | California | Kern | 424611 | 49838013 | 47106212 | 1514305017 | 46114 | 46000 | NAVAL PETROLEUM RESERVE #1 |  |  |  |  | 79 | 7.9 | 3 | 211111 | -119.297 | 35.232 |  | 106 | 999 |  |  |  | 93276 |  | R63-0036
06029 |  | California | Kern | 424611 | 49838113 | 47106212 | 1514305017 | 46113 | 46000 | NAVAL PETROLEUM RESERVE #1 |  |  |  |  | 79 | 7.9 | 3 | 211111 | -119.297 | 35.232 |  | 106 | 999 |  |  |  | 93276 |  | R63-0036
06029 |  | California | Kern | 424611 | 49838213 | 47106212 | 1514305017 | 46112 | 46000 | NAVAL PETROLEUM RESERVE #1 |  |  |  |  | 79 | 7.9 | 3 | 211111 | -119.297 | 35.232 |  | 106 | 999 |  |  |  | 93276 |  | R63-0036
06029 |  | California | Kern | 424611 | 49838313 | 47106212 | 1514305017 | 46111 | 46000 | NAVAL PETROLEUM RESERVE #1 |  |  |  |  | 79 | 7.9 | 3 | 211111 | -119.297 | 35.232 |  | 106 | 999 |  |  |  | 93276 |  | R63-0036
06029 |  | California | Kern | 424611 | 49838413 | 47106212 | 1514305017 | 46110 | 46000 | NAVAL PETROLEUM RESERVE #1 |  |  |  |  | 79 | 7.9 | 3 | 211111 | -119.297 | 35.232 |  | 106 | 999 |  |  |  | 93276 |  | R63-0036
06029 |  | California | Kern | 424611 | 49838513 | 47106212 | 1514305017 | 46142 | 46000 | NAVAL PETROLEUM RESERVE #1 |  |  |  |  | 79 | 7.9 | 3 | 211111 | -119.297 | 35.232 |  | 106 | 999 |  |  |  | 93276 |  | R63-0036
06029 |  | California | Kern | 424611 | 49838613 | 47085412 | 1514305017 | 44403 | 44000 | NAVAL PETROLEUM RESERVE #1 |  |  |  |  | 79 | 7.9 | 3 | 211111 | -119.297 | 35.232 |  | 106 | 999 |  |  |  | 93276 |  | R63-0036
06029 |  | California | Kern | 424611 | 49838813 | 47084412 | 1514305017 | 63404 | 63000 | NAVAL PETROLEUM RESERVE #1 |  |  |  |  | 79 | 7.9 | 3 | 211111 | -119.297 | 35.232 |  | 106 | 999 |  |  |  | 93276 |  | R63-0036
06029 |  | California | Kern | 424611 | 49838913 | 47113712 | 1514305017 | 56140 | 56000 | NAVAL PETROLEUM RESERVE #1 |  |  |  |  | 79 | 7.9 | 3 | 211111 | -119.297 | 35.232 |  | 106 | 999 |  |  |  | 93276 |  | R63-0036
06029 |  | California | Kern | 424611 | 49839013 | 47113712 | 1514305017 | 56141 | 56000 | NAVAL PETROLEUM RESERVE #1 |  |  |  |  | 79 | 7.9 | 3 | 211111 | -119.297 | 35.232 |  | 106 | 999 |  |  |  | 93276 |  | R63-0036
06029 |  | California | Kern | 424611 | 49839113 | 47113712 | 1514305017 | 56142 | 56000 | NAVAL PETROLEUM RESERVE #1 |  |  |  |  | 79 | 7.9 | 3 | 211111 | -119.297 | 35.232 |  | 106 | 999 |  |  |  | 93276 |  | R63-0036
06029 |  | California | Kern | 424611 | 49839213 | 47113712 | 1514305017 | 56143 | 56000 | NAVAL PETROLEUM RESERVE #1 |  |  |  |  | 79 | 7.9 | 3 | 211111 | -119.297 | 35.232 |  | 106 | 999 |  |  |  | 93276 |  | R63-0036
06029 |  | California | Kern | 424611 | 49839413 | 47113712 | 1514305017 | 56340 | 56000 | NAVAL PETROLEUM RESERVE #1 |  |  |  |  | 79 | 7.9 | 3 | 211111 | -119.297 | 35.232 |  | 106 | 999 |  |  |  | 93276 |  | R63-0036
06029 |  | California | Kern | 424611 | 49839513 | 47113712 | 1514305017 | 56341 | 56000 | NAVAL PETROLEUM RESERVE #1 |  |  |  |  | 79 | 7.9 | 3 | 211111 | -119.297 | 35.232 |  | 106 | 999 |  |  |  | 93276 |  | R63-0036
06029 |  | California | Kern | 424611 | 49839613 | 47113712 | 1514305017 | 56342 | 56000 | NAVAL PETROLEUM RESERVE #1 |  |  |  |  | 79 | 7.9 | 3 | 211111 | -119.297 | 35.232 |  | 106 | 999 |  |  |  | 93276 |  | R63-0036
06029 |  | California | Kern | 424611 | 49839713 | 47113712 | 1514305017 | 56343 | 56000 | NAVAL PETROLEUM RESERVE #1 |  |  |  |  | 79 | 7.9 | 3 | 211111 | -119.297 | 35.232 |  | 106 | 999 |  |  |  | 93276 |  | R63-0036
06029 |  | California | Kern | 424611 | 49839913 | 47084412 | 1514305017 | 63346 | 63000 | NAVAL PETROLEUM RESERVE #1 |  |  |  |  | 79 | 7.9 | 3 | 211111 | -119.297 | 35.232 |  | 106 | 999 |  |  |  | 93276 |  | R63-0036
06029 |  | California | Kern | 424611 | 49840013 | 47084412 | 1514305017 | 63403 | 63000 | NAVAL PETROLEUM RESERVE #1 |  |  |  |  | 79 | 7.9 | 3 | 211111 | -119.297 | 35.232 |  | 106 | 999 |  |  |  | 93276 |  | R63-0036
06029 |  | California | Kern | 424611 | 49840113 | 47094112 | 1514305017 | 58123 | 58000 | NAVAL PETROLEUM RESERVE #1 |  |  |  |  | 79 | 7.9 | 3 | 211111 | -119.297 | 35.232 |  | 106 | 999 |  |  |  | 93276 |  | R63-0036
06029 |  | California | Kern | 424611 | 49840213 | 47084412 | 1514305017 | 63402 | 63000 | NAVAL PETROLEUM RESERVE #1 |  |  |  |  | 79 | 7.9 | 3 | 211111 | -119.297 | 35.232 |  | 106 | 999 |  |  |  | 93276 |  | R63-0036
06029 |  | California | Kern | 424611 | 49840413 | 47084412 | 1514305017 | 63341 | 63000 | NAVAL PETROLEUM RESERVE #1 |  |  |  |  | 79 | 7.9 | 3 | 211111 | -119.297 | 35.232 |  | 106 | 999 |  |  |  | 93276 |  | R63-0036
06029 |  | California | Kern | 424611 | 49840513 | 47084412 | 1514305017 | 63401 | 63000 | NAVAL PETROLEUM RESERVE #1 |  |  |  |  | 79 | 7.9 | 3 | 211111 | -119.297 | 35.232 |  | 106 | 999 |  |  |  | 93276 |  | R63-0036
06029 |  | California | Kern | 424611 | 49840613 | 47084412 | 1514305017 | 63342 | 63000 | NAVAL PETROLEUM RESERVE #1 |  |  |  |  | 79 | 7.9 | 3 | 211111 | -119.297 | 35.232 |  | 106 | 999 |  |  |  | 93276 |  | R63-0036
06029 |  | California | Kern | 424611 | 49840713 | 47084412 | 1514305017 | 63343 | 63000 | NAVAL PETROLEUM RESERVE #1 |  |  |  |  | 79 | 7.9 | 3 | 211111 | -119.297 | 35.232 |  | 106 | 999 |  |  |  | 93276 |  | R63-0036
06029 |  | California | Kern | 424611 | 49840813 | 47084412 | 1514305017 | 63344 | 63000 | NAVAL PETROLEUM RESERVE #1 |  |  |  |  | 79 | 7.9 | 3 | 211111 | -119.297 | 35.232 |  | 106 | 999 |  |  |  | 93276 |  | R63-0036
06029 |  | California | Kern | 424611 | 49840913 | 47084412 | 1514305017 | 63345 | 63000 | NAVAL PETROLEUM RESERVE #1 |  |  |  |  | 79 | 7.9 | 3 | 211111 | -119.297 | 35.232 |  | 106 | 999 |  |  |  | 93276 |  | R63-0036
06029 |  | California | Kern | 424611 | 49841113 | 47094112 | 1514305017 | 58119 | 58000 | NAVAL PETROLEUM RESERVE #1 |  |  |  |  | 79 | 7.9 | 3 | 211111 | -119.297 | 35.232 |  | 106 | 999 |  |  |  | 93276 |  | R63-0036
06029 |  | California | Kern | 424611 | 49841213 | 47094112 | 1514305017 | 58110 | 58000 | NAVAL PETROLEUM RESERVE #1 |  |  |  |  | 79 | 7.9 | 3 | 211111 | -119.297 | 35.232 |  | 106 | 999 |  |  |  | 93276 |  | R63-0036
06029 |  | California | Kern | 424611 | 49841313 | 47094112 | 1514305017 | 58111 | 58000 | NAVAL PETROLEUM RESERVE #1 |  |  |  |  | 79 | 7.9 | 3 | 211111 | -119.297 | 35.232 |  | 106 | 999 |  |  |  | 93276 |  | R63-0036
06029 |  | California | Kern | 424611 | 49841413 | 47094112 | 1514305017 | 58112 | 58000 | NAVAL PETROLEUM RESERVE #1 |  |  |  |  | 79 | 7.9 | 3 | 211111 | -119.297 | 35.232 |  | 106 | 999 |  |  |  | 93276 |  | R63-0036
06029 |  | California | Kern | 424611 | 49841513 | 47094112 | 1514305017 | 58113 | 58000 | NAVAL PETROLEUM RESERVE #1 |  |  |  |  | 79 | 7.9 | 3 | 211111 | -119.297 | 35.232 |  | 106 | 999 |  |  |  | 93276 |  | R63-0036
06029 |  | California | Kern | 424611 | 49841613 | 47094112 | 1514305017 | 58114 | 58000 | NAVAL PETROLEUM RESERVE #1 |  |  |  |  | 79 | 7.9 | 3 | 211111 | -119.297 | 35.232 |  | 106 | 999 |  |  |  | 93276 |  | R63-0036
06029 |  | California | Kern | 424611 | 49841713 | 47084412 | 1514305017 | 63405 | 63000 | NAVAL PETROLEUM RESERVE #1 |  |  |  |  | 79 | 7.9 | 3 | 211111 | -119.297 | 35.232 |  | 106 | 999 |  |  |  | 93276 |  | R63-0036
06029 |  | California | Kern | 424611 | 49841913 | 47094112 | 1514305017 | 58115 | 58000 | NAVAL PETROLEUM RESERVE #1 |  |  |  |  | 79 | 7.9 | 3 | 211111 | -119.297 | 35.232 |  | 106 | 999 |  |  |  | 93276 |  | R63-0036
06029 |  | California | Kern | 424611 | 49842013 | 47103912 | 1514305017 | 88243 | 88000 | NAVAL PETROLEUM RESERVE #1 |  |  |  |  | 79 | 7.9 | 3 | 211111 | -119.297 | 35.232 |  | 106 | 999 |  |  |  | 93276 |  | R63-0036
06029 |  | California | Kern | 424611 | 49842113 | 47094112 | 1514305017 | 58116 | 58000 | NAVAL PETROLEUM RESERVE #1 |  |  |  |  | 79 | 7.9 | 3 | 211111 | -119.297 | 35.232 |  | 106 | 999 |  |  |  | 93276 |  | R63-0036
06029 |  | California | Kern | 424611 | 49842213 | 47094112 | 1514305017 | 58122 | 58000 | NAVAL PETROLEUM RESERVE #1 |  |  |  |  | 79 | 7.9 | 3 | 211111 | -119.297 | 35.232 |  | 106 | 999 |  |  |  | 93276 |  | R63-0036
06029 |  | California | Kern | 424611 | 49842313 | 47094112 | 1514305017 | 58118 | 58000 | NAVAL PETROLEUM RESERVE #1 |  |  |  |  | 79 | 7.9 | 3 | 211111 | -119.297 | 35.232 |  | 106 | 999 |  |  |  | 93276 |  | R63-0036
06029 |  | California | Kern | 424611 | 49842513 | 47094112 | 1514305017 | 58120 | 58000 | NAVAL PETROLEUM RESERVE #1 |  |  |  |  | 79 | 7.9 | 3 | 211111 | -119.297 | 35.232 |  | 106 | 999 |  |  |  | 93276 |  | R63-0036
06029 |  | California | Kern | 424611 | 49842613 | 47094112 | 1514305017 | 58121 | 58000 | NAVAL PETROLEUM RESERVE #1 |  |  |  |  | 79 | 7.9 | 3 | 211111 | -119.297 | 35.232 |  | 106 | 999 |  |  |  | 93276 |  | R63-0036
06029 |  | California | Kern | 424611 | 49842713 | 47084412 | 1514305017 | 63312 | 63000 | NAVAL PETROLEUM RESERVE #1 |  |  |  |  | 79 | 7.9 | 3 | 211111 | -119.297 | 35.232 |  | 106 | 999 |  |  |  | 93276 |  | R63-0036
06029 |  | California | Kern | 424611 | 49842813 | 47084412 | 1514305017 | 63313 | 63000 | NAVAL PETROLEUM RESERVE #1 |  |  |  |  | 79 | 7.9 | 3 | 211111 | -119.297 | 35.232 |  | 106 | 999 |  |  |  | 93276 |  | R63-0036
06029 |  | California | Kern | 424611 | 49842913 | 47084412 | 1514305017 | 63314 | 63000 | NAVAL PETROLEUM RESERVE #1 |  |  |  |  | 79 | 7.9 | 3 | 211111 | -119.297 | 35.232 |  | 106 | 999 |  |  |  | 93276 |  | R63-0036
06029 |  | California | Kern | 424611 | 49843013 | 47084412 | 1514305017 | 63315 | 63000 | NAVAL PETROLEUM RESERVE #1 |  |  |  |  | 79 | 7.9 | 3 | 211111 | -119.297 | 35.232 |  | 106 | 999 |  |  |  | 93276 |  | R63-0036
06029 |  | California | Kern | 424611 | 49843113 | 47084412 | 1514305017 | 63316 | 63000 | NAVAL PETROLEUM RESERVE #1 |  |  |  |  | 79 | 7.9 | 3 | 211111 | -119.297 | 35.232 |  | 106 | 999 |  |  |  | 93276 |  | R63-0036
06029 |  | California | Kern | 424611 | 49843213 | 47094112 | 1514305017 | 58109 | 58000 | NAVAL PETROLEUM RESERVE #1 |  |  |  |  | 79 | 7.9 | 3 | 211111 | -119.297 | 35.232 |  | 106 | 999 |  |  |  | 93276 |  | R63-0036
06029 |  | California | Kern | 424611 | 49843313 | 47084412 | 1514305017 | 63317 | 63000 | NAVAL PETROLEUM RESERVE #1 |  |  |  |  | 79 | 7.9 | 3 | 211111 | -119.297 | 35.232 |  | 106 | 999 |  |  |  | 93276 |  | R63-0036
06029 |  | California | Kern | 424611 | 49843413 | 47084412 | 1514305017 | 63340 | 63000 | NAVAL PETROLEUM RESERVE #1 |  |  |  |  | 79 | 7.9 | 3 | 211111 | -119.297 | 35.232 |  | 106 | 999 |  |  |  | 93276 |  | R63-0036
06029 |  | California | Kern | 424611 | 49843513 | 47094112 | 1514305017 | 58117 | 58000 | NAVAL PETROLEUM RESERVE #1 |  |  |  |  | 79 | 7.9 | 3 | 211111 | -119.297 | 35.232 |  | 106 | 999 |  |  |  | 93276 |  | R63-0036
06029 |  | California | Kern | 424611 | 49843613 | 47115112 | 1514305017 | 57310 | 57000 | NAVAL PETROLEUM RESERVE #1 |  |  |  |  | 79 | 7.9 | 3 | 211111 | -119.297 | 35.232 |  | 106 | 999 |  |  |  | 93276 |  | R63-0036
06029 |  | California | Kern | 424611 | 49844113 | 47115112 | 1514305017 | 57314 | 57000 | NAVAL PETROLEUM RESERVE #1 |  |  |  |  | 79 | 7.9 | 3 | 211111 | -119.297 | 35.232 |  | 106 | 999 |  |  |  | 93276 |  | R63-0036
06029 |  | California | Kern | 424611 | 49844213 | 47115112 | 1514305017 | 57313 | 57000 | NAVAL PETROLEUM RESERVE #1 |  |  |  |  | 79 | 7.9 | 3 | 211111 | -119.297 | 35.232 |  | 106 | 999 |  |  |  | 93276 |  | R63-0036
06029 |  | California | Kern | 424611 | 49844413 | 47115112 | 1514305017 | 57311 | 57000 | NAVAL PETROLEUM RESERVE #1 |  |  |  |  | 79 | 7.9 | 3 | 211111 | -119.297 | 35.232 |  | 106 | 999 |  |  |  | 93276 |  | R63-0036
06029 |  | California | Kern | 424611 | 49844513 | 47116912 | 1514305017 | 53340 | 53000 | NAVAL PETROLEUM RESERVE #1 |  |  |  |  | 79 | 7.9 | 3 | 211111 | -119.297 | 35.232 |  | 106 | 999 |  |  |  | 93276 |  | R63-0036
06029 |  | California | Kern | 424611 | 49844613 | 47116912 | 1514305017 | 53341 | 53000 | NAVAL PETROLEUM RESERVE #1 |  |  |  |  | 79 | 7.9 | 3 | 211111 | -119.297 | 35.232 |  | 106 | 999 |  |  |  | 93276 |  | R63-0036
06029 |  | California | Kern | 424611 | 49844713 | 47116912 | 1514305017 | 53342 | 53000 | NAVAL PETROLEUM RESERVE #1 |  |  |  |  | 79 | 7.9 | 3 | 211111 | -119.297 | 35.232 |  | 106 | 999 |  |  |  | 93276 |  | R63-0036
06029 |  | California | Kern | 424611 | 49844813 | 47098212 | 1514305017 | 54201 | 54000 | NAVAL PETROLEUM RESERVE #1 |  |  |  |  | 434 | 99.7 | 30.5 | 211111 | -119.297 | 35.232 |  | 106 | 999 |  |  |  | 93276 |  | R63-0036
06029 |  | California | Kern | 424611 | 49844913 | 47098212 | 1514305017 | 54301 | 54000 | NAVAL PETROLEUM RESERVE #1 |  |  |  |  | 434 | 99.7 | 30.5 | 211111 | -119.297 | 35.232 |  | 106 | 999 |  |  |  | 93276 |  | R63-0036
06029 |  | California | Kern | 424611 | 49845013 | 47098212 | 1514305017 | 54401 | 54000 | NAVAL PETROLEUM RESERVE #1 |  |  |  |  | 434 | 99.7 | 30.5 | 211111 | -119.297 | 35.232 |  | 106 | 999 |  |  |  | 93276 |  | R63-0036
06029 |  | California | Kern | 424611 | 49845213 | 47085512 | 1514305017 | 52442 | 52000 | NAVAL PETROLEUM RESERVE #1 |  |  |  |  | 79 | 7.9 | 3 | 211111 | -119.297 | 35.232 |  | 106 | 999 |  |  |  | 93276 |  | R63-0036
06029 |  | California | Kern | 424611 | 49845313 | 47116812 | 1514305017 | 51302 | 51000 | NAVAL PETROLEUM RESERVE #1 |  |  |  |  | 79 | 7.9 | 3 | 211111 | -119.297 | 35.232 |  | 106 | 999 |  |  |  | 93276 |  | R63-0036
06029 |  | California | Kern | 424611 | 49845413 | 47116812 | 1514305017 | 51303 | 51000 | NAVAL PETROLEUM RESERVE #1 |  |  |  |  | 79 | 7.9 | 3 | 211111 | -119.297 | 35.232 |  | 106 | 999 |  |  |  | 93276 |  | R63-0036
06029 |  | California | Kern | 424611 | 49845513 | 47116812 | 1514305017 | 51304 | 51000 | NAVAL PETROLEUM RESERVE #1 |  |  |  |  | 79 | 7.9 | 3 | 211111 | -119.297 | 35.232 |  | 106 | 999 |  |  |  | 93276 |  | R63-0036
06029 |  | California | Kern | 424611 | 49845613 | 47116812 | 1514305017 | 51305 | 51000 | NAVAL PETROLEUM RESERVE #1 |  |  |  |  | 79 | 7.9 | 3 | 211111 | -119.297 | 35.232 |  | 106 | 999 |  |  |  | 93276 |  | R63-0036
06029 |  | California | Kern | 424611 | 49845713 | 47116812 | 1514305017 | 51340 | 51000 | NAVAL PETROLEUM RESERVE #1 |  |  |  |  | 79 | 7.9 | 3 | 211111 | -119.297 | 35.232 |  | 106 | 999 |  |  |  | 93276 |  | R63-0036
06029 |  | California | Kern | 424611 | 49845813 | 47116812 | 1514305017 | 51341 | 51000 | NAVAL PETROLEUM RESERVE #1 |  |  |  |  | 79 | 7.9 | 3 | 211111 | -119.297 | 35.232 |  | 106 | 999 |  |  |  | 93276 |  | R63-0036
06029 |  | California | Kern | 424611 | 49845913 | 47116812 | 1514305017 | 51342 | 51000 | NAVAL PETROLEUM RESERVE #1 |  |  |  |  | 79 | 7.9 | 3 | 211111 | -119.297 | 35.232 |  | 106 | 999 |  |  |  | 93276 |  | R63-0036
06029 |  | California | Kern | 424611 | 49846113 | 47116912 | 1514305017 | 53246 | 53000 | NAVAL PETROLEUM RESERVE #1 |  |  |  |  | 79 | 7.9 | 3 | 211111 | -119.297 | 35.232 |  | 106 | 999 |  |  |  | 93276 |  | R63-0036
06029 |  | California | Kern | 424611 | 49846213 | 47085512 | 1514305017 | 52441 | 52000 | NAVAL PETROLEUM RESERVE #1 |  |  |  |  | 79 | 7.9 | 3 | 211111 | -119.297 | 35.232 |  | 106 | 999 |  |  |  | 93276 |  | R63-0036
06029 |  | California | Kern | 424611 | 49846313 | 47116912 | 1514305017 | 53245 | 53000 | NAVAL PETROLEUM RESERVE #1 |  |  |  |  | 79 | 7.9 | 3 | 211111 | -119.297 | 35.232 |  | 106 | 999 |  |  |  | 93276 |  | R63-0036
06029 |  | California | Kern | 424611 | 49846413 | 47085512 | 1514305017 | 52443 | 52000 | NAVAL PETROLEUM RESERVE #1 |  |  |  |  | 79 | 7.9 | 3 | 211111 | -119.297 | 35.232 |  | 106 | 999 |  |  |  | 93276 |  | R63-0036
06029 |  | California | Kern | 424611 | 49846513 | 47116912 | 1514305017 | 53201 | 53000 | NAVAL PETROLEUM RESERVE #1 |  |  |  |  | 79 | 7.9 | 3 | 211111 | -119.297 | 35.232 |  | 106 | 999 |  |  |  | 93276 |  | R63-0036
06029 |  | California | Kern | 424611 | 49846613 | 47116912 | 1514305017 | 53202 | 53000 | NAVAL PETROLEUM RESERVE #1 |  |  |  |  | 79 | 7.9 | 3 | 211111 | -119.297 | 35.232 |  | 106 | 999 |  |  |  | 93276 |  | R63-0036
06029 |  | California | Kern | 424611 | 49846713 | 47094112 | 1514305017 | 58244 | 58000 | NAVAL PETROLEUM RESERVE #1 |  |  |  |  | 79 | 7.9 | 3 | 211111 | -119.297 | 35.232 |  | 106 | 999 |  |  |  | 93276 |  | R63-0036
06029 |  | California | Kern | 424611 | 49847013 | 47094112 | 1514305017 | 58249 | 58000 | NAVAL PETROLEUM RESERVE #1 |  |  |  |  | 79 | 7.9 | 3 | 211111 | -119.297 | 35.232 |  | 106 | 999 |  |  |  | 93276 |  | R63-0036
06029 |  | California | Kern | 424611 | 49847113 | 47094112 | 1514305017 | 58248 | 58000 | NAVAL PETROLEUM RESERVE #1 |  |  |  |  | 79 | 7.9 | 3 | 211111 | -119.297 | 35.232 |  | 106 | 999 |  |  |  | 93276 |  | R63-0036
06029 |  | California | Kern | 424611 | 49847213 | 47094112 | 1514305017 | 58247 | 58000 | NAVAL PETROLEUM RESERVE #1 |  |  |  |  | 79 | 7.9 | 3 | 211111 | -119.297 | 35.232 |  | 106 | 999 |  |  |  | 93276 |  | R63-0036
06029 |  | California | Kern | 424611 | 49847313 | 47094112 | 1514305017 | 58210 | 58000 | NAVAL PETROLEUM RESERVE #1 |  |  |  |  | 79 | 7.9 | 3 | 211111 | -119.297 | 35.232 |  | 106 | 999 |  |  |  | 93276 |  | R63-0036
06029 |  | California | Kern | 424611 | 49847413 | 47094112 | 1514305017 | 58245 | 58000 | NAVAL PETROLEUM RESERVE #1 |  |  |  |  | 79 | 7.9 | 3 | 211111 | -119.297 | 35.232 |  | 106 | 999 |  |  |  | 93276 |  | R63-0036
06029 |  | California | Kern | 424611 | 49847513 | 47101012 | 1514305017 | 59241 | 59000 | NAVAL PETROLEUM RESERVE #1 |  |  |  |  | 79 | 7.9 | 3 | 211111 | -119.297 | 35.232 |  | 106 | 999 |  |  |  | 93276 |  | R63-0036
06029 |  | California | Kern | 424611 | 49847613 | 47094112 | 1514305017 | 58243 | 58000 | NAVAL PETROLEUM RESERVE #1 |  |  |  |  | 79 | 7.9 | 3 | 211111 | -119.297 | 35.232 |  | 106 | 999 |  |  |  | 93276 |  | R63-0036
06029 |  | California | Kern | 424611 | 49847713 | 47094112 | 1514305017 | 58242 | 58000 | NAVAL PETROLEUM RESERVE #1 |  |  |  |  | 79 | 7.9 | 3 | 211111 | -119.297 | 35.232 |  | 106 | 999 |  |  |  | 93276 |  | R63-0036
06029 |  | California | Kern | 424611 | 49847813 | 47094112 | 1514305017 | 58241 | 58000 | NAVAL PETROLEUM RESERVE #1 |  |  |  |  | 79 | 7.9 | 3 | 211111 | -119.297 | 35.232 |  | 106 | 999 |  |  |  | 93276 |  | R63-0036
06029 |  | California | Kern | 424611 | 49847913 | 47094112 | 1514305017 | 58240 | 58000 | NAVAL PETROLEUM RESERVE #1 |  |  |  |  | 79 | 7.9 | 3 | 211111 | -119.297 | 35.232 |  | 106 | 999 |  |  |  | 93276 |  | R63-0036
06029 |  | California | Kern | 424611 | 49848013 | 47094112 | 1514305017 | 58214 | 58000 | NAVAL PETROLEUM RESERVE #1 |  |  |  |  | 79 | 7.9 | 3 | 211111 | -119.297 | 35.232 |  | 106 | 999 |  |  |  | 93276 |  | R63-0036
06029 |  | California | Kern | 424611 | 49848113 | 47094112 | 1514305017 | 58213 | 58000 | NAVAL PETROLEUM RESERVE #1 |  |  |  |  | 79 | 7.9 | 3 | 211111 | -119.297 | 35.232 |  | 106 | 999 |  |  |  | 93276 |  | R63-0036
06029 |  | California | Kern | 424611 | 49848213 | 47094112 | 1514305017 | 58246 | 58000 | NAVAL PETROLEUM RESERVE #1 |  |  |  |  | 79 | 7.9 | 3 | 211111 | -119.297 | 35.232 |  | 106 | 999 |  |  |  | 93276 |  | R63-0036
06029 |  | California | Kern | 424611 | 49848313 | 47092212 | 1514305017 | 70314 | 70000 | NAVAL PETROLEUM RESERVE #1 |  |  |  |  | 79 | 7.9 | 3 | 211111 | -119.297 | 35.232 |  | 106 | 999 |  |  |  | 93276 |  | R63-0036
06029 |  | California | Kern | 424611 | 49848413 | 47101012 | 1514305017 | 59202 | 59000 | NAVAL PETROLEUM RESERVE #1 |  |  |  |  | 79 | 7.9 | 3 | 211111 | -119.297 | 35.232 |  | 106 | 999 |  |  |  | 93276 |  | R63-0036
06029 |  | California | Kern | 424611 | 49848513 | 47092212 | 1514305017 | 70344 | 70000 | NAVAL PETROLEUM RESERVE #1 |  |  |  |  | 79 | 7.9 | 3 | 211111 | -119.297 | 35.232 |  | 106 | 999 |  |  |  | 93276 |  | R63-0036
06029 |  | California | Kern | 424611 | 49848613 | 47092212 | 1514305017 | 70343 | 70000 | NAVAL PETROLEUM RESERVE #1 |  |  |  |  | 79 | 7.9 | 3 | 211111 | -119.297 | 35.232 |  | 106 | 999 |  |  |  | 93276 |  | R63-0036
06029 |  | California | Kern | 424611 | 49848713 | 47092212 | 1514305017 | 70342 | 70000 | NAVAL PETROLEUM RESERVE #1 |  |  |  |  | 79 | 7.9 | 3 | 211111 | -119.297 | 35.232 |  | 106 | 999 |  |  |  | 93276 |  | R63-0036
06029 |  | California | Kern | 424611 | 49848813 | 47105312 | 1514305017 | 20301 | 20000 | NAVAL PETROLEUM RESERVE #1 |  |  |  |  | 79 | 7.9 | 3 | 211111 | -119.297 | 35.232 |  | 106 | 999 |  |  |  | 93276 |  | R63-0036
06029 |  | California | Kern | 424611 | 49849013 | 47105312 | 1514305017 | 20440 | 20000 | NAVAL PETROLEUM RESERVE #1 |  |  |  |  | 79 | 7.9 | 3 | 211111 | -119.297 | 35.232 |  | 106 | 999 |  |  |  | 93276 |  | R63-0036
06029 |  | California | Kern | 424611 | 49849113 | 47105312 | 1514305017 | 20442 | 20000 | NAVAL PETROLEUM RESERVE #1 |  |  |  |  | 79 | 7.9 | 3 | 211111 | -119.297 | 35.232 |  | 106 | 999 |  |  |  | 93276 |  | R63-0036
06029 |  | California | Kern | 424611 | 49849213 | 47105612 | 1514305017 | 21101 | 21000 | NAVAL PETROLEUM RESERVE #1 |  |  |  |  | 79 | 7.9 | 3 | 211111 | -119.297 | 35.232 |  | 106 | 999 |  |  |  | 93276 |  | R63-0036
06029 |  | California | Kern | 424611 | 49849313 | 47105612 | 1514305017 | 21102 | 21000 | NAVAL PETROLEUM RESERVE #1 |  |  |  |  | 79 | 7.9 | 3 | 211111 | -119.297 | 35.232 |  | 106 | 999 |  |  |  | 93276 |  | R63-0036
06029 |  | California | Kern | 424611 | 49849513 | 47105612 | 1514305017 | 21201 | 21000 | NAVAL PETROLEUM RESERVE #1 |  |  |  |  | 79 | 7.9 | 3 | 211111 | -119.297 | 35.232 |  | 106 | 999 |  |  |  | 93276 |  | R63-0036
06029 |  | California | Kern | 424611 | 49849813 | 47109612 | 1514305017 | 74142 | 74000 | NAVAL PETROLEUM RESERVE #1 |  |  |  |  | 79 | 7.9 | 3 | 211111 | -119.297 | 35.232 |  | 106 | 999 |  |  |  | 93276 |  | R63-0036
06029 |  | California | Kern | 424611 | 49849913 | 47105612 | 1514305017 | 21301 | 21000 | NAVAL PETROLEUM RESERVE #1 |  |  |  |  | 79 | 7.9 | 3 | 211111 | -119.297 | 35.232 |  | 106 | 999 |  |  |  | 93276 |  | R63-0036
06029 |  | California | Kern | 424611 | 49850013 | 47105612 | 1514305017 | 21302 | 21000 | NAVAL PETROLEUM RESERVE #1 |  |  |  |  | 79 | 7.9 | 3 | 211111 | -119.297 | 35.232 |  | 106 | 999 |  |  |  | 93276 |  | R63-0036
06029 |  | California | Kern | 424611 | 49850113 | 47105612 | 1514305017 | 21303 | 21000 | NAVAL PETROLEUM RESERVE #1 |  |  |  |  | 79 | 7.9 | 3 | 211111 | -119.297 | 35.232 |  | 106 | 999 |  |  |  | 93276 |  | R63-0036
06029 |  | California | Kern | 424611 | 49850213 | 47105612 | 1514305017 | 21304 | 21000 | NAVAL PETROLEUM RESERVE #1 |  |  |  |  | 79 | 7.9 | 3 | 211111 | -119.297 | 35.232 |  | 106 | 999 |  |  |  | 93276 |  | R63-0036
06029 |  | California | Kern | 424611 | 49850313 | 47105612 | 1514305017 | 21340 | 21000 | NAVAL PETROLEUM RESERVE #1 |  |  |  |  | 79 | 7.9 | 3 | 211111 | -119.297 | 35.232 |  | 106 | 999 |  |  |  | 93276 |  | R63-0036
06029 |  | California | Kern | 424611 | 49850413 | 47105612 | 1514305017 | 21341 | 21000 | NAVAL PETROLEUM RESERVE #1 |  |  |  |  | 79 | 7.9 | 3 | 211111 | -119.297 | 35.232 |  | 106 | 999 |  |  |  | 93276 |  | R63-0036
06029 |  | California | Kern | 424611 | 49850613 | 47091412 | 1514305017 | 73406 | 73000 | NAVAL PETROLEUM RESERVE #1 |  |  |  |  | 79 | 7.9 | 3 | 211111 | -119.297 | 35.232 |  | 106 | 999 |  |  |  | 93276 |  | R63-0036
06029 |  | California | Kern | 424611 | 49850813 | 47091412 | 1514305017 | 73409 | 73000 | NAVAL PETROLEUM RESERVE #1 |  |  |  |  | 79 | 7.9 | 3 | 211111 | -119.297 | 35.232 |  | 106 | 999 |  |  |  | 93276 |  | R63-0036
06029 |  | California | Kern | 424611 | 49850913 | 47109612 | 1514305017 | 74143 | 74000 | NAVAL PETROLEUM RESERVE #1 |  |  |  |  | 79 | 7.9 | 3 | 211111 | -119.297 | 35.232 |  | 106 | 999 |  |  |  | 93276 |  | R63-0036
06029 |  | California | Kern | 424611 | 49851013 | 47105612 | 1514305017 | 21202 | 21000 | NAVAL PETROLEUM RESERVE #1 |  |  |  |  | 79 | 7.9 | 3 | 211111 | -119.297 | 35.232 |  | 106 | 999 |  |  |  | 93276 |  | R63-0036
06029 |  | California | Kern | 424611 | 49851113 | 47091412 | 1514305017 | 73204 | 73000 | NAVAL PETROLEUM RESERVE #1 |  |  |  |  | 79 | 7.9 | 3 | 211111 | -119.297 | 35.232 |  | 106 | 999 |  |  |  | 93276 |  | R63-0036
06029 |  | California | Kern | 424611 | 49851313 | 47091412 | 1514305017 | 73243 | 73000 | NAVAL PETROLEUM RESERVE #1 |  |  |  |  | 79 | 7.9 | 3 | 211111 | -119.297 | 35.232 |  | 106 | 999 |  |  |  | 93276 |  | R63-0036
06029 |  | California | Kern | 424611 | 49851413 | 47091412 | 1514305017 | 73242 | 73000 | NAVAL PETROLEUM RESERVE #1 |  |  |  |  | 79 | 7.9 | 3 | 211111 | -119.297 | 35.232 |  | 106 | 999 |  |  |  | 93276 |  | R63-0036
06029 |  | California | Kern | 424611 | 49851513 | 47091412 | 1514305017 | 73241 | 73000 | NAVAL PETROLEUM RESERVE #1 |  |  |  |  | 79 | 7.9 | 3 | 211111 | -119.297 | 35.232 |  | 106 | 999 |  |  |  | 93276 |  | R63-0036
06029 |  | California | Kern | 424611 | 49851613 | 47091412 | 1514305017 | 73240 | 73000 | NAVAL PETROLEUM RESERVE #1 |  |  |  |  | 79 | 7.9 | 3 | 211111 | -119.297 | 35.232 |  | 106 | 999 |  |  |  | 93276 |  | R63-0036
06029 |  | California | Kern | 424611 | 49851713 | 47091412 | 1514305017 | 73211 | 73000 | NAVAL PETROLEUM RESERVE #1 |  |  |  |  | 79 | 7.9 | 3 | 211111 | -119.297 | 35.232 |  | 106 | 999 |  |  |  | 93276 |  | R63-0036
06029 |  | California | Kern | 424611 | 49851813 | 47091412 | 1514305017 | 73210 | 73000 | NAVAL PETROLEUM RESERVE #1 |  |  |  |  | 79 | 7.9 | 3 | 211111 | -119.297 | 35.232 |  | 106 | 999 |  |  |  | 93276 |  | R63-0036
06029 |  | California | Kern | 424611 | 49851913 | 47091412 | 1514305017 | 73209 | 73000 | NAVAL PETROLEUM RESERVE #1 |  |  |  |  | 79 | 7.9 | 3 | 211111 | -119.297 | 35.232 |  | 106 | 999 |  |  |  | 93276 |  | R63-0036
06029 |  | California | Kern | 424611 | 49852013 | 47091412 | 1514305017 | 73208 | 73000 | NAVAL PETROLEUM RESERVE #1 |  |  |  |  | 79 | 7.9 | 3 | 211111 | -119.297 | 35.232 |  | 106 | 999 |  |  |  | 93276 |  | R63-0036
06029 |  | California | Kern | 424611 | 49852113 | 47091412 | 1514305017 | 73207 | 73000 | NAVAL PETROLEUM RESERVE #1 |  |  |  |  | 79 | 7.9 | 3 | 211111 | -119.297 | 35.232 |  | 106 | 999 |  |  |  | 93276 |  | R63-0036
06029 |  | California | Kern | 424611 | 49852213 | 47091412 | 1514305017 | 73408 | 73000 | NAVAL PETROLEUM RESERVE #1 |  |  |  |  | 79 | 7.9 | 3 | 211111 | -119.297 | 35.232 |  | 106 | 999 |  |  |  | 93276 |  | R63-0036
06029 |  | California | Kern | 424611 | 49852313 | 47091412 | 1514305017 | 73205 | 73000 | NAVAL PETROLEUM RESERVE #1 |  |  |  |  | 79 | 7.9 | 3 | 211111 | -119.297 | 35.232 |  | 106 | 999 |  |  |  | 93276 |  | R63-0036
06029 |  | California | Kern | 424611 | 49852513 | 47091412 | 1514305017 | 73203 | 73000 | NAVAL PETROLEUM RESERVE #1 |  |  |  |  | 79 | 7.9 | 3 | 211111 | -119.297 | 35.232 |  | 106 | 999 |  |  |  | 93276 |  | R63-0036
06029 |  | California | Kern | 424611 | 49852613 | 47091412 | 1514305017 | 73202 | 73000 | NAVAL PETROLEUM RESERVE #1 |  |  |  |  | 79 | 7.9 | 3 | 211111 | -119.297 | 35.232 |  | 106 | 999 |  |  |  | 93276 |  | R63-0036
06029 |  | California | Kern | 424611 | 49852713 | 47091412 | 1514305017 | 73201 | 73000 | NAVAL PETROLEUM RESERVE #1 |  |  |  |  | 79 | 7.9 | 3 | 211111 | -119.297 | 35.232 |  | 106 | 999 |  |  |  | 93276 |  | R63-0036
06029 |  | California | Kern | 424611 | 49852813 | 47091412 | 1514305017 | 73143 | 73000 | NAVAL PETROLEUM RESERVE #1 |  |  |  |  | 79 | 7.9 | 3 | 211111 | -119.297 | 35.232 |  | 106 | 999 |  |  |  | 93276 |  | R63-0036
06029 |  | California | Kern | 424611 | 49852913 | 47091412 | 1514305017 | 73142 | 73000 | NAVAL PETROLEUM RESERVE #1 |  |  |  |  | 79 | 7.9 | 3 | 211111 | -119.297 | 35.232 |  | 106 | 999 |  |  |  | 93276 |  | R63-0036
06029 |  | California | Kern | 424611 | 49853013 | 47091412 | 1514305017 | 73141 | 73000 | NAVAL PETROLEUM RESERVE #1 |  |  |  |  | 79 | 7.9 | 3 | 211111 | -119.297 | 35.232 |  | 106 | 999 |  |  |  | 93276 |  | R63-0036
06029 |  | California | Kern | 424611 | 49853113 | 47091412 | 1514305017 | 73140 | 73000 | NAVAL PETROLEUM RESERVE #1 |  |  |  |  | 79 | 7.9 | 3 | 211111 | -119.297 | 35.232 |  | 106 | 999 |  |  |  | 93276 |  | R63-0036
06029 |  | California | Kern | 424611 | 49853213 | 47091412 | 1514305017 | 73111 | 73000 | NAVAL PETROLEUM RESERVE #1 |  |  |  |  | 79 | 7.9 | 3 | 211111 | -119.297 | 35.232 |  | 106 | 999 |  |  |  | 93276 |  | R63-0036
06029 |  | California | Kern | 424611 | 49853313 | 47091412 | 1514305017 | 73110 | 73000 | NAVAL PETROLEUM RESERVE #1 |  |  |  |  | 79 | 7.9 | 3 | 211111 | -119.297 | 35.232 |  | 106 | 999 |  |  |  | 93276 |  | R63-0036
06029 |  | California | Kern | 424611 | 49853413 | 47091412 | 1514305017 | 73109 | 73000 | NAVAL PETROLEUM RESERVE #1 |  |  |  |  | 79 | 7.9 | 3 | 211111 | -119.297 | 35.232 |  | 106 | 999 |  |  |  | 93276 |  | R63-0036
06029 |  | California | Kern | 424611 | 49853513 | 47091412 | 1514305017 | 73108 | 73000 | NAVAL PETROLEUM RESERVE #1 |  |  |  |  | 79 | 7.9 | 3 | 211111 | -119.297 | 35.232 |  | 106 | 999 |  |  |  | 93276 |  | R63-0036
06029 |  | California | Kern | 424611 | 49853613 | 47091412 | 1514305017 | 73206 | 73000 | NAVAL PETROLEUM RESERVE #1 |  |  |  |  | 79 | 7.9 | 3 | 211111 | -119.297 | 35.232 |  | 106 | 999 |  |  |  | 93276 |  | R63-0036
06029 |  | California | Kern | 424611 | 49853713 | 47091412 | 1514305017 | 73312 | 73000 | NAVAL PETROLEUM RESERVE #1 |  |  |  |  | 79 | 7.9 | 3 | 211111 | -119.297 | 35.232 |  | 106 | 999 |  |  |  | 93276 |  | R63-0036
06029 |  | California | Kern | 424611 | 49853813 | 47091412 | 1514305017 | 73407 | 73000 | NAVAL PETROLEUM RESERVE #1 |  |  |  |  | 79 | 7.9 | 3 | 211111 | -119.297 | 35.232 |  | 106 | 999 |  |  |  | 93276 |  | R63-0036
06029 |  | California | Kern | 424611 | 49853913 | 47091412 | 1514305017 | 73405 | 73000 | NAVAL PETROLEUM RESERVE #1 |  |  |  |  | 79 | 7.9 | 3 | 211111 | -119.297 | 35.232 |  | 106 | 999 |  |  |  | 93276 |  | R63-0036
06029 |  | California | Kern | 424611 | 49854013 | 47091412 | 1514305017 | 73404 | 73000 | NAVAL PETROLEUM RESERVE #1 |  |  |  |  | 79 | 7.9 | 3 | 211111 | -119.297 | 35.232 |  | 106 | 999 |  |  |  | 93276 |  | R63-0036
06029 |  | California | Kern | 424611 | 49854113 | 47091412 | 1514305017 | 73403 | 73000 | NAVAL PETROLEUM RESERVE #1 |  |  |  |  | 79 | 7.9 | 3 | 211111 | -119.297 | 35.232 |  | 106 | 999 |  |  |  | 93276 |  | R63-0036
06029 |  | California | Kern | 424611 | 49854213 | 47091412 | 1514305017 | 73402 | 73000 | NAVAL PETROLEUM RESERVE #1 |  |  |  |  | 79 | 7.9 | 3 | 211111 | -119.297 | 35.232 |  | 106 | 999 |  |  |  | 93276 |  | R63-0036
06029 |  | California | Kern | 424611 | 49854313 | 47091412 | 1514305017 | 73401 | 73000 | NAVAL PETROLEUM RESERVE #1 |  |  |  |  | 79 | 7.9 | 3 | 211111 | -119.297 | 35.232 |  | 106 | 999 |  |  |  | 93276 |  | R63-0036
06029 |  | California | Kern | 424611 | 49854413 | 47091412 | 1514305017 | 73319 | 73000 | NAVAL PETROLEUM RESERVE #1 |  |  |  |  | 79 | 7.9 | 3 | 211111 | -119.297 | 35.232 |  | 106 | 999 |  |  |  | 93276 |  | R63-0036
06029 |  | California | Kern | 424611 | 49854513 | 47091412 | 1514305017 | 73318 | 73000 | NAVAL PETROLEUM RESERVE #1 |  |  |  |  | 79 | 7.9 | 3 | 211111 | -119.297 | 35.232 |  | 106 | 999 |  |  |  | 93276 |  | R63-0036
06029 |  | California | Kern | 424611 | 49854613 | 47091412 | 1514305017 | 73317 | 73000 | NAVAL PETROLEUM RESERVE #1 |  |  |  |  | 79 | 7.9 | 3 | 211111 | -119.297 | 35.232 |  | 106 | 999 |  |  |  | 93276 |  | R63-0036
06029 |  | California | Kern | 424611 | 49854713 | 47091412 | 1514305017 | 73316 | 73000 | NAVAL PETROLEUM RESERVE #1 |  |  |  |  | 79 | 7.9 | 3 | 211111 | -119.297 | 35.232 |  | 106 | 999 |  |  |  | 93276 |  | R63-0036
06029 |  | California | Kern | 424611 | 49854813 | 47091412 | 1514305017 | 73315 | 73000 | NAVAL PETROLEUM RESERVE #1 |  |  |  |  | 79 | 7.9 | 3 | 211111 | -119.297 | 35.232 |  | 106 | 999 |  |  |  | 93276 |  | R63-0036
06029 |  | California | Kern | 424611 | 49855013 | 47091412 | 1514305017 | 73313 | 73000 | NAVAL PETROLEUM RESERVE #1 |  |  |  |  | 79 | 7.9 | 3 | 211111 | -119.297 | 35.232 |  | 106 | 999 |  |  |  | 93276 |  | R63-0036
06029 |  | California | Kern | 424611 | 49855213 | 47091412 | 1514305017 | 73311 | 73000 | NAVAL PETROLEUM RESERVE #1 |  |  |  |  | 79 | 7.9 | 3 | 211111 | -119.297 | 35.232 |  | 106 | 999 |  |  |  | 93276 |  | R63-0036
06029 |  | California | Kern | 424611 | 49855313 | 47091412 | 1514305017 | 73310 | 73000 | NAVAL PETROLEUM RESERVE #1 |  |  |  |  | 79 | 7.9 | 3 | 211111 | -119.297 | 35.232 |  | 106 | 999 |  |  |  | 93276 |  | R63-0036
06029 |  | California | Kern | 424611 | 49855413 | 47091412 | 1514305017 | 73309 | 73000 | NAVAL PETROLEUM RESERVE #1 |  |  |  |  | 79 | 7.9 | 3 | 211111 | -119.297 | 35.232 |  | 106 | 999 |  |  |  | 93276 |  | R63-0036
06029 |  | California | Kern | 424611 | 49855513 | 47091412 | 1514305017 | 73308 | 73000 | NAVAL PETROLEUM RESERVE #1 |  |  |  |  | 79 | 7.9 | 3 | 211111 | -119.297 | 35.232 |  | 106 | 999 |  |  |  | 93276 |  | R63-0036
06029 |  | California | Kern | 424611 | 49855613 | 47091412 | 1514305017 | 73307 | 73000 | NAVAL PETROLEUM RESERVE #1 |  |  |  |  | 79 | 7.9 | 3 | 211111 | -119.297 | 35.232 |  | 106 | 999 |  |  |  | 93276 |  | R63-0036
06029 |  | California | Kern | 424611 | 49855713 | 47091412 | 1514305017 | 73306 | 73000 | NAVAL PETROLEUM RESERVE #1 |  |  |  |  | 79 | 7.9 | 3 | 211111 | -119.297 | 35.232 |  | 106 | 999 |  |  |  | 93276 |  | R63-0036
06029 |  | California | Kern | 424611 | 49855813 | 47107312 | 1514305017 | 72408 | 72000 | NAVAL PETROLEUM RESERVE #1 |  |  |  |  | 79 | 7.9 | 3 | 211111 | -119.297 | 35.232 |  | 106 | 999 |  |  |  | 93276 |  | R63-0036
06029 |  | California | Kern | 424611 | 49855913 | 47091412 | 1514305017 | 73304 | 73000 | NAVAL PETROLEUM RESERVE #1 |  |  |  |  | 79 | 7.9 | 3 | 211111 | -119.297 | 35.232 |  | 106 | 999 |  |  |  | 93276 |  | R63-0036
06029 |  | California | Kern | 424611 | 49856013 | 47091412 | 1514305017 | 73302 | 73000 | NAVAL PETROLEUM RESERVE #1 |  |  |  |  | 79 | 7.9 | 3 | 211111 | -119.297 | 35.232 |  | 106 | 999 |  |  |  | 93276 |  | R63-0036
06029 |  | California | Kern | 424611 | 49856113 | 47091412 | 1514305017 | 73301 | 73000 | NAVAL PETROLEUM RESERVE #1 |  |  |  |  | 79 | 7.9 | 3 | 211111 | -119.297 | 35.232 |  | 106 | 999 |  |  |  | 93276 |  | R63-0036
06029 |  | California | Kern | 424611 | 49856313 | 47091412 | 1514305017 | 73314 | 73000 | NAVAL PETROLEUM RESERVE #1 |  |  |  |  | 79 | 7.9 | 3 | 211111 | -119.297 | 35.232 |  | 106 | 999 |  |  |  | 93276 |  | R63-0036
06029 |  | California | Kern | 424611 | 49856413 | 47092712 | 1514305017 | 27140 | 27000 | NAVAL PETROLEUM RESERVE #1 |  |  |  |  | 79 | 7.9 | 3 | 211111 | -119.297 | 35.232 |  | 106 | 999 |  |  |  | 93276 |  | R63-0036
06029 |  | California | Kern | 424611 | 49856513 | 47092712 | 1514305017 | 27206 | 27000 | NAVAL PETROLEUM RESERVE #1 |  |  |  |  | 79 | 7.9 | 3 | 211111 | -119.297 | 35.232 |  | 106 | 999 |  |  |  | 93276 |  | R63-0036
06029 |  | California | Kern | 424611 | 49856613 | 47116912 | 1514305017 | 53240 | 53000 | NAVAL PETROLEUM RESERVE #1 |  |  |  |  | 79 | 7.9 | 3 | 211111 | -119.297 | 35.232 |  | 106 | 999 |  |  |  | 93276 |  | R63-0036
06029 |  | California | Kern | 424611 | 49856713 | 47116912 | 1514305017 | 53241 | 53000 | NAVAL PETROLEUM RESERVE #1 |  |  |  |  | 79 | 7.9 | 3 | 211111 | -119.297 | 35.232 |  | 106 | 999 |  |  |  | 93276 |  | R63-0036
06029 |  | California | Kern | 424611 | 49856813 | 47116912 | 1514305017 | 53242 | 53000 | NAVAL PETROLEUM RESERVE #1 |  |  |  |  | 79 | 7.9 | 3 | 211111 | -119.297 | 35.232 |  | 106 | 999 |  |  |  | 93276 |  | R63-0036
06029 |  | California | Kern | 424611 | 49856913 | 47116912 | 1514305017 | 53243 | 53000 | NAVAL PETROLEUM RESERVE #1 |  |  |  |  | 79 | 7.9 | 3 | 211111 | -119.297 | 35.232 |  | 106 | 999 |  |  |  | 93276 |  | R63-0036
06029 |  | California | Kern | 424611 | 49857013 | 47098912 | 1514305017 | 18101 | 18000 | NAVAL PETROLEUM RESERVE #1 |  |  |  |  | 434 | 99.7 | 30.5 | 211111 | -119.297 | 35.232 |  | 106 | 999 |  |  |  | 93276 |  | R63-0036
06029 |  | California | Kern | 424611 | 49857113 | 47085512 | 1514305017 | 52440 | 52000 | NAVAL PETROLEUM RESERVE #1 |  |  |  |  | 79 | 7.9 | 3 | 211111 | -119.297 | 35.232 |  | 106 | 999 |  |  |  | 93276 |  | R63-0036
06029 |  | California | Kern | 424611 | 49857213 | 47108812 | 1514305017 | 19242 | 19000 | NAVAL PETROLEUM RESERVE #1 |  |  |  |  | 79 | 7.9 | 3 | 211111 | -119.297 | 35.232 |  | 106 | 999 |  |  |  | 93276 |  | R63-0036
06029 |  | California | Kern | 424611 | 49857313 | 47102712 | 1514305017 | 17405 | 17000 | NAVAL PETROLEUM RESERVE #1 |  |  |  |  | 434 | 99.7 | 30.5 | 211111 | -119.297 | 35.232 |  | 106 | 999 |  |  |  | 93276 |  | R63-0036
06029 |  | California | Kern | 424611 | 49857413 | 47108812 | 1514305017 | 19401 | 19000 | NAVAL PETROLEUM RESERVE #1 |  |  |  |  | 79 | 7.9 | 3 | 211111 | -119.297 | 35.232 |  | 106 | 999 |  |  |  | 93276 |  | R63-0036
06029 |  | California | Kern | 424611 | 49858213 | 47108812 | 1514305017 | 19243 | 19000 | NAVAL PETROLEUM RESERVE #1 |  |  |  |  | 79 | 7.9 | 3 | 211111 | -119.297 | 35.232 |  | 106 | 999 |  |  |  | 93276 |  | R63-0036
06029 |  | California | Kern | 424611 | 49858413 | 47108812 | 1514305017 | 19241 | 19000 | NAVAL PETROLEUM RESERVE #1 |  |  |  |  | 79 | 7.9 | 3 | 211111 | -119.297 | 35.232 |  | 106 | 999 |  |  |  | 93276 |  | R63-0036
06029 |  | California | Kern | 424611 | 49858513 | 47108812 | 1514305017 | 19240 | 19000 | NAVAL PETROLEUM RESERVE #1 |  |  |  |  | 79 | 7.9 | 3 | 211111 | -119.297 | 35.232 |  | 106 | 999 |  |  |  | 93276 |  | R63-0036
06029 |  | California | Kern | 424611 | 49858613 | 47108812 | 1514305017 | 19208 | 19000 | NAVAL PETROLEUM RESERVE #1 |  |  |  |  | 79 | 7.9 | 3 | 211111 | -119.297 | 35.232 |  | 106 | 999 |  |  |  | 93276 |  | R63-0036
06029 |  | California | Kern | 424611 | 49858713 | 47108812 | 1514305017 | 19207 | 19000 | NAVAL PETROLEUM RESERVE #1 |  |  |  |  | 79 | 7.9 | 3 | 211111 | -119.297 | 35.232 |  | 106 | 999 |  |  |  | 93276 |  | R63-0036
06029 |  | California | Kern | 424611 | 49858813 | 47108812 | 1514305017 | 19206 | 19000 | NAVAL PETROLEUM RESERVE #1 |  |  |  |  | 79 | 7.9 | 3 | 211111 | -119.297 | 35.232 |  | 106 | 999 |  |  |  | 93276 |  | R63-0036
06029 |  | California | Kern | 424611 | 49858913 | 47108812 | 1514305017 | 19205 | 19000 | NAVAL PETROLEUM RESERVE #1 |  |  |  |  | 79 | 7.9 | 3 | 211111 | -119.297 | 35.232 |  | 106 | 999 |  |  |  | 93276 |  | R63-0036
06029 |  | California | Kern | 424611 | 49859013 | 47108812 | 1514305017 | 19204 | 19000 | NAVAL PETROLEUM RESERVE #1 |  |  |  |  | 79 | 7.9 | 3 | 211111 | -119.297 | 35.232 |  | 106 | 999 |  |  |  | 93276 |  | R63-0036
06029 |  | California | Kern | 424611 | 49859413 | 47108812 | 1514305017 | 19202 | 19000 | NAVAL PETROLEUM RESERVE #1 |  |  |  |  | 79 | 7.9 | 3 | 211111 | -119.297 | 35.232 |  | 106 | 999 |  |  |  | 93276 |  | R63-0036
06029 |  | California | Kern | 424611 | 49859513 | 47098912 | 1514305017 | 18201 | 18000 | NAVAL PETROLEUM RESERVE #1 |  |  |  |  | 434 | 99.7 | 30.5 | 211111 | -119.297 | 35.232 |  | 106 | 999 |  |  |  | 93276 |  | R63-0036
06029 |  | California | Kern | 424611 | 49859613 | 47098912 | 1514305017 | 18202 | 18000 | NAVAL PETROLEUM RESERVE #1 |  |  |  |  | 434 | 99.7 | 30.5 | 211111 | -119.297 | 35.232 |  | 106 | 999 |  |  |  | 93276 |  | R63-0036
06029 |  | California | Kern | 424611 | 49859713 | 47098912 | 1514305017 | 18203 | 18000 | NAVAL PETROLEUM RESERVE #1 |  |  |  |  | 434 | 99.7 | 30.5 | 211111 | -119.297 | 35.232 |  | 106 | 999 |  |  |  | 93276 |  | R63-0036
06029 |  | California | Kern | 424611 | 49859813 | 47105312 | 1514305017 | 20204 | 20000 | NAVAL PETROLEUM RESERVE #1 |  |  |  |  | 79 | 7.9 | 3 | 211111 | -119.297 | 35.232 |  | 106 | 999 |  |  |  | 93276 |  | R63-0036
06029 |  | California | Kern | 424611 | 49859913 | 47105312 | 1514305017 | 20203 | 20000 | NAVAL PETROLEUM RESERVE #1 |  |  |  |  | 79 | 7.9 | 3 | 211111 | -119.297 | 35.232 |  | 106 | 999 |  |  |  | 93276 |  | R63-0036
06029 |  | California | Kern | 424611 | 49860013 | 47105312 | 1514305017 | 20202 | 20000 | NAVAL PETROLEUM RESERVE #1 |  |  |  |  | 79 | 7.9 | 3 | 211111 | -119.297 | 35.232 |  | 106 | 999 |  |  |  | 93276 |  | R63-0036
06029 |  | California | Kern | 424611 | 49860113 | 47105312 | 1514305017 | 20201 | 20000 | NAVAL PETROLEUM RESERVE #1 |  |  |  |  | 79 | 7.9 | 3 | 211111 | -119.297 | 35.232 |  | 106 | 999 |  |  |  | 93276 |  | R63-0036
06029 |  | California | Kern | 424611 | 49860213 | 47108812 | 1514305017 | 19402 | 19000 | NAVAL PETROLEUM RESERVE #1 |  |  |  |  | 79 | 7.9 | 3 | 211111 | -119.297 | 35.232 |  | 106 | 999 |  |  |  | 93276 |  | R63-0036
06029 |  | California | Kern | 424611 | 49860713 | 47105312 | 1514305017 | 20105 | 20000 | NAVAL PETROLEUM RESERVE #1 |  |  |  |  | 79 | 7.9 | 3 | 211111 | -119.297 | 35.232 |  | 106 | 999 |  |  |  | 93276 |  | R63-0036
06029 |  | California | Kern | 424611 | 49860813 | 47105312 | 1514305017 | 20103 | 20000 | NAVAL PETROLEUM RESERVE #1 |  |  |  |  | 79 | 7.9 | 3 | 211111 | -119.297 | 35.232 |  | 106 | 999 |  |  |  | 93276 |  | R63-0036
06029 |  | California | Kern | 424611 | 49860913 | 47112012 | 1514305017 | 49102 | 49000 | NAVAL PETROLEUM RESERVE #1 |  |  |  |  | 434 | 99.7 | 30.5 | 211111 | -119.297 | 35.232 |  | 106 | 999 |  |  |  | 93276 |  | R63-0036
06029 |  | California | Kern | 424611 | 49861013 | 47105312 | 1514305017 | 20101 | 20000 | NAVAL PETROLEUM RESERVE #1 |  |  |  |  | 79 | 7.9 | 3 | 211111 | -119.297 | 35.232 |  | 106 | 999 |  |  |  | 93276 |  | R63-0036
06029 |  | California | Kern | 424611 | 49861513 | 47112012 | 1514305017 | 49401 | 49000 | NAVAL PETROLEUM RESERVE #1 |  |  |  |  | 434 | 99.7 | 30.5 | 211111 | -119.297 | 35.232 |  | 106 | 999 |  |  |  | 93276 |  | R63-0036
06029 |  | California | Kern | 424611 | 49861613 | 47112012 | 1514305017 | 49307 | 49000 | NAVAL PETROLEUM RESERVE #1 |  |  |  |  | 434 | 99.7 | 30.5 | 211111 | -119.297 | 35.232 |  | 106 | 999 |  |  |  | 93276 |  | R63-0036
06029 |  | California | Kern | 424611 | 49861713 | 47112012 | 1514305017 | 49306 | 49000 | NAVAL PETROLEUM RESERVE #1 |  |  |  |  | 434 | 99.7 | 30.5 | 211111 | -119.297 | 35.232 |  | 106 | 999 |  |  |  | 93276 |  | R63-0036
06029 |  | California | Kern | 424611 | 49861813 | 47112012 | 1514305017 | 49305 | 49000 | NAVAL PETROLEUM RESERVE #1 |  |  |  |  | 434 | 99.7 | 30.5 | 211111 | -119.297 | 35.232 |  | 106 | 999 |  |  |  | 93276 |  | R63-0036
06029 |  | California | Kern | 424611 | 49861913 | 47112012 | 1514305017 | 49304 | 49000 | NAVAL PETROLEUM RESERVE #1 |  |  |  |  | 434 | 99.7 | 30.5 | 211111 | -119.297 | 35.232 |  | 106 | 999 |  |  |  | 93276 |  | R63-0036
06029 |  | California | Kern | 424611 | 49862013 | 47112012 | 1514305017 | 49303 | 49000 | NAVAL PETROLEUM RESERVE #1 |  |  |  |  | 434 | 99.7 | 30.5 | 211111 | -119.297 | 35.232 |  | 106 | 999 |  |  |  | 93276 |  | R63-0036
06029 |  | California | Kern | 424611 | 49862213 | 47115112 | 1514305017 | 57309 | 57000 | NAVAL PETROLEUM RESERVE #1 |  |  |  |  | 79 | 7.9 | 3 | 211111 | -119.297 | 35.232 |  | 106 | 999 |  |  |  | 93276 |  | R63-0036
06029 |  | California | Kern | 424611 | 49862813 | 47115112 | 1514305017 | 57312 | 57000 | NAVAL PETROLEUM RESERVE #1 |  |  |  |  | 79 | 7.9 | 3 | 211111 | -119.297 | 35.232 |  | 106 | 999 |  |  |  | 93276 |  | R63-0036
06029 |  | California | Kern | 424611 | 49862913 | 47094112 | 1514305017 | 58101 | 58000 | NAVAL PETROLEUM RESERVE #1 |  |  |  |  | 79 | 7.9 | 3 | 211111 | -119.297 | 35.232 |  | 106 | 999 |  |  |  | 93276 |  | R63-0036
06029 |  | California | Kern | 424611 | 49863013 | 47094112 | 1514305017 | 58124 | 58000 | NAVAL PETROLEUM RESERVE #1 |  |  |  |  | 79 | 7.9 | 3 | 211111 | -119.297 | 35.232 |  | 106 | 999 |  |  |  | 93276 |  | R63-0036
06029 |  | California | Kern | 424611 | 49863113 | 47094112 | 1514305017 | 58108 | 58000 | NAVAL PETROLEUM RESERVE #1 |  |  |  |  | 79 | 7.9 | 3 | 211111 | -119.297 | 35.232 |  | 106 | 999 |  |  |  | 93276 |  | R63-0036
06029 |  | California | Kern | 424611 | 49863213 | 47094112 | 1514305017 | 58107 | 58000 | NAVAL PETROLEUM RESERVE #1 |  |  |  |  | 79 | 7.9 | 3 | 211111 | -119.297 | 35.232 |  | 106 | 999 |  |  |  | 93276 |  | R63-0036
06029 |  | California | Kern | 424611 | 49863313 | 47094112 | 1514305017 | 58106 | 58000 | NAVAL PETROLEUM RESERVE #1 |  |  |  |  | 79 | 7.9 | 3 | 211111 | -119.297 | 35.232 |  | 106 | 999 |  |  |  | 93276 |  | R63-0036
06029 |  | California | Kern | 424611 | 49863413 | 47094112 | 1514305017 | 58105 | 58000 | NAVAL PETROLEUM RESERVE #1 |  |  |  |  | 79 | 7.9 | 3 | 211111 | -119.297 | 35.232 |  | 106 | 999 |  |  |  | 93276 |  | R63-0036
06029 |  | California | Kern | 424611 | 49863513 | 47094112 | 1514305017 | 58104 | 58000 | NAVAL PETROLEUM RESERVE #1 |  |  |  |  | 79 | 7.9 | 3 | 211111 | -119.297 | 35.232 |  | 106 | 999 |  |  |  | 93276 |  | R63-0036
06029 |  | California | Kern | 424611 | 49863713 | 47094112 | 1514305017 | 58102 | 58000 | NAVAL PETROLEUM RESERVE #1 |  |  |  |  | 79 | 7.9 | 3 | 211111 | -119.297 | 35.232 |  | 106 | 999 |  |  |  | 93276 |  | R63-0036
06029 |  | California | Kern | 424611 | 49864113 | 47115112 | 1514305017 | 57442 | 57000 | NAVAL PETROLEUM RESERVE #1 |  |  |  |  | 79 | 7.9 | 3 | 211111 | -119.297 | 35.232 |  | 106 | 999 |  |  |  | 93276 |  | R63-0036
06029 |  | California | Kern | 424611 | 49864213 | 47115112 | 1514305017 | 57441 | 57000 | NAVAL PETROLEUM RESERVE #1 |  |  |  |  | 79 | 7.9 | 3 | 211111 | -119.297 | 35.232 |  | 106 | 999 |  |  |  | 93276 |  | R63-0036
06029 |  | California | Kern | 424611 | 49864313 | 47092212 | 1514305017 | 70341 | 70000 | NAVAL PETROLEUM RESERVE #1 |  |  |  |  | 79 | 7.9 | 3 | 211111 | -119.297 | 35.232 |  | 106 | 999 |  |  |  | 93276 |  | R63-0036
06029 |  | California | Kern | 424611 | 49864413 | 47092212 | 1514305017 | 70402 | 70000 | NAVAL PETROLEUM RESERVE #1 |  |  |  |  | 79 | 7.9 | 3 | 211111 | -119.297 | 35.232 |  | 106 | 999 |  |  |  | 93276 |  | R63-0036
06029 |  | California | Kern | 424611 | 49864513 | 47092212 | 1514305017 | 70315 | 70000 | NAVAL PETROLEUM RESERVE #1 |  |  |  |  | 79 | 7.9 | 3 | 211111 | -119.297 | 35.232 |  | 106 | 999 |  |  |  | 93276 |  | R63-0036
06029 |  | California | Kern | 424611 | 49864613 | 47092212 | 1514305017 | 70403 | 70000 | NAVAL PETROLEUM RESERVE #1 |  |  |  |  | 79 | 7.9 | 3 | 211111 | -119.297 | 35.232 |  | 106 | 999 |  |  |  | 93276 |  | R63-0036
06029 |  | California | Kern | 424611 | 49864713 | 47092212 | 1514305017 | 70313 | 70000 | NAVAL PETROLEUM RESERVE #1 |  |  |  |  | 79 | 7.9 | 3 | 211111 | -119.297 | 35.232 |  | 106 | 999 |  |  |  | 93276 |  | R63-0036
06029 |  | California | Kern | 424611 | 49864813 | 47092212 | 1514305017 | 70312 | 70000 | NAVAL PETROLEUM RESERVE #1 |  |  |  |  | 79 | 7.9 | 3 | 211111 | -119.297 | 35.232 |  | 106 | 999 |  |  |  | 93276 |  | R63-0036
06029 |  | California | Kern | 424611 | 49864913 | 47092212 | 1514305017 | 70311 | 70000 | NAVAL PETROLEUM RESERVE #1 |  |  |  |  | 79 | 7.9 | 3 | 211111 | -119.297 | 35.232 |  | 106 | 999 |  |  |  | 93276 |  | R63-0036
06029 |  | California | Kern | 424611 | 49865013 | 47092212 | 1514305017 | 70310 | 70000 | NAVAL PETROLEUM RESERVE #1 |  |  |  |  | 79 | 7.9 | 3 | 211111 | -119.297 | 35.232 |  | 106 | 999 |  |  |  | 93276 |  | R63-0036
06029 |  | California | Kern | 424611 | 49865113 | 47092212 | 1514305017 | 70309 | 70000 | NAVAL PETROLEUM RESERVE #1 |  |  |  |  | 79 | 7.9 | 3 | 211111 | -119.297 | 35.232 |  | 106 | 999 |  |  |  | 93276 |  | R63-0036
06029 |  | California | Kern | 424611 | 49865213 | 47092212 | 1514305017 | 70308 | 70000 | NAVAL PETROLEUM RESERVE #1 |  |  |  |  | 79 | 7.9 | 3 | 211111 | -119.297 | 35.232 |  | 106 | 999 |  |  |  | 93276 |  | R63-0036
06029 |  | California | Kern | 424611 | 49865313 | 47092212 | 1514305017 | 70340 | 70000 | NAVAL PETROLEUM RESERVE #1 |  |  |  |  | 79 | 7.9 | 3 | 211111 | -119.297 | 35.232 |  | 106 | 999 |  |  |  | 93276 |  | R63-0036
06029 |  | California | Kern | 424611 | 49865413 | 47092212 | 1514305017 | 70410 | 70000 | NAVAL PETROLEUM RESERVE #1 |  |  |  |  | 79 | 7.9 | 3 | 211111 | -119.297 | 35.232 |  | 106 | 999 |  |  |  | 93276 |  | R63-0036
06029 |  | California | Kern | 424611 | 49865513 | 47097912 | 1514305017 | 47303 | 47000 | NAVAL PETROLEUM RESERVE #1 |  |  |  |  | 79 | 7.9 | 3 | 211111 | -119.297 | 35.232 |  | 106 | 999 |  |  |  | 93276 |  | R63-0036
06029 |  | California | Kern | 424611 | 49865613 | 47091112 | 1514305017 | 71103 | 71000 | NAVAL PETROLEUM RESERVE #1 |  |  |  |  | 79 | 7.9 | 3 | 211111 | -119.297 | 35.232 |  | 106 | 999 |  |  |  | 93276 |  | R63-0036
06029 |  | California | Kern | 424611 | 49865713 | 47091112 | 1514305017 | 71102 | 71000 | NAVAL PETROLEUM RESERVE #1 |  |  |  |  | 79 | 7.9 | 3 | 211111 | -119.297 | 35.232 |  | 106 | 999 |  |  |  | 93276 |  | R63-0036
06029 |  | California | Kern | 424611 | 49865813 | 47091112 | 1514305017 | 71101 | 71000 | NAVAL PETROLEUM RESERVE #1 |  |  |  |  | 79 | 7.9 | 3 | 211111 | -119.297 | 35.232 |  | 106 | 999 |  |  |  | 93276 |  | R63-0036
06029 |  | California | Kern | 424611 | 49866013 | 47092212 | 1514305017 | 70401 | 70000 | NAVAL PETROLEUM RESERVE #1 |  |  |  |  | 79 | 7.9 | 3 | 211111 | -119.297 | 35.232 |  | 106 | 999 |  |  |  | 93276 |  | R63-0036
06029 |  | California | Kern | 424611 | 49866113 | 47092212 | 1514305017 | 70411 | 70000 | NAVAL PETROLEUM RESERVE #1 |  |  |  |  | 79 | 7.9 | 3 | 211111 | -119.297 | 35.232 |  | 106 | 999 |  |  |  | 93276 |  | R63-0036
06029 |  | California | Kern | 424611 | 49866213 | 47092212 | 1514305017 | 70305 | 70000 | NAVAL PETROLEUM RESERVE #1 |  |  |  |  | 79 | 7.9 | 3 | 211111 | -119.297 | 35.232 |  | 106 | 999 |  |  |  | 93276 |  | R63-0036
06029 |  | California | Kern | 424611 | 49866313 | 47092212 | 1514305017 | 70409 | 70000 | NAVAL PETROLEUM RESERVE #1 |  |  |  |  | 79 | 7.9 | 3 | 211111 | -119.297 | 35.232 |  | 106 | 999 |  |  |  | 93276 |  | R63-0036
06029 |  | California | Kern | 424611 | 49866413 | 47092212 | 1514305017 | 70408 | 70000 | NAVAL PETROLEUM RESERVE #1 |  |  |  |  | 79 | 7.9 | 3 | 211111 | -119.297 | 35.232 |  | 106 | 999 |  |  |  | 93276 |  | R63-0036
06029 |  | California | Kern | 424611 | 49866513 | 47092212 | 1514305017 | 70407 | 70000 | NAVAL PETROLEUM RESERVE #1 |  |  |  |  | 79 | 7.9 | 3 | 211111 | -119.297 | 35.232 |  | 106 | 999 |  |  |  | 93276 |  | R63-0036
06029 |  | California | Kern | 424611 | 49866613 | 47092212 | 1514305017 | 70406 | 70000 | NAVAL PETROLEUM RESERVE #1 |  |  |  |  | 79 | 7.9 | 3 | 211111 | -119.297 | 35.232 |  | 106 | 999 |  |  |  | 93276 |  | R63-0036
06029 |  | California | Kern | 424611 | 49866713 | 47092212 | 1514305017 | 70405 | 70000 | NAVAL PETROLEUM RESERVE #1 |  |  |  |  | 79 | 7.9 | 3 | 211111 | -119.297 | 35.232 |  | 106 | 999 |  |  |  | 93276 |  | R63-0036
06029 |  | California | Kern | 424611 | 49866813 | 47092212 | 1514305017 | 70404 | 70000 | NAVAL PETROLEUM RESERVE #1 |  |  |  |  | 79 | 7.9 | 3 | 211111 | -119.297 | 35.232 |  | 106 | 999 |  |  |  | 93276 |  | R63-0036
06029 |  | California | Kern | 424611 | 49867013 | 47101012 | 1514305017 | 59302 | 59000 | NAVAL PETROLEUM RESERVE #1 |  |  |  |  | 79 | 7.9 | 3 | 211111 | -119.297 | 35.232 |  | 106 | 999 |  |  |  | 93276 |  | R63-0036
06029 |  | California | Kern | 424611 | 49867113 | 47101012 | 1514305017 | 59309 | 59000 | NAVAL PETROLEUM RESERVE #1 |  |  |  |  | 79 | 7.9 | 3 | 211111 | -119.297 | 35.232 |  | 106 | 999 |  |  |  | 93276 |  | R63-0036
06029 |  | California | Kern | 424611 | 49867213 | 47101012 | 1514305017 | 59308 | 59000 | NAVAL PETROLEUM RESERVE #1 |  |  |  |  | 79 | 7.9 | 3 | 211111 | -119.297 | 35.232 |  | 106 | 999 |  |  |  | 93276 |  | R63-0036
06029 |  | California | Kern | 424611 | 49867313 | 47101012 | 1514305017 | 59307 | 59000 | NAVAL PETROLEUM RESERVE #1 |  |  |  |  | 79 | 7.9 | 3 | 211111 | -119.297 | 35.232 |  | 106 | 999 |  |  |  | 93276 |  | R63-0036
06029 |  | California | Kern | 424611 | 49867413 | 47101012 | 1514305017 | 59306 | 59000 | NAVAL PETROLEUM RESERVE #1 |  |  |  |  | 79 | 7.9 | 3 | 211111 | -119.297 | 35.232 |  | 106 | 999 |  |  |  | 93276 |  | R63-0036
06029 |  | California | Kern | 424611 | 49867513 | 47101012 | 1514305017 | 59305 | 59000 | NAVAL PETROLEUM RESERVE #1 |  |  |  |  | 79 | 7.9 | 3 | 211111 | -119.297 | 35.232 |  | 106 | 999 |  |  |  | 93276 |  | R63-0036
06029 |  | California | Kern | 424611 | 49867613 | 47092212 | 1514305017 | 70307 | 70000 | NAVAL PETROLEUM RESERVE #1 |  |  |  |  | 79 | 7.9 | 3 | 211111 | -119.297 | 35.232 |  | 106 | 999 |  |  |  | 93276 |  | R63-0036
06029 |  | California | Kern | 424611 | 49867713 | 47101012 | 1514305017 | 59303 | 59000 | NAVAL PETROLEUM RESERVE #1 |  |  |  |  | 79 | 7.9 | 3 | 211111 | -119.297 | 35.232 |  | 106 | 999 |  |  |  | 93276 |  | R63-0036
06029 |  | California | Kern | 424611 | 49867813 | 47092212 | 1514305017 | 70103 | 70000 | NAVAL PETROLEUM RESERVE #1 |  |  |  |  | 79 | 7.9 | 3 | 211111 | -119.297 | 35.232 |  | 106 | 999 |  |  |  | 93276 |  | R63-0036
06029 |  | California | Kern | 424611 | 49867913 | 47101012 | 1514305017 | 59301 | 59000 | NAVAL PETROLEUM RESERVE #1 |  |  |  |  | 79 | 7.9 | 3 | 211111 | -119.297 | 35.232 |  | 106 | 999 |  |  |  | 93276 |  | R63-0036
06029 |  | California | Kern | 424611 | 49868213 | 47101012 | 1514305017 | 59243 | 59000 | NAVAL PETROLEUM RESERVE #1 |  |  |  |  | 79 | 7.9 | 3 | 211111 | -119.297 | 35.232 |  | 106 | 999 |  |  |  | 93276 |  | R63-0036
06029 |  | California | Kern | 424611 | 49868313 | 47101012 | 1514305017 | 59242 | 59000 | NAVAL PETROLEUM RESERVE #1 |  |  |  |  | 79 | 7.9 | 3 | 211111 | -119.297 | 35.232 |  | 106 | 999 |  |  |  | 93276 |  | R63-0036
06029 |  | California | Kern | 424611 | 49868513 | 47101012 | 1514305017 | 59304 | 59000 | NAVAL PETROLEUM RESERVE #1 |  |  |  |  | 79 | 7.9 | 3 | 211111 | -119.297 | 35.232 |  | 106 | 999 |  |  |  | 93276 |  | R63-0036
06029 |  | California | Kern | 424611 | 49868613 | 47092212 | 1514305017 | 70204 | 70000 | NAVAL PETROLEUM RESERVE #1 |  |  |  |  | 79 | 7.9 | 3 | 211111 | -119.297 | 35.232 |  | 106 | 999 |  |  |  | 93276 |  | R63-0036
06029 |  | California | Kern | 424611 | 49868713 | 47101012 | 1514305017 | 59240 | 59000 | NAVAL PETROLEUM RESERVE #1 |  |  |  |  | 79 | 7.9 | 3 | 211111 | -119.297 | 35.232 |  | 106 | 999 |  |  |  | 93276 |  | R63-0036
06029 |  | California | Kern | 424611 | 49868813 | 47092212 | 1514305017 | 70304 | 70000 | NAVAL PETROLEUM RESERVE #1 |  |  |  |  | 79 | 7.9 | 3 | 211111 | -119.297 | 35.232 |  | 106 | 999 |  |  |  | 93276 |  | R63-0036
06029 |  | California | Kern | 424611 | 49868913 | 47092212 | 1514305017 | 70303 | 70000 | NAVAL PETROLEUM RESERVE #1 |  |  |  |  | 79 | 7.9 | 3 | 211111 | -119.297 | 35.232 |  | 106 | 999 |  |  |  | 93276 |  | R63-0036
06029 |  | California | Kern | 424611 | 49869013 | 47092212 | 1514305017 | 70302 | 70000 | NAVAL PETROLEUM RESERVE #1 |  |  |  |  | 79 | 7.9 | 3 | 211111 | -119.297 | 35.232 |  | 106 | 999 |  |  |  | 93276 |  | R63-0036
06029 |  | California | Kern | 424611 | 49869113 | 47092212 | 1514305017 | 70301 | 70000 | NAVAL PETROLEUM RESERVE #1 |  |  |  |  | 79 | 7.9 | 3 | 211111 | -119.297 | 35.232 |  | 106 | 999 |  |  |  | 93276 |  | R63-0036
06029 |  | California | Kern | 424611 | 49869213 | 47092212 | 1514305017 | 70207 | 70000 | NAVAL PETROLEUM RESERVE #1 |  |  |  |  | 79 | 7.9 | 3 | 211111 | -119.297 | 35.232 |  | 106 | 999 |  |  |  | 93276 |  | R63-0036
06029 |  | California | Kern | 424611 | 49869313 | 47092212 | 1514305017 | 70101 | 70000 | NAVAL PETROLEUM RESERVE #1 |  |  |  |  | 79 | 7.9 | 3 | 211111 | -119.297 | 35.232 |  | 106 | 999 |  |  |  | 93276 |  | R63-0036
06029 |  | California | Kern | 424611 | 49869413 | 47092212 | 1514305017 | 70205 | 70000 | NAVAL PETROLEUM RESERVE #1 |  |  |  |  | 79 | 7.9 | 3 | 211111 | -119.297 | 35.232 |  | 106 | 999 |  |  |  | 93276 |  | R63-0036
06029 |  | California | Kern | 424611 | 49869513 | 47092212 | 1514305017 | 70102 | 70000 | NAVAL PETROLEUM RESERVE #1 |  |  |  |  | 79 | 7.9 | 3 | 211111 | -119.297 | 35.232 |  | 106 | 999 |  |  |  | 93276 |  | R63-0036
06029 |  | California | Kern | 424611 | 49869613 | 47092212 | 1514305017 | 70203 | 70000 | NAVAL PETROLEUM RESERVE #1 |  |  |  |  | 79 | 7.9 | 3 | 211111 | -119.297 | 35.232 |  | 106 | 999 |  |  |  | 93276 |  | R63-0036
06029 |  | California | Kern | 424611 | 49869713 | 47092212 | 1514305017 | 70202 | 70000 | NAVAL PETROLEUM RESERVE #1 |  |  |  |  | 79 | 7.9 | 3 | 211111 | -119.297 | 35.232 |  | 106 | 999 |  |  |  | 93276 |  | R63-0036
06029 |  | California | Kern | 424611 | 49869813 | 47092212 | 1514305017 | 70201 | 70000 | NAVAL PETROLEUM RESERVE #1 |  |  |  |  | 79 | 7.9 | 3 | 211111 | -119.297 | 35.232 |  | 106 | 999 |  |  |  | 93276 |  | R63-0036
06029 |  | California | Kern | 424611 | 49870113 | 47092212 | 1514305017 | 70306 | 70000 | NAVAL PETROLEUM RESERVE #1 |  |  |  |  | 79 | 7.9 | 3 | 211111 | -119.297 | 35.232 |  | 106 | 999 |  |  |  | 93276 |  | R63-0036
06029 |  | California | Kern | 424611 | 49870213 | 47092212 | 1514305017 | 70206 | 70000 | NAVAL PETROLEUM RESERVE #1 |  |  |  |  | 79 | 7.9 | 3 | 211111 | -119.297 | 35.232 |  | 106 | 999 |  |  |  | 93276 |  | R63-0036
06029 |  | California | Kern | 424611 | 49870313 | 47090912 | 1514305017 | 45402 | 45000 | NAVAL PETROLEUM RESERVE #1 |  |  |  |  | 79 | 7.9 | 3 | 211111 | -119.297 | 35.232 |  | 106 | 999 |  |  |  | 93276 |  | R63-0036
06029 |  | California | Kern | 424611 | 49870513 | 47106212 | 1514305017 | 46106 | 46000 | NAVAL PETROLEUM RESERVE #1 |  |  |  |  | 79 | 7.9 | 3 | 211111 | -119.297 | 35.232 |  | 106 | 999 |  |  |  | 93276 |  | R63-0036
06029 |  | California | Kern | 424611 | 49870613 | 47106212 | 1514305017 | 46105 | 46000 | NAVAL PETROLEUM RESERVE #1 |  |  |  |  | 79 | 7.9 | 3 | 211111 | -119.297 | 35.232 |  | 106 | 999 |  |  |  | 93276 |  | R63-0036
06029 |  | California | Kern | 424611 | 49870713 | 47106212 | 1514305017 | 46104 | 46000 | NAVAL PETROLEUM RESERVE #1 |  |  |  |  | 79 | 7.9 | 3 | 211111 | -119.297 | 35.232 |  | 106 | 999 |  |  |  | 93276 |  | R63-0036
06029 |  | California | Kern | 424611 | 49870813 | 47106212 | 1514305017 | 46103 | 46000 | NAVAL PETROLEUM RESERVE #1 |  |  |  |  | 79 | 7.9 | 3 | 211111 | -119.297 | 35.232 |  | 106 | 999 |  |  |  | 93276 |  | R63-0036
06029 |  | California | Kern | 424611 | 49870913 | 47106212 | 1514305017 | 46108 | 46000 | NAVAL PETROLEUM RESERVE #1 |  |  |  |  | 79 | 7.9 | 3 | 211111 | -119.297 | 35.232 |  | 106 | 999 |  |  |  | 93276 |  | R63-0036
06029 |  | California | Kern | 424611 | 49871013 | 47106212 | 1514305017 | 46101 | 46000 | NAVAL PETROLEUM RESERVE #1 |  |  |  |  | 79 | 7.9 | 3 | 211111 | -119.297 | 35.232 |  | 106 | 999 |  |  |  | 93276 |  | R63-0036
06029 |  | California | Kern | 424611 | 49871113 | 47106212 | 1514305017 | 46109 | 46000 | NAVAL PETROLEUM RESERVE #1 |  |  |  |  | 79 | 7.9 | 3 | 211111 | -119.297 | 35.232 |  | 106 | 999 |  |  |  | 93276 |  | R63-0036
06029 |  | California | Kern | 424611 | 49871213 | 47090912 | 1514305017 | 45401 | 45000 | NAVAL PETROLEUM RESERVE #1 |  |  |  |  | 79 | 7.9 | 3 | 211111 | -119.297 | 35.232 |  | 106 | 999 |  |  |  | 93276 |  | R63-0036
06029 |  | California | Kern | 424611 | 49871413 | 47090912 | 1514305017 | 45301 | 45000 | NAVAL PETROLEUM RESERVE #1 |  |  |  |  | 79 | 7.9 | 3 | 211111 | -119.297 | 35.232 |  | 106 | 999 |  |  |  | 93276 |  | R63-0036
06029 |  | California | Kern | 424611 | 49871513 | 47090912 | 1514305017 | 45243 | 45000 | NAVAL PETROLEUM RESERVE #1 |  |  |  |  | 79 | 7.9 | 3 | 211111 | -119.297 | 35.232 |  | 106 | 999 |  |  |  | 93276 |  | R63-0036
06029 |  | California | Kern | 424611 | 49871613 | 47090912 | 1514305017 | 45242 | 45000 | NAVAL PETROLEUM RESERVE #1 |  |  |  |  | 79 | 7.9 | 3 | 211111 | -119.297 | 35.232 |  | 106 | 999 |  |  |  | 93276 |  | R63-0036
06029 |  | California | Kern | 424611 | 49871713 | 47090912 | 1514305017 | 45241 | 45000 | NAVAL PETROLEUM RESERVE #1 |  |  |  |  | 79 | 7.9 | 3 | 211111 | -119.297 | 35.232 |  | 106 | 999 |  |  |  | 93276 |  | R63-0036
06029 |  | California | Kern | 424611 | 49871813 | 47106212 | 1514305017 | 46102 | 46000 | NAVAL PETROLEUM RESERVE #1 |  |  |  |  | 79 | 7.9 | 3 | 211111 | -119.297 | 35.232 |  | 106 | 999 |  |  |  | 93276 |  | R63-0036
06029 |  | California | Kern | 424611 | 49871913 | 47106212 | 1514305017 | 46140 | 46000 | NAVAL PETROLEUM RESERVE #1 |  |  |  |  | 79 | 7.9 | 3 | 211111 | -119.297 | 35.232 |  | 106 | 999 |  |  |  | 93276 |  | R63-0036
06029 |  | California | Kern | 424611 | 49872113 | 47092712 | 1514305017 | 27102 | 27000 | NAVAL PETROLEUM RESERVE #1 |  |  |  |  | 79 | 7.9 | 3 | 211111 | -119.297 | 35.232 |  | 106 | 999 |  |  |  | 93276 |  | R63-0036
06029 |  | California | Kern | 424611 | 49872213 | 47092712 | 1514305017 | 27103 | 27000 | NAVAL PETROLEUM RESERVE #1 |  |  |  |  | 79 | 7.9 | 3 | 211111 | -119.297 | 35.232 |  | 106 | 999 |  |  |  | 93276 |  | R63-0036
06029 |  | California | Kern | 424611 | 49872313 | 47092712 | 1514305017 | 27104 | 27000 | NAVAL PETROLEUM RESERVE #1 |  |  |  |  | 79 | 7.9 | 3 | 211111 | -119.297 | 35.232 |  | 106 | 999 |  |  |  | 93276 |  | R63-0036
06029 |  | California | Kern | 424611 | 49872413 | 47092712 | 1514305017 | 27105 | 27000 | NAVAL PETROLEUM RESERVE #1 |  |  |  |  | 79 | 7.9 | 3 | 211111 | -119.297 | 35.232 |  | 106 | 999 |  |  |  | 93276 |  | R63-0036
06029 |  | California | Kern | 424611 | 49872513 | 47092712 | 1514305017 | 27106 | 27000 | NAVAL PETROLEUM RESERVE #1 |  |  |  |  | 79 | 7.9 | 3 | 211111 | -119.297 | 35.232 |  | 106 | 999 |  |  |  | 93276 |  | R63-0036
06029 |  | California | Kern | 424611 | 49872613 | 47092712 | 1514305017 | 27107 | 27000 | NAVAL PETROLEUM RESERVE #1 |  |  |  |  | 79 | 7.9 | 3 | 211111 | -119.297 | 35.232 |  | 106 | 999 |  |  |  | 93276 |  | R63-0036
06029 |  | California | Kern | 424611 | 49872713 | 47092712 | 1514305017 | 27108 | 27000 | NAVAL PETROLEUM RESERVE #1 |  |  |  |  | 79 | 7.9 | 3 | 211111 | -119.297 | 35.232 |  | 106 | 999 |  |  |  | 93276 |  | R63-0036
06029 |  | California | Kern | 424611 | 49872813 | 47092712 | 1514305017 | 27109 | 27000 | NAVAL PETROLEUM RESERVE #1 |  |  |  |  | 79 | 7.9 | 3 | 211111 | -119.297 | 35.232 |  | 106 | 999 |  |  |  | 93276 |  | R63-0036
06029 |  | California | Kern | 424611 | 49872913 | 47092712 | 1514305017 | 27110 | 27000 | NAVAL PETROLEUM RESERVE #1 |  |  |  |  | 79 | 7.9 | 3 | 211111 | -119.297 | 35.232 |  | 106 | 999 |  |  |  | 93276 |  | R63-0036
06029 |  | California | Kern | 424611 | 49873113 | 47092712 | 1514305017 | 27112 | 27000 | NAVAL PETROLEUM RESERVE #1 |  |  |  |  | 79 | 7.9 | 3 | 211111 | -119.297 | 35.232 |  | 106 | 999 |  |  |  | 93276 |  | R63-0036
06029 |  | California | Kern | 424611 | 49873313 | 47092712 | 1514305017 | 27141 | 27000 | NAVAL PETROLEUM RESERVE #1 |  |  |  |  | 79 | 7.9 | 3 | 211111 | -119.297 | 35.232 |  | 106 | 999 |  |  |  | 93276 |  | R63-0036
06029 |  | California | Kern | 424611 | 49873413 | 47092712 | 1514305017 | 27142 | 27000 | NAVAL PETROLEUM RESERVE #1 |  |  |  |  | 79 | 7.9 | 3 | 211111 | -119.297 | 35.232 |  | 106 | 999 |  |  |  | 93276 |  | R63-0036
06029 |  | California | Kern | 424611 | 49873513 | 47092712 | 1514305017 | 27143 | 27000 | NAVAL PETROLEUM RESERVE #1 |  |  |  |  | 79 | 7.9 | 3 | 211111 | -119.297 | 35.232 |  | 106 | 999 |  |  |  | 93276 |  | R63-0036
06029 |  | California | Kern | 424611 | 49873613 | 47092712 | 1514305017 | 27144 | 27000 | NAVAL PETROLEUM RESERVE #1 |  |  |  |  | 79 | 7.9 | 3 | 211111 | -119.297 | 35.232 |  | 106 | 999 |  |  |  | 93276 |  | R63-0036
06029 |  | California | Kern | 424611 | 49873713 | 47115112 | 1514305017 | 57440 | 57000 | NAVAL PETROLEUM RESERVE #1 |  |  |  |  | 79 | 7.9 | 3 | 211111 | -119.297 | 35.232 |  | 106 | 999 |  |  |  | 93276 |  | R63-0036
06029 |  | California | Kern | 424611 | 49873813 | 105839412 | 1514305017 | 57402 | 57402_1_40 | NAVAL PETROLEUM RESERVE #1 | [7 empty] | 211111 | -119.297 | 35.232 |  | 106 | 999 |  |  |  | 93276 |  | R63-0036
06029 |  | California | Kern | 424611 | 49873913 | 47094112 | 1514305017 | 58103 | 58000 | NAVAL PETROLEUM RESERVE #1 |  |  |  |  | 79 | 7.9 | 3 | 211111 | -119.297 | 35.232 |  | 106 | 999 |  |  |  | 93276 |  | R63-0036
06029 |  | California | Kern | 424611 | 49874213 | 47115112 | 1514305017 | 57241 | 57000 | NAVAL PETROLEUM RESERVE #1 |  |  |  |  | 79 | 7.9 | 3 | 211111 | -119.297 | 35.232 |  | 106 | 999 |  |  |  | 93276 |  | R63-0036
06029 |  | California | Kern | 424611 | 49874313 | 47115112 | 1514305017 | 57240 | 57000 | NAVAL PETROLEUM RESERVE #1 |  |  |  |  | 79 | 7.9 | 3 | 211111 | -119.297 | 35.232 |  | 106 | 999 |  |  |  | 93276 |  | R63-0036
06029 |  | California | Kern | 424611 | 49874713 | 47115112 | 1514305017 | 57243 | 57000 | NAVAL PETROLEUM RESERVE #1 |  |  |  |  | 79 | 7.9 | 3 | 211111 | -119.297 | 35.232 |  | 106 | 999 |  |  |  | 93276 |  | R63-0036
06029 |  | California | Kern | 424611 | 49875313 | 47084412 | 1514305017 | 63409 | 63000 | NAVAL PETROLEUM RESERVE #1 |  |  |  |  | 79 | 7.9 | 3 | 211111 | -119.297 | 35.232 |  | 106 | 999 |  |  |  | 93276 |  | R63-0036
06029 |  | California | Kern | 424611 | 49875413 | 47084412 | 1514305017 | 63408 | 63000 | NAVAL PETROLEUM RESERVE #1 |  |  |  |  | 79 | 7.9 | 3 | 211111 | -119.297 | 35.232 |  | 106 | 999 |  |  |  | 93276 |  | R63-0036
06029 |  | California | Kern | 424611 | 49875513 | 47084412 | 1514305017 | 63407 | 63000 | NAVAL PETROLEUM RESERVE #1 |  |  |  |  | 79 | 7.9 | 3 | 211111 | -119.297 | 35.232 |  | 106 | 999 |  |  |  | 93276 |  | R63-0036
06029 |  | California | Kern | 424611 | 49876413 | 47115112 | 1514305017 | 57242 | 57000 | NAVAL PETROLEUM RESERVE #1 |  |  |  |  | 79 | 7.9 | 3 | 211111 | -119.297 | 35.232 |  | 106 | 999 |  |  |  | 93276 |  | R63-0036
06029 |  | California | Kern | 424611 | 49876613 | 47084412 | 1514305017 | 63406 | 63000 | NAVAL PETROLEUM RESERVE #1 |  |  |  |  | 79 | 7.9 | 3 | 211111 | -119.297 | 35.232 |  | 106 | 999 |  |  |  | 93276 |  | R63-0036
06029 |  | California | Kern | 424611 | 49877413 | 47095412 | 1514305017 | 64309 | 64000 | NAVAL PETROLEUM RESERVE #1 |  |  |  |  | 79 | 7.9 | 3 | 211111 | -119.297 | 35.232 |  | 106 | 999 |  |  |  | 93276 |  | R63-0036
06029 |  | California | Kern | 424611 | 49877613 | 47095412 | 1514305017 | 64315 | 64000 | NAVAL PETROLEUM RESERVE #1 |  |  |  |  | 79 | 7.9 | 3 | 211111 | -119.297 | 35.232 |  | 106 | 999 |  |  |  | 93276 |  | R63-0036
06029 |  | California | Kern | 424611 | 49877713 | 47095412 | 1514305017 | 64314 | 64000 | NAVAL PETROLEUM RESERVE #1 |  |  |  |  | 79 | 7.9 | 3 | 211111 | -119.297 | 35.232 |  | 106 | 999 |  |  |  | 93276 |  | R63-0036
06029 |  | California | Kern | 424611 | 49877813 | 47095412 | 1514305017 | 64313 | 64000 | NAVAL PETROLEUM RESERVE #1 |  |  |  |  | 79 | 7.9 | 3 | 211111 | -119.297 | 35.232 |  | 106 | 999 |  |  |  | 93276 |  | R63-0036
06029 |  | California | Kern | 424611 | 49877913 | 47095412 | 1514305017 | 64312 | 64000 | NAVAL PETROLEUM RESERVE #1 |  |  |  |  | 79 | 7.9 | 3 | 211111 | -119.297 | 35.232 |  | 106 | 999 |  |  |  | 93276 |  | R63-0036
06029 |  | California | Kern | 424611 | 49878013 | 47098912 | 1514305017 | 18205 | 18000 | NAVAL PETROLEUM RESERVE #1 |  |  |  |  | 434 | 99.7 | 30.5 | 211111 | -119.297 | 35.232 |  | 106 | 999 |  |  |  | 93276 |  | R63-0036
06029 |  | California | Kern | 424611 | 49878113 | 47095412 | 1514305017 | 64310 | 64000 | NAVAL PETROLEUM RESERVE #1 |  |  |  |  | 79 | 7.9 | 3 | 211111 | -119.297 | 35.232 |  | 106 | 999 |  |  |  | 93276 |  | R63-0036
06029 |  | California | Kern | 424611 | 49878213 | 47098912 | 1514305017 | 18206 | 18000 | NAVAL PETROLEUM RESERVE #1 |  |  |  |  | 434 | 99.7 | 30.5 | 211111 | -119.297 | 35.232 |  | 106 | 999 |  |  |  | 93276 |  | R63-0036
06029 |  | California | Kern | 424611 | 49878313 | 47095412 | 1514305017 | 64308 | 64000 | NAVAL PETROLEUM RESERVE #1 |  |  |  |  | 79 | 7.9 | 3 | 211111 | -119.297 | 35.232 |  | 106 | 999 |  |  |  | 93276 |  | R63-0036
06029 |  | California | Kern | 424611 | 49878413 | 47095412 | 1514305017 | 64307 | 64000 | NAVAL PETROLEUM RESERVE #1 |  |  |  |  | 79 | 7.9 | 3 | 211111 | -119.297 | 35.232 |  | 106 | 999 |  |  |  | 93276 |  | R63-0036
06029 |  | California | Kern | 424611 | 49878513 | 47095412 | 1514305017 | 64306 | 64000 | NAVAL PETROLEUM RESERVE #1 |  |  |  |  | 79 | 7.9 | 3 | 211111 | -119.297 | 35.232 |  | 106 | 999 |  |  |  | 93276 |  | R63-0036
06029 |  | California | Kern | 424611 | 49878613 | 47095412 | 1514305017 | 64305 | 64000 | NAVAL PETROLEUM RESERVE #1 |  |  |  |  | 79 | 7.9 | 3 | 211111 | -119.297 | 35.232 |  | 106 | 999 |  |  |  | 93276 |  | R63-0036
06029 |  | California | Kern | 424611 | 49878713 | 47095412 | 1514305017 | 64304 | 64000 | NAVAL PETROLEUM RESERVE #1 |  |  |  |  | 79 | 7.9 | 3 | 211111 | -119.297 | 35.232 |  | 106 | 999 |  |  |  | 93276 |  | R63-0036
06029 |  | California | Kern | 424611 | 49878813 | 47095412 | 1514305017 | 64303 | 64000 | NAVAL PETROLEUM RESERVE #1 |  |  |  |  | 79 | 7.9 | 3 | 211111 | -119.297 | 35.232 |  | 106 | 999 |  |  |  | 93276 |  | R63-0036
06029 |  | California | Kern | 424611 | 49878913 | 47095412 | 1514305017 | 64311 | 64000 | NAVAL PETROLEUM RESERVE #1 |  |  |  |  | 79 | 7.9 | 3 | 211111 | -119.297 | 35.232 |  | 106 | 999 |  |  |  | 93276 |  | R63-0036
06029 |  | California | Kern | 424611 | 49879013 | 47108812 | 1514305017 | 19101 | 19000 | NAVAL PETROLEUM RESERVE #1 |  |  |  |  | 79 | 7.9 | 3 | 211111 | -119.297 | 35.232 |  | 106 | 999 |  |  |  | 93276 |  | R63-0036
06029 |  | California | Kern | 424611 | 49879113 | 47107312 | 1514305017 | 72214 | 72000 | NAVAL PETROLEUM RESERVE #1 |  |  |  |  | 79 | 7.9 | 3 | 211111 | -119.297 | 35.232 |  | 106 | 999 |  |  |  | 93276 |  | R63-0036
06029 |  | California | Kern | 424611 | 49879213 | 47107312 | 1514305017 | 72215 | 72000 | NAVAL PETROLEUM RESERVE #1 |  |  |  |  | 79 | 7.9 | 3 | 211111 | -119.297 | 35.232 |  | 106 | 999 |  |  |  | 93276 |  | R63-0036
06029 |  | California | Kern | 424611 | 49879313 | 47107312 | 1514305017 | 72216 | 72000 | NAVAL PETROLEUM RESERVE #1 |  |  |  |  | 79 | 7.9 | 3 | 211111 | -119.297 | 35.232 |  | 106 | 999 |  |  |  | 93276 |  | R63-0036
06029 |  | California | Kern | 424611 | 49879413 | 47107312 | 1514305017 | 72203 | 72000 | NAVAL PETROLEUM RESERVE #1 |  |  |  |  | 79 | 7.9 | 3 | 211111 | -119.297 | 35.232 |  | 106 | 999 |  |  |  | 93276 |  | R63-0036
06029 |  | California | Kern | 424611 | 49879513 | 47107312 | 1514305017 | 72104 | 72000 | NAVAL PETROLEUM RESERVE #1 |  |  |  |  | 79 | 7.9 | 3 | 211111 | -119.297 | 35.232 |  | 106 | 999 |  |  |  | 93276 |  | R63-0036
06029 |  | California | Kern | 424611 | 49879613 | 47107312 | 1514305017 | 72217 | 72000 | NAVAL PETROLEUM RESERVE #1 |  |  |  |  | 79 | 7.9 | 3 | 211111 | -119.297 | 35.232 |  | 106 | 999 |  |  |  | 93276 |  | R63-0036
06029 |  | California | Kern | 424611 | 49879713 | 47091112 | 1514305017 | 71415 | 71000 | NAVAL PETROLEUM RESERVE #1 |  |  |  |  | 79 | 7.9 | 3 | 211111 | -119.297 | 35.232 |  | 106 | 999 |  |  |  | 93276 |  | R63-0036
06029 |  | California | Kern | 424611 | 49879813 | 47091112 | 1514305017 | 71416 | 71000 | NAVAL PETROLEUM RESERVE #1 |  |  |  |  | 79 | 7.9 | 3 | 211111 | -119.297 | 35.232 |  | 106 | 999 |  |  |  | 93276 |  | R63-0036
06029 |  | California | Kern | 424611 | 49879913 | 47091112 | 1514305017 | 71417 | 71000 | NAVAL PETROLEUM RESERVE #1 |  |  |  |  | 79 | 7.9 | 3 | 211111 | -119.297 | 35.232 |  | 106 | 999 |  |  |  | 93276 |  | R63-0036
06029 |  | California | Kern | 424611 | 49880013 | 47091112 | 1514305017 | 71418 | 71000 | NAVAL PETROLEUM RESERVE #1 |  |  |  |  | 79 | 7.9 | 3 | 211111 | -119.297 | 35.232 |  | 106 | 999 |  |  |  | 93276 |  | R63-0036
06029 |  | California | Kern | 424611 | 49880113 | 47091112 | 1514305017 | 71419 | 71000 | NAVAL PETROLEUM RESERVE #1 |  |  |  |  | 79 | 7.9 | 3 | 211111 | -119.297 | 35.232 |  | 106 | 999 |  |  |  | 93276 |  | R63-0036
06029 |  | California | Kern | 424611 | 49880413 | 47107312 | 1514305017 | 72101 | 72000 | NAVAL PETROLEUM RESERVE #1 |  |  |  |  | 79 | 7.9 | 3 | 211111 | -119.297 | 35.232 |  | 106 | 999 |  |  |  | 93276 |  | R63-0036
06029 |  | California | Kern | 424611 | 49880513 | 47107312 | 1514305017 | 72141 | 72000 | NAVAL PETROLEUM RESERVE #1 |  |  |  |  | 79 | 7.9 | 3 | 211111 | -119.297 | 35.232 |  | 106 | 999 |  |  |  | 93276 |  | R63-0036
06029 |  | California | Kern | 424611 | 49880613 | 47107312 | 1514305017 | 72103 | 72000 | NAVAL PETROLEUM RESERVE #1 |  |  |  |  | 79 | 7.9 | 3 | 211111 | -119.297 | 35.232 |  | 106 | 999 |  |  |  | 93276 |  | R63-0036
06029 |  | California | Kern | 424611 | 49880713 | 47107312 | 1514305017 | 72117 | 72000 | NAVAL PETROLEUM RESERVE #1 |  |  |  |  | 79 | 7.9 | 3 | 211111 | -119.297 | 35.232 |  | 106 | 999 |  |  |  | 93276 |  | R63-0036
06029 |  | California | Kern | 424611 | 49880813 | 47107312 | 1514305017 | 72112 | 72000 | NAVAL PETROLEUM RESERVE #1 |  |  |  |  | 79 | 7.9 | 3 | 211111 | -119.297 | 35.232 |  | 106 | 999 |  |  |  | 93276 |  | R63-0036
06029 |  | California | Kern | 424611 | 49880913 | 47107312 | 1514305017 | 72116 | 72000 | NAVAL PETROLEUM RESERVE #1 |  |  |  |  | 79 | 7.9 | 3 | 211111 | -119.297 | 35.232 |  | 106 | 999 |  |  |  | 93276 |  | R63-0036
06029 |  | California | Kern | 424611 | 49881013 | 47107312 | 1514305017 | 72115 | 72000 | NAVAL PETROLEUM RESERVE #1 |  |  |  |  | 79 | 7.9 | 3 | 211111 | -119.297 | 35.232 |  | 106 | 999 |  |  |  | 93276 |  | R63-0036
06029 |  | California | Kern | 424611 | 49881113 | 47107312 | 1514305017 | 72102 | 72000 | NAVAL PETROLEUM RESERVE #1 |  |  |  |  | 79 | 7.9 | 3 | 211111 | -119.297 | 35.232 |  | 106 | 999 |  |  |  | 93276 |  | R63-0036
06029 |  | California | Kern | 424611 | 49881213 | 47107312 | 1514305017 | 72113 | 72000 | NAVAL PETROLEUM RESERVE #1 |  |  |  |  | 79 | 7.9 | 3 | 211111 | -119.297 | 35.232 |  | 106 | 999 |  |  |  | 93276 |  | R63-0036
06029 |  | California | Kern | 424611 | 49881313 | 47107312 | 1514305017 | 72105 | 72000 | NAVAL PETROLEUM RESERVE #1 |  |  |  |  | 79 | 7.9 | 3 | 211111 | -119.297 | 35.232 |  | 106 | 999 |  |  |  | 93276 |  | R63-0036
06029 |  | California | Kern | 424611 | 49881413 | 47107312 | 1514305017 | 72111 | 72000 | NAVAL PETROLEUM RESERVE #1 |  |  |  |  | 79 | 7.9 | 3 | 211111 | -119.297 | 35.232 |  | 106 | 999 |  |  |  | 93276 |  | R63-0036
06029 |  | California | Kern | 424611 | 49881513 | 47107312 | 1514305017 | 72110 | 72000 | NAVAL PETROLEUM RESERVE #1 |  |  |  |  | 79 | 7.9 | 3 | 211111 | -119.297 | 35.232 |  | 106 | 999 |  |  |  | 93276 |  | R63-0036
06029 |  | California | Kern | 424611 | 49881613 | 47107312 | 1514305017 | 72109 | 72000 | NAVAL PETROLEUM RESERVE #1 |  |  |  |  | 79 | 7.9 | 3 | 211111 | -119.297 | 35.232 |  | 106 | 999 |  |  |  | 93276 |  | R63-0036
06029 |  | California | Kern | 424611 | 49881713 | 47107312 | 1514305017 | 72108 | 72000 | NAVAL PETROLEUM RESERVE #1 |  |  |  |  | 79 | 7.9 | 3 | 211111 | -119.297 | 35.232 |  | 106 | 999 |  |  |  | 93276 |  | R63-0036
06029 |  | California | Kern | 424611 | 49881813 | 47107312 | 1514305017 | 72107 | 72000 | NAVAL PETROLEUM RESERVE #1 |  |  |  |  | 79 | 7.9 | 3 | 211111 | -119.297 | 35.232 |  | 106 | 999 |  |  |  | 93276 |  | R63-0036
06029 |  | California | Kern | 424611 | 49881913 | 47107312 | 1514305017 | 72106 | 72000 | NAVAL PETROLEUM RESERVE #1 |  |  |  |  | 79 | 7.9 | 3 | 211111 | -119.297 | 35.232 |  | 106 | 999 |  |  |  | 93276 |  | R63-0036
06029 |  | California | Kern | 424611 | 49882013 | 47107312 | 1514305017 | 72114 | 72000 | NAVAL PETROLEUM RESERVE #1 |  |  |  |  | 79 | 7.9 | 3 | 211111 | -119.297 | 35.232 |  | 106 | 999 |  |  |  | 93276 |  | R63-0036
06029 |  | California | Kern | 424611 | 49882113 | 47099712 | 1514305017 | 50305 | 50000 | NAVAL PETROLEUM RESERVE #1 |  |  |  |  | 79 | 7.9 | 3 | 211111 | -119.297 | 35.232 |  | 106 | 999 |  |  |  | 93276 |  | R63-0036
06029 |  | California | Kern | 424611 | 49882213 | 47099712 | 1514305017 | 50312 | 50000 | NAVAL PETROLEUM RESERVE #1 |  |  |  |  | 79 | 7.9 | 3 | 211111 | -119.297 | 35.232 |  | 106 | 999 |  |  |  | 93276 |  | R63-0036
06029 |  | California | Kern | 424611 | 49882313 | 47099712 | 1514305017 | 50311 | 50000 | NAVAL PETROLEUM RESERVE #1 |  |  |  |  | 79 | 7.9 | 3 | 211111 | -119.297 | 35.232 |  | 106 | 999 |  |  |  | 93276 |  | R63-0036
06029 |  | California | Kern | 424611 | 49882413 | 47099712 | 1514305017 | 50310 | 50000 | NAVAL PETROLEUM RESERVE #1 |  |  |  |  | 79 | 7.9 | 3 | 211111 | -119.297 | 35.232 |  | 106 | 999 |  |  |  | 93276 |  | R63-0036
06029 |  | California | Kern | 424611 | 49882513 | 47099712 | 1514305017 | 50309 | 50000 | NAVAL PETROLEUM RESERVE #1 |  |  |  |  | 79 | 7.9 | 3 | 211111 | -119.297 | 35.232 |  | 106 | 999 |  |  |  | 93276 |  | R63-0036
06029 |  | California | Kern | 424611 | 49882613 | 47099712 | 1514305017 | 50308 | 50000 | NAVAL PETROLEUM RESERVE #1 |  |  |  |  | 79 | 7.9 | 3 | 211111 | -119.297 | 35.232 |  | 106 | 999 |  |  |  | 93276 |  | R63-0036
06029 |  | California | Kern | 424611 | 49882813 | 47099712 | 1514305017 | 50306 | 50000 | NAVAL PETROLEUM RESERVE #1 |  |  |  |  | 79 | 7.9 | 3 | 211111 | -119.297 | 35.232 |  | 106 | 999 |  |  |  | 93276 |  | R63-0036
06029 |  | California | Kern | 424611 | 49882913 | 47099712 | 1514305017 | 50315 | 50000 | NAVAL PETROLEUM RESERVE #1 |  |  |  |  | 79 | 7.9 | 3 | 211111 | -119.297 | 35.232 |  | 106 | 999 |  |  |  | 93276 |  | R63-0036
06029 |  | California | Kern | 424611 | 49883013 | 47099712 | 1514305017 | 50304 | 50000 | NAVAL PETROLEUM RESERVE #1 |  |  |  |  | 79 | 7.9 | 3 | 211111 | -119.297 | 35.232 |  | 106 | 999 |  |  |  | 93276 |  | R63-0036
06029 |  | California | Kern | 424611 | 49883113 | 47099712 | 1514305017 | 50303 | 50000 | NAVAL PETROLEUM RESERVE #1 |  |  |  |  | 79 | 7.9 | 3 | 211111 | -119.297 | 35.232 |  | 106 | 999 |  |  |  | 93276 |  | R63-0036
06029 |  | California | Kern | 424611 | 49883213 | 47099712 | 1514305017 | 50302 | 50000 | NAVAL PETROLEUM RESERVE #1 |  |  |  |  | 79 | 7.9 | 3 | 211111 | -119.297 | 35.232 |  | 106 | 999 |  |  |  | 93276 |  | R63-0036
06029 |  | California | Kern | 424611 | 49883313 | 47099712 | 1514305017 | 50301 | 50000 | NAVAL PETROLEUM RESERVE #1 |  |  |  |  | 79 | 7.9 | 3 | 211111 | -119.297 | 35.232 |  | 106 | 999 |  |  |  | 93276 |  | R63-0036
06029 |  | California | Kern | 424611 | 49883413 | 47099712 | 1514305017 | 50103 | 50000 | NAVAL PETROLEUM RESERVE #1 |  |  |  |  | 79 | 7.9 | 3 | 211111 | -119.297 | 35.232 |  | 106 | 999 |  |  |  | 93276 |  | R63-0036
06029 |  | California | Kern | 424611 | 49883513 | 47099712 | 1514305017 | 50102 | 50000 | NAVAL PETROLEUM RESERVE #1 |  |  |  |  | 79 | 7.9 | 3 | 211111 | -119.297 | 35.232 |  | 106 | 999 |  |  |  | 93276 |  | R63-0036
06029 |  | California | Kern | 424611 | 49883613 | 47099712 | 1514305017 | 50307 | 50000 | NAVAL PETROLEUM RESERVE #1 |  |  |  |  | 79 | 7.9 | 3 | 211111 | -119.297 | 35.232 |  | 106 | 999 |  |  |  | 93276 |  | R63-0036
06029 |  | California | Kern | 424611 | 49883713 | 47099712 | 1514305017 | 50401 | 50000 | NAVAL PETROLEUM RESERVE #1 |  |  |  |  | 79 | 7.9 | 3 | 211111 | -119.297 | 35.232 |  | 106 | 999 |  |  |  | 93276 |  | R63-0036
06029 |  | California | Kern | 424611 | 49883813 | 47108512 | 1514305017 | 43446 | 43000 | NAVAL PETROLEUM RESERVE #1 |  |  |  |  | 79 | 7.9 | 3 | 211111 | -119.297 | 35.232 |  | 106 | 999 |  |  |  | 93276 |  | R63-0036
06029 |  | California | Kern | 424611 | 49884013 | 47099712 | 1514305017 | 50407 | 50000 | NAVAL PETROLEUM RESERVE #1 |  |  |  |  | 79 | 7.9 | 3 | 211111 | -119.297 | 35.232 |  | 106 | 999 |  |  |  | 93276 |  | R63-0036
06029 |  | California | Kern | 424611 | 49884113 | 47099712 | 1514305017 | 50406 | 50000 | NAVAL PETROLEUM RESERVE #1 |  |  |  |  | 79 | 7.9 | 3 | 211111 | -119.297 | 35.232 |  | 106 | 999 |  |  |  | 93276 |  | R63-0036
06029 |  | California | Kern | 424611 | 49884213 | 47099712 | 1514305017 | 50405 | 50000 | NAVAL PETROLEUM RESERVE #1 |  |  |  |  | 79 | 7.9 | 3 | 211111 | -119.297 | 35.232 |  | 106 | 999 |  |  |  | 93276 |  | R63-0036
06029 |  | California | Kern | 424611 | 49884313 | 47099712 | 1514305017 | 50404 | 50000 | NAVAL PETROLEUM RESERVE #1 |  |  |  |  | 79 | 7.9 | 3 | 211111 | -119.297 | 35.232 |  | 106 | 999 |  |  |  | 93276 |  | R63-0036
06029 |  | California | Kern | 424611 | 49884413 | 47099712 | 1514305017 | 50313 | 50000 | NAVAL PETROLEUM RESERVE #1 |  |  |  |  | 79 | 7.9 | 3 | 211111 | -119.297 | 35.232 |  | 106 | 999 |  |  |  | 93276 |  | R63-0036
06029 |  | California | Kern | 424611 | 49884513 | 47099712 | 1514305017 | 50402 | 50000 | NAVAL PETROLEUM RESERVE #1 |  |  |  |  | 79 | 7.9 | 3 | 211111 | -119.297 | 35.232 |  | 106 | 999 |  |  |  | 93276 |  | R63-0036
06029 |  | California | Kern | 424611 | 49884613 | 47099712 | 1514305017 | 50314 | 50000 | NAVAL PETROLEUM RESERVE #1 |  |  |  |  | 79 | 7.9 | 3 | 211111 | -119.297 | 35.232 |  | 106 | 999 |  |  |  | 93276 |  | R63-0036
06029 |  | California | Kern | 424611 | 49884713 | 47099712 | 1514305017 | 50320 | 50000 | NAVAL PETROLEUM RESERVE #1 |  |  |  |  | 79 | 7.9 | 3 | 211111 | -119.297 | 35.232 |  | 106 | 999 |  |  |  | 93276 |  | R63-0036
06029 |  | California | Kern | 424611 | 49884813 | 47099712 | 1514305017 | 50319 | 50000 | NAVAL PETROLEUM RESERVE #1 |  |  |  |  | 79 | 7.9 | 3 | 211111 | -119.297 | 35.232 |  | 106 | 999 |  |  |  | 93276 |  | R63-0036
06029 |  | California | Kern | 424611 | 49884913 | 47099712 | 1514305017 | 50318 | 50000 | NAVAL PETROLEUM RESERVE #1 |  |  |  |  | 79 | 7.9 | 3 | 211111 | -119.297 | 35.232 |  | 106 | 999 |  |  |  | 93276 |  | R63-0036
06029 |  | California | Kern | 424611 | 49885013 | 47099712 | 1514305017 | 50317 | 50000 | NAVAL PETROLEUM RESERVE #1 |  |  |  |  | 79 | 7.9 | 3 | 211111 | -119.297 | 35.232 |  | 106 | 999 |  |  |  | 93276 |  | R63-0036
06029 |  | California | Kern | 424611 | 49885113 | 47099712 | 1514305017 | 50316 | 50000 | NAVAL PETROLEUM RESERVE #1 |  |  |  |  | 79 | 7.9 | 3 | 211111 | -119.297 | 35.232 |  | 106 | 999 |  |  |  | 93276 |  | R63-0036
06029 |  | California | Kern | 424611 | 49885313 | 47099712 | 1514305017 | 50403 | 50000 | NAVAL PETROLEUM RESERVE #1 |  |  |  |  | 79 | 7.9 | 3 | 211111 | -119.297 | 35.232 |  | 106 | 999 |  |  |  | 93276 |  | R63-0036
06029 |  | California | Kern | 424611 | 49885413 | 47095712 | 1514305017 | 11308 | 11000 | NAVAL PETROLEUM RESERVE #1 |  |  |  |  | 79 | 7.9 | 3 | 211111 | -119.297 | 35.232 |  | 106 | 999 |  |  |  | 93276 |  | R63-0036
06029 |  | California | Kern | 424611 | 49885513 | 47085412 | 1514305017 | 44101 | 44000 | NAVAL PETROLEUM RESERVE #1 |  |  |  |  | 79 | 7.9 | 3 | 211111 | -119.297 | 35.232 |  | 106 | 999 |  |  |  | 93276 |  | R63-0036
06029 |  | California | Kern | 424611 | 49885613 | 47095712 | 1514305017 | 11402 | 11000 | NAVAL PETROLEUM RESERVE #1 |  |  |  |  | 79 | 7.9 | 3 | 211111 | -119.297 | 35.232 |  | 106 | 999 |  |  |  | 93276 |  | R63-0036
06029 |  | California | Kern | 424611 | 49885713 | 47095712 | 1514305017 | 11401 | 11000 | NAVAL PETROLEUM RESERVE #1 |  |  |  |  | 79 | 7.9 | 3 | 211111 | -119.297 | 35.232 |  | 106 | 999 |  |  |  | 93276 |  | R63-0036
06029 |  | California | Kern | 424611 | 49886013 | 47095712 | 1514305017 | 11404 | 11000 | NAVAL PETROLEUM RESERVE #1 |  |  |  |  | 79 | 7.9 | 3 | 211111 | -119.297 | 35.232 |  | 106 | 999 |  |  |  | 93276 |  | R63-0036
06029 |  | California | Kern | 424611 | 49886113 | 47095712 | 1514305017 | 11309 | 11000 | NAVAL PETROLEUM RESERVE #1 |  |  |  |  | 79 | 7.9 | 3 | 211111 | -119.297 | 35.232 |  | 106 | 999 |  |  |  | 93276 |  | R63-0036
06029 |  | California | Kern | 424611 | 49886213 | 47095712 | 1514305017 | 11405 | 11000 | NAVAL PETROLEUM RESERVE #1 |  |  |  |  | 79 | 7.9 | 3 | 211111 | -119.297 | 35.232 |  | 106 | 999 |  |  |  | 93276 |  | R63-0036
06029 |  | California | Kern | 424611 | 49886313 | 47095712 | 1514305017 | 11307 | 11000 | NAVAL PETROLEUM RESERVE #1 |  |  |  |  | 79 | 7.9 | 3 | 211111 | -119.297 | 35.232 |  | 106 | 999 |  |  |  | 93276 |  | R63-0036
06029 |  | California | Kern | 424611 | 49886413 | 47095712 | 1514305017 | 11306 | 11000 | NAVAL PETROLEUM RESERVE #1 |  |  |  |  | 79 | 7.9 | 3 | 211111 | -119.297 | 35.232 |  | 106 | 999 |  |  |  | 93276 |  | R63-0036
06029 |  | California | Kern | 424611 | 49886513 | 47095712 | 1514305017 | 11305 | 11000 | NAVAL PETROLEUM RESERVE #1 |  |  |  |  | 79 | 7.9 | 3 | 211111 | -119.297 | 35.232 |  | 106 | 999 |  |  |  | 93276 |  | R63-0036
06029 |  | California | Kern | 424611 | 49886613 | 47095712 | 1514305017 | 11304 | 11000 | NAVAL PETROLEUM RESERVE #1 |  |  |  |  | 79 | 7.9 | 3 | 211111 | -119.297 | 35.232 |  | 106 | 999 |  |  |  | 93276 |  | R63-0036
06029 |  | California | Kern | 424611 | 49886713 | 47095712 | 1514305017 | 11142 | 11000 | NAVAL PETROLEUM RESERVE #1 |  |  |  |  | 79 | 7.9 | 3 | 211111 | -119.297 | 35.232 |  | 106 | 999 |  |  |  | 93276 |  | R63-0036
06029 |  | California | Kern | 424611 | 49886813 | 47095712 | 1514305017 | 11141 | 11000 | NAVAL PETROLEUM RESERVE #1 |  |  |  |  | 79 | 7.9 | 3 | 211111 | -119.297 | 35.232 |  | 106 | 999 |  |  |  | 93276 |  | R63-0036
06029 |  | California | Kern | 424611 | 49886913 | 47095712 | 1514305017 | 11310 | 11000 | NAVAL PETROLEUM RESERVE #1 |  |  |  |  | 79 | 7.9 | 3 | 211111 | -119.297 | 35.232 |  | 106 | 999 |  |  |  | 93276 |  | R63-0036
06029 |  | California | Kern | 424611 | 49887013 | 47095712 | 1514305017 | 11412 | 11000 | NAVAL PETROLEUM RESERVE #1 |  |  |  |  | 79 | 7.9 | 3 | 211111 | -119.297 | 35.232 |  | 106 | 999 |  |  |  | 93276 |  | R63-0036
06029 |  | California | Kern | 424611 | 49887113 | 47080112 | 1514305017 | 12101 | 12000 | NAVAL PETROLEUM RESERVE #1 |  |  |  |  | 79 | 7.9 | 3 | 211111 | -119.297 | 35.232 |  | 106 | 999 |  |  |  | 93276 |  | R63-0036
06029 |  | California | Kern | 424611 | 49887613 | 47095712 | 1514305017 | 11403 | 11000 | NAVAL PETROLEUM RESERVE #1 |  |  |  |  | 79 | 7.9 | 3 | 211111 | -119.297 | 35.232 |  | 106 | 999 |  |  |  | 93276 |  | R63-0036
06029 |  | California | Kern | 424611 | 49887713 | 47095712 | 1514305017 | 11413 | 11000 | NAVAL PETROLEUM RESERVE #1 |  |  |  |  | 79 | 7.9 | 3 | 211111 | -119.297 | 35.232 |  | 106 | 999 |  |  |  | 93276 |  | R63-0036
06029 |  | California | Kern | 424611 | 49887813 | 47095712 | 1514305017 | 11105 | 11000 | NAVAL PETROLEUM RESERVE #1 |  |  |  |  | 79 | 7.9 | 3 | 211111 | -119.297 | 35.232 |  | 106 | 999 |  |  |  | 93276 |  | R63-0036
06029 |  | California | Kern | 424611 | 49887913 | 47095712 | 1514305017 | 11411 | 11000 | NAVAL PETROLEUM RESERVE #1 |  |  |  |  | 79 | 7.9 | 3 | 211111 | -119.297 | 35.232 |  | 106 | 999 |  |  |  | 93276 |  | R63-0036
06029 |  | California | Kern | 424611 | 49888013 | 47095712 | 1514305017 | 11410 | 11000 | NAVAL PETROLEUM RESERVE #1 |  |  |  |  | 79 | 7.9 | 3 | 211111 | -119.297 | 35.232 |  | 106 | 999 |  |  |  | 93276 |  | R63-0036
06029 |  | California | Kern | 424611 | 49888113 | 47095712 | 1514305017 | 11409 | 11000 | NAVAL PETROLEUM RESERVE #1 |  |  |  |  | 79 | 7.9 | 3 | 211111 | -119.297 | 35.232 |  | 106 | 999 |  |  |  | 93276 |  | R63-0036
06029 |  | California | Kern | 424611 | 49888213 | 47095712 | 1514305017 | 11408 | 11000 | NAVAL PETROLEUM RESERVE #1 |  |  |  |  | 79 | 7.9 | 3 | 211111 | -119.297 | 35.232 |  | 106 | 999 |  |  |  | 93276 |  | R63-0036
06029 |  | California | Kern | 424611 | 49888313 | 47095712 | 1514305017 | 11407 | 11000 | NAVAL PETROLEUM RESERVE #1 |  |  |  |  | 79 | 7.9 | 3 | 211111 | -119.297 | 35.232 |  | 106 | 999 |  |  |  | 93276 |  | R63-0036
06029 |  | California | Kern | 424611 | 49888413 | 47095712 | 1514305017 | 11406 | 11000 | NAVAL PETROLEUM RESERVE #1 |  |  |  |  | 79 | 7.9 | 3 | 211111 | -119.297 | 35.232 |  | 106 | 999 |  |  |  | 93276 |  | R63-0036
06029 |  | California | Kern | 424611 | 49888513 | 47095712 | 1514305017 | 11414 | 11000 | NAVAL PETROLEUM RESERVE #1 |  |  |  |  | 79 | 7.9 | 3 | 211111 | -119.297 | 35.232 |  | 106 | 999 |  |  |  | 93276 |  | R63-0036
06029 |  | California | Kern | 424611 | 49888613 | 47081812 | 1514305017 | 84206 | 84000 | NAVAL PETROLEUM RESERVE #1 |  |  |  |  | 79 | 7.9 | 3 | 211111 | -119.297 | 35.232 |  | 106 | 999 |  |  |  | 93276 |  | R63-0036
06029 |  | California | Kern | 424611 | 49888713 | 47081812 | 1514305017 | 84306 | 84000 | NAVAL PETROLEUM RESERVE #1 |  |  |  |  | 79 | 7.9 | 3 | 211111 | -119.297 | 35.232 |  | 106 | 999 |  |  |  | 93276 |  | R63-0036
06029 |  | California | Kern | 424611 | 49888813 | 47081812 | 1514305017 | 84305 | 84000 | NAVAL PETROLEUM RESERVE #1 |  |  |  |  | 79 | 7.9 | 3 | 211111 | -119.297 | 35.232 |  | 106 | 999 |  |  |  | 93276 |  | R63-0036
06029 |  | California | Kern | 424611 | 49888913 | 47081812 | 1514305017 | 84304 | 84000 | NAVAL PETROLEUM RESERVE #1 |  |  |  |  | 79 | 7.9 | 3 | 211111 | -119.297 | 35.232 |  | 106 | 999 |  |  |  | 93276 |  | R63-0036
06029 |  | California | Kern | 424611 | 49889013 | 47081812 | 1514305017 | 84303 | 84000 | NAVAL PETROLEUM RESERVE #1 |  |  |  |  | 79 | 7.9 | 3 | 211111 | -119.297 | 35.232 |  | 106 | 999 |  |  |  | 93276 |  | R63-0036
06029 |  | California | Kern | 424611 | 49889113 | 47081812 | 1514305017 | 84302 | 84000 | NAVAL PETROLEUM RESERVE #1 |  |  |  |  | 79 | 7.9 | 3 | 211111 | -119.297 | 35.232 |  | 106 | 999 |  |  |  | 93276 |  | R63-0036
06029 |  | California | Kern | 424611 | 49889213 | 47095712 | 1514305017 | 11140 | 11000 | NAVAL PETROLEUM RESERVE #1 |  |  |  |  | 79 | 7.9 | 3 | 211111 | -119.297 | 35.232 |  | 106 | 999 |  |  |  | 93276 |  | R63-0036
06029 |  | California | Kern | 424611 | 49889313 | 47081812 | 1514305017 | 84207 | 84000 | NAVAL PETROLEUM RESERVE #1 |  |  |  |  | 79 | 7.9 | 3 | 211111 | -119.297 | 35.232 |  | 106 | 999 |  |  |  | 93276 |  | R63-0036
06029 |  | California | Kern | 424611 | 49889413 | 47081712 | 1514305017 | 85102 | 85000 | NAVAL PETROLEUM RESERVE #1 |  |  |  |  | 79 | 7.9 | 3 | 211111 | -119.297 | 35.232 |  | 106 | 999 |  |  |  | 93276 |  | R63-0036
06029 |  | California | Kern | 424611 | 49889513 | 47103912 | 1514305017 | 88249 | 88000 | NAVAL PETROLEUM RESERVE #1 |  |  |  |  | 79 | 7.9 | 3 | 211111 | -119.297 | 35.232 |  | 106 | 999 |  |  |  | 93276 |  | R63-0036
06029 |  | California | Kern | 424611 | 49889613 | 47103912 | 1514305017 | 88257 | 88000 | NAVAL PETROLEUM RESERVE #1 |  |  |  |  | 79 | 7.9 | 3 | 211111 | -119.297 | 35.232 |  | 106 | 999 |  |  |  | 93276 |  | R63-0036
06029 |  | California | Kern | 424611 | 49889713 | 47103912 | 1514305017 | 88256 | 88000 | NAVAL PETROLEUM RESERVE #1 |  |  |  |  | 79 | 7.9 | 3 | 211111 | -119.297 | 35.232 |  | 106 | 999 |  |  |  | 93276 |  | R63-0036
06029 |  | California | Kern | 424611 | 49889813 | 47103912 | 1514305017 | 88255 | 88000 | NAVAL PETROLEUM RESERVE #1 |  |  |  |  | 79 | 7.9 | 3 | 211111 | -119.297 | 35.232 |  | 106 | 999 |  |  |  | 93276 |  | R63-0036
06029 |  | California | Kern | 424611 | 49889913 | 47103912 | 1514305017 | 88254 | 88000 | NAVAL PETROLEUM RESERVE #1 |  |  |  |  | 79 | 7.9 | 3 | 211111 | -119.297 | 35.232 |  | 106 | 999 |  |  |  | 93276 |  | R63-0036
06029 |  | California | Kern | 424611 | 49890013 | 47103912 | 1514305017 | 88253 | 88000 | NAVAL PETROLEUM RESERVE #1 |  |  |  |  | 79 | 7.9 | 3 | 211111 | -119.297 | 35.232 |  | 106 | 999 |  |  |  | 93276 |  | R63-0036
06029 |  | California | Kern | 424611 | 49890113 | 47084412 | 1514305017 | 63311 | 63000 | NAVAL PETROLEUM RESERVE #1 |  |  |  |  | 79 | 7.9 | 3 | 211111 | -119.297 | 35.232 |  | 106 | 999 |  |  |  | 93276 |  | R63-0036
06029 |  | California | Kern | 424611 | 49890213 | 47103912 | 1514305017 | 88251 | 88000 | NAVAL PETROLEUM RESERVE #1 |  |  |  |  | 79 | 7.9 | 3 | 211111 | -119.297 | 35.232 |  | 106 | 999 |  |  |  | 93276 |  | R63-0036
06029 |  | California | Kern | 424611 | 49890313 | 47103612 | 1514305017 | 89102 | 89000 | NAVAL PETROLEUM RESERVE #1 |  |  |  |  | 434 | 99.7 | 30.5 | 211111 | -119.297 | 35.232 |  | 106 | 999 |  |  |  | 93276 |  | R63-0036
06029 |  | California | Kern | 424611 | 49890413 | 47103912 | 1514305017 | 88247 | 88000 | NAVAL PETROLEUM RESERVE #1 |  |  |  |  | 79 | 7.9 | 3 | 211111 | -119.297 | 35.232 |  | 106 | 999 |  |  |  | 93276 |  | R63-0036
06029 |  | California | Kern | 424611 | 49890513 | 47103912 | 1514305017 | 88246 | 88000 | NAVAL PETROLEUM RESERVE #1 |  |  |  |  | 79 | 7.9 | 3 | 211111 | -119.297 | 35.232 |  | 106 | 999 |  |  |  | 93276 |  | R63-0036
06029 |  | California | Kern | 424611 | 49890613 | 47103912 | 1514305017 | 88245 | 88000 | NAVAL PETROLEUM RESERVE #1 |  |  |  |  | 79 | 7.9 | 3 | 211111 | -119.297 | 35.232 |  | 106 | 999 |  |  |  | 93276 |  | R63-0036
06029 |  | California | Kern | 424611 | 49890713 | 47103912 | 1514305017 | 88244 | 88000 | NAVAL PETROLEUM RESERVE #1 |  |  |  |  | 79 | 7.9 | 3 | 211111 | -119.297 | 35.232 |  | 106 | 999 |  |  |  | 93276 |  | R63-0036
06029 |  | California | Kern | 424611 | 49890813 | 47097912 | 1514305017 | 47305 | 47000 | NAVAL PETROLEUM RESERVE #1 |  |  |  |  | 79 | 7.9 | 3 | 211111 | -119.297 | 35.232 |  | 106 | 999 |  |  |  | 93276 |  | R63-0036
06029 |  | California | Kern | 424611 | 49890913 | 47080112 | 1514305017 | 12102 | 12000 | NAVAL PETROLEUM RESERVE #1 |  |  |  |  | 79 | 7.9 | 3 | 211111 | -119.297 | 35.232 |  | 106 | 999 |  |  |  | 93276 |  | R63-0036
06029 |  | California | Kern | 424611 | 49891013 | 47103912 | 1514305017 | 88252 | 88000 | NAVAL PETROLEUM RESERVE #1 |  |  |  |  | 79 | 7.9 | 3 | 211111 | -119.297 | 35.232 |  | 106 | 999 |  |  |  | 93276 |  | R63-0036
06029 |  | California | Kern | 424611 | 49891113 | 47103612 | 1514305017 | 89108 | 89000 | NAVAL PETROLEUM RESERVE #1 |  |  |  |  | 434 | 99.7 | 30.5 | 211111 | -119.297 | 35.232 |  | 106 | 999 |  |  |  | 93276 |  | R63-0036
06029 |  | California | Kern | 424611 | 49891213 | 47087112 | 1514305017 | 28440 | 28000 | NAVAL PETROLEUM RESERVE #1 |  |  |  |  | 79 | 7.9 | 3 | 211111 | -119.297 | 35.232 |  | 106 | 999 |  |  |  | 93276 |  | R63-0036
06029 |  | California | Kern | 424611 | 49891313 | 47103612 | 1514305017 | 89207 | 89000 | NAVAL PETROLEUM RESERVE #1 |  |  |  |  | 434 | 99.7 | 30.5 | 211111 | -119.297 | 35.232 |  | 106 | 999 |  |  |  | 93276 |  | R63-0036
06029 |  | California | Kern | 424611 | 49891413 | 47103612 | 1514305017 | 89206 | 89000 | NAVAL PETROLEUM RESERVE #1 |  |  |  |  | 434 | 99.7 | 30.5 | 211111 | -119.297 | 35.232 |  | 106 | 999 |  |  |  | 93276 |  | R63-0036
06029 |  | California | Kern | 424611 | 49891513 | 47103612 | 1514305017 | 89205 | 89000 | NAVAL PETROLEUM RESERVE #1 |  |  |  |  | 434 | 99.7 | 30.5 | 211111 | -119.297 | 35.232 |  | 106 | 999 |  |  |  | 93276 |  | R63-0036
06029 |  | California | Kern | 424611 | 49891613 | 47103612 | 1514305017 | 89204 | 89000 | NAVAL PETROLEUM RESERVE #1 |  |  |  |  | 434 | 99.7 | 30.5 | 211111 | -119.297 | 35.232 |  | 106 | 999 |  |  |  | 93276 |  | R63-0036
06029 |  | California | Kern | 424611 | 49891713 | 47103612 | 1514305017 | 89203 | 89000 | NAVAL PETROLEUM RESERVE #1 |  |  |  |  | 434 | 99.7 | 30.5 | 211111 | -119.297 | 35.232 |  | 106 | 999 |  |  |  | 93276 |  | R63-0036
06029 |  | California | Kern | 424611 | 49891813 | 47103912 | 1514305017 | 88401 | 88000 | NAVAL PETROLEUM RESERVE #1 |  |  |  |  | 79 | 7.9 | 3 | 211111 | -119.297 | 35.232 |  | 106 | 999 |  |  |  | 93276 |  | R63-0036
06029 |  | California | Kern | 424611 | 49891913 | 47103612 | 1514305017 | 89201 | 89000 | NAVAL PETROLEUM RESERVE #1 |  |  |  |  | 434 | 99.7 | 30.5 | 211111 | -119.297 | 35.232 |  | 106 | 999 |  |  |  | 93276 |  | R63-0036
06029 |  | California | Kern | 424611 | 49892013 | 47103612 | 1514305017 | 89101 | 89000 | NAVAL PETROLEUM RESERVE #1 |  |  |  |  | 434 | 99.7 | 30.5 | 211111 | -119.297 | 35.232 |  | 106 | 999 |  |  |  | 93276 |  | R63-0036
06029 |  | California | Kern | 424611 | 49892113 | 47103612 | 1514305017 | 89107 | 89000 | NAVAL PETROLEUM RESERVE #1 |  |  |  |  | 434 | 99.7 | 30.5 | 211111 | -119.297 | 35.232 |  | 106 | 999 |  |  |  | 93276 |  | R63-0036
06029 |  | California | Kern | 424611 | 49892213 | 47103612 | 1514305017 | 89106 | 89000 | NAVAL PETROLEUM RESERVE #1 |  |  |  |  | 434 | 99.7 | 30.5 | 211111 | -119.297 | 35.232 |  | 106 | 999 |  |  |  | 93276 |  | R63-0036
06029 |  | California | Kern | 424611 | 49892313 | 47103612 | 1514305017 | 89105 | 89000 | NAVAL PETROLEUM RESERVE #1 |  |  |  |  | 434 | 99.7 | 30.5 | 211111 | -119.297 | 35.232 |  | 106 | 999 |  |  |  | 93276 |  | R63-0036
06029 |  | California | Kern | 424611 | 49892413 | 47103612 | 1514305017 | 89104 | 89000 | NAVAL PETROLEUM RESERVE #1 |  |  |  |  | 434 | 99.7 | 30.5 | 211111 | -119.297 | 35.232 |  | 106 | 999 |  |  |  | 93276 |  | R63-0036
06029 |  | California | Kern | 424611 | 49892513 | 47103612 | 1514305017 | 89103 | 89000 | NAVAL PETROLEUM RESERVE #1 |  |  |  |  | 434 | 99.7 | 30.5 | 211111 | -119.297 | 35.232 |  | 106 | 999 |  |  |  | 93276 |  | R63-0036
06029 |  | California | Kern | 424611 | 49892613 | 47103912 | 1514305017 | 88240 | 88000 | NAVAL PETROLEUM RESERVE #1 |  |  |  |  | 79 | 7.9 | 3 | 211111 | -119.297 | 35.232 |  | 106 | 999 |  |  |  | 93276 |  | R63-0036
06029 |  | California | Kern | 424611 | 49892713 | 47103612 | 1514305017 | 89202 | 89000 | NAVAL PETROLEUM RESERVE #1 |  |  |  |  | 434 | 99.7 | 30.5 | 211111 | -119.297 | 35.232 |  | 106 | 999 |  |  |  | 93276 |  | R63-0036
06029 |  | California | Kern | 424611 | 49892813 | 47081712 | 1514305017 | 85107 | 85000 | NAVAL PETROLEUM RESERVE #1 |  |  |  |  | 79 | 7.9 | 3 | 211111 | -119.297 | 35.232 |  | 106 | 999 |  |  |  | 93276 |  | R63-0036
06029 |  | California | Kern | 424611 | 49893113 | 47081712 | 1514305017 | 85142 | 85000 | NAVAL PETROLEUM RESERVE #1 |  |  |  |  | 79 | 7.9 | 3 | 211111 | -119.297 | 35.232 |  | 106 | 999 |  |  |  | 93276 |  | R63-0036
06029 |  | California | Kern | 424611 | 49893213 | 47081712 | 1514305017 | 85141 | 85000 | NAVAL PETROLEUM RESERVE #1 |  |  |  |  | 79 | 7.9 | 3 | 211111 | -119.297 | 35.232 |  | 106 | 999 |  |  |  | 93276 |  | R63-0036
06029 |  | California | Kern | 424611 | 49893313 | 47081712 | 1514305017 | 85140 | 85000 | NAVAL PETROLEUM RESERVE #1 |  |  |  |  | 79 | 7.9 | 3 | 211111 | -119.297 | 35.232 |  | 106 | 999 |  |  |  | 93276 |  | R63-0036
06029 |  | California | Kern | 424611 | 49893413 | 47103912 | 1514305017 | 88242 | 88000 | NAVAL PETROLEUM RESERVE #1 |  |  |  |  | 79 | 7.9 | 3 | 211111 | -119.297 | 35.232 |  | 106 | 999 |  |  |  | 93276 |  | R63-0036
06029 |  | California | Kern | 424611 | 49893513 | 47081712 | 1514305017 | 85108 | 85000 | NAVAL PETROLEUM RESERVE #1 |  |  |  |  | 79 | 7.9 | 3 | 211111 | -119.297 | 35.232 |  | 106 | 999 |  |  |  | 93276 |  | R63-0036
06029 |  | California | Kern | 424611 | 49893613 | 47083812 | 1514305017 | 86302 | 86000 | NAVAL PETROLEUM RESERVE #1 |  |  |  |  | 79 | 7.9 | 3 | 211111 | -119.297 | 35.232 |  | 106 | 999 |  |  |  | 93276 |  | R63-0036
06029 |  | California | Kern | 424611 | 49893713 | 47081712 | 1514305017 | 85106 | 85000 | NAVAL PETROLEUM RESERVE #1 |  |  |  |  | 79 | 7.9 | 3 | 211111 | -119.297 | 35.232 |  | 106 | 999 |  |  |  | 93276 |  | R63-0036
06029 |  | California | Kern | 424611 | 49893813 | 47081712 | 1514305017 | 85105 | 85000 | NAVAL PETROLEUM RESERVE #1 |  |  |  |  | 79 | 7.9 | 3 | 211111 | -119.297 | 35.232 |  | 106 | 999 |  |  |  | 93276 |  | R63-0036
06029 |  | California | Kern | 424611 | 49893913 | 47081712 | 1514305017 | 85104 | 85000 | NAVAL PETROLEUM RESERVE #1 |  |  |  |  | 79 | 7.9 | 3 | 211111 | -119.297 | 35.232 |  | 106 | 999 |  |  |  | 93276 |  | R63-0036
06029 |  | California | Kern | 424611 | 49894013 | 47080112 | 1514305017 | 12301 | 12000 | NAVAL PETROLEUM RESERVE #1 |  |  |  |  | 79 | 7.9 | 3 | 211111 | -119.297 | 35.232 |  | 106 | 999 |  |  |  | 93276 |  | R63-0036
06029 |  | California | Kern | 424611 | 49894113 | 47080112 | 1514305017 | 12203 | 12000 | NAVAL PETROLEUM RESERVE #1 |  |  |  |  | 79 | 7.9 | 3 | 211111 | -119.297 | 35.232 |  | 106 | 999 |  |  |  | 93276 |  | R63-0036
06029 |  | California | Kern | 424611 | 49894213 | 47108512 | 1514305017 | 43447 | 43000 | NAVAL PETROLEUM RESERVE #1 |  |  |  |  | 79 | 7.9 | 3 | 211111 | -119.297 | 35.232 |  | 106 | 999 |  |  |  | 93276 |  | R63-0036
06029 |  | California | Kern | 424611 | 49894313 | 47081712 | 1514305017 | 85109 | 85000 | NAVAL PETROLEUM RESERVE #1 |  |  |  |  | 79 | 7.9 | 3 | 211111 | -119.297 | 35.232 |  | 106 | 999 |  |  |  | 93276 |  | R63-0036
06029 |  | California | Kern | 424611 | 49894413 | 47103812 | 1514305017 | 88172 | 88172 | NAVAL PETROLEUM RESERVE #1 |  |  | 10 | 0.5 | 560 | 32 |  | 211111 | -119.297 | 35.232 |  | 106 | 999 |  |  |  | 93276 |  | R63-0040
06029 |  | California | Kern | 424611 | 49894513 | 47103912 | 1514305017 | 88203 | 88000 | NAVAL PETROLEUM RESERVE #1 |  |  |  |  | 79 | 7.9 | 3 | 211111 | -119.297 | 35.232 |  | 106 | 999 |  |  |  | 93276 |  | R63-0036
06029 |  | California | Kern | 424611 | 49894613 | 47103912 | 1514305017 | 88202 | 88000 | NAVAL PETROLEUM RESERVE #1 |  |  |  |  | 79 | 7.9 | 3 | 211111 | -119.297 | 35.232 |  | 106 | 999 |  |  |  | 93276 |  | R63-0036
06029 |  | California | Kern | 424611 | 49894713 | 47103912 | 1514305017 | 88201 | 88000 | NAVAL PETROLEUM RESERVE #1 |  |  |  |  | 79 | 7.9 | 3 | 211111 | -119.297 | 35.232 |  | 106 | 999 |  |  |  | 93276 |  | R63-0036
06029 |  | California | Kern | 424611 | 49894813 | 47103712 | 1514305017 | 88177 | 88177 | NAVAL PETROLEUM RESERVE #1 |  |  | 10 | 0.5 | 560 | 32 |  | 211111 | -119.297 | 35.232 |  | 106 | 999 |  |  |  | 93276 |  | R63-0040
06029 |  | California | Kern | 424611 | 49894913 | 47094712 | 1514305017 | 88176 | 88176 | NAVAL PETROLEUM RESERVE #1 |  |  | 10 | 0.5 | 560 | 32 |  | 211111 | -119.297 | 35.232 |  | 106 | 999 |  |  |  | 93276 |  | R63-0040
06029 |  | California | Kern | 424611 | 49895013 | 47087612 | 1514305017 | 88175 | 88175 | NAVAL PETROLEUM RESERVE #1 |  |  | 10 | 0.5 | 560 | 32 |  | 211111 | -119.297 | 35.232 |  | 106 | 999 |  |  |  | 93276 |  | R63-0040
06029 |  | California | Kern | 424611 | 49895113 | 47083812 | 1514305017 | 86201 | 86000 | NAVAL PETROLEUM RESERVE #1 |  |  |  |  | 79 | 7.9 | 3 | 211111 | -119.297 | 35.232 |  | 106 | 999 |  |  |  | 93276 |  | R63-0036
06029 |  | California | Kern | 424611 | 49895413 | 47080112 | 1514305017 | 12405 | 12000 | NAVAL PETROLEUM RESERVE #1 |  |  |  |  | 79 | 7.9 | 3 | 211111 | -119.297 | 35.232 |  | 106 | 999 |  |  |  | 93276 |  | R63-0036
06029 |  | California | Kern | 424611 | 49895513 | 47080112 | 1514305017 | 12404 | 12000 | NAVAL PETROLEUM RESERVE #1 |  |  |  |  | 79 | 7.9 | 3 | 211111 | -119.297 | 35.232 |  | 106 | 999 |  |  |  | 93276 |  | R63-0036
06029 |  | California | Kern | 424611 | 49895613 | 47080112 | 1514305017 | 12403 | 12000 | NAVAL PETROLEUM RESERVE #1 |  |  |  |  | 79 | 7.9 | 3 | 211111 | -119.297 | 35.232 |  | 106 | 999 |  |  |  | 93276 |  | R63-0036
06029 |  | California | Kern | 424611 | 49895713 | 47080112 | 1514305017 | 12402 | 12000 | NAVAL PETROLEUM RESERVE #1 |  |  |  |  | 79 | 7.9 | 3 | 211111 | -119.297 | 35.232 |  | 106 | 999 |  |  |  | 93276 |  | R63-0036
06029 |  | California | Kern | 424611 | 49895813 | 47080112 | 1514305017 | 12401 | 12000 | NAVAL PETROLEUM RESERVE #1 |  |  |  |  | 79 | 7.9 | 3 | 211111 | -119.297 | 35.232 |  | 106 | 999 |  |  |  | 93276 |  | R63-0036
06029 |  | California | Kern | 424611 | 49896013 | 47102312 | 1514305017 | 31403 | 31000 | NAVAL PETROLEUM RESERVE #1 |  |  |  |  | 434 | 99.7 | 30.5 | 211111 | -119.297 | 35.232 |  | 106 | 999 |  |  |  | 93276 |  | R63-0036
06029 |  | California | Kern | 424611 | 49896113 | 47086212 | 1514305017 | 32444 | 32000 | NAVAL PETROLEUM RESERVE #1 |  |  |  |  | 79 | 7.9 | 3 | 211111 | -119.297 | 35.232 |  | 106 | 999 |  |  |  | 93276 |  | R63-0036
06029 |  | California | Kern | 424611 | 49896213 | 47086312 | 1514305017 | 40211 | 40000 | NAVAL PETROLEUM RESERVE #1 |  |  |  |  | 79 | 7.9 | 3 | 211111 | -119.297 | 35.232 |  | 106 | 999 |  |  |  | 93276 |  | R63-0036
06029 |  | California | Kern | 424611 | 49896313 | 47102512 | 1514305017 | 33305 | 33000 | NAVAL PETROLEUM RESERVE #1 |  |  |  |  | 434 | 99.7 | 30.5 | 211111 | -119.297 | 35.232 |  | 106 | 999 |  |  |  | 93276 |  | R63-0036
06029 |  | California | Kern | 424611 | 49896413 | 47102512 | 1514305017 | 33304 | 33000 | NAVAL PETROLEUM RESERVE #1 |  |  |  |  | 434 | 99.7 | 30.5 | 211111 | -119.297 | 35.232 |  | 106 | 999 |  |  |  | 93276 |  | R63-0036
06029 |  | California | Kern | 424611 | 49896513 | 47102512 | 1514305017 | 33303 | 33000 | NAVAL PETROLEUM RESERVE #1 |  |  |  |  | 434 | 99.7 | 30.5 | 211111 | -119.297 | 35.232 |  | 106 | 999 |  |  |  | 93276 |  | R63-0036
06029 |  | California | Kern | 424611 | 49896613 | 47102512 | 1514305017 | 33301 | 33000 | NAVAL PETROLEUM RESERVE #1 |  |  |  |  | 434 | 99.7 | 30.5 | 211111 | -119.297 | 35.232 |  | 106 | 999 |  |  |  | 93276 |  | R63-0036
06029 |  | California | Kern | 424611 | 49896813 | 47102512 | 1514305017 | 33202 | 33000 | NAVAL PETROLEUM RESERVE #1 |  |  |  |  | 434 | 99.7 | 30.5 | 211111 | -119.297 | 35.232 |  | 106 | 999 |  |  |  | 93276 |  | R63-0036
06029 |  | California | Kern | 424611 | 49896913 | 47102512 | 1514305017 | 33201 | 33000 | NAVAL PETROLEUM RESERVE #1 |  |  |  |  | 434 | 99.7 | 30.5 | 211111 | -119.297 | 35.232 |  | 106 | 999 |  |  |  | 93276 |  | R63-0036
06029 |  | California | Kern | 424611 | 49897213 | 47086212 | 1514305017 | 32448 | 32000 | NAVAL PETROLEUM RESERVE #1 |  |  |  |  | 79 | 7.9 | 3 | 211111 | -119.297 | 35.232 |  | 106 | 999 |  |  |  | 93276 |  | R63-0036
06029 |  | California | Kern | 424611 | 49897413 | 47086212 | 1514305017 | 32445 | 32000 | NAVAL PETROLEUM RESERVE #1 |  |  |  |  | 79 | 7.9 | 3 | 211111 | -119.297 | 35.232 |  | 106 | 999 |  |  |  | 93276 |  | R63-0036
06029 |  | California | Kern | 424611 | 49897513 | 47102512 | 1514305017 | 33307 | 33000 | NAVAL PETROLEUM RESERVE #1 |  |  |  |  | 434 | 99.7 | 30.5 | 211111 | -119.297 | 35.232 |  | 106 | 999 |  |  |  | 93276 |  | R63-0036
06029 |  | California | Kern | 424611 | 49897613 | 47086212 | 1514305017 | 32443 | 32000 | NAVAL PETROLEUM RESERVE #1 |  |  |  |  | 79 | 7.9 | 3 | 211111 | -119.297 | 35.232 |  | 106 | 999 |  |  |  | 93276 |  | R63-0036
06029 |  | California | Kern | 424611 | 49897713 | 47086212 | 1514305017 | 32442 | 32000 | NAVAL PETROLEUM RESERVE #1 |  |  |  |  | 79 | 7.9 | 3 | 211111 | -119.297 | 35.232 |  | 106 | 999 |  |  |  | 93276 |  | R63-0036
06029 |  | California | Kern | 424611 | 49897813 | 47086212 | 1514305017 | 32441 | 32000 | NAVAL PETROLEUM RESERVE #1 |  |  |  |  | 79 | 7.9 | 3 | 211111 | -119.297 | 35.232 |  | 106 | 999 |  |  |  | 93276 |  | R63-0036
06029 |  | California | Kern | 424611 | 49897913 | 47086212 | 1514305017 | 32440 | 32000 | NAVAL PETROLEUM RESERVE #1 |  |  |  |  | 79 | 7.9 | 3 | 211111 | -119.297 | 35.232 |  | 106 | 999 |  |  |  | 93276 |  | R63-0036
06029 |  | California | Kern | 424611 | 49898013 | 47086212 | 1514305017 | 32407 | 32000 | NAVAL PETROLEUM RESERVE #1 |  |  |  |  | 79 | 7.9 | 3 | 211111 | -119.297 | 35.232 |  | 106 | 999 |  |  |  | 93276 |  | R63-0036
06029 |  | California | Kern | 424611 | 49898113 | 47117212 | 1514305017 | 48106 | 48000 | NAVAL PETROLEUM RESERVE #1 |  |  |  |  | 79 | 7.9 | 3 | 211111 | -119.297 | 35.232 |  | 106 | 999 |  |  |  | 93276 |  | R63-0036
06029 |  | California | Kern | 424611 | 49898213 | 47117212 | 1514305017 | 48105 | 48000 | NAVAL PETROLEUM RESERVE #1 |  |  |  |  | 79 | 7.9 | 3 | 211111 | -119.297 | 35.232 |  | 106 | 999 |  |  |  | 93276 |  | R63-0036
06029 |  | California | Kern | 424611 | 49898313 | 47087112 | 1514305017 | 28402 | 28000 | NAVAL PETROLEUM RESERVE #1 |  |  |  |  | 79 | 7.9 | 3 | 211111 | -119.297 | 35.232 |  | 106 | 999 |  |  |  | 93276 |  | R63-0036
06029 |  | California | Kern | 424611 | 49898413 | 47087112 | 1514305017 | 28401 | 28000 | NAVAL PETROLEUM RESERVE #1 |  |  |  |  | 79 | 7.9 | 3 | 211111 | -119.297 | 35.232 |  | 106 | 999 |  |  |  | 93276 |  | R63-0036
06029 |  | California | Kern | 424611 | 49898513 | 47117212 | 1514305017 | 48108 | 48000 | NAVAL PETROLEUM RESERVE #1 |  |  |  |  | 79 | 7.9 | 3 | 211111 | -119.297 | 35.232 |  | 106 | 999 |  |  |  | 93276 |  | R63-0036
06029 |  | California | Kern | 424611 | 49898613 | 47087112 | 1514305017 | 28343 | 28000 | NAVAL PETROLEUM RESERVE #1 |  |  |  |  | 79 | 7.9 | 3 | 211111 | -119.297 | 35.232 |  | 106 | 999 |  |  |  | 93276 |  | R63-0036
06029 |  | California | Kern | 424611 | 49898713 | 47117212 | 1514305017 | 48201 | 48000 | NAVAL PETROLEUM RESERVE #1 |  |  |  |  | 79 | 7.9 | 3 | 211111 | -119.297 | 35.232 |  | 106 | 999 |  |  |  | 93276 |  | R63-0036
06029 |  | California | Kern | 424611 | 49898813 | 47087112 | 1514305017 | 28341 | 28000 | NAVAL PETROLEUM RESERVE #1 |  |  |  |  | 79 | 7.9 | 3 | 211111 | -119.297 | 35.232 |  | 106 | 999 |  |  |  | 93276 |  | R63-0036
06029 |  | California | Kern | 424611 | 49898913 | 47109212 | 1514305017 | 62344 | 62000 | NAVAL PETROLEUM RESERVE #1 |  |  |  |  | 79 | 7.9 | 3 | 211111 | -119.297 | 35.232 |  | 106 | 999 |  |  |  | 93276 |  | R63-0036
06029 |  | California | Kern | 424611 | 49899013 | 47109212 | 1514305017 | 62343 | 62000 | NAVAL PETROLEUM RESERVE #1 |  |  |  |  | 79 | 7.9 | 3 | 211111 | -119.297 | 35.232 |  | 106 | 999 |  |  |  | 93276 |  | R63-0036
06029 |  | California | Kern | 424611 | 49899113 | 47109212 | 1514305017 | 62342 | 62000 | NAVAL PETROLEUM RESERVE #1 |  |  |  |  | 79 | 7.9 | 3 | 211111 | -119.297 | 35.232 |  | 106 | 999 |  |  |  | 93276 |  | R63-0036
06029 |  | California | Kern | 424611 | 49899213 | 47109212 | 1514305017 | 62341 | 62000 | NAVAL PETROLEUM RESERVE #1 |  |  |  |  | 79 | 7.9 | 3 | 211111 | -119.297 | 35.232 |  | 106 | 999 |  |  |  | 93276 |  | R63-0036
06029 |  | California | Kern | 424611 | 49899313 | 47085412 | 1514305017 | 44440 | 44000 | NAVAL PETROLEUM RESERVE #1 |  |  |  |  | 79 | 7.9 | 3 | 211111 | -119.297 | 35.232 |  | 106 | 999 |  |  |  | 93276 |  | R63-0036
06029 |  | California | Kern | 424611 | 49899413 | 47085412 | 1514305017 | 44409 | 44000 | NAVAL PETROLEUM RESERVE #1 |  |  |  |  | 79 | 7.9 | 3 | 211111 | -119.297 | 35.232 |  | 106 | 999 |  |  |  | 93276 |  | R63-0036
06029 |  | California | Kern | 424611 | 49899513 | 47085412 | 1514305017 | 44408 | 44000 | NAVAL PETROLEUM RESERVE #1 |  |  |  |  | 79 | 7.9 | 3 | 211111 | -119.297 | 35.232 |  | 106 | 999 |  |  |  | 93276 |  | R63-0036
06029 |  | California | Kern | 424611 | 49899613 | 47085412 | 1514305017 | 44407 | 44000 | NAVAL PETROLEUM RESERVE #1 |  |  |  |  | 79 | 7.9 | 3 | 211111 | -119.297 | 35.232 |  | 106 | 999 |  |  |  | 93276 |  | R63-0036
06029 |  | California | Kern | 424611 | 49899713 | 47085412 | 1514305017 | 44406 | 44000 | NAVAL PETROLEUM RESERVE #1 |  |  |  |  | 79 | 7.9 | 3 | 211111 | -119.297 | 35.232 |  | 106 | 999 |  |  |  | 93276 |  | R63-0036
06029 |  | California | Kern | 424611 | 49899813 | 47090912 | 1514305017 | 45240 | 45000 | NAVAL PETROLEUM RESERVE #1 |  |  |  |  | 79 | 7.9 | 3 | 211111 | -119.297 | 35.232 |  | 106 | 999 |  |  |  | 93276 |  | R63-0036
06029 |  | California | Kern | 424611 | 49899913 | 47085412 | 1514305017 | 44404 | 44000 | NAVAL PETROLEUM RESERVE #1 |  |  |  |  | 79 | 7.9 | 3 | 211111 | -119.297 | 35.232 |  | 106 | 999 |  |  |  | 93276 |  | R63-0036
06029 |  | California | Kern | 424611 | 49900013 | 105839012 | 1514305017 | 44443 | 44443_1_40 | NAVAL PETROLEUM RESERVE #1 | [7 empty] | 211111 | -119.297 | 35.232 |  | 106 | 999 |  |  |  | 93276 |  | R63-0036
06029 |  | California | Kern | 424611 | 49900013 | 105839112 | 1514305017 | 44443 | 44443_2_40 | NAVAL PETROLEUM RESERVE #1 | [7 empty] | 211111 | -119.297 | 35.232 |  | 106 | 999 |  |  |  | 93276 |  | R63-0036
06029 |  | California | Kern | 424611 | 49900113 | 47085412 | 1514305017 | 44402 | 44000 | NAVAL PETROLEUM RESERVE #1 |  |  |  |  | 79 | 7.9 | 3 | 211111 | -119.297 | 35.232 |  | 106 | 999 |  |  |  | 93276 |  | R63-0036
06029 |  | California | Kern | 424611 | 49900213 | 47085412 | 1514305017 | 44401 | 44000 | NAVAL PETROLEUM RESERVE #1 |  |  |  |  | 79 | 7.9 | 3 | 211111 | -119.297 | 35.232 |  | 106 | 999 |  |  |  | 93276 |  | R63-0036
06029 |  | California | Kern | 424611 | 49900513 | 47085412 | 1514305017 | 44348 | 44000 | NAVAL PETROLEUM RESERVE #1 |  |  |  |  | 79 | 7.9 | 3 | 211111 | -119.297 | 35.232 |  | 106 | 999 |  |  |  | 93276 |  | R63-0036
06029 |  | California | Kern | 424611 | 49900613 | 47085412 | 1514305017 | 44347 | 44000 | NAVAL PETROLEUM RESERVE #1 |  |  |  |  | 79 | 7.9 | 3 | 211111 | -119.297 | 35.232 |  | 106 | 999 |  |  |  | 93276 |  | R63-0036
06029 |  | California | Kern | 424611 | 49900713 | 47085412 | 1514305017 | 44405 | 44000 | NAVAL PETROLEUM RESERVE #1 |  |  |  |  | 79 | 7.9 | 3 | 211111 | -119.297 | 35.232 |  | 106 | 999 |  |  |  | 93276 |  | R63-0036
06029 |  | California | Kern | 424611 | 49900813 | 47090912 | 1514305017 | 45201 | 45000 | NAVAL PETROLEUM RESERVE #1 |  |  |  |  | 79 | 7.9 | 3 | 211111 | -119.297 | 35.232 |  | 106 | 999 |  |  |  | 93276 |  | R63-0036
06029 |  | California | Kern | 424611 | 49901013 | 47090912 | 1514305017 | 45208 | 45000 | NAVAL PETROLEUM RESERVE #1 |  |  |  |  | 79 | 7.9 | 3 | 211111 | -119.297 | 35.232 |  | 106 | 999 |  |  |  | 93276 |  | R63-0036
06029 |  | California | Kern | 424611 | 49901113 | 47090912 | 1514305017 | 45207 | 45000 | NAVAL PETROLEUM RESERVE #1 |  |  |  |  | 79 | 7.9 | 3 | 211111 | -119.297 | 35.232 |  | 106 | 999 |  |  |  | 93276 |  | R63-0036
06029 |  | California | Kern | 424611 | 49901213 | 47090912 | 1514305017 | 45206 | 45000 | NAVAL PETROLEUM RESERVE #1 |  |  |  |  | 79 | 7.9 | 3 | 211111 | -119.297 | 35.232 |  | 106 | 999 |  |  |  | 93276 |  | R63-0036
06029 |  | California | Kern | 424611 | 49901313 | 47090912 | 1514305017 | 45205 | 45000 | NAVAL PETROLEUM RESERVE #1 |  |  |  |  | 79 | 7.9 | 3 | 211111 | -119.297 | 35.232 |  | 106 | 999 |  |  |  | 93276 |  | R63-0036
06029 |  | California | Kern | 424611 | 49901413 | 47090912 | 1514305017 | 45204 | 45000 | NAVAL PETROLEUM RESERVE #1 |  |  |  |  | 79 | 7.9 | 3 | 211111 | -119.297 | 35.232 |  | 106 | 999 |  |  |  | 93276 |  | R63-0036
06029 |  | California | Kern | 424611 | 49901513 | 47085412 | 1514305017 | 44441 | 44000 | NAVAL PETROLEUM RESERVE #1 |  |  |  |  | 79 | 7.9 | 3 | 211111 | -119.297 | 35.232 |  | 106 | 999 |  |  |  | 93276 |  | R63-0036
06029 |  | California | Kern | 424611 | 49901613 | 47090912 | 1514305017 | 45202 | 45000 | NAVAL PETROLEUM RESERVE #1 |  |  |  |  | 79 | 7.9 | 3 | 211111 | -119.297 | 35.232 |  | 106 | 999 |  |  |  | 93276 |  | R63-0036
06029 |  | California | Kern | 424611 | 49901713 | 47085412 | 1514305017 | 44442 | 44000 | NAVAL PETROLEUM RESERVE #1 |  |  |  |  | 79 | 7.9 | 3 | 211111 | -119.297 | 35.232 |  | 106 | 999 |  |  |  | 93276 |  | R63-0036
06029 |  | California | Kern | 424611 | 49901813 | 47090912 | 1514305017 | 45102 | 45000 | NAVAL PETROLEUM RESERVE #1 |  |  |  |  | 79 | 7.9 | 3 | 211111 | -119.297 | 35.232 |  | 106 | 999 |  |  |  | 93276 |  | R63-0036
06029 |  | California | Kern | 424611 | 49901913 | 47090912 | 1514305017 | 45101 | 45000 | NAVAL PETROLEUM RESERVE #1 |  |  |  |  | 79 | 7.9 | 3 | 211111 | -119.297 | 35.232 |  | 106 | 999 |  |  |  | 93276 |  | R63-0036
06029 |  | California | Kern | 424611 | 49902313 | 47090912 | 1514305017 | 45210 | 45000 | NAVAL PETROLEUM RESERVE #1 |  |  |  |  | 79 | 7.9 | 3 | 211111 | -119.297 | 35.232 |  | 106 | 999 |  |  |  | 93276 |  | R63-0036
06029 |  | California | Kern | 424611 | 49902413 | 47090912 | 1514305017 | 45203 | 45000 | NAVAL PETROLEUM RESERVE #1 |  |  |  |  | 79 | 7.9 | 3 | 211111 | -119.297 | 35.232 |  | 106 | 999 |  |  |  | 93276 |  | R63-0036
06029 |  | California | Kern | 424611 | 49902513 | 47106212 | 1514305017 | 46414 | 46000 | NAVAL PETROLEUM RESERVE #1 |  |  |  |  | 79 | 7.9 | 3 | 211111 | -119.297 | 35.232 |  | 106 | 999 |  |  |  | 93276 |  | R63-0036
06029 |  | California | Kern | 424611 | 49902613 | 47106212 | 1514305017 | 46147 | 46000 | NAVAL PETROLEUM RESERVE #1 |  |  |  |  | 79 | 7.9 | 3 | 211111 | -119.297 | 35.232 |  | 106 | 999 |  |  |  | 93276 |  | R63-0036
06029 |  | California | Kern | 424611 | 49902713 | 47094112 | 1514305017 | 58126 | 58000 | NAVAL PETROLEUM RESERVE #1 |  |  |  |  | 79 | 7.9 | 3 | 211111 | -119.297 | 35.232 |  | 106 | 999 |  |  |  | 93276 |  | R63-0036
06029 |  | California | Kern | 424611 | 49902813 | 47094112 | 1514305017 | 58125 | 58000 | NAVAL PETROLEUM RESERVE #1 |  |  |  |  | 79 | 7.9 | 3 | 211111 | -119.297 | 35.232 |  | 106 | 999 |  |  |  | 93276 |  | R63-0036
06029 |  | California | Kern | 424611 | 49903013 | 47103912 | 1514305017 | 88250 | 88000 | NAVAL PETROLEUM RESERVE #1 |  |  |  |  | 79 | 7.9 | 3 | 211111 | -119.297 | 35.232 |  | 106 | 999 |  |  |  | 93276 |  | R63-0036
06029 |  | California | Kern | 424611 | 49903113 | 47094112 | 1514305017 | 58128 | 58000 | NAVAL PETROLEUM RESERVE #1 |  |  |  |  | 79 | 7.9 | 3 | 211111 | -119.297 | 35.232 |  | 106 | 999 |  |  |  | 93276 |  | R63-0036
06029 |  | California | Kern | 424611 | 49903213 | 47106212 | 1514305017 | 46415 | 46000 | NAVAL PETROLEUM RESERVE #1 |  |  |  |  | 79 | 7.9 | 3 | 211111 | -119.297 | 35.232 |  | 106 | 999 |  |  |  | 93276 |  | R63-0036
06029 |  | California | Kern | 424611 | 49903313 | 47094112 | 1514305017 | 58129 | 58000 | NAVAL PETROLEUM RESERVE #1 |  |  |  |  | 79 | 7.9 | 3 | 211111 | -119.297 | 35.232 |  | 106 | 999 |  |  |  | 93276 |  | R63-0036
06029 |  | California | Kern | 424611 | 49903413 | 47106212 | 1514305017 | 46413 | 46000 | NAVAL PETROLEUM RESERVE #1 |  |  |  |  | 79 | 7.9 | 3 | 211111 | -119.297 | 35.232 |  | 106 | 999 |  |  |  | 93276 |  | R63-0036
06029 |  | California | Kern | 424611 | 49903513 | 47106212 | 1514305017 | 46412 | 46000 | NAVAL PETROLEUM RESERVE #1 |  |  |  |  | 79 | 7.9 | 3 | 211111 | -119.297 | 35.232 |  | 106 | 999 |  |  |  | 93276 |  | R63-0036
06029 |  | California | Kern | 424611 | 49903613 | 47106212 | 1514305017 | 46411 | 46000 | NAVAL PETROLEUM RESERVE #1 |  |  |  |  | 79 | 7.9 | 3 | 211111 | -119.297 | 35.232 |  | 106 | 999 |  |  |  | 93276 |  | R63-0036
06029 |  | California | Kern | 424611 | 49903713 | 47106212 | 1514305017 | 46410 | 46000 | NAVAL PETROLEUM RESERVE #1 |  |  |  |  | 79 | 7.9 | 3 | 211111 | -119.297 | 35.232 |  | 106 | 999 |  |  |  | 93276 |  | R63-0036
06029 |  | California | Kern | 424611 | 49903813 | 47106212 | 1514305017 | 46409 | 46000 | NAVAL PETROLEUM RESERVE #1 |  |  |  |  | 79 | 7.9 | 3 | 211111 | -119.297 | 35.232 |  | 106 | 999 |  |  |  | 93276 |  | R63-0036
06029 |  | California | Kern | 424611 | 49903913 | 47106212 | 1514305017 | 46408 | 46000 | NAVAL PETROLEUM RESERVE #1 |  |  |  |  | 79 | 7.9 | 3 | 211111 | -119.297 | 35.232 |  | 106 | 999 |  |  |  | 93276 |  | R63-0036
06029 |  | California | Kern | 424611 | 49904013 | 47106212 | 1514305017 | 46416 | 46000 | NAVAL PETROLEUM RESERVE #1 |  |  |  |  | 79 | 7.9 | 3 | 211111 | -119.297 | 35.232 |  | 106 | 999 |  |  |  | 93276 |  | R63-0036
06029 |  | California | Kern | 424611 | 49904113 | 47094112 | 1514305017 | 58143 | 58000 | NAVAL PETROLEUM RESERVE #1 |  |  |  |  | 79 | 7.9 | 3 | 211111 | -119.297 | 35.232 |  | 106 | 999 |  |  |  | 93276 |  | R63-0036
06029 |  | California | Kern | 424611 | 49904213 | 47091112 | 1514305017 | 71106 | 71000 | NAVAL PETROLEUM RESERVE #1 |  |  |  |  | 79 | 7.9 | 3 | 211111 | -119.297 | 35.232 |  | 106 | 999 |  |  |  | 93276 |  | R63-0036
06029 |  | California | Kern | 424611 | 49904313 | 47094112 | 1514305017 | 58150 | 58000 | NAVAL PETROLEUM RESERVE #1 |  |  |  |  | 79 | 7.9 | 3 | 211111 | -119.297 | 35.232 |  | 106 | 999 |  |  |  | 93276 |  | R63-0036
06029 |  | California | Kern | 424611 | 49904413 | 47094112 | 1514305017 | 58149 | 58000 | NAVAL PETROLEUM RESERVE #1 |  |  |  |  | 79 | 7.9 | 3 | 211111 | -119.297 | 35.232 |  | 106 | 999 |  |  |  | 93276 |  | R63-0036
06029 |  | California | Kern | 424611 | 49904513 | 47094112 | 1514305017 | 58147 | 58000 | NAVAL PETROLEUM RESERVE #1 |  |  |  |  | 79 | 7.9 | 3 | 211111 | -119.297 | 35.232 |  | 106 | 999 |  |  |  | 93276 |  | R63-0036
06029 |  | California | Kern | 424611 | 49904613 | 47094112 | 1514305017 | 58146 | 58000 | NAVAL PETROLEUM RESERVE #1 |  |  |  |  | 79 | 7.9 | 3 | 211111 | -119.297 | 35.232 |  | 106 | 999 |  |  |  | 93276 |  | R63-0036
06029 |  | California | Kern | 424611 | 49904713 | 47094112 | 1514305017 | 58127 | 58000 | NAVAL PETROLEUM RESERVE #1 |  |  |  |  | 79 | 7.9 | 3 | 211111 | -119.297 | 35.232 |  | 106 | 999 |  |  |  | 93276 |  | R63-0036
06029 |  | California | Kern | 424611 | 49904813 | 47094112 | 1514305017 | 58144 | 58000 | NAVAL PETROLEUM RESERVE #1 |  |  |  |  | 79 | 7.9 | 3 | 211111 | -119.297 | 35.232 |  | 106 | 999 |  |  |  | 93276 |  | R63-0036
06029 |  | California | Kern | 424611 | 49904913 | 47106212 | 1514305017 | 46405 | 46000 | NAVAL PETROLEUM RESERVE #1 |  |  |  |  | 79 | 7.9 | 3 | 211111 | -119.297 | 35.232 |  | 106 | 999 |  |  |  | 93276 |  | R63-0036
06029 |  | California | Kern | 424611 | 49905013 | 47094112 | 1514305017 | 58142 | 58000 | NAVAL PETROLEUM RESERVE #1 |  |  |  |  | 79 | 7.9 | 3 | 211111 | -119.297 | 35.232 |  | 106 | 999 |  |  |  | 93276 |  | R63-0036
06029 |  | California | Kern | 424611 | 49905113 | 47094112 | 1514305017 | 58141 | 58000 | NAVAL PETROLEUM RESERVE #1 |  |  |  |  | 79 | 7.9 | 3 | 211111 | -119.297 | 35.232 |  | 106 | 999 |  |  |  | 93276 |  | R63-0036
06029 |  | California | Kern | 424611 | 49905213 | 47094112 | 1514305017 | 58140 | 58000 | NAVAL PETROLEUM RESERVE #1 |  |  |  |  | 79 | 7.9 | 3 | 211111 | -119.297 | 35.232 |  | 106 | 999 |  |  |  | 93276 |  | R63-0036
06029 |  | California | Kern | 424611 | 49905313 | 47094112 | 1514305017 | 58132 | 58000 | NAVAL PETROLEUM RESERVE #1 |  |  |  |  | 79 | 7.9 | 3 | 211111 | -119.297 | 35.232 |  | 106 | 999 |  |  |  | 93276 |  | R63-0036
06029 |  | California | Kern | 424611 | 49905413 | 47094112 | 1514305017 | 58131 | 58000 | NAVAL PETROLEUM RESERVE #1 |  |  |  |  | 79 | 7.9 | 3 | 211111 | -119.297 | 35.232 |  | 106 | 999 |  |  |  | 93276 |  | R63-0036
06029 |  | California | Kern | 424611 | 49905513 | 47092712 | 1514305017 | 27208 | 27000 | NAVAL PETROLEUM RESERVE #1 |  |  |  |  | 79 | 7.9 | 3 | 211111 | -119.297 | 35.232 |  | 106 | 999 |  |  |  | 93276 |  | R63-0036
06029 |  | California | Kern | 424611 | 49905613 | 47092712 | 1514305017 | 27240 | 27000 | NAVAL PETROLEUM RESERVE #1 |  |  |  |  | 79 | 7.9 | 3 | 211111 | -119.297 | 35.232 |  | 106 | 999 |  |  |  | 93276 |  | R63-0036
06029 |  | California | Kern | 424611 | 49905713 | 47092712 | 1514305017 | 27241 | 27000 | NAVAL PETROLEUM RESERVE #1 |  |  |  |  | 79 | 7.9 | 3 | 211111 | -119.297 | 35.232 |  | 106 | 999 |  |  |  | 93276 |  | R63-0036
06029 |  | California | Kern | 424611 | 49905813 | 47092712 | 1514305017 | 27242 | 27000 | NAVAL PETROLEUM RESERVE #1 |  |  |  |  | 79 | 7.9 | 3 | 211111 | -119.297 | 35.232 |  | 106 | 999 |  |  |  | 93276 |  | R63-0036
06029 |  | California | Kern | 424611 | 49905913 | 47092712 | 1514305017 | 27243 | 27000 | NAVAL PETROLEUM RESERVE #1 |  |  |  |  | 79 | 7.9 | 3 | 211111 | -119.297 | 35.232 |  | 106 | 999 |  |  |  | 93276 |  | R63-0036
06029 |  | California | Kern | 424611 | 49906013 | 47092712 | 1514305017 | 27244 | 27000 | NAVAL PETROLEUM RESERVE #1 |  |  |  |  | 79 | 7.9 | 3 | 211111 | -119.297 | 35.232 |  | 106 | 999 |  |  |  | 93276 |  | R63-0036
06029 |  | California | Kern | 424611 | 49906113 | 47092712 | 1514305017 | 27245 | 27000 | NAVAL PETROLEUM RESERVE #1 |  |  |  |  | 79 | 7.9 | 3 | 211111 | -119.297 | 35.232 |  | 106 | 999 |  |  |  | 93276 |  | R63-0036
06029 |  | California | Kern | 424611 | 49906213 | 47092712 | 1514305017 | 27246 | 27000 | NAVAL PETROLEUM RESERVE #1 |  |  |  |  | 79 | 7.9 | 3 | 211111 | -119.297 | 35.232 |  | 106 | 999 |  |  |  | 93276 |  | R63-0036
06029 |  | California | Kern | 424611 | 49906413 | 47092812 | 1514305017 | 27271 | 27271 | NAVAL PETROLEUM RESERVE #1 |  |  | 10 | 0.5 | 560 | 32 |  | 211111 | -119.297 | 35.232 |  | 106 | 999 |  |  |  | 93276 |  | R63-0040
06029 |  | California | Kern | 424611 | 49906513 | 47092712 | 1514305017 | 27409 | 27000 | NAVAL PETROLEUM RESERVE #1 |  |  |  |  | 79 | 7.9 | 3 | 211111 | -119.297 | 35.232 |  | 106 | 999 |  |  |  | 93276 |  | R63-0036
06029 |  | California | Kern | 424611 | 49906613 | 47092712 | 1514305017 | 27302 | 27000 | NAVAL PETROLEUM RESERVE #1 |  |  |  |  | 79 | 7.9 | 3 | 211111 | -119.297 | 35.232 |  | 106 | 999 |  |  |  | 93276 |  | R63-0036
06029 |  | California | Kern | 424611 | 49906813 | 47092712 | 1514305017 | 27304 | 27000 | NAVAL PETROLEUM RESERVE #1 |  |  |  |  | 79 | 7.9 | 3 | 211111 | -119.297 | 35.232 |  | 106 | 999 |  |  |  | 93276 |  | R63-0036
06029 |  | California | Kern | 424611 | 49906913 | 47092712 | 1514305017 | 27305 | 27000 | NAVAL PETROLEUM RESERVE #1 |  |  |  |  | 79 | 7.9 | 3 | 211111 | -119.297 | 35.232 |  | 106 | 999 |  |  |  | 93276 |  | R63-0036
06029 |  | California | Kern | 424611 | 49907013 | 47092712 | 1514305017 | 27306 | 27000 | NAVAL PETROLEUM RESERVE #1 |  |  |  |  | 79 | 7.9 | 3 | 211111 | -119.297 | 35.232 |  | 106 | 999 |  |  |  | 93276 |  | R63-0036
06029 |  | California | Kern | 424611 | 49907113 | 47092712 | 1514305017 | 27307 | 27000 | NAVAL PETROLEUM RESERVE #1 |  |  |  |  | 79 | 7.9 | 3 | 211111 | -119.297 | 35.232 |  | 106 | 999 |  |  |  | 93276 |  | R63-0036
06029 |  | California | Kern | 424611 | 49907313 | 47092712 | 1514305017 | 27401 | 27000 | NAVAL PETROLEUM RESERVE #1 |  |  |  |  | 79 | 7.9 | 3 | 211111 | -119.297 | 35.232 |  | 106 | 999 |  |  |  | 93276 |  | R63-0036
06029 |  | California | Kern | 424611 | 49907413 | 47092712 | 1514305017 | 27402 | 27000 | NAVAL PETROLEUM RESERVE #1 |  |  |  |  | 79 | 7.9 | 3 | 211111 | -119.297 | 35.232 |  | 106 | 999 |  |  |  | 93276 |  | R63-0036
06029 |  | California | Kern | 424611 | 49907513 | 47092712 | 1514305017 | 27403 | 27000 | NAVAL PETROLEUM RESERVE #1 |  |  |  |  | 79 | 7.9 | 3 | 211111 | -119.297 | 35.232 |  | 106 | 999 |  |  |  | 93276 |  | R63-0036
06029 |  | California | Kern | 424611 | 49907613 | 47092712 | 1514305017 | 27404 | 27000 | NAVAL PETROLEUM RESERVE #1 |  |  |  |  | 79 | 7.9 | 3 | 211111 | -119.297 | 35.232 |  | 106 | 999 |  |  |  | 93276 |  | R63-0036
06029 |  | California | Kern | 424611 | 49907713 | 47092712 | 1514305017 | 27405 | 27000 | NAVAL PETROLEUM RESERVE #1 |  |  |  |  | 79 | 7.9 | 3 | 211111 | -119.297 | 35.232 |  | 106 | 999 |  |  |  | 93276 |  | R63-0036
06029 |  | California | Kern | 424611 | 49907813 | 47092712 | 1514305017 | 27406 | 27000 | NAVAL PETROLEUM RESERVE #1 |  |  |  |  | 79 | 7.9 | 3 | 211111 | -119.297 | 35.232 |  | 106 | 999 |  |  |  | 93276 |  | R63-0036
06029 |  | California | Kern | 424611 | 49907913 | 47092712 | 1514305017 | 27301 | 27000 | NAVAL PETROLEUM RESERVE #1 |  |  |  |  | 79 | 7.9 | 3 | 211111 | -119.297 | 35.232 |  | 106 | 999 |  |  |  | 93276 |  | R63-0036
06029 |  | California | Kern | 424611 | 49908013 | 47090712 | 1514305017 | 83103 | 83000 | NAVAL PETROLEUM RESERVE #1 |  |  |  |  | 79 | 7.9 | 3 | 211111 | -119.297 | 35.232 |  | 106 | 999 |  |  |  | 93276 |  | R63-0036
06029 |  | California | Kern | 424611 | 49908113 | 47081812 | 1514305017 | 84340 | 84000 | NAVAL PETROLEUM RESERVE #1 |  |  |  |  | 79 | 7.9 | 3 | 211111 | -119.297 | 35.232 |  | 106 | 999 |  |  |  | 93276 |  | R63-0036
06029 |  | California | Kern | 424611 | 49908213 | 47102312 | 1514305017 | 31401 | 31000 | NAVAL PETROLEUM RESERVE #1 |  |  |  |  | 434 | 99.7 | 30.5 | 211111 | -119.297 | 35.232 |  | 106 | 999 |  |  |  | 93276 |  | R63-0036
06029 |  | California | Kern | 424611 | 49908313 | 47087012 | 1514305017 | 29302 | 29000 | NAVAL PETROLEUM RESERVE #1 |  |  |  |  | 434 | 99.7 | 30.5 | 211111 | -119.297 | 35.232 |  | 106 | 999 |  |  |  | 93276 |  | R63-0036
06029 |  | California | Kern | 424611 | 49908413 | 47087012 | 1514305017 | 29301 | 29000 | NAVAL PETROLEUM RESERVE #1 |  |  |  |  | 434 | 99.7 | 30.5 | 211111 | -119.297 | 35.232 |  | 106 | 999 |  |  |  | 93276 |  | R63-0036
06029 |  | California | Kern | 424611 | 49908513 | 47087112 | 1514305017 | 28443 | 28000 | NAVAL PETROLEUM RESERVE #1 |  |  |  |  | 79 | 7.9 | 3 | 211111 | -119.297 | 35.232 |  | 106 | 999 |  |  |  | 93276 |  | R63-0036
06029 |  | California | Kern | 424611 | 49908613 | 47108512 | 1514305017 | 43203 | 43000 | NAVAL PETROLEUM RESERVE #1 |  |  |  |  | 79 | 7.9 | 3 | 211111 | -119.297 | 35.232 |  | 106 | 999 |  |  |  | 93276 |  | R63-0036
06029 |  | California | Kern | 424611 | 49908713 | 47108512 | 1514305017 | 43202 | 43000 | NAVAL PETROLEUM RESERVE #1 |  |  |  |  | 79 | 7.9 | 3 | 211111 | -119.297 | 35.232 |  | 106 | 999 |  |  |  | 93276 |  | R63-0036
06029 |  | California | Kern | 424611 | 49908813 | 47108512 | 1514305017 | 43201 | 43000 | NAVAL PETROLEUM RESERVE #1 |  |  |  |  | 79 | 7.9 | 3 | 211111 | -119.297 | 35.232 |  | 106 | 999 |  |  |  | 93276 |  | R63-0036
06029 |  | California | Kern | 424611 | 49909013 | 47086512 | 1514305017 | 36340 | 36000 | NAVAL PETROLEUM RESERVE #1 |  |  |  |  | 79 | 7.9 | 3 | 211111 | -119.297 | 35.232 |  | 106 | 999 |  |  |  | 93276 |  | R63-0036
06029 |  | California | Kern | 424611 | 49909113 | 47086312 | 1514305017 | 40208 | 40000 | NAVAL PETROLEUM RESERVE #1 |  |  |  |  | 79 | 7.9 | 3 | 211111 | -119.297 | 35.232 |  | 106 | 999 |  |  |  | 93276 |  | R63-0036
06029 |  | California | Kern | 424611 | 49909213 | 47086312 | 1514305017 | 40207 | 40000 | NAVAL PETROLEUM RESERVE #1 |  |  |  |  | 79 | 7.9 | 3 | 211111 | -119.297 | 35.232 |  | 106 | 999 |  |  |  | 93276 |  | R63-0036
06029 |  | California | Kern | 424611 | 49909313 | 47086312 | 1514305017 | 40206 | 40000 | NAVAL PETROLEUM RESERVE #1 |  |  |  |  | 79 | 7.9 | 3 | 211111 | -119.297 | 35.232 |  | 106 | 999 |  |  |  | 93276 |  | R63-0036
06029 |  | California | Kern | 424611 | 49909413 | 47086312 | 1514305017 | 40205 | 40000 | NAVAL PETROLEUM RESERVE #1 |  |  |  |  | 79 | 7.9 | 3 | 211111 | -119.297 | 35.232 |  | 106 | 999 |  |  |  | 93276 |  | R63-0036
06029 |  | California | Kern | 424611 | 49909513 | 47086312 | 1514305017 | 40204 | 40000 | NAVAL PETROLEUM RESERVE #1 |  |  |  |  | 79 | 7.9 | 3 | 211111 | -119.297 | 35.232 |  | 106 | 999 |  |  |  | 93276 |  | R63-0036
06029 |  | California | Kern | 424611 | 49909613 | 47086312 | 1514305017 | 40203 | 40000 | NAVAL PETROLEUM RESERVE #1 |  |  |  |  | 79 | 7.9 | 3 | 211111 | -119.297 | 35.232 |  | 106 | 999 |  |  |  | 93276 |  | R63-0036
06029 |  | California | Kern | 424611 | 49909713 | 47086312 | 1514305017 | 40202 | 40000 | NAVAL PETROLEUM RESERVE #1 |  |  |  |  | 79 | 7.9 | 3 | 211111 | -119.297 | 35.232 |  | 106 | 999 |  |  |  | 93276 |  | R63-0036
06029 |  | California | Kern | 424611 | 49909813 | 47086312 | 1514305017 | 40201 | 40000 | NAVAL PETROLEUM RESERVE #1 |  |  |  |  | 79 | 7.9 | 3 | 211111 | -119.297 | 35.232 |  | 106 | 999 |  |  |  | 93276 |  | R63-0036
06029 |  | California | Kern | 424611 | 49910213 | 47114212 | 1514305017 | 42113 | 42000 | NAVAL PETROLEUM RESERVE #1 |  |  |  |  | 79 | 7.9 | 3 | 211111 | -119.297 | 35.232 |  | 106 | 999 |  |  |  | 93276 |  | R63-0036
06029 |  | California | Kern | 424611 | 49910313 | 47086512 | 1514305017 | 36341 | 36000 | NAVAL PETROLEUM RESERVE #1 |  |  |  |  | 79 | 7.9 | 3 | 211111 | -119.297 | 35.232 |  | 106 | 999 |  |  |  | 93276 |  | R63-0036
06029 |  | California | Kern | 424611 | 49910413 | 47086312 | 1514305017 | 40212 | 40000 | NAVAL PETROLEUM RESERVE #1 |  |  |  |  | 79 | 7.9 | 3 | 211111 | -119.297 | 35.232 |  | 106 | 999 |  |  |  | 93276 |  | R63-0036
06029 |  | California | Kern | 424611 | 49910513 | 47099412 | 1514305017 | 34402 | 34000 | NAVAL PETROLEUM RESERVE #1 |  |  |  |  | 434 | 99.7 | 30.5 | 211111 | -119.297 | 35.232 |  | 106 | 999 |  |  |  | 93276 |  | R63-0036
06029 |  | California | Kern | 424611 | 49910613 | 47082612 | 1514305017 | 61342 | 61000 | NAVAL PETROLEUM RESERVE #1 |  |  |  |  | 79 | 7.9 | 3 | 211111 | -119.297 | 35.232 |  | 106 | 999 |  |  |  | 93276 |  | R63-0036
06029 |  | California | Kern | 424611 | 49910713 | 47082612 | 1514305017 | 61341 | 61000 | NAVAL PETROLEUM RESERVE #1 |  |  |  |  | 79 | 7.9 | 3 | 211111 | -119.297 | 35.232 |  | 106 | 999 |  |  |  | 93276 |  | R63-0036
06029 |  | California | Kern | 424611 | 49910813 | 47082612 | 1514305017 | 61340 | 61000 | NAVAL PETROLEUM RESERVE #1 |  |  |  |  | 79 | 7.9 | 3 | 211111 | -119.297 | 35.232 |  | 106 | 999 |  |  |  | 93276 |  | R63-0036
06029 |  | California | Kern | 424611 | 49911213 | 47082812 | 1514305017 | 60305 | 60000 | NAVAL PETROLEUM RESERVE #1 |  |  |  |  | 79 | 7.9 | 3 | 211111 | -119.297 | 35.232 |  | 106 | 999 |  |  |  | 93276 |  | R63-0036
06029 |  | California | Kern | 424611 | 49912013 | 47082812 | 1514305017 | 60105 | 60000 | NAVAL PETROLEUM RESERVE #1 |  |  |  |  | 79 | 7.9 | 3 | 211111 | -119.297 | 35.232 |  | 106 | 999 |  |  |  | 93276 |  | R63-0036
06029 |  | California | Kern | 424611 | 49912113 | 47082812 | 1514305017 | 60340 | 60000 | NAVAL PETROLEUM RESERVE #1 |  |  |  |  | 79 | 7.9 | 3 | 211111 | -119.297 | 35.232 |  | 106 | 999 |  |  |  | 93276 |  | R63-0036
06029 |  | California | Kern | 424611 | 49912213 | 47082812 | 1514305017 | 60143 | 60000 | NAVAL PETROLEUM RESERVE #1 |  |  |  |  | 79 | 7.9 | 3 | 211111 | -119.297 | 35.232 |  | 106 | 999 |  |  |  | 93276 |  | R63-0036
06029 |  | California | Kern | 424611 | 49912313 | 47082812 | 1514305017 | 60142 | 60000 | NAVAL PETROLEUM RESERVE #1 |  |  |  |  | 79 | 7.9 | 3 | 211111 | -119.297 | 35.232 |  | 106 | 999 |  |  |  | 93276 |  | R63-0036
06029 |  | California | Kern | 424611 | 49912413 | 47082812 | 1514305017 | 60141 | 60000 | NAVAL PETROLEUM RESERVE #1 |  |  |  |  | 79 | 7.9 | 3 | 211111 | -119.297 | 35.232 |  | 106 | 999 |  |  |  | 93276 |  | R63-0036
06029 |  | California | Kern | 424611 | 49912513 | 47082812 | 1514305017 | 60140 | 60000 | NAVAL PETROLEUM RESERVE #1 |  |  |  |  | 79 | 7.9 | 3 | 211111 | -119.297 | 35.232 |  | 106 | 999 |  |  |  | 93276 |  | R63-0036
06029 |  | California | Kern | 424611 | 49912613 | 47082812 | 1514305017 | 60201 | 60000 | NAVAL PETROLEUM RESERVE #1 |  |  |  |  | 79 | 7.9 | 3 | 211111 | -119.297 | 35.232 |  | 106 | 999 |  |  |  | 93276 |  | R63-0036
06029 |  | California | Kern | 424611 | 49912713 | 47082812 | 1514305017 | 60106 | 60000 | NAVAL PETROLEUM RESERVE #1 |  |  |  |  | 79 | 7.9 | 3 | 211111 | -119.297 | 35.232 |  | 106 | 999 |  |  |  | 93276 |  | R63-0036
06029 |  | California | Kern | 424611 | 49912813 | 47082812 | 1514305017 | 60202 | 60000 | NAVAL PETROLEUM RESERVE #1 |  |  |  |  | 79 | 7.9 | 3 | 211111 | -119.297 | 35.232 |  | 106 | 999 |  |  |  | 93276 |  | R63-0036
06029 |  | California | Kern | 424611 | 49912913 | 47082812 | 1514305017 | 60104 | 60000 | NAVAL PETROLEUM RESERVE #1 |  |  |  |  | 79 | 7.9 | 3 | 211111 | -119.297 | 35.232 |  | 106 | 999 |  |  |  | 93276 |  | R63-0036
06029 |  | California | Kern | 424611 | 49913013 | 47107312 | 1514305017 | 72309 | 72000 | NAVAL PETROLEUM RESERVE #1 |  |  |  |  | 79 | 7.9 | 3 | 211111 | -119.297 | 35.232 |  | 106 | 999 |  |  |  | 93276 |  | R63-0036
06029 |  | California | Kern | 424611 | 49913113 | 47107312 | 1514305017 | 72310 | 72000 | NAVAL PETROLEUM RESERVE #1 |  |  |  |  | 79 | 7.9 | 3 | 211111 | -119.297 | 35.232 |  | 106 | 999 |  |  |  | 93276 |  | R63-0036
06029 |  | California | Kern | 424611 | 49913213 | 47107312 | 1514305017 | 72311 | 72000 | NAVAL PETROLEUM RESERVE #1 |  |  |  |  | 79 | 7.9 | 3 | 211111 | -119.297 | 35.232 |  | 106 | 999 |  |  |  | 93276 |  | R63-0036
06029 |  | California | Kern | 424611 | 49913313 | 47107312 | 1514305017 | 72401 | 72000 | NAVAL PETROLEUM RESERVE #1 |  |  |  |  | 79 | 7.9 | 3 | 211111 | -119.297 | 35.232 |  | 106 | 999 |  |  |  | 93276 |  | R63-0036
06029 |  | California | Kern | 424611 | 49913413 | 47107312 | 1514305017 | 72402 | 72000 | NAVAL PETROLEUM RESERVE #1 |  |  |  |  | 79 | 7.9 | 3 | 211111 | -119.297 | 35.232 |  | 106 | 999 |  |  |  | 93276 |  | R63-0036
06029 |  | California | Kern | 424611 | 49913513 | 47081812 | 1514305017 | 84107 | 84000 | NAVAL PETROLEUM RESERVE #1 |  |  |  |  | 79 | 7.9 | 3 | 211111 | -119.297 | 35.232 |  | 106 | 999 |  |  |  | 93276 |  | R63-0036
06029 |  | California | Kern | 424611 | 49913613 | 47081812 | 1514305017 | 84106 | 84000 | NAVAL PETROLEUM RESERVE #1 |  |  |  |  | 79 | 7.9 | 3 | 211111 | -119.297 | 35.232 |  | 106 | 999 |  |  |  | 93276 |  | R63-0036
06029 |  | California | Kern | 424611 | 49913713 | 47081812 | 1514305017 | 84105 | 84000 | NAVAL PETROLEUM RESERVE #1 |  |  |  |  | 79 | 7.9 | 3 | 211111 | -119.297 | 35.232 |  | 106 | 999 |  |  |  | 93276 |  | R63-0036
06029 |  | California | Kern | 424611 | 49913813 | 47081812 | 1514305017 | 84104 | 84000 | NAVAL PETROLEUM RESERVE #1 |  |  |  |  | 79 | 7.9 | 3 | 211111 | -119.297 | 35.232 |  | 106 | 999 |  |  |  | 93276 |  | R63-0036
06029 |  | California | Kern | 424611 | 49913913 | 47107312 | 1514305017 | 72403 | 72000 | NAVAL PETROLEUM RESERVE #1 |  |  |  |  | 79 | 7.9 | 3 | 211111 | -119.297 | 35.232 |  | 106 | 999 |  |  |  | 93276 |  | R63-0036
06029 |  | California | Kern | 424611 | 49914013 | 47090712 | 1514305017 | 83301 | 83000 | NAVAL PETROLEUM RESERVE #1 |  |  |  |  | 79 | 7.9 | 3 | 211111 | -119.297 | 35.232 |  | 106 | 999 |  |  |  | 93276 |  | R63-0036
06029 |  | California | Kern | 424611 | 49914113 | 47081812 | 1514305017 | 84102 | 84000 | NAVAL PETROLEUM RESERVE #1 |  |  |  |  | 79 | 7.9 | 3 | 211111 | -119.297 | 35.232 |  | 106 | 999 |  |  |  | 93276 |  | R63-0036
06029 |  | California | Kern | 424611 | 49914213 | 47091612 | 1514305017 | 82203 | 82000 | NAVAL PETROLEUM RESERVE #1 |  |  |  |  | 79 | 7.9 | 3 | 211111 | -119.297 | 35.232 |  | 106 | 999 |  |  |  | 93276 |  | R63-0036
06029 |  | California | Kern | 424611 | 49914313 | 47084212 | 1514305017 | 83470 | 83470 | NAVAL PETROLEUM RESERVE #1 |  |  | 10 | 0.5 | 560 | 32 |  | 211111 | -119.297 | 35.232 |  | 106 | 999 |  |  |  | 93276 |  | R63-0040
06029 |  | California | Kern | 424611 | 49914413 | 47090712 | 1514305017 | 83450 | 83000 | NAVAL PETROLEUM RESERVE #1 |  |  |  |  | 79 | 7.9 | 3 | 211111 | -119.297 | 35.232 |  | 106 | 999 |  |  |  | 93276 |  | R63-0036
06029 |  | California | Kern | 424611 | 49914513 | 47090712 | 1514305017 | 83449 | 83000 | NAVAL PETROLEUM RESERVE #1 |  |  |  |  | 79 | 7.9 | 3 | 211111 | -119.297 | 35.232 |  | 106 | 999 |  |  |  | 93276 |  | R63-0036
06029 |  | California | Kern | 424611 | 49914613 | 47090712 | 1514305017 | 83448 | 83000 | NAVAL PETROLEUM RESERVE #1 |  |  |  |  | 79 | 7.9 | 3 | 211111 | -119.297 | 35.232 |  | 106 | 999 |  |  |  | 93276 |  | R63-0036
06029 |  | California | Kern | 424611 | 49914713 | 47090712 | 1514305017 | 83447 | 83000 | NAVAL PETROLEUM RESERVE #1 |  |  |  |  | 79 | 7.9 | 3 | 211111 | -119.297 | 35.232 |  | 106 | 999 |  |  |  | 93276 |  | R63-0036
06029 |  | California | Kern | 424611 | 49914813 | 47090712 | 1514305017 | 83446 | 83000 | NAVAL PETROLEUM RESERVE #1 |  |  |  |  | 79 | 7.9 | 3 | 211111 | -119.297 | 35.232 |  | 106 | 999 |  |  |  | 93276 |  | R63-0036
06029 |  | California | Kern | 424611 | 49914913 | 47090712 | 1514305017 | 83445 | 83000 | NAVAL PETROLEUM RESERVE #1 |  |  |  |  | 79 | 7.9 | 3 | 211111 | -119.297 | 35.232 |  | 106 | 999 |  |  |  | 93276 |  | R63-0036
06029 |  | California | Kern | 424611 | 49915013 | 47090712 | 1514305017 | 83444 | 83000 | NAVAL PETROLEUM RESERVE #1 |  |  |  |  | 79 | 7.9 | 3 | 211111 | -119.297 | 35.232 |  | 106 | 999 |  |  |  | 93276 |  | R63-0036
06029 |  | California | Kern | 424611 | 49915113 | 47090712 | 1514305017 | 83443 | 83000 | NAVAL PETROLEUM RESERVE #1 |  |  |  |  | 79 | 7.9 | 3 | 211111 | -119.297 | 35.232 |  | 106 | 999 |  |  |  | 93276 |  | R63-0036
06029 |  | California | Kern | 424611 | 49915213 | 47090712 | 1514305017 | 83442 | 83000 | NAVAL PETROLEUM RESERVE #1 |  |  |  |  | 79 | 7.9 | 3 | 211111 | -119.297 | 35.232 |  | 106 | 999 |  |  |  | 93276 |  | R63-0036
06029 |  | California | Kern | 424611 | 49915313 | 47090712 | 1514305017 | 83441 | 83000 | NAVAL PETROLEUM RESERVE #1 |  |  |  |  | 79 | 7.9 | 3 | 211111 | -119.297 | 35.232 |  | 106 | 999 |  |  |  | 93276 |  | R63-0036
06029 |  | California | Kern | 424611 | 49915413 | 47081812 | 1514305017 | 84103 | 84000 | NAVAL PETROLEUM RESERVE #1 |  |  |  |  | 79 | 7.9 | 3 | 211111 | -119.297 | 35.232 |  | 106 | 999 |  |  |  | 93276 |  | R63-0036
06029 |  | California | Kern | 424611 | 49915513 | 47107312 | 1514305017 | 72243 | 72000 | NAVAL PETROLEUM RESERVE #1 |  |  |  |  | 79 | 7.9 | 3 | 211111 | -119.297 | 35.232 |  | 106 | 999 |  |  |  | 93276 |  | R63-0036
06029 |  | California | Kern | 424611 | 49915613 | 47107312 | 1514305017 | 72218 | 72000 | NAVAL PETROLEUM RESERVE #1 |  |  |  |  | 79 | 7.9 | 3 | 211111 | -119.297 | 35.232 |  | 106 | 999 |  |  |  | 93276 |  | R63-0036
06029 |  | California | Kern | 424611 | 49915713 | 47090712 | 1514305017 | 83304 | 83000 | NAVAL PETROLEUM RESERVE #1 |  |  |  |  | 79 | 7.9 | 3 | 211111 | -119.297 | 35.232 |  | 106 | 999 |  |  |  | 93276 |  | R63-0036
06029 |  | California | Kern | 424611 | 49915813 | 47090712 | 1514305017 | 83305 | 83000 | NAVAL PETROLEUM RESERVE #1 |  |  |  |  | 79 | 7.9 | 3 | 211111 | -119.297 | 35.232 |  | 106 | 999 |  |  |  | 93276 |  | R63-0036
06029 |  | California | Kern | 424611 | 49915913 | 47090712 | 1514305017 | 83306 | 83000 | NAVAL PETROLEUM RESERVE #1 |  |  |  |  | 79 | 7.9 | 3 | 211111 | -119.297 | 35.232 |  | 106 | 999 |  |  |  | 93276 |  | R63-0036
06029 |  | California | Kern | 424611 | 49916013 | 47090712 | 1514305017 | 83307 | 83000 | NAVAL PETROLEUM RESERVE #1 |  |  |  |  | 79 | 7.9 | 3 | 211111 | -119.297 | 35.232 |  | 106 | 999 |  |  |  | 93276 |  | R63-0036
06029 |  | California | Kern | 424611 | 49916113 | 47090712 | 1514305017 | 83308 | 83000 | NAVAL PETROLEUM RESERVE #1 |  |  |  |  | 79 | 7.9 | 3 | 211111 | -119.297 | 35.232 |  | 106 | 999 |  |  |  | 93276 |  | R63-0036
06029 |  | California | Kern | 424611 | 49916313 | 47090712 | 1514305017 | 83401 | 83000 | NAVAL PETROLEUM RESERVE #1 |  |  |  |  | 79 | 7.9 | 3 | 211111 | -119.297 | 35.232 |  | 106 | 999 |  |  |  | 93276 |  | R63-0036
06029 |  | California | Kern | 424611 | 49916413 | 47090712 | 1514305017 | 83402 | 83000 | NAVAL PETROLEUM RESERVE #1 |  |  |  |  | 79 | 7.9 | 3 | 211111 | -119.297 | 35.232 |  | 106 | 999 |  |  |  | 93276 |  | R63-0036
06029 |  | California | Kern | 424611 | 49916513 | 47090712 | 1514305017 | 83403 | 83000 | NAVAL PETROLEUM RESERVE #1 |  |  |  |  | 79 | 7.9 | 3 | 211111 | -119.297 | 35.232 |  | 106 | 999 |  |  |  | 93276 |  | R63-0036
06029 |  | California | Kern | 424611 | 49916613 | 47090712 | 1514305017 | 83405 | 83000 | NAVAL PETROLEUM RESERVE #1 |  |  |  |  | 79 | 7.9 | 3 | 211111 | -119.297 | 35.232 |  | 106 | 999 |  |  |  | 93276 |  | R63-0036
06029 |  | California | Kern | 424611 | 49916713 | 47091612 | 1514305017 | 82205 | 82000 | NAVAL PETROLEUM RESERVE #1 |  |  |  |  | 79 | 7.9 | 3 | 211111 | -119.297 | 35.232 |  | 106 | 999 |  |  |  | 93276 |  | R63-0036
06029 |  | California | Kern | 424611 | 49916813 | 47107312 | 1514305017 | 72242 | 72000 | NAVAL PETROLEUM RESERVE #1 |  |  |  |  | 79 | 7.9 | 3 | 211111 | -119.297 | 35.232 |  | 106 | 999 |  |  |  | 93276 |  | R63-0036
06029 |  | California | Kern | 424611 | 49916913 | 47091612 | 1514305017 | 82204 | 82000 | NAVAL PETROLEUM RESERVE #1 |  |  |  |  | 79 | 7.9 | 3 | 211111 | -119.297 | 35.232 |  | 106 | 999 |  |  |  | 93276 |  | R63-0036
06029 |  | California | Kern | 424611 | 49917013 | 47107312 | 1514305017 | 72244 | 72000 | NAVAL PETROLEUM RESERVE #1 |  |  |  |  | 79 | 7.9 | 3 | 211111 | -119.297 | 35.232 |  | 106 | 999 |  |  |  | 93276 |  | R63-0036
06029 |  | California | Kern | 424611 | 49917113 | 47107312 | 1514305017 | 72301 | 72000 | NAVAL PETROLEUM RESERVE #1 |  |  |  |  | 79 | 7.9 | 3 | 211111 | -119.297 | 35.232 |  | 106 | 999 |  |  |  | 93276 |  | R63-0036
06029 |  | California | Kern | 424611 | 49917213 | 47107312 | 1514305017 | 72302 | 72000 | NAVAL PETROLEUM RESERVE #1 |  |  |  |  | 79 | 7.9 | 3 | 211111 | -119.297 | 35.232 |  | 106 | 999 |  |  |  | 93276 |  | R63-0036
06029 |  | California | Kern | 424611 | 49917313 | 47107312 | 1514305017 | 72303 | 72000 | NAVAL PETROLEUM RESERVE #1 |  |  |  |  | 79 | 7.9 | 3 | 211111 | -119.297 | 35.232 |  | 106 | 999 |  |  |  | 93276 |  | R63-0036
06029 |  | California | Kern | 424611 | 49917413 | 47107312 | 1514305017 | 72304 | 72000 | NAVAL PETROLEUM RESERVE #1 |  |  |  |  | 79 | 7.9 | 3 | 211111 | -119.297 | 35.232 |  | 106 | 999 |  |  |  | 93276 |  | R63-0036
06029 |  | California | Kern | 424611 | 49917513 | 47107312 | 1514305017 | 72305 | 72000 | NAVAL PETROLEUM RESERVE #1 |  |  |  |  | 79 | 7.9 | 3 | 211111 | -119.297 | 35.232 |  | 106 | 999 |  |  |  | 93276 |  | R63-0036
06029 |  | California | Kern | 424611 | 49917613 | 47107312 | 1514305017 | 72306 | 72000 | NAVAL PETROLEUM RESERVE #1 |  |  |  |  | 79 | 7.9 | 3 | 211111 | -119.297 | 35.232 |  | 106 | 999 |  |  |  | 93276 |  | R63-0036
06029 |  | California | Kern | 424611 | 49917713 | 47107312 | 1514305017 | 72307 | 72000 | NAVAL PETROLEUM RESERVE #1 |  |  |  |  | 79 | 7.9 | 3 | 211111 | -119.297 | 35.232 |  | 106 | 999 |  |  |  | 93276 |  | R63-0036
06029 |  | California | Kern | 424611 | 49917813 | 47107312 | 1514305017 | 72308 | 72000 | NAVAL PETROLEUM RESERVE #1 |  |  |  |  | 79 | 7.9 | 3 | 211111 | -119.297 | 35.232 |  | 106 | 999 |  |  |  | 93276 |  | R63-0036
06029 |  | California | Kern | 424611 | 49917913 | 47091612 | 1514305017 | 82202 | 82000 | NAVAL PETROLEUM RESERVE #1 |  |  |  |  | 79 | 7.9 | 3 | 211111 | -119.297 | 35.232 |  | 106 | 999 |  |  |  | 93276 |  | R63-0036
06029 |  | California | Kern | 424611 | 49918013 | 47090712 | 1514305017 | 83302 | 83000 | NAVAL PETROLEUM RESERVE #1 |  |  |  |  | 79 | 7.9 | 3 | 211111 | -119.297 | 35.232 |  | 106 | 999 |  |  |  | 93276 |  | R63-0036
06029 |  | California | Kern | 424611 | 49918113 | 47107312 | 1514305017 | 72241 | 72000 | NAVAL PETROLEUM RESERVE #1 |  |  |  |  | 79 | 7.9 | 3 | 211111 | -119.297 | 35.232 |  | 106 | 999 |  |  |  | 93276 |  | R63-0036
06029 |  | California | Kern | 424611 | 49918213 | 47086212 | 1514305017 | 32406 | 32000 | NAVAL PETROLEUM RESERVE #1 |  |  |  |  | 79 | 7.9 | 3 | 211111 | -119.297 | 35.232 |  | 106 | 999 |  |  |  | 93276 |  | R63-0036
06029 |  | California | Kern | 424611 | 49918313 | 47086212 | 1514305017 | 32405 | 32000 | NAVAL PETROLEUM RESERVE #1 |  |  |  |  | 79 | 7.9 | 3 | 211111 | -119.297 | 35.232 |  | 106 | 999 |  |  |  | 93276 |  | R63-0036
06029 |  | California | Kern | 424611 | 49918413 | 47086212 | 1514305017 | 32404 | 32000 | NAVAL PETROLEUM RESERVE #1 |  |  |  |  | 79 | 7.9 | 3 | 211111 | -119.297 | 35.232 |  | 106 | 999 |  |  |  | 93276 |  | R63-0036
06029 |  | California | Kern | 424611 | 49918513 | 47086212 | 1514305017 | 32403 | 32000 | NAVAL PETROLEUM RESERVE #1 |  |  |  |  | 79 | 7.9 | 3 | 211111 | -119.297 | 35.232 |  | 106 | 999 |  |  |  | 93276 |  | R63-0036
06029 |  | California | Kern | 424611 | 49918713 | 47103912 | 1514305017 | 88248 | 88000 | NAVAL PETROLEUM RESERVE #1 |  |  |  |  | 79 | 7.9 | 3 | 211111 | -119.297 | 35.232 |  | 106 | 999 |  |  |  | 93276 |  | R63-0036
06029 |  | California | Kern | 424611 | 49918813 | 47086212 | 1514305017 | 32402 | 32000 | NAVAL PETROLEUM RESERVE #1 |  |  |  |  | 79 | 7.9 | 3 | 211111 | -119.297 | 35.232 |  | 106 | 999 |  |  |  | 93276 |  | R63-0036
06029 |  | California | Kern | 424611 | 49918913 | 47086212 | 1514305017 | 32447 | 32000 | NAVAL PETROLEUM RESERVE #1 |  |  |  |  | 79 | 7.9 | 3 | 211111 | -119.297 | 35.232 |  | 106 | 999 |  |  |  | 93276 |  | R63-0036
06029 |  | California | Kern | 424611 | 49919013 | 47102712 | 1514305017 | 17401 | 17000 | NAVAL PETROLEUM RESERVE #1 |  |  |  |  | 434 | 99.7 | 30.5 | 211111 | -119.297 | 35.232 |  | 106 | 999 |  |  |  | 93276 |  | R63-0036
06029 |  | California | Kern | 424611 | 49919113 | 47102712 | 1514305017 | 17302 | 17000 | NAVAL PETROLEUM RESERVE #1 |  |  |  |  | 434 | 99.7 | 30.5 | 211111 | -119.297 | 35.232 |  | 106 | 999 |  |  |  | 93276 |  | R63-0036
06029 |  | California | Kern | 424611 | 49919213 | 47102712 | 1514305017 | 17303 | 17000 | NAVAL PETROLEUM RESERVE #1 |  |  |  |  | 434 | 99.7 | 30.5 | 211111 | -119.297 | 35.232 |  | 106 | 999 |  |  |  | 93276 |  | R63-0036
06029 |  | California | Kern | 424611 | 49919313 | 47102712 | 1514305017 | 17404 | 17000 | NAVAL PETROLEUM RESERVE #1 |  |  |  |  | 434 | 99.7 | 30.5 | 211111 | -119.297 | 35.232 |  | 106 | 999 |  |  |  | 93276 |  | R63-0036
06029 |  | California | Kern | 424611 | 49919413 | 47102712 | 1514305017 | 17301 | 17000 | NAVAL PETROLEUM RESERVE #1 |  |  |  |  | 434 | 99.7 | 30.5 | 211111 | -119.297 | 35.232 |  | 106 | 999 |  |  |  | 93276 |  | R63-0036
06029 |  | California | Kern | 424611 | 49919513 | 47107712 | 1514305017 | 16401 | 16000 | NAVAL PETROLEUM RESERVE #1 |  |  |  |  | 434 | 99.7 | 30.5 | 211111 | -119.297 | 35.232 |  | 106 | 999 |  |  |  | 93276 |  | R63-0036
06029 |  | California | Kern | 424611 | 49919613 | 47102712 | 1514305017 | 17304 | 17000 | NAVAL PETROLEUM RESERVE #1 |  |  |  |  | 434 | 99.7 | 30.5 | 211111 | -119.297 | 35.232 |  | 106 | 999 |  |  |  | 93276 |  | R63-0036
06029 |  | California | Kern | 424611 | 49919913 | 47102712 | 1514305017 | 17402 | 17000 | NAVAL PETROLEUM RESERVE #1 |  |  |  |  | 434 | 99.7 | 30.5 | 211111 | -119.297 | 35.232 |  | 106 | 999 |  |  |  | 93276 |  | R63-0036
06029 |  | California | Kern | 424611 | 49920013 | 47086312 | 1514305017 | 40209 | 40000 | NAVAL PETROLEUM RESERVE #1 |  |  |  |  | 79 | 7.9 | 3 | 211111 | -119.297 | 35.232 |  | 106 | 999 |  |  |  | 93276 |  | R63-0036
06029 |  | California | Kern | 424611 | 49920113 | 47102712 | 1514305017 | 17403 | 17000 | NAVAL PETROLEUM RESERVE #1 |  |  |  |  | 434 | 99.7 | 30.5 | 211111 | -119.297 | 35.232 |  | 106 | 999 |  |  |  | 93276 |  | R63-0036
06029 |  | California | Kern | 424611 | 49920313 | 47109612 | 1514305017 | 74111 | 74000 | NAVAL PETROLEUM RESERVE #1 |  |  |  |  | 79 | 7.9 | 3 | 211111 | -119.297 | 35.232 |  | 106 | 999 |  |  |  | 93276 |  | R63-0036
06029 |  | California | Kern | 424611 | 49920413 | 47109612 | 1514305017 | 74106 | 74000 | NAVAL PETROLEUM RESERVE #1 |  |  |  |  | 79 | 7.9 | 3 | 211111 | -119.297 | 35.232 |  | 106 | 999 |  |  |  | 93276 |  | R63-0036
06029 |  | California | Kern | 424611 | 49920513 | 47109612 | 1514305017 | 74107 | 74000 | NAVAL PETROLEUM RESERVE #1 |  |  |  |  | 79 | 7.9 | 3 | 211111 | -119.297 | 35.232 |  | 106 | 999 |  |  |  | 93276 |  | R63-0036
06029 |  | California | Kern | 424611 | 49920613 | 47109612 | 1514305017 | 74108 | 74000 | NAVAL PETROLEUM RESERVE #1 |  |  |  |  | 79 | 7.9 | 3 | 211111 | -119.297 | 35.232 |  | 106 | 999 |  |  |  | 93276 |  | R63-0036
06029 |  | California | Kern | 424611 | 49920713 | 47109612 | 1514305017 | 74105 | 74000 | NAVAL PETROLEUM RESERVE #1 |  |  |  |  | 79 | 7.9 | 3 | 211111 | -119.297 | 35.232 |  | 106 | 999 |  |  |  | 93276 |  | R63-0036
06029 |  | California | Kern | 424611 | 49920813 | 47109612 | 1514305017 | 74110 | 74000 | NAVAL PETROLEUM RESERVE #1 |  |  |  |  | 79 | 7.9 | 3 | 211111 | -119.297 | 35.232 |  | 106 | 999 |  |  |  | 93276 |  | R63-0036
06029 |  | California | Kern | 424611 | 49920913 | 47112012 | 1514305017 | 49409 | 49000 | NAVAL PETROLEUM RESERVE #1 |  |  |  |  | 434 | 99.7 | 30.5 | 211111 | -119.297 | 35.232 |  | 106 | 999 |  |  |  | 93276 |  | R63-0036
06029 |  | California | Kern | 424611 | 49921013 | 47108812 | 1514305017 | 19105 | 19000 | NAVAL PETROLEUM RESERVE #1 |  |  |  |  | 79 | 7.9 | 3 | 211111 | -119.297 | 35.232 |  | 106 | 999 |  |  |  | 93276 |  | R63-0036
06029 |  | California | Kern | 424611 | 49921113 | 47108812 | 1514305017 | 19104 | 19000 | NAVAL PETROLEUM RESERVE #1 |  |  |  |  | 79 | 7.9 | 3 | 211111 | -119.297 | 35.232 |  | 106 | 999 |  |  |  | 93276 |  | R63-0036
06029 |  | California | Kern | 424611 | 49921213 | 47098912 | 1514305017 | 18204 | 18000 | NAVAL PETROLEUM RESERVE #1 |  |  |  |  | 434 | 99.7 | 30.5 | 211111 | -119.297 | 35.232 |  | 106 | 999 |  |  |  | 93276 |  | R63-0036
06029 |  | California | Kern | 424611 | 49921313 | 47108812 | 1514305017 | 19102 | 19000 | NAVAL PETROLEUM RESERVE #1 |  |  |  |  | 79 | 7.9 | 3 | 211111 | -119.297 | 35.232 |  | 106 | 999 |  |  |  | 93276 |  | R63-0036
06029 |  | California | Kern | 424611 | 49921613 | 47098912 | 1514305017 | 18302 | 18000 | NAVAL PETROLEUM RESERVE #1 |  |  |  |  | 434 | 99.7 | 30.5 | 211111 | -119.297 | 35.232 |  | 106 | 999 |  |  |  | 93276 |  | R63-0036
06029 |  | California | Kern | 424611 | 49921713 | 47098912 | 1514305017 | 18301 | 18000 | NAVAL PETROLEUM RESERVE #1 |  |  |  |  | 434 | 99.7 | 30.5 | 211111 | -119.297 | 35.232 |  | 106 | 999 |  |  |  | 93276 |  | R63-0036
06029 |  | California | Kern | 424611 | 49922013 | 47098912 | 1514305017 | 18207 | 18000 | NAVAL PETROLEUM RESERVE #1 |  |  |  |  | 434 | 99.7 | 30.5 | 211111 | -119.297 | 35.232 |  | 106 | 999 |  |  |  | 93276 |  | R63-0036
06029 |  | California | Kern | 424611 | 49922113 | 47108812 | 1514305017 | 19103 | 19000 | NAVAL PETROLEUM RESERVE #1 |  |  |  |  | 79 | 7.9 | 3 | 211111 | -119.297 | 35.232 |  | 106 | 999 |  |  |  | 93276 |  | R63-0036
06029 |  | California | Kern | 424611 | 49922213 | 47085412 | 1514305017 | 44306 | 44000 | NAVAL PETROLEUM RESERVE #1 |  |  |  |  | 79 | 7.9 | 3 | 211111 | -119.297 | 35.232 |  | 106 | 999 |  |  |  | 93276 |  | R63-0036
06029 |  | California | Kern | 424611 | 49922313 | 47095412 | 1514305017 | 64102 | 64000 | NAVAL PETROLEUM RESERVE #1 |  |  |  |  | 79 | 7.9 | 3 | 211111 | -119.297 | 35.232 |  | 106 | 999 |  |  |  | 93276 |  | R63-0036
06029 |  | California | Kern | 424611 | 49922413 | 47095412 | 1514305017 | 64101 | 64000 | NAVAL PETROLEUM RESERVE #1 |  |  |  |  | 79 | 7.9 | 3 | 211111 | -119.297 | 35.232 |  | 106 | 999 |  |  |  | 93276 |  | R63-0036
06029 |  | California | Kern | 424611 | 49922613 | 47084412 | 1514305017 | 63411 | 63000 | NAVAL PETROLEUM RESERVE #1 |  |  |  |  | 79 | 7.9 | 3 | 211111 | -119.297 | 35.232 |  | 106 | 999 |  |  |  | 93276 |  | R63-0036
06029 |  | California | Kern | 424611 | 49922713 | 47084412 | 1514305017 | 63410 | 63000 | NAVAL PETROLEUM RESERVE #1 |  |  |  |  | 79 | 7.9 | 3 | 211111 | -119.297 | 35.232 |  | 106 | 999 |  |  |  | 93276 |  | R63-0036
06029 |  | California | Kern | 424611 | 49922813 | 47095412 | 1514305017 | 64302 | 64000 | NAVAL PETROLEUM RESERVE #1 |  |  |  |  | 79 | 7.9 | 3 | 211111 | -119.297 | 35.232 |  | 106 | 999 |  |  |  | 93276 |  | R63-0036
06029 |  | California | Kern | 424611 | 49922913 | 47085412 | 1514305017 | 44307 | 44000 | NAVAL PETROLEUM RESERVE #1 |  |  |  |  | 79 | 7.9 | 3 | 211111 | -119.297 | 35.232 |  | 106 | 999 |  |  |  | 93276 |  | R63-0036
06029 |  | California | Kern | 424611 | 49923013 | 47095412 | 1514305017 | 64105 | 64000 | NAVAL PETROLEUM RESERVE #1 |  |  |  |  | 79 | 7.9 | 3 | 211111 | -119.297 | 35.232 |  | 106 | 999 |  |  |  | 93276 |  | R63-0036
06029 |  | California | Kern | 424611 | 49923113 | 47085412 | 1514305017 | 44305 | 44000 | NAVAL PETROLEUM RESERVE #1 |  |  |  |  | 79 | 7.9 | 3 | 211111 | -119.297 | 35.232 |  | 106 | 999 |  |  |  | 93276 |  | R63-0036
06029 |  | California | Kern | 424611 | 49923213 | 47085412 | 1514305017 | 44304 | 44000 | NAVAL PETROLEUM RESERVE #1 |  |  |  |  | 79 | 7.9 | 3 | 211111 | -119.297 | 35.232 |  | 106 | 999 |  |  |  | 93276 |  | R63-0036
06029 |  | California | Kern | 424611 | 49923313 | 47085412 | 1514305017 | 44303 | 44000 | NAVAL PETROLEUM RESERVE #1 |  |  |  |  | 79 | 7.9 | 3 | 211111 | -119.297 | 35.232 |  | 106 | 999 |  |  |  | 93276 |  | R63-0036
06029 |  | California | Kern | 424611 | 49923413 | 47085412 | 1514305017 | 44302 | 44000 | NAVAL PETROLEUM RESERVE #1 |  |  |  |  | 79 | 7.9 | 3 | 211111 | -119.297 | 35.232 |  | 106 | 999 |  |  |  | 93276 |  | R63-0036
06029 |  | California | Kern | 424611 | 49923513 | 47085412 | 1514305017 | 44301 | 44000 | NAVAL PETROLEUM RESERVE #1 |  |  |  |  | 79 | 7.9 | 3 | 211111 | -119.297 | 35.232 |  | 106 | 999 |  |  |  | 93276 |  | R63-0036
06029 |  | California | Kern | 424611 | 49923613 | 47085412 | 1514305017 | 44102 | 44000 | NAVAL PETROLEUM RESERVE #1 |  |  |  |  | 79 | 7.9 | 3 | 211111 | -119.297 | 35.232 |  | 106 | 999 |  |  |  | 93276 |  | R63-0036
06029 |  | California | Kern | 424611 | 49923713 | 47085412 | 1514305017 | 44340 | 44000 | NAVAL PETROLEUM RESERVE #1 |  |  |  |  | 79 | 7.9 | 3 | 211111 | -119.297 | 35.232 |  | 106 | 999 |  |  |  | 93276 |  | R63-0036
06029 |  | California | Kern | 424611 | 49923813 | 47095412 | 1514305017 | 64202 | 64000 | NAVAL PETROLEUM RESERVE #1 |  |  |  |  | 79 | 7.9 | 3 | 211111 | -119.297 | 35.232 |  | 106 | 999 |  |  |  | 93276 |  | R63-0036
06029 |  | California | Kern | 424611 | 49923913 | 47099712 | 1514305017 | 50101 | 50000 | NAVAL PETROLEUM RESERVE #1 |  |  |  |  | 79 | 7.9 | 3 | 211111 | -119.297 | 35.232 |  | 106 | 999 |  |  |  | 93276 |  | R63-0036
06029 |  | California | Kern | 424611 | 49924113 | 47095412 | 1514305017 | 64240 | 64000 | NAVAL PETROLEUM RESERVE #1 |  |  |  |  | 79 | 7.9 | 3 | 211111 | -119.297 | 35.232 |  | 106 | 999 |  |  |  | 93276 |  | R63-0036
06029 |  | California | Kern | 424611 | 49924213 | 47095412 | 1514305017 | 64207 | 64000 | NAVAL PETROLEUM RESERVE #1 |  |  |  |  | 79 | 7.9 | 3 | 211111 | -119.297 | 35.232 |  | 106 | 999 |  |  |  | 93276 |  | R63-0036
06029 |  | California | Kern | 424611 | 49924313 | 47095412 | 1514305017 | 64206 | 64000 | NAVAL PETROLEUM RESERVE #1 |  |  |  |  | 79 | 7.9 | 3 | 211111 | -119.297 | 35.232 |  | 106 | 999 |  |  |  | 93276 |  | R63-0036
06029 |  | California | Kern | 424611 | 49924413 | 47095412 | 1514305017 | 64205 | 64000 | NAVAL PETROLEUM RESERVE #1 |  |  |  |  | 79 | 7.9 | 3 | 211111 | -119.297 | 35.232 |  | 106 | 999 |  |  |  | 93276 |  | R63-0036
06029 |  | California | Kern | 424611 | 49924513 | 47095412 | 1514305017 | 64103 | 64000 | NAVAL PETROLEUM RESERVE #1 |  |  |  |  | 79 | 7.9 | 3 | 211111 | -119.297 | 35.232 |  | 106 | 999 |  |  |  | 93276 |  | R63-0036
06029 |  | California | Kern | 424611 | 49924613 | 47095412 | 1514305017 | 64203 | 64000 | NAVAL PETROLEUM RESERVE #1 |  |  |  |  | 79 | 7.9 | 3 | 211111 | -119.297 | 35.232 |  | 106 | 999 |  |  |  | 93276 |  | R63-0036
06029 |  | California | Kern | 424611 | 49924713 | 47095412 | 1514305017 | 64104 | 64000 | NAVAL PETROLEUM RESERVE #1 |  |  |  |  | 79 | 7.9 | 3 | 211111 | -119.297 | 35.232 |  | 106 | 999 |  |  |  | 93276 |  | R63-0036
06029 |  | California | Kern | 424611 | 49924813 | 47095412 | 1514305017 | 64201 | 64000 | NAVAL PETROLEUM RESERVE #1 |  |  |  |  | 79 | 7.9 | 3 | 211111 | -119.297 | 35.232 |  | 106 | 999 |  |  |  | 93276 |  | R63-0036
06029 |  | California | Kern | 424611 | 49924913 | 47095412 | 1514305017 | 64109 | 64000 | NAVAL PETROLEUM RESERVE #1 |  |  |  |  | 79 | 7.9 | 3 | 211111 | -119.297 | 35.232 |  | 106 | 999 |  |  |  | 93276 |  | R63-0036
06029 |  | California | Kern | 424611 | 49925013 | 47095412 | 1514305017 | 64108 | 64000 | NAVAL PETROLEUM RESERVE #1 |  |  |  |  | 79 | 7.9 | 3 | 211111 | -119.297 | 35.232 |  | 106 | 999 |  |  |  | 93276 |  | R63-0036
06029 |  | California | Kern | 424611 | 49925113 | 47095412 | 1514305017 | 64107 | 64000 | NAVAL PETROLEUM RESERVE #1 |  |  |  |  | 79 | 7.9 | 3 | 211111 | -119.297 | 35.232 |  | 106 | 999 |  |  |  | 93276 |  | R63-0036
06029 |  | California | Kern | 424611 | 49925213 | 47095412 | 1514305017 | 64106 | 64000 | NAVAL PETROLEUM RESERVE #1 |  |  |  |  | 79 | 7.9 | 3 | 211111 | -119.297 | 35.232 |  | 106 | 999 |  |  |  | 93276 |  | R63-0036
06029 |  | California | Kern | 424611 | 49925313 | 47095412 | 1514305017 | 64301 | 64000 | NAVAL PETROLEUM RESERVE #1 |  |  |  |  | 79 | 7.9 | 3 | 211111 | -119.297 | 35.232 |  | 106 | 999 |  |  |  | 93276 |  | R63-0036
06029 |  | California | Kern | 424611 | 49925413 | 47095412 | 1514305017 | 64204 | 64000 | NAVAL PETROLEUM RESERVE #1 |  |  |  |  | 79 | 7.9 | 3 | 211111 | -119.297 | 35.232 |  | 106 | 999 |  |  |  | 93276 |  | R63-0036
06029 |  | California | Kern | 424611 | 49925513 | 47087112 | 1514305017 | 28342 | 28000 | NAVAL PETROLEUM RESERVE #1 |  |  |  |  | 79 | 7.9 | 3 | 211111 | -119.297 | 35.232 |  | 106 | 999 |  |  |  | 93276 |  | R63-0036
06029 |  | California | Kern | 424611 | 49925613 | 47112012 | 1514305017 | 49411 | 49000 | NAVAL PETROLEUM RESERVE #1 |  |  |  |  | 434 | 99.7 | 30.5 | 211111 | -119.297 | 35.232 |  | 106 | 999 |  |  |  | 93276 |  | R63-0036
06029 |  | California | Kern | 424611 | 49925813 | 47091612 | 1514305017 | 82208 | 82000 | NAVAL PETROLEUM RESERVE #1 |  |  |  |  | 79 | 7.9 | 3 | 211111 | -119.297 | 35.232 |  | 106 | 999 |  |  |  | 93276 |  | R63-0036
06029 |  | California | Kern | 424611 | 49925913 | 47091112 | 1514305017 | 71304 | 71000 | NAVAL PETROLEUM RESERVE #1 |  |  |  |  | 79 | 7.9 | 3 | 211111 | -119.297 | 35.232 |  | 106 | 999 |  |  |  | 93276 |  | R63-0036
06029 |  | California | Kern | 424611 | 49926013 | 47091612 | 1514305017 | 82207 | 82000 | NAVAL PETROLEUM RESERVE #1 |  |  |  |  | 79 | 7.9 | 3 | 211111 | -119.297 | 35.232 |  | 106 | 999 |  |  |  | 93276 |  | R63-0036
06029 |  | California | Kern | 424611 | 49926113 | 47091112 | 1514305017 | 71305 | 71000 | NAVAL PETROLEUM RESERVE #1 |  |  |  |  | 79 | 7.9 | 3 | 211111 | -119.297 | 35.232 |  | 106 | 999 |  |  |  | 93276 |  | R63-0036
06029 |  | California | Kern | 424611 | 49926213 | 47091112 | 1514305017 | 71306 | 71000 | NAVAL PETROLEUM RESERVE #1 |  |  |  |  | 79 | 7.9 | 3 | 211111 | -119.297 | 35.232 |  | 106 | 999 |  |  |  | 93276 |  | R63-0036
06029 |  | California | Kern | 424611 | 49926313 | 47091112 | 1514305017 | 71307 | 71000 | NAVAL PETROLEUM RESERVE #1 |  |  |  |  | 79 | 7.9 | 3 | 211111 | -119.297 | 35.232 |  | 106 | 999 |  |  |  | 93276 |  | R63-0036
06029 |  | California | Kern | 424611 | 49926413 | 47091112 | 1514305017 | 71308 | 71000 | NAVAL PETROLEUM RESERVE #1 |  |  |  |  | 79 | 7.9 | 3 | 211111 | -119.297 | 35.232 |  | 106 | 999 |  |  |  | 93276 |  | R63-0036
06029 |  | California | Kern | 424611 | 49926513 | 47091112 | 1514305017 | 71309 | 71000 | NAVAL PETROLEUM RESERVE #1 |  |  |  |  | 79 | 7.9 | 3 | 211111 | -119.297 | 35.232 |  | 106 | 999 |  |  |  | 93276 |  | R63-0036
06029 |  | California | Kern | 424611 | 49926613 | 47091112 | 1514305017 | 71310 | 71000 | NAVAL PETROLEUM RESERVE #1 |  |  |  |  | 79 | 7.9 | 3 | 211111 | -119.297 | 35.232 |  | 106 | 999 |  |  |  | 93276 |  | R63-0036
06029 |  | California | Kern | 424611 | 49926713 | 47091112 | 1514305017 | 71311 | 71000 | NAVAL PETROLEUM RESERVE #1 |  |  |  |  | 79 | 7.9 | 3 | 211111 | -119.297 | 35.232 |  | 106 | 999 |  |  |  | 93276 |  | R63-0036
06029 |  | California | Kern | 424611 | 49926813 | 47091112 | 1514305017 | 71312 | 71000 | NAVAL PETROLEUM RESERVE #1 |  |  |  |  | 79 | 7.9 | 3 | 211111 | -119.297 | 35.232 |  | 106 | 999 |  |  |  | 93276 |  | R63-0036
06029 |  | California | Kern | 424611 | 49926913 | 47091112 | 1514305017 | 71302 | 71000 | NAVAL PETROLEUM RESERVE #1 |  |  |  |  | 79 | 7.9 | 3 | 211111 | -119.297 | 35.232 |  | 106 | 999 |  |  |  | 93276 |  | R63-0036
06029 |  | California | Kern | 424611 | 49927013 | 47091112 | 1514305017 | 71314 | 71000 | NAVAL PETROLEUM RESERVE #1 |  |  |  |  | 79 | 7.9 | 3 | 211111 | -119.297 | 35.232 |  | 106 | 999 |  |  |  | 93276 |  | R63-0036
06029 |  | California | Kern | 424611 | 49927113 | 47091112 | 1514305017 | 71301 | 71000 | NAVAL PETROLEUM RESERVE #1 |  |  |  |  | 79 | 7.9 | 3 | 211111 | -119.297 | 35.232 |  | 106 | 999 |  |  |  | 93276 |  | R63-0036
06029 |  | California | Kern | 424611 | 49927213 | 47091112 | 1514305017 | 71401 | 71000 | NAVAL PETROLEUM RESERVE #1 |  |  |  |  | 79 | 7.9 | 3 | 211111 | -119.297 | 35.232 |  | 106 | 999 |  |  |  | 93276 |  | R63-0036
06029 |  | California | Kern | 424611 | 49927313 | 47091112 | 1514305017 | 71402 | 71000 | NAVAL PETROLEUM RESERVE #1 |  |  |  |  | 79 | 7.9 | 3 | 211111 | -119.297 | 35.232 |  | 106 | 999 |  |  |  | 93276 |  | R63-0036
06029 |  | California | Kern | 424611 | 49927413 | 47091112 | 1514305017 | 71403 | 71000 | NAVAL PETROLEUM RESERVE #1 |  |  |  |  | 79 | 7.9 | 3 | 211111 | -119.297 | 35.232 |  | 106 | 999 |  |  |  | 93276 |  | R63-0036
06029 |  | California | Kern | 424611 | 49927513 | 47091112 | 1514305017 | 71404 | 71000 | NAVAL PETROLEUM RESERVE #1 |  |  |  |  | 79 | 7.9 | 3 | 211111 | -119.297 | 35.232 |  | 106 | 999 |  |  |  | 93276 |  | R63-0036
06029 |  | California | Kern | 424611 | 49927613 | 47091112 | 1514305017 | 71405 | 71000 | NAVAL PETROLEUM RESERVE #1 |  |  |  |  | 79 | 7.9 | 3 | 211111 | -119.297 | 35.232 |  | 106 | 999 |  |  |  | 93276 |  | R63-0036
06029 |  | California | Kern | 424611 | 49927713 | 47091112 | 1514305017 | 71406 | 71000 | NAVAL PETROLEUM RESERVE #1 |  |  |  |  | 79 | 7.9 | 3 | 211111 | -119.297 | 35.232 |  | 106 | 999 |  |  |  | 93276 |  | R63-0036
06029 |  | California | Kern | 424611 | 49927813 | 47091112 | 1514305017 | 71407 | 71000 | NAVAL PETROLEUM RESERVE #1 |  |  |  |  | 79 | 7.9 | 3 | 211111 | -119.297 | 35.232 |  | 106 | 999 |  |  |  | 93276 |  | R63-0036
06029 |  | California | Kern | 424611 | 49927913 | 47091112 | 1514305017 | 71408 | 71000 | NAVAL PETROLEUM RESERVE #1 |  |  |  |  | 79 | 7.9 | 3 | 211111 | -119.297 | 35.232 |  | 106 | 999 |  |  |  | 93276 |  | R63-0036
06029 |  | California | Kern | 424611 | 49928013 | 47091112 | 1514305017 | 71409 | 71000 | NAVAL PETROLEUM RESERVE #1 |  |  |  |  | 79 | 7.9 | 3 | 211111 | -119.297 | 35.232 |  | 106 | 999 |  |  |  | 93276 |  | R63-0036
06029 |  | California | Kern | 424611 | 49928113 | 47091112 | 1514305017 | 71410 | 71000 | NAVAL PETROLEUM RESERVE #1 |  |  |  |  | 79 | 7.9 | 3 | 211111 | -119.297 | 35.232 |  | 106 | 999 |  |  |  | 93276 |  | R63-0036
06029 |  | California | Kern | 424611 | 49928213 | 47091112 | 1514305017 | 71411 | 71000 | NAVAL PETROLEUM RESERVE #1 |  |  |  |  | 79 | 7.9 | 3 | 211111 | -119.297 | 35.232 |  | 106 | 999 |  |  |  | 93276 |  | R63-0036
06029 |  | California | Kern | 424611 | 49928313 | 47091112 | 1514305017 | 71313 | 71000 | NAVAL PETROLEUM RESERVE #1 |  |  |  |  | 79 | 7.9 | 3 | 211111 | -119.297 | 35.232 |  | 106 | 999 |  |  |  | 93276 |  | R63-0036
06029 |  | California | Kern | 424611 | 49928413 | 47082812 | 1514305017 | 60103 | 60000 | NAVAL PETROLEUM RESERVE #1 |  |  |  |  | 79 | 7.9 | 3 | 211111 | -119.297 | 35.232 |  | 106 | 999 |  |  |  | 93276 |  | R63-0036
06029 |  | California | Kern | 424611 | 49928513 | 47082812 | 1514305017 | 60102 | 60000 | NAVAL PETROLEUM RESERVE #1 |  |  |  |  | 79 | 7.9 | 3 | 211111 | -119.297 | 35.232 |  | 106 | 999 |  |  |  | 93276 |  | R63-0036
06029 |  | California | Kern | 424611 | 49928613 | 47082812 | 1514305017 | 60101 | 60000 | NAVAL PETROLEUM RESERVE #1 |  |  |  |  | 79 | 7.9 | 3 | 211111 | -119.297 | 35.232 |  | 106 | 999 |  |  |  | 93276 |  | R63-0036
06029 |  | California | Kern | 424611 | 49928713 | 47101012 | 1514305017 | 59444 | 59000 | NAVAL PETROLEUM RESERVE #1 |  |  |  |  | 79 | 7.9 | 3 | 211111 | -119.297 | 35.232 |  | 106 | 999 |  |  |  | 93276 |  | R63-0036
06029 |  | California | Kern | 424611 | 49928813 | 47101012 | 1514305017 | 59442 | 59000 | NAVAL PETROLEUM RESERVE #1 |  |  |  |  | 79 | 7.9 | 3 | 211111 | -119.297 | 35.232 |  | 106 | 999 |  |  |  | 93276 |  | R63-0036
06029 |  | California | Kern | 424611 | 49928913 | 47082812 | 1514305017 | 60107 | 60000 | NAVAL PETROLEUM RESERVE #1 |  |  |  |  | 79 | 7.9 | 3 | 211111 | -119.297 | 35.232 |  | 106 | 999 |  |  |  | 93276 |  | R63-0036
06029 |  | California | Kern | 424611 | 49929113 | 47082812 | 1514305017 | 60304 | 60000 | NAVAL PETROLEUM RESERVE #1 |  |  |  |  | 79 | 7.9 | 3 | 211111 | -119.297 | 35.232 |  | 106 | 999 |  |  |  | 93276 |  | R63-0036
06029 |  | California | Kern | 424611 | 49929213 | 47082812 | 1514305017 | 60303 | 60000 | NAVAL PETROLEUM RESERVE #1 |  |  |  |  | 79 | 7.9 | 3 | 211111 | -119.297 | 35.232 |  | 106 | 999 |  |  |  | 93276 |  | R63-0036
06029 |  | California | Kern | 424611 | 49929313 | 47082812 | 1514305017 | 60302 | 60000 | NAVAL PETROLEUM RESERVE #1 |  |  |  |  | 79 | 7.9 | 3 | 211111 | -119.297 | 35.232 |  | 106 | 999 |  |  |  | 93276 |  | R63-0036
06029 |  | California | Kern | 424611 | 49929413 | 47082812 | 1514305017 | 60301 | 60000 | NAVAL PETROLEUM RESERVE #1 |  |  |  |  | 79 | 7.9 | 3 | 211111 | -119.297 | 35.232 |  | 106 | 999 |  |  |  | 93276 |  | R63-0036
06029 |  | California | Kern | 424611 | 49929813 | 47082612 | 1514305017 | 61442 | 61000 | NAVAL PETROLEUM RESERVE #1 |  |  |  |  | 79 | 7.9 | 3 | 211111 | -119.297 | 35.232 |  | 106 | 999 |  |  |  | 93276 |  | R63-0036
06029 |  | California | Kern | 424611 | 49930113 | 47082812 | 1514305017 | 60206 | 60000 | NAVAL PETROLEUM RESERVE #1 |  |  |  |  | 79 | 7.9 | 3 | 211111 | -119.297 | 35.232 |  | 106 | 999 |  |  |  | 93276 |  | R63-0036
06029 |  | California | Kern | 424611 | 49930213 | 47082812 | 1514305017 | 60205 | 60000 | NAVAL PETROLEUM RESERVE #1 |  |  |  |  | 79 | 7.9 | 3 | 211111 | -119.297 | 35.232 |  | 106 | 999 |  |  |  | 93276 |  | R63-0036
06029 |  | California | Kern | 424611 | 49930313 | 47082812 | 1514305017 | 60204 | 60000 | NAVAL PETROLEUM RESERVE #1 |  |  |  |  | 79 | 7.9 | 3 | 211111 | -119.297 | 35.232 |  | 106 | 999 |  |  |  | 93276 |  | R63-0036
06029 |  | California | Kern | 424611 | 49930413 | 47082812 | 1514305017 | 60203 | 60000 | NAVAL PETROLEUM RESERVE #1 |  |  |  |  | 79 | 7.9 | 3 | 211111 | -119.297 | 35.232 |  | 106 | 999 |  |  |  | 93276 |  | R63-0036
06029 |  | California | Kern | 424611 | 49930613 | 47084412 | 1514305017 | 63216 | 63000 | NAVAL PETROLEUM RESERVE #1 |  |  |  |  | 79 | 7.9 | 3 | 211111 | -119.297 | 35.232 |  | 106 | 999 |  |  |  | 93276 |  | R63-0036
06029 |  | California | Kern | 424611 | 49930713 | 47082612 | 1514305017 | 61440 | 61000 | NAVAL PETROLEUM RESERVE #1 |  |  |  |  | 79 | 7.9 | 3 | 211111 | -119.297 | 35.232 |  | 106 | 999 |  |  |  | 93276 |  | R63-0036
06029 |  | California | Kern | 424611 | 49930813 | 47084412 | 1514305017 | 63222 | 63000 | NAVAL PETROLEUM RESERVE #1 |  |  |  |  | 79 | 7.9 | 3 | 211111 | -119.297 | 35.232 |  | 106 | 999 |  |  |  | 93276 |  | R63-0036
06029 |  | California | Kern | 424611 | 49930913 | 47084412 | 1514305017 | 63221 | 63000 | NAVAL PETROLEUM RESERVE #1 |  |  |  |  | 79 | 7.9 | 3 | 211111 | -119.297 | 35.232 |  | 106 | 999 |  |  |  | 93276 |  | R63-0036
06029 |  | California | Kern | 424611 | 49931013 | 47084412 | 1514305017 | 63220 | 63000 | NAVAL PETROLEUM RESERVE #1 |  |  |  |  | 79 | 7.9 | 3 | 211111 | -119.297 | 35.232 |  | 106 | 999 |  |  |  | 93276 |  | R63-0036
06029 |  | California | Kern | 424611 | 49931113 | 47084412 | 1514305017 | 63219 | 63000 | NAVAL PETROLEUM RESERVE #1 |  |  |  |  | 79 | 7.9 | 3 | 211111 | -119.297 | 35.232 |  | 106 | 999 |  |  |  | 93276 |  | R63-0036
06029 |  | California | Kern | 424611 | 49931213 | 47084412 | 1514305017 | 63224 | 63000 | NAVAL PETROLEUM RESERVE #1 |  |  |  |  | 79 | 7.9 | 3 | 211111 | -119.297 | 35.232 |  | 106 | 999 |  |  |  | 93276 |  | R63-0036
06029 |  | California | Kern | 424611 | 49931313 | 47084412 | 1514305017 | 63217 | 63000 | NAVAL PETROLEUM RESERVE #1 |  |  |  |  | 79 | 7.9 | 3 | 211111 | -119.297 | 35.232 |  | 106 | 999 |  |  |  | 93276 |  | R63-0036
06029 |  | California | Kern | 424611 | 49931413 | 47084412 | 1514305017 | 63225 | 63000 | NAVAL PETROLEUM RESERVE #1 |  |  |  |  | 79 | 7.9 | 3 | 211111 | -119.297 | 35.232 |  | 106 | 999 |  |  |  | 93276 |  | R63-0036
06029 |  | California | Kern | 424611 | 49931513 | 47084412 | 1514305017 | 63215 | 63000 | NAVAL PETROLEUM RESERVE #1 |  |  |  |  | 79 | 7.9 | 3 | 211111 | -119.297 | 35.232 |  | 106 | 999 |  |  |  | 93276 |  | R63-0036
06029 |  | California | Kern | 424611 | 49931613 | 47084412 | 1514305017 | 63214 | 63000 | NAVAL PETROLEUM RESERVE #1 |  |  |  |  | 79 | 7.9 | 3 | 211111 | -119.297 | 35.232 |  | 106 | 999 |  |  |  | 93276 |  | R63-0036
06029 |  | California | Kern | 424611 | 49931713 | 47084412 | 1514305017 | 63213 | 63000 | NAVAL PETROLEUM RESERVE #1 |  |  |  |  | 79 | 7.9 | 3 | 211111 | -119.297 | 35.232 |  | 106 | 999 |  |  |  | 93276 |  | R63-0036
06029 |  | California | Kern | 424611 | 49931813 | 47084412 | 1514305017 | 63212 | 63000 | NAVAL PETROLEUM RESERVE #1 |  |  |  |  | 79 | 7.9 | 3 | 211111 | -119.297 | 35.232 |  | 106 | 999 |  |  |  | 93276 |  | R63-0036
06029 |  | California | Kern | 424611 | 49931913 | 47084412 | 1514305017 | 63211 | 63000 | NAVAL PETROLEUM RESERVE #1 |  |  |  |  | 79 | 7.9 | 3 | 211111 | -119.297 | 35.232 |  | 106 | 999 |  |  |  | 93276 |  | R63-0036
06029 |  | California | Kern | 424611 | 49932013 | 47084412 | 1514305017 | 63210 | 63000 | NAVAL PETROLEUM RESERVE #1 |  |  |  |  | 79 | 7.9 | 3 | 211111 | -119.297 | 35.232 |  | 106 | 999 |  |  |  | 93276 |  | R63-0036
06029 |  | California | Kern | 424611 | 49932113 | 47084412 | 1514305017 | 63218 | 63000 | NAVAL PETROLEUM RESERVE #1 |  |  |  |  | 79 | 7.9 | 3 | 211111 | -119.297 | 35.232 |  | 106 | 999 |  |  |  | 93276 |  | R63-0036
06029 |  | California | Kern | 424611 | 49932213 | 47084412 | 1514305017 | 63302 | 63000 | NAVAL PETROLEUM RESERVE #1 |  |  |  |  | 79 | 7.9 | 3 | 211111 | -119.297 | 35.232 |  | 106 | 999 |  |  |  | 93276 |  | R63-0036
06029 |  | California | Kern | 424611 | 49932313 | 47107312 | 1514305017 | 72219 | 72000 | NAVAL PETROLEUM RESERVE #1 |  |  |  |  | 79 | 7.9 | 3 | 211111 | -119.297 | 35.232 |  | 106 | 999 |  |  |  | 93276 |  | R63-0036
06029 |  | California | Kern | 424611 | 49932413 | 47091412 | 1514305017 | 73106 | 73000 | NAVAL PETROLEUM RESERVE #1 |  |  |  |  | 79 | 7.9 | 3 | 211111 | -119.297 | 35.232 |  | 106 | 999 |  |  |  | 93276 |  | R63-0036
06029 |  | California | Kern | 424611 | 49932513 | 47091612 | 1514305017 | 82409 | 82000 | NAVAL PETROLEUM RESERVE #1 |  |  |  |  | 79 | 7.9 | 3 | 211111 | -119.297 | 35.232 |  | 106 | 999 |  |  |  | 93276 |  | R63-0036
06029 |  | California | Kern | 424611 | 49932613 | 47091412 | 1514305017 | 73305 | 73000 | NAVAL PETROLEUM RESERVE #1 |  |  |  |  | 79 | 7.9 | 3 | 211111 | -119.297 | 35.232 |  | 106 | 999 |  |  |  | 93276 |  | R63-0036
06029 |  | California | Kern | 424611 | 49932713 | 47091612 | 1514305017 | 82410 | 82000 | NAVAL PETROLEUM RESERVE #1 |  |  |  |  | 79 | 7.9 | 3 | 211111 | -119.297 | 35.232 |  | 106 | 999 |  |  |  | 93276 |  | R63-0036
06029 |  | California | Kern | 424611 | 49932813 | 47091612 | 1514305017 | 82411 | 82000 | NAVAL PETROLEUM RESERVE #1 |  |  |  |  | 79 | 7.9 | 3 | 211111 | -119.297 | 35.232 |  | 106 | 999 |  |  |  | 93276 |  | R63-0036
06029 |  | California | Kern | 424611 | 49932913 | 47091612 | 1514305017 | 82412 | 82000 | NAVAL PETROLEUM RESERVE #1 |  |  |  |  | 79 | 7.9 | 3 | 211111 | -119.297 | 35.232 |  | 106 | 999 |  |  |  | 93276 |  | R63-0036
06029 |  | California | Kern | 424611 | 49933013 | 47091612 | 1514305017 | 82413 | 82000 | NAVAL PETROLEUM RESERVE #1 |  |  |  |  | 79 | 7.9 | 3 | 211111 | -119.297 | 35.232 |  | 106 | 999 |  |  |  | 93276 |  | R63-0036
06029 |  | California | Kern | 424611 | 49933113 | 47091612 | 1514305017 | 82414 | 82000 | NAVAL PETROLEUM RESERVE #1 |  |  |  |  | 79 | 7.9 | 3 | 211111 | -119.297 | 35.232 |  | 106 | 999 |  |  |  | 93276 |  | R63-0036
06029 |  | California | Kern | 424611 | 49933213 | 47091612 | 1514305017 | 82415 | 82000 | NAVAL PETROLEUM RESERVE #1 |  |  |  |  | 79 | 7.9 | 3 | 211111 | -119.297 | 35.232 |  | 106 | 999 |  |  |  | 93276 |  | R63-0036
06029 |  | California | Kern | 424611 | 49933313 | 47091612 | 1514305017 | 82407 | 82000 | NAVAL PETROLEUM RESERVE #1 |  |  |  |  | 79 | 7.9 | 3 | 211111 | -119.297 | 35.232 |  | 106 | 999 |  |  |  | 93276 |  | R63-0036
06029 |  | California | Kern | 424611 | 49933413 | 47090712 | 1514305017 | 83102 | 83000 | NAVAL PETROLEUM RESERVE #1 |  |  |  |  | 79 | 7.9 | 3 | 211111 | -119.297 | 35.232 |  | 106 | 999 |  |  |  | 93276 |  | R63-0036
06029 |  | California | Kern | 424611 | 49933513 | 47091612 | 1514305017 | 82406 | 82000 | NAVAL PETROLEUM RESERVE #1 |  |  |  |  | 79 | 7.9 | 3 | 211111 | -119.297 | 35.232 |  | 106 | 999 |  |  |  | 93276 |  | R63-0036
06029 |  | California | Kern | 424611 | 49933613 | 47090712 | 1514305017 | 83104 | 83000 | NAVAL PETROLEUM RESERVE #1 |  |  |  |  | 79 | 7.9 | 3 | 211111 | -119.297 | 35.232 |  | 106 | 999 |  |  |  | 93276 |  | R63-0036
06029 |  | California | Kern | 424611 | 49933713 | 47090712 | 1514305017 | 83105 | 83000 | NAVAL PETROLEUM RESERVE #1 |  |  |  |  | 79 | 7.9 | 3 | 211111 | -119.297 | 35.232 |  | 106 | 999 |  |  |  | 93276 |  | R63-0036
06029 |  | California | Kern | 424611 | 49933813 | 47090712 | 1514305017 | 83106 | 83000 | NAVAL PETROLEUM RESERVE #1 |  |  |  |  | 79 | 7.9 | 3 | 211111 | -119.297 | 35.232 |  | 106 | 999 |  |  |  | 93276 |  | R63-0036
06029 |  | California | Kern | 424611 | 49933913 | 47090712 | 1514305017 | 83107 | 83000 | NAVAL PETROLEUM RESERVE #1 |  |  |  |  | 79 | 7.9 | 3 | 211111 | -119.297 | 35.232 |  | 106 | 999 |  |  |  | 93276 |  | R63-0036
06029 |  | California | Kern | 424611 | 49934013 | 47090712 | 1514305017 | 83108 | 83000 | NAVAL PETROLEUM RESERVE #1 |  |  |  |  | 79 | 7.9 | 3 | 211111 | -119.297 | 35.232 |  | 106 | 999 |  |  |  | 93276 |  | R63-0036
06029 |  | California | Kern | 424611 | 49934113 | 47090712 | 1514305017 | 83109 | 83000 | NAVAL PETROLEUM RESERVE #1 |  |  |  |  | 79 | 7.9 | 3 | 211111 | -119.297 | 35.232 |  | 106 | 999 |  |  |  | 93276 |  | R63-0036
06029 |  | California | Kern | 424611 | 49934213 | 47090712 | 1514305017 | 83110 | 83000 | NAVAL PETROLEUM RESERVE #1 |  |  |  |  | 79 | 7.9 | 3 | 211111 | -119.297 | 35.232 |  | 106 | 999 |  |  |  | 93276 |  | R63-0036
06029 |  | California | Kern | 424611 | 49934313 | 47090712 | 1514305017 | 83111 | 83000 | NAVAL PETROLEUM RESERVE #1 |  |  |  |  | 79 | 7.9 | 3 | 211111 | -119.297 | 35.232 |  | 106 | 999 |  |  |  | 93276 |  | R63-0036
06029 |  | California | Kern | 424611 | 49934413 | 47090712 | 1514305017 | 83112 | 83000 | NAVAL PETROLEUM RESERVE #1 |  |  |  |  | 79 | 7.9 | 3 | 211111 | -119.297 | 35.232 |  | 106 | 999 |  |  |  | 93276 |  | R63-0036
06029 |  | California | Kern | 424611 | 49934513 | 47090712 | 1514305017 | 83113 | 83000 | NAVAL PETROLEUM RESERVE #1 |  |  |  |  | 79 | 7.9 | 3 | 211111 | -119.297 | 35.232 |  | 106 | 999 |  |  |  | 93276 |  | R63-0036
06029 |  | California | Kern | 424611 | 49934613 | 47090712 | 1514305017 | 83201 | 83000 | NAVAL PETROLEUM RESERVE #1 |  |  |  |  | 79 | 7.9 | 3 | 211111 | -119.297 | 35.232 |  | 106 | 999 |  |  |  | 93276 |  | R63-0036
06029 |  | California | Kern | 424611 | 49934713 | 47090712 | 1514305017 | 83101 | 83000 | NAVAL PETROLEUM RESERVE #1 |  |  |  |  | 79 | 7.9 | 3 | 211111 | -119.297 | 35.232 |  | 106 | 999 |  |  |  | 93276 |  | R63-0036
06029 |  | California | Kern | 424611 | 49934813 | 47091612 | 1514305017 | 82306 | 82000 | NAVAL PETROLEUM RESERVE #1 |  |  |  |  | 79 | 7.9 | 3 | 211111 | -119.297 | 35.232 |  | 106 | 999 |  |  |  | 93276 |  | R63-0036
06029 |  | California | Kern | 424611 | 49934913 | 47090712 | 1514305017 | 83440 | 83000 | NAVAL PETROLEUM RESERVE #1 |  |  |  |  | 79 | 7.9 | 3 | 211111 | -119.297 | 35.232 |  | 106 | 999 |  |  |  | 93276 |  | R63-0036
06029 |  | California | Kern | 424611 | 49935013 | 47084412 | 1514305017 | 63309 | 63000 | NAVAL PETROLEUM RESERVE #1 |  |  |  |  | 79 | 7.9 | 3 | 211111 | -119.297 | 35.232 |  | 106 | 999 |  |  |  | 93276 |  | R63-0036
06029 |  | California | Kern | 424611 | 49935113 | 47084412 | 1514305017 | 63308 | 63000 | NAVAL PETROLEUM RESERVE #1 |  |  |  |  | 79 | 7.9 | 3 | 211111 | -119.297 | 35.232 |  | 106 | 999 |  |  |  | 93276 |  | R63-0036
06029 |  | California | Kern | 424611 | 49935213 | 47084412 | 1514305017 | 63307 | 63000 | NAVAL PETROLEUM RESERVE #1 |  |  |  |  | 79 | 7.9 | 3 | 211111 | -119.297 | 35.232 |  | 106 | 999 |  |  |  | 93276 |  | R63-0036
06029 |  | California | Kern | 424611 | 49935313 | 47084412 | 1514305017 | 63306 | 63000 | NAVAL PETROLEUM RESERVE #1 |  |  |  |  | 79 | 7.9 | 3 | 211111 | -119.297 | 35.232 |  | 106 | 999 |  |  |  | 93276 |  | R63-0036
06029 |  | California | Kern | 424611 | 49935413 | 47084412 | 1514305017 | 63305 | 63000 | NAVAL PETROLEUM RESERVE #1 |  |  |  |  | 79 | 7.9 | 3 | 211111 | -119.297 | 35.232 |  | 106 | 999 |  |  |  | 93276 |  | R63-0036
06029 |  | California | Kern | 424611 | 49935513 | 47084412 | 1514305017 | 63223 | 63000 | NAVAL PETROLEUM RESERVE #1 |  |  |  |  | 79 | 7.9 | 3 | 211111 | -119.297 | 35.232 |  | 106 | 999 |  |  |  | 93276 |  | R63-0036
06029 |  | California | Kern | 424611 | 49935613 | 47084412 | 1514305017 | 63303 | 63000 | NAVAL PETROLEUM RESERVE #1 |  |  |  |  | 79 | 7.9 | 3 | 211111 | -119.297 | 35.232 |  | 106 | 999 |  |  |  | 93276 |  | R63-0036
06029 |  | California | Kern | 424611 | 49935713 | 47084412 | 1514305017 | 63207 | 63000 | NAVAL PETROLEUM RESERVE #1 |  |  |  |  | 79 | 7.9 | 3 | 211111 | -119.297 | 35.232 |  | 106 | 999 |  |  |  | 93276 |  | R63-0036
06029 |  | California | Kern | 424611 | 49935813 | 47084412 | 1514305017 | 63301 | 63000 | NAVAL PETROLEUM RESERVE #1 |  |  |  |  | 79 | 7.9 | 3 | 211111 | -119.297 | 35.232 |  | 106 | 999 |  |  |  | 93276 |  | R63-0036
06029 |  | California | Kern | 424611 | 49936413 | 47084412 | 1514305017 | 63304 | 63000 | NAVAL PETROLEUM RESERVE #1 |  |  |  |  | 79 | 7.9 | 3 | 211111 | -119.297 | 35.232 |  | 106 | 999 |  |  |  | 93276 |  | R63-0036
06029 |  | California | Kern | 424611 | 49936513 | 47103612 | 1514305017 | 89208 | 89000 | NAVAL PETROLEUM RESERVE #1 |  |  |  |  | 434 | 99.7 | 30.5 | 211111 | -119.297 | 35.232 |  | 106 | 999 |  |  |  | 93276 |  | R63-0036
06029 |  | California | Kern | 424611 | 49936613 | 47084412 | 1514305017 | 63111 | 63000 | NAVAL PETROLEUM RESERVE #1 |  |  |  |  | 79 | 7.9 | 3 | 211111 | -119.297 | 35.232 |  | 106 | 999 |  |  |  | 93276 |  | R63-0036
06029 |  | California | Kern | 424611 | 49936713 | 47103512 | 1514305017 | 90106 | 90000 | NAVAL PETROLEUM RESERVE #1 |  |  |  |  | 434 | 99.7 | 30.5 | 211111 | -119.297 | 35.232 |  | 106 | 999 |  |  |  | 93276 |  | R63-0036
06029 |  | California | Kern | 424611 | 49936813 | 47103512 | 1514305017 | 90105 | 90000 | NAVAL PETROLEUM RESERVE #1 |  |  |  |  | 434 | 99.7 | 30.5 | 211111 | -119.297 | 35.232 |  | 106 | 999 |  |  |  | 93276 |  | R63-0036
06029 |  | California | Kern | 424611 | 49936913 | 47103512 | 1514305017 | 90104 | 90000 | NAVAL PETROLEUM RESERVE #1 |  |  |  |  | 434 | 99.7 | 30.5 | 211111 | -119.297 | 35.232 |  | 106 | 999 |  |  |  | 93276 |  | R63-0036
06029 |  | California | Kern | 424611 | 49937013 | 47103512 | 1514305017 | 90103 | 90000 | NAVAL PETROLEUM RESERVE #1 |  |  |  |  | 434 | 99.7 | 30.5 | 211111 | -119.297 | 35.232 |  | 106 | 999 |  |  |  | 93276 |  | R63-0036
06029 |  | California | Kern | 424611 | 49937113 | 47084412 | 1514305017 | 63209 | 63000 | NAVAL PETROLEUM RESERVE #1 |  |  |  |  | 79 | 7.9 | 3 | 211111 | -119.297 | 35.232 |  | 106 | 999 |  |  |  | 93276 |  | R63-0036
06029 |  | California | Kern | 424611 | 49937213 | 47103512 | 1514305017 | 90101 | 90000 | NAVAL PETROLEUM RESERVE #1 |  |  |  |  | 434 | 99.7 | 30.5 | 211111 | -119.297 | 35.232 |  | 106 | 999 |  |  |  | 93276 |  | R63-0036
06029 |  | California | Kern | 424611 | 49937313 | 47084412 | 1514305017 | 63114 | 63000 | NAVAL PETROLEUM RESERVE #1 |  |  |  |  | 79 | 7.9 | 3 | 211111 | -119.297 | 35.232 |  | 106 | 999 |  |  |  | 93276 |  | R63-0036
06029 |  | California | Kern | 424611 | 49937413 | 47109212 | 1514305017 | 62345 | 62000 | NAVAL PETROLEUM RESERVE #1 |  |  |  |  | 79 | 7.9 | 3 | 211111 | -119.297 | 35.232 |  | 106 | 999 |  |  |  | 93276 |  | R63-0036
06029 |  | California | Kern | 424611 | 49937813 | 47082612 | 1514305017 | 61443 | 61000 | NAVAL PETROLEUM RESERVE #1 |  |  |  |  | 79 | 7.9 | 3 | 211111 | -119.297 | 35.232 |  | 106 | 999 |  |  |  | 93276 |  | R63-0036
06029 |  | California | Kern | 424611 | 49937913 | 47101012 | 1514305017 | 59404 | 59000 | NAVAL PETROLEUM RESERVE #1 |  |  |  |  | 79 | 7.9 | 3 | 211111 | -119.297 | 35.232 |  | 106 | 999 |  |  |  | 93276 |  | R63-0036
06029 |  | California | Kern | 424611 | 49938013 | 47103512 | 1514305017 | 90102 | 90000 | NAVAL PETROLEUM RESERVE #1 |  |  |  |  | 434 | 99.7 | 30.5 | 211111 | -119.297 | 35.232 |  | 106 | 999 |  |  |  | 93276 |  | R63-0036
06029 |  | California | Kern | 424611 | 49938213 | 47082612 | 1514305017 | 61441 | 61000 | NAVAL PETROLEUM RESERVE #1 |  |  |  |  | 79 | 7.9 | 3 | 211111 | -119.297 | 35.232 |  | 106 | 999 |  |  |  | 93276 |  | R63-0036
06029 |  | California | Kern | 424611 | 49938313 | 47084412 | 1514305017 | 63206 | 63000 | NAVAL PETROLEUM RESERVE #1 |  |  |  |  | 79 | 7.9 | 3 | 211111 | -119.297 | 35.232 |  | 106 | 999 |  |  |  | 93276 |  | R63-0036
06029 |  | California | Kern | 424611 | 49938413 | 47084412 | 1514305017 | 63205 | 63000 | NAVAL PETROLEUM RESERVE #1 |  |  |  |  | 79 | 7.9 | 3 | 211111 | -119.297 | 35.232 |  | 106 | 999 |  |  |  | 93276 |  | R63-0036
06029 |  | California | Kern | 424611 | 49938513 | 47084412 | 1514305017 | 63204 | 63000 | NAVAL PETROLEUM RESERVE #1 |  |  |  |  | 79 | 7.9 | 3 | 211111 | -119.297 | 35.232 |  | 106 | 999 |  |  |  | 93276 |  | R63-0036
06029 |  | California | Kern | 424611 | 49938613 | 47084412 | 1514305017 | 63203 | 63000 | NAVAL PETROLEUM RESERVE #1 |  |  |  |  | 79 | 7.9 | 3 | 211111 | -119.297 | 35.232 |  | 106 | 999 |  |  |  | 93276 |  | R63-0036
06029 |  | California | Kern | 424611 | 49938713 | 47084412 | 1514305017 | 63202 | 63000 | NAVAL PETROLEUM RESERVE #1 |  |  |  |  | 79 | 7.9 | 3 | 211111 | -119.297 | 35.232 |  | 106 | 999 |  |  |  | 93276 |  | R63-0036
06029 |  | California | Kern | 424611 | 49938813 | 47084412 | 1514305017 | 63112 | 63000 | NAVAL PETROLEUM RESERVE #1 |  |  |  |  | 79 | 7.9 | 3 | 211111 | -119.297 | 35.232 |  | 106 | 999 |  |  |  | 93276 |  | R63-0036
06029 |  | California | Kern | 424611 | 49938913 | 47084312 | 1514305017 | 81440 | 81000 | NAVAL PETROLEUM RESERVE #1 |  |  |  |  | 79 | 7.9 | 3 | 211111 | -119.297 | 35.232 |  | 106 | 999 |  |  |  | 93276 |  | R63-0036
06029 |  | California | Kern | 424611 | 49939013 | 47091412 | 1514305017 | 73105 | 73000 | NAVAL PETROLEUM RESERVE #1 |  |  |  |  | 79 | 7.9 | 3 | 211111 | -119.297 | 35.232 |  | 106 | 999 |  |  |  | 93276 |  | R63-0036
06029 |  | California | Kern | 424611 | 49939113 | 47091412 | 1514305017 | 73104 | 73000 | NAVAL PETROLEUM RESERVE #1 |  |  |  |  | 79 | 7.9 | 3 | 211111 | -119.297 | 35.232 |  | 106 | 999 |  |  |  | 93276 |  | R63-0036
06029 |  | California | Kern | 424611 | 49939213 | 47091412 | 1514305017 | 73103 | 73000 | NAVAL PETROLEUM RESERVE #1 |  |  |  |  | 79 | 7.9 | 3 | 211111 | -119.297 | 35.232 |  | 106 | 999 |  |  |  | 93276 |  | R63-0036
06029 |  | California | Kern | 424611 | 49939313 | 47091412 | 1514305017 | 73102 | 73000 | NAVAL PETROLEUM RESERVE #1 |  |  |  |  | 79 | 7.9 | 3 | 211111 | -119.297 | 35.232 |  | 106 | 999 |  |  |  | 93276 |  | R63-0036
06029 |  | California | Kern | 424611 | 49939413 | 47091412 | 1514305017 | 73101 | 73000 | NAVAL PETROLEUM RESERVE #1 |  |  |  |  | 79 | 7.9 | 3 | 211111 | -119.297 | 35.232 |  | 106 | 999 |  |  |  | 93276 |  | R63-0036
06029 |  | California | Kern | 424611 | 49939513 | 47107312 | 1514305017 | 72410 | 72000 | NAVAL PETROLEUM RESERVE #1 |  |  |  |  | 79 | 7.9 | 3 | 211111 | -119.297 | 35.232 |  | 106 | 999 |  |  |  | 93276 |  | R63-0036
06029 |  | California | Kern | 424611 | 49939613 | 47107312 | 1514305017 | 72409 | 72000 | NAVAL PETROLEUM RESERVE #1 |  |  |  |  | 79 | 7.9 | 3 | 211111 | -119.297 | 35.232 |  | 106 | 999 |  |  |  | 93276 |  | R63-0036
06029 |  | California | Kern | 424611 | 49939713 | 47091612 | 1514305017 | 82201 | 82000 | NAVAL PETROLEUM RESERVE #1 |  |  |  |  | 79 | 7.9 | 3 | 211111 | -119.297 | 35.232 |  | 106 | 999 |  |  |  | 93276 |  | R63-0036
06029 |  | California | Kern | 424611 | 49939813 | 47091612 | 1514305017 | 82102 | 82000 | NAVAL PETROLEUM RESERVE #1 |  |  |  |  | 79 | 7.9 | 3 | 211111 | -119.297 | 35.232 |  | 106 | 999 |  |  |  | 93276 |  | R63-0036
06029 |  | California | Kern | 424611 | 49939913 | 47091612 | 1514305017 | 82101 | 82000 | NAVAL PETROLEUM RESERVE #1 |  |  |  |  | 79 | 7.9 | 3 | 211111 | -119.297 | 35.232 |  | 106 | 999 |  |  |  | 93276 |  | R63-0036
06029 |  | California | Kern | 424611 | 49940013 | 47084312 | 1514305017 | 81443 | 81000 | NAVAL PETROLEUM RESERVE #1 |  |  |  |  | 79 | 7.9 | 3 | 211111 | -119.297 | 35.232 |  | 106 | 999 |  |  |  | 93276 |  | R63-0036
06029 |  | California | Kern | 424611 | 49940113 | 47091112 | 1514305017 | 71303 | 71000 | NAVAL PETROLEUM RESERVE #1 |  |  |  |  | 79 | 7.9 | 3 | 211111 | -119.297 | 35.232 |  | 106 | 999 |  |  |  | 93276 |  | R63-0036
06029 |  | California | Kern | 424611 | 49940213 | 47084312 | 1514305017 | 81441 | 81000 | NAVAL PETROLEUM RESERVE #1 |  |  |  |  | 79 | 7.9 | 3 | 211111 | -119.297 | 35.232 |  | 106 | 999 |  |  |  | 93276 |  | R63-0036
06029 |  | California | Kern | 424611 | 49940313 | 47091112 | 1514305017 | 71414 | 71000 | NAVAL PETROLEUM RESERVE #1 |  |  |  |  | 79 | 7.9 | 3 | 211111 | -119.297 | 35.232 |  | 106 | 999 |  |  |  | 93276 |  | R63-0036
06029 |  | California | Kern | 424611 | 49940413 | 47084312 | 1514305017 | 81406 | 81000 | NAVAL PETROLEUM RESERVE #1 |  |  |  |  | 79 | 7.9 | 3 | 211111 | -119.297 | 35.232 |  | 106 | 999 |  |  |  | 93276 |  | R63-0036
06029 |  | California | Kern | 424611 | 49940513 | 47084312 | 1514305017 | 81405 | 81000 | NAVAL PETROLEUM RESERVE #1 |  |  |  |  | 79 | 7.9 | 3 | 211111 | -119.297 | 35.232 |  | 106 | 999 |  |  |  | 93276 |  | R63-0036
06029 |  | California | Kern | 424611 | 49940613 | 47084312 | 1514305017 | 81404 | 81000 | NAVAL PETROLEUM RESERVE #1 |  |  |  |  | 79 | 7.9 | 3 | 211111 | -119.297 | 35.232 |  | 106 | 999 |  |  |  | 93276 |  | R63-0036
06029 |  | California | Kern | 424611 | 49940713 | 47106212 | 1514305017 | 46205 | 46000 | NAVAL PETROLEUM RESERVE #1 |  |  |  |  | 79 | 7.9 | 3 | 211111 | -119.297 | 35.232 |  | 106 | 999 |  |  |  | 93276 |  | R63-0036
06029 |  | California | Kern | 424611 | 49940813 | 47106212 | 1514305017 | 46204 | 46000 | NAVAL PETROLEUM RESERVE #1 |  |  |  |  | 79 | 7.9 | 3 | 211111 | -119.297 | 35.232 |  | 106 | 999 |  |  |  | 93276 |  | R63-0036
06029 |  | California | Kern | 424611 | 49940913 | 47091112 | 1514305017 | 71212 | 71000 | NAVAL PETROLEUM RESERVE #1 |  |  |  |  | 79 | 7.9 | 3 | 211111 | -119.297 | 35.232 |  | 106 | 999 |  |  |  | 93276 |  | R63-0036
06029 |  | California | Kern | 424611 | 49941013 | 47091112 | 1514305017 | 71240 | 71000 | NAVAL PETROLEUM RESERVE #1 |  |  |  |  | 79 | 7.9 | 3 | 211111 | -119.297 | 35.232 |  | 106 | 999 |  |  |  | 93276 |  | R63-0036
06029 |  | California | Kern | 424611 | 49941113 | 47091112 | 1514305017 | 71241 | 71000 | NAVAL PETROLEUM RESERVE #1 |  |  |  |  | 79 | 7.9 | 3 | 211111 | -119.297 | 35.232 |  | 106 | 999 |  |  |  | 93276 |  | R63-0036
06029 |  | California | Kern | 424611 | 49941213 | 47091112 | 1514305017 | 71242 | 71000 | NAVAL PETROLEUM RESERVE #1 |  |  |  |  | 79 | 7.9 | 3 | 211111 | -119.297 | 35.232 |  | 106 | 999 |  |  |  | 93276 |  | R63-0036
06029 |  | California | Kern | 424611 | 49941313 | 47091112 | 1514305017 | 71243 | 71000 | NAVAL PETROLEUM RESERVE #1 |  |  |  |  | 79 | 7.9 | 3 | 211111 | -119.297 | 35.232 |  | 106 | 999 |  |  |  | 93276 |  | R63-0036
06029 |  | California | Kern | 424611 | 49941413 | 47091112 | 1514305017 | 71244 | 71000 | NAVAL PETROLEUM RESERVE #1 |  |  |  |  | 79 | 7.9 | 3 | 211111 | -119.297 | 35.232 |  | 106 | 999 |  |  |  | 93276 |  | R63-0036
06029 |  | California | Kern | 424611 | 49941513 | 47084312 | 1514305017 | 81442 | 81000 | NAVAL PETROLEUM RESERVE #1 |  |  |  |  | 79 | 7.9 | 3 | 211111 | -119.297 | 35.232 |  | 106 | 999 |  |  |  | 93276 |  | R63-0036
06029 |  | California | Kern | 424611 | 49941813 | 47095412 | 1514305017 | 64401 | 64000 | NAVAL PETROLEUM RESERVE #1 |  |  |  |  | 79 | 7.9 | 3 | 211111 | -119.297 | 35.232 |  | 106 | 999 |  |  |  | 93276 |  | R63-0036
06029 |  | California | Kern | 424611 | 49942313 | 47108812 | 1514305017 | 19143 | 19000 | NAVAL PETROLEUM RESERVE #1 |  |  |  |  | 79 | 7.9 | 3 | 211111 | -119.297 | 35.232 |  | 106 | 999 |  |  |  | 93276 |  | R63-0036
06029 |  | California | Kern | 424611 | 49942413 | 47108812 | 1514305017 | 19142 | 19000 | NAVAL PETROLEUM RESERVE #1 |  |  |  |  | 79 | 7.9 | 3 | 211111 | -119.297 | 35.232 |  | 106 | 999 |  |  |  | 93276 |  | R63-0036
06029 |  | California | Kern | 424611 | 49942513 | 47108812 | 1514305017 | 19141 | 19000 | NAVAL PETROLEUM RESERVE #1 |  |  |  |  | 79 | 7.9 | 3 | 211111 | -119.297 | 35.232 |  | 106 | 999 |  |  |  | 93276 |  | R63-0036
06029 |  | California | Kern | 424611 | 49942613 | 47108812 | 1514305017 | 19140 | 19000 | NAVAL PETROLEUM RESERVE #1 |  |  |  |  | 79 | 7.9 | 3 | 211111 | -119.297 | 35.232 |  | 106 | 999 |  |  |  | 93276 |  | R63-0036
06029 |  | California | Kern | 424611 | 49942713 | 47108812 | 1514305017 | 19107 | 19000 | NAVAL PETROLEUM RESERVE #1 |  |  |  |  | 79 | 7.9 | 3 | 211111 | -119.297 | 35.232 |  | 106 | 999 |  |  |  | 93276 |  | R63-0036
06029 |  | California | Kern | 424611 | 49942813 | 47097212 | 1514305017 | 55240 | 55000 | NAVAL PETROLEUM RESERVE #1 |  |  |  |  | 79 | 7.9 | 3 | 211111 | -119.297 | 35.232 |  | 106 | 999 |  |  |  | 93276 |  | R63-0036
06029 |  | California | Kern | 424611 | 49943113 | 47097212 | 1514305017 | 55140 | 55000 | NAVAL PETROLEUM RESERVE #1 |  |  |  |  | 79 | 7.9 | 3 | 211111 | -119.297 | 35.232 |  | 106 | 999 |  |  |  | 93276 |  | R63-0036
06029 |  | California | Kern | 424611 | 49943213 | 47097212 | 1514305017 | 55141 | 55000 | NAVAL PETROLEUM RESERVE #1 |  |  |  |  | 79 | 7.9 | 3 | 211111 | -119.297 | 35.232 |  | 106 | 999 |  |  |  | 93276 |  | R63-0036
06029 |  | California | Kern | 424611 | 49943313 | 47097212 | 1514305017 | 55142 | 55000 | NAVAL PETROLEUM RESERVE #1 |  |  |  |  | 79 | 7.9 | 3 | 211111 | -119.297 | 35.232 |  | 106 | 999 |  |  |  | 93276 |  | R63-0036
06029 |  | California | Kern | 424611 | 49943413 | 47097212 | 1514305017 | 55143 | 55000 | NAVAL PETROLEUM RESERVE #1 |  |  |  |  | 79 | 7.9 | 3 | 211111 | -119.297 | 35.232 |  | 106 | 999 |  |  |  | 93276 |  | R63-0036
06029 |  | California | Kern | 424611 | 49943513 | 47095712 | 1514305017 | 11204 | 11000 | NAVAL PETROLEUM RESERVE #1 |  |  |  |  | 79 | 7.9 | 3 | 211111 | -119.297 | 35.232 |  | 106 | 999 |  |  |  | 93276 |  | R63-0036
06029 |  | California | Kern | 424611 | 49943613 | 47095712 | 1514305017 | 11203 | 11000 | NAVAL PETROLEUM RESERVE #1 |  |  |  |  | 79 | 7.9 | 3 | 211111 | -119.297 | 35.232 |  | 106 | 999 |  |  |  | 93276 |  | R63-0036
06029 |  | California | Kern | 424611 | 49943713 | 47095712 | 1514305017 | 11302 | 11000 | NAVAL PETROLEUM RESERVE #1 |  |  |  |  | 79 | 7.9 | 3 | 211111 | -119.297 | 35.232 |  | 106 | 999 |  |  |  | 93276 |  | R63-0036
06029 |  | California | Kern | 424611 | 49943813 | 47095712 | 1514305017 | 11201 | 11000 | NAVAL PETROLEUM RESERVE #1 |  |  |  |  | 79 | 7.9 | 3 | 211111 | -119.297 | 35.232 |  | 106 | 999 |  |  |  | 93276 |  | R63-0036
06029 |  | California | Kern | 424611 | 49943913 | 47095712 | 1514305017 | 11303 | 11000 | NAVAL PETROLEUM RESERVE #1 |  |  |  |  | 79 | 7.9 | 3 | 211111 | -119.297 | 35.232 |  | 106 | 999 |  |  |  | 93276 |  | R63-0036
06029 |  | California | Kern | 424611 | 49944013 | 47084412 | 1514305017 | 63110 | 63000 | NAVAL PETROLEUM RESERVE #1 |  |  |  |  | 79 | 7.9 | 3 | 211111 | -119.297 | 35.232 |  | 106 | 999 |  |  |  | 93276 |  | R63-0036
06029 |  | California | Kern | 424611 | 49944113 | 47084412 | 1514305017 | 63109 | 63000 | NAVAL PETROLEUM RESERVE #1 |  |  |  |  | 79 | 7.9 | 3 | 211111 | -119.297 | 35.232 |  | 106 | 999 |  |  |  | 93276 |  | R63-0036
06029 |  | California | Kern | 424611 | 49944213 | 47084412 | 1514305017 | 63108 | 63000 | NAVAL PETROLEUM RESERVE #1 |  |  |  |  | 79 | 7.9 | 3 | 211111 | -119.297 | 35.232 |  | 106 | 999 |  |  |  | 93276 |  | R63-0036
06029 |  | California | Kern | 424611 | 49944313 | 47084412 | 1514305017 | 63107 | 63000 | NAVAL PETROLEUM RESERVE #1 |  |  |  |  | 79 | 7.9 | 3 | 211111 | -119.297 | 35.232 |  | 106 | 999 |  |  |  | 93276 |  | R63-0036
06029 |  | California | Kern | 424611 | 49944413 | 47084412 | 1514305017 | 63106 | 63000 | NAVAL PETROLEUM RESERVE #1 |  |  |  |  | 79 | 7.9 | 3 | 211111 | -119.297 | 35.232 |  | 106 | 999 |  |  |  | 93276 |  | R63-0036
06029 |  | California | Kern | 424611 | 49944513 | 47084412 | 1514305017 | 63105 | 63000 | NAVAL PETROLEUM RESERVE #1 |  |  |  |  | 79 | 7.9 | 3 | 211111 | -119.297 | 35.232 |  | 106 | 999 |  |  |  | 93276 |  | R63-0036
06029 |  | California | Kern | 424611 | 49944613 | 47095712 | 1514305017 | 11202 | 11000 | NAVAL PETROLEUM RESERVE #1 |  |  |  |  | 79 | 7.9 | 3 | 211111 | -119.297 | 35.232 |  | 106 | 999 |  |  |  | 93276 |  | R63-0036
06029 |  | California | Kern | 424611 | 49944713 | 47081812 | 1514305017 | 84204 | 84000 | NAVAL PETROLEUM RESERVE #1 |  |  |  |  | 79 | 7.9 | 3 | 211111 | -119.297 | 35.232 |  | 106 | 999 |  |  |  | 93276 |  | R63-0036
06029 |  | California | Kern | 424611 | 49944813 | 47084412 | 1514305017 | 63310 | 63000 | NAVAL PETROLEUM RESERVE #1 |  |  |  |  | 79 | 7.9 | 3 | 211111 | -119.297 | 35.232 |  | 106 | 999 |  |  |  | 93276 |  | R63-0036
06029 |  | California | Kern | 424611 | 49944913 | 47101012 | 1514305017 | 59403 | 59000 | NAVAL PETROLEUM RESERVE #1 |  |  |  |  | 79 | 7.9 | 3 | 211111 | -119.297 | 35.232 |  | 106 | 999 |  |  |  | 93276 |  | R63-0036
06029 |  | California | Kern | 424611 | 49945013 | 47101012 | 1514305017 | 59402 | 59000 | NAVAL PETROLEUM RESERVE #1 |  |  |  |  | 79 | 7.9 | 3 | 211111 | -119.297 | 35.232 |  | 106 | 999 |  |  |  | 93276 |  | R63-0036
06029 |  | California | Kern | 424611 | 49945113 | 47101012 | 1514305017 | 59401 | 59000 | NAVAL PETROLEUM RESERVE #1 |  |  |  |  | 79 | 7.9 | 3 | 211111 | -119.297 | 35.232 |  | 106 | 999 |  |  |  | 93276 |  | R63-0036
06029 |  | California | Kern | 424611 | 49945313 | 47095712 | 1514305017 | 11301 | 11000 | NAVAL PETROLEUM RESERVE #1 |  |  |  |  | 79 | 7.9 | 3 | 211111 | -119.297 | 35.232 |  | 106 | 999 |  |  |  | 93276 |  | R63-0036
06029 |  | California | Kern | 424611 | 49945413 | 47081812 | 1514305017 | 84205 | 84000 | NAVAL PETROLEUM RESERVE #1 |  |  |  |  | 79 | 7.9 | 3 | 211111 | -119.297 | 35.232 |  | 106 | 999 |  |  |  | 93276 |  | R63-0036
06029 |  | California | Kern | 424611 | 49945513 | 47084412 | 1514305017 | 63102 | 63000 | NAVAL PETROLEUM RESERVE #1 |  |  |  |  | 79 | 7.9 | 3 | 211111 | -119.297 | 35.232 |  | 106 | 999 |  |  |  | 93276 |  | R63-0036
06029 |  | California | Kern | 424611 | 49945613 | 47081812 | 1514305017 | 84203 | 84000 | NAVAL PETROLEUM RESERVE #1 |  |  |  |  | 79 | 7.9 | 3 | 211111 | -119.297 | 35.232 |  | 106 | 999 |  |  |  | 93276 |  | R63-0036
06029 |  | California | Kern | 424611 | 49945713 | 47081812 | 1514305017 | 84202 | 84000 | NAVAL PETROLEUM RESERVE #1 |  |  |  |  | 79 | 7.9 | 3 | 211111 | -119.297 | 35.232 |  | 106 | 999 |  |  |  | 93276 |  | R63-0036
06029 |  | California | Kern | 424611 | 49945813 | 47081812 | 1514305017 | 84201 | 84000 | NAVAL PETROLEUM RESERVE #1 |  |  |  |  | 79 | 7.9 | 3 | 211111 | -119.297 | 35.232 |  | 106 | 999 |  |  |  | 93276 |  | R63-0036
06029 |  | California | Kern | 424611 | 49945913 | 47081812 | 1514305017 | 84110 | 84000 | NAVAL PETROLEUM RESERVE #1 |  |  |  |  | 79 | 7.9 | 3 | 211111 | -119.297 | 35.232 |  | 106 | 999 |  |  |  | 93276 |  | R63-0036
06029 |  | California | Kern | 424611 | 49946013 | 47081812 | 1514305017 | 84109 | 84000 | NAVAL PETROLEUM RESERVE #1 |  |  |  |  | 79 | 7.9 | 3 | 211111 | -119.297 | 35.232 |  | 106 | 999 |  |  |  | 93276 |  | R63-0036
06029 |  | California | Kern | 424611 | 49946113 | 47081812 | 1514305017 | 84108 | 84000 | NAVAL PETROLEUM RESERVE #1 |  |  |  |  | 79 | 7.9 | 3 | 211111 | -119.297 | 35.232 |  | 106 | 999 |  |  |  | 93276 |  | R63-0036
06029 |  | California | Kern | 424611 | 49946213 | 47101012 | 1514305017 | 59344 | 59000 | NAVAL PETROLEUM RESERVE #1 |  |  |  |  | 79 | 7.9 | 3 | 211111 | -119.297 | 35.232 |  | 106 | 999 |  |  |  | 93276 |  | R63-0036
06029 |  | California | Kern | 424611 | 49946313 | 47097912 | 1514305017 | 47101 | 47000 | NAVAL PETROLEUM RESERVE #1 |  |  |  |  | 79 | 7.9 | 3 | 211111 | -119.297 | 35.232 |  | 106 | 999 |  |  |  | 93276 |  | R63-0036
06029 |  | California | Kern | 424611 | 49946413 | 47101012 | 1514305017 | 59315 | 59000 | NAVAL PETROLEUM RESERVE #1 |  |  |  |  | 79 | 7.9 | 3 | 211111 | -119.297 | 35.232 |  | 106 | 999 |  |  |  | 93276 |  | R63-0036
06029 |  | California | Kern | 424611 | 49946513 | 47106212 | 1514305017 | 46417 | 46000 | NAVAL PETROLEUM RESERVE #1 |  |  |  |  | 79 | 7.9 | 3 | 211111 | -119.297 | 35.232 |  | 106 | 999 |  |  |  | 93276 |  | R63-0036
06029 |  | California | Kern | 424611 | 49946613 | 47106212 | 1514305017 | 46418 | 46000 | NAVAL PETROLEUM RESERVE #1 |  |  |  |  | 79 | 7.9 | 3 | 211111 | -119.297 | 35.232 |  | 106 | 999 |  |  |  | 93276 |  | R63-0036
06029 |  | California | Kern | 424611 | 49946713 | 47106212 | 1514305017 | 46440 | 46000 | NAVAL PETROLEUM RESERVE #1 |  |  |  |  | 79 | 7.9 | 3 | 211111 | -119.297 | 35.232 |  | 106 | 999 |  |  |  | 93276 |  | R63-0036
06029 |  | California | Kern | 424611 | 49946813 | 47106212 | 1514305017 | 46441 | 46000 | NAVAL PETROLEUM RESERVE #1 |  |  |  |  | 79 | 7.9 | 3 | 211111 | -119.297 | 35.232 |  | 106 | 999 |  |  |  | 93276 |  | R63-0036
06029 |  | California | Kern | 424611 | 49946913 | 47084412 | 1514305017 | 63104 | 63000 | NAVAL PETROLEUM RESERVE #1 |  |  |  |  | 79 | 7.9 | 3 | 211111 | -119.297 | 35.232 |  | 106 | 999 |  |  |  | 93276 |  | R63-0036
06029 |  | California | Kern | 424611 | 49947013 | 47106212 | 1514305017 | 46443 | 46000 | NAVAL PETROLEUM RESERVE #1 |  |  |  |  | 79 | 7.9 | 3 | 211111 | -119.297 | 35.232 |  | 106 | 999 |  |  |  | 93276 |  | R63-0036
06029 |  | California | Kern | 424611 | 49947113 | 47101012 | 1514305017 | 59341 | 59000 | NAVAL PETROLEUM RESERVE #1 |  |  |  |  | 79 | 7.9 | 3 | 211111 | -119.297 | 35.232 |  | 106 | 999 |  |  |  | 93276 |  | R63-0036
06029 |  | California | Kern | 424611 | 49947213 | 47097912 | 1514305017 | 47102 | 47000 | NAVAL PETROLEUM RESERVE #1 |  |  |  |  | 79 | 7.9 | 3 | 211111 | -119.297 | 35.232 |  | 106 | 999 |  |  |  | 93276 |  | R63-0036
06029 |  | California | Kern | 424611 | 49947313 | 47097912 | 1514305017 | 47140 | 47000 | NAVAL PETROLEUM RESERVE #1 |  |  |  |  | 79 | 7.9 | 3 | 211111 | -119.297 | 35.232 |  | 106 | 999 |  |  |  | 93276 |  | R63-0036
06029 |  | California | Kern | 424611 | 49947413 | 47097912 | 1514305017 | 47141 | 47000 | NAVAL PETROLEUM RESERVE #1 |  |  |  |  | 79 | 7.9 | 3 | 211111 | -119.297 | 35.232 |  | 106 | 999 |  |  |  | 93276 |  | R63-0036
06029 |  | California | Kern | 424611 | 49947513 | 47097912 | 1514305017 | 47142 | 47000 | NAVAL PETROLEUM RESERVE #1 |  |  |  |  | 79 | 7.9 | 3 | 211111 | -119.297 | 35.232 |  | 106 | 999 |  |  |  | 93276 |  | R63-0036
06029 |  | California | Kern | 424611 | 49947613 | 47097912 | 1514305017 | 47143 | 47000 | NAVAL PETROLEUM RESERVE #1 |  |  |  |  | 79 | 7.9 | 3 | 211111 | -119.297 | 35.232 |  | 106 | 999 |  |  |  | 93276 |  | R63-0036
06029 |  | California | Kern | 424611 | 49947713 | 47097912 | 1514305017 | 47201 | 47000 | NAVAL PETROLEUM RESERVE #1 |  |  |  |  | 79 | 7.9 | 3 | 211111 | -119.297 | 35.232 |  | 106 | 999 |  |  |  | 93276 |  | R63-0036
06029 |  | California | Kern | 424611 | 49947813 | 47106212 | 1514305017 | 46442 | 46000 | NAVAL PETROLEUM RESERVE #1 |  |  |  |  | 79 | 7.9 | 3 | 211111 | -119.297 | 35.232 |  | 106 | 999 |  |  |  | 93276 |  | R63-0036
06029 |  | California | Kern | 424611 | 49947913 | 47109212 | 1514305017 | 62441 | 62000 | NAVAL PETROLEUM RESERVE #1 |  |  |  |  | 79 | 7.9 | 3 | 211111 | -119.297 | 35.232 |  | 106 | 999 |  |  |  | 93276 |  | R63-0036
06029 |  | California | Kern | 424611 | 49948013 | 47101012 | 1514305017 | 59440 | 59000 | NAVAL PETROLEUM RESERVE #1 |  |  |  |  | 79 | 7.9 | 3 | 211111 | -119.297 | 35.232 |  | 106 | 999 |  |  |  | 93276 |  | R63-0036
06029 |  | California | Kern | 424611 | 49948113 | 47084412 | 1514305017 | 63101 | 63000 | NAVAL PETROLEUM RESERVE #1 |  |  |  |  | 79 | 7.9 | 3 | 211111 | -119.297 | 35.232 |  | 106 | 999 |  |  |  | 93276 |  | R63-0036
06029 |  | California | Kern | 424611 | 49948513 | 47109212 | 1514305017 | 62444 | 62000 | NAVAL PETROLEUM RESERVE #1 |  |  |  |  | 79 | 7.9 | 3 | 211111 | -119.297 | 35.232 |  | 106 | 999 |  |  |  | 93276 |  | R63-0036
06029 |  | California | Kern | 424611 | 49948613 | 47101012 | 1514305017 | 59316 | 59000 | NAVAL PETROLEUM RESERVE #1 |  |  |  |  | 79 | 7.9 | 3 | 211111 | -119.297 | 35.232 |  | 106 | 999 |  |  |  | 93276 |  | R63-0036
06029 |  | California | Kern | 424611 | 49948713 | 47109212 | 1514305017 | 62442 | 62000 | NAVAL PETROLEUM RESERVE #1 |  |  |  |  | 79 | 7.9 | 3 | 211111 | -119.297 | 35.232 |  | 106 | 999 |  |  |  | 93276 |  | R63-0036
06029 |  | California | Kern | 424611 | 49948813 | 47101012 | 1514305017 | 59340 | 59000 | NAVAL PETROLEUM RESERVE #1 |  |  |  |  | 79 | 7.9 | 3 | 211111 | -119.297 | 35.232 |  | 106 | 999 |  |  |  | 93276 |  | R63-0036
06029 |  | California | Kern | 424611 | 49948913 | 47109212 | 1514305017 | 62440 | 62000 | NAVAL PETROLEUM RESERVE #1 |  |  |  |  | 79 | 7.9 | 3 | 211111 | -119.297 | 35.232 |  | 106 | 999 |  |  |  | 93276 |  | R63-0036
06029 |  | California | Kern | 424611 | 49949213 | 47101012 | 1514305017 | 59343 | 59000 | NAVAL PETROLEUM RESERVE #1 |  |  |  |  | 79 | 7.9 | 3 | 211111 | -119.297 | 35.232 |  | 106 | 999 |  |  |  | 93276 |  | R63-0036
06029 |  | California | Kern | 424611 | 49949313 | 47101012 | 1514305017 | 59342 | 59000 | NAVAL PETROLEUM RESERVE #1 |  |  |  |  | 79 | 7.9 | 3 | 211111 | -119.297 | 35.232 |  | 106 | 999 |  |  |  | 93276 |  | R63-0036
06029 |  | California | Kern | 424611 | 49949413 | 47084412 | 1514305017 | 63103 | 63000 | NAVAL PETROLEUM RESERVE #1 |  |  |  |  | 79 | 7.9 | 3 | 211111 | -119.297 | 35.232 |  | 106 | 999 |  |  |  | 93276 |  | R63-0036
06029 |  | California | Kern | 424611 | 49949513 | 47109212 | 1514305017 | 62443 | 62000 | NAVAL PETROLEUM RESERVE #1 |  |  |  |  | 79 | 7.9 | 3 | 211111 | -119.297 | 35.232 |  | 106 | 999 |  |  |  | 93276 |  | R63-0036
06029 |  | California | Kern | 424611 | 49949613 | 47095412 | 1514305017 | 64403 | 64000 | NAVAL PETROLEUM RESERVE #1 |  |  |  |  | 79 | 7.9 | 3 | 211111 | -119.297 | 35.232 |  | 106 | 999 |  |  |  | 93276 |  | R63-0036
06029 |  | California | Kern | 424611 | 49949713 | 47097212 | 1514305017 | 55241 | 55000 | NAVAL PETROLEUM RESERVE #1 |  |  |  |  | 79 | 7.9 | 3 | 211111 | -119.297 | 35.232 |  | 106 | 999 |  |  |  | 93276 |  | R63-0036
06029 |  | California | Kern | 424611 | 49949813 | 47097212 | 1514305017 | 55242 | 55000 | NAVAL PETROLEUM RESERVE #1 |  |  |  |  | 79 | 7.9 | 3 | 211111 | -119.297 | 35.232 |  | 106 | 999 |  |  |  | 93276 |  | R63-0036
06029 |  | California | Kern | 424611 | 49949913 | 47097212 | 1514305017 | 55243 | 55000 | NAVAL PETROLEUM RESERVE #1 |  |  |  |  | 79 | 7.9 | 3 | 211111 | -119.297 | 35.232 |  | 106 | 999 |  |  |  | 93276 |  | R63-0036
06029 |  | California | Kern | 424611 | 49950013 | 47099412 | 1514305017 | 34401 | 34000 | NAVAL PETROLEUM RESERVE #1 |  |  |  |  | 434 | 99.7 | 30.5 | 211111 | -119.297 | 35.232 |  | 106 | 999 |  |  |  | 93276 |  | R63-0036
06029 |  | California | Kern | 424611 | 49950113 | 47099412 | 1514305017 | 34302 | 34000 | NAVAL PETROLEUM RESERVE #1 |  |  |  |  | 434 | 99.7 | 30.5 | 211111 | -119.297 | 35.232 |  | 106 | 999 |  |  |  | 93276 |  | R63-0036
06029 |  | California | Kern | 424611 | 49950213 | 47099412 | 1514305017 | 34301 | 34000 | NAVAL PETROLEUM RESERVE #1 |  |  |  |  | 434 | 99.7 | 30.5 | 211111 | -119.297 | 35.232 |  | 106 | 999 |  |  |  | 93276 |  | R63-0036
06029 |  | California | Kern | 424611 | 49950313 | 47102512 | 1514305017 | 33405 | 33000 | NAVAL PETROLEUM RESERVE #1 |  |  |  |  | 434 | 99.7 | 30.5 | 211111 | -119.297 | 35.232 |  | 106 | 999 |  |  |  | 93276 |  | R63-0036
06029 |  | California | Kern | 424611 | 49950413 | 47102512 | 1514305017 | 33404 | 33000 | NAVAL PETROLEUM RESERVE #1 |  |  |  |  | 434 | 99.7 | 30.5 | 211111 | -119.297 | 35.232 |  | 106 | 999 |  |  |  | 93276 |  | R63-0036
06029 |  | California | Kern | 424611 | 49950513 | 47102512 | 1514305017 | 33403 | 33000 | NAVAL PETROLEUM RESERVE #1 |  |  |  |  | 434 | 99.7 | 30.5 | 211111 | -119.297 | 35.232 |  | 106 | 999 |  |  |  | 93276 |  | R63-0036
06029 |  | California | Kern | 424611 | 49950613 | 47102512 | 1514305017 | 33402 | 33000 | NAVAL PETROLEUM RESERVE #1 |  |  |  |  | 434 | 99.7 | 30.5 | 211111 | -119.297 | 35.232 |  | 106 | 999 |  |  |  | 93276 |  | R63-0036
06029 |  | California | Kern | 424611 | 49950713 | 47102512 | 1514305017 | 33401 | 33000 | NAVAL PETROLEUM RESERVE #1 |  |  |  |  | 434 | 99.7 | 30.5 | 211111 | -119.297 | 35.232 |  | 106 | 999 |  |  |  | 93276 |  | R63-0036
06029 |  | California | Kern | 424611 | 49950813 | 47102512 | 1514305017 | 33310 | 33000 | NAVAL PETROLEUM RESERVE #1 |  |  |  |  | 434 | 99.7 | 30.5 | 211111 | -119.297 | 35.232 |  | 106 | 999 |  |  |  | 93276 |  | R63-0036
06029 |  | California | Kern | 424611 | 49950913 | 47102512 | 1514305017 | 33309 | 33000 | NAVAL PETROLEUM RESERVE #1 |  |  |  |  | 434 | 99.7 | 30.5 | 211111 | -119.297 | 35.232 |  | 106 | 999 |  |  |  | 93276 |  | R63-0036
06029 |  | California | Kern | 424611 | 49951013 | 47086512 | 1514305017 | 36342 | 36000 | NAVAL PETROLEUM RESERVE #1 |  |  |  |  | 79 | 7.9 | 3 | 211111 | -119.297 | 35.232 |  | 106 | 999 |  |  |  | 93276 |  | R63-0036
06029 |  | California | Kern | 424611 | 49951113 | 47086312 | 1514305017 | 40342 | 40000 | NAVAL PETROLEUM RESERVE #1 |  |  |  |  | 79 | 7.9 | 3 | 211111 | -119.297 | 35.232 |  | 106 | 999 |  |  |  | 93276 |  | R63-0036
06029 |  | California | Kern | 424611 | 49951213 | 47114212 | 1514305017 | 42112 | 42000 | NAVAL PETROLEUM RESERVE #1 |  |  |  |  | 79 | 7.9 | 3 | 211111 | -119.297 | 35.232 |  | 106 | 999 |  |  |  | 93276 |  | R63-0036
06029 |  | California | Kern | 424611 | 49951313 | 47114212 | 1514305017 | 42111 | 42000 | NAVAL PETROLEUM RESERVE #1 |  |  |  |  | 79 | 7.9 | 3 | 211111 | -119.297 | 35.232 |  | 106 | 999 |  |  |  | 93276 |  | R63-0036
06029 |  | California | Kern | 424611 | 49951413 | 47114212 | 1514305017 | 42110 | 42000 | NAVAL PETROLEUM RESERVE #1 |  |  |  |  | 79 | 7.9 | 3 | 211111 | -119.297 | 35.232 |  | 106 | 999 |  |  |  | 93276 |  | R63-0036
06029 |  | California | Kern | 424611 | 49951513 | 47114212 | 1514305017 | 42108 | 42000 | NAVAL PETROLEUM RESERVE #1 |  |  |  |  | 79 | 7.9 | 3 | 211111 | -119.297 | 35.232 |  | 106 | 999 |  |  |  | 93276 |  | R63-0036
06029 |  | California | Kern | 424611 | 49951613 | 47114212 | 1514305017 | 42107 | 42000 | NAVAL PETROLEUM RESERVE #1 |  |  |  |  | 79 | 7.9 | 3 | 211111 | -119.297 | 35.232 |  | 106 | 999 |  |  |  | 93276 |  | R63-0036
06029 |  | California | Kern | 424611 | 49951713 | 47114212 | 1514305017 | 42106 | 42000 | NAVAL PETROLEUM RESERVE #1 |  |  |  |  | 79 | 7.9 | 3 | 211111 | -119.297 | 35.232 |  | 106 | 999 |  |  |  | 93276 |  | R63-0036
06029 |  | California | Kern | 424611 | 49951813 | 47114212 | 1514305017 | 42105 | 42000 | NAVAL PETROLEUM RESERVE #1 |  |  |  |  | 79 | 7.9 | 3 | 211111 | -119.297 | 35.232 |  | 106 | 999 |  |  |  | 93276 |  | R63-0036
06029 |  | California | Kern | 424611 | 49951913 | 47114212 | 1514305017 | 42103 | 42000 | NAVAL PETROLEUM RESERVE #1 |  |  |  |  | 79 | 7.9 | 3 | 211111 | -119.297 | 35.232 |  | 106 | 999 |  |  |  | 93276 |  | R63-0036
06029 |  | California | Kern | 424611 | 49952013 | 47114212 | 1514305017 | 42102 | 42000 | NAVAL PETROLEUM RESERVE #1 |  |  |  |  | 79 | 7.9 | 3 | 211111 | -119.297 | 35.232 |  | 106 | 999 |  |  |  | 93276 |  | R63-0036
06029 |  | California | Kern | 424611 | 49952113 | 47114212 | 1514305017 | 42101 | 42000 | NAVAL PETROLEUM RESERVE #1 |  |  |  |  | 79 | 7.9 | 3 | 211111 | -119.297 | 35.232 |  | 106 | 999 |  |  |  | 93276 |  | R63-0036
06029 |  | California | Kern | 424611 | 49952213 | 47092312 | 1514305017 | 41201 | 41000 | NAVAL PETROLEUM RESERVE #1 |  |  |  |  | 434 | 99.7 | 30.5 | 211111 | -119.297 | 35.232 |  | 106 | 999 |  |  |  | 93276 |  | R63-0036
06029 |  | California | Kern | 424611 | 49952313 | 47105312 | 1514305017 | 20102 | 20000 | NAVAL PETROLEUM RESERVE #1 |  |  |  |  | 79 | 7.9 | 3 | 211111 | -119.297 | 35.232 |  | 106 | 999 |  |  |  | 93276 |  | R63-0036
06029 |  | California | Kern | 424611 | 49952413 | 47086312 | 1514305017 | 40343 | 40000 | NAVAL PETROLEUM RESERVE #1 |  |  |  |  | 79 | 7.9 | 3 | 211111 | -119.297 | 35.232 |  | 106 | 999 |  |  |  | 93276 |  | R63-0036
06029 |  | California | Kern | 424611 | 49952513 | 47086312 | 1514305017 | 40210 | 40000 | NAVAL PETROLEUM RESERVE #1 |  |  |  |  | 79 | 7.9 | 3 | 211111 | -119.297 | 35.232 |  | 106 | 999 |  |  |  | 93276 |  | R63-0036
06029 |  | California | Kern | 424611 | 49952913 | 47090412 | 1514305017 | 68204 | 68000 | NAVAL PETROLEUM RESERVE #1 |  |  |  |  | 434 | 99.7 | 30.5 | 211111 | -119.297 | 35.232 |  | 106 | 999 |  |  |  | 93276 |  | R63-0036
06029 |  | California | Kern | 424611 | 49953013 | 47108812 | 1514305017 | 19106 | 19000 | NAVAL PETROLEUM RESERVE #1 |  |  |  |  | 79 | 7.9 | 3 | 211111 | -119.297 | 35.232 |  | 106 | 999 |  |  |  | 93276 |  | R63-0036
06029 |  | California | Kern | 424611 | 49953113 | 47117212 | 1514305017 | 48203 | 48000 | NAVAL PETROLEUM RESERVE #1 |  |  |  |  | 79 | 7.9 | 3 | 211111 | -119.297 | 35.232 |  | 106 | 999 |  |  |  | 93276 |  | R63-0036
06029 |  | California | Kern | 424611 | 49953213 | 47090612 | 1514305017 | 69221 | 69000 | NAVAL PETROLEUM RESERVE #1 |  |  |  |  | 434 | 99.7 | 30.5 | 211111 | -119.297 | 35.232 |  | 106 | 999 |  |  |  | 93276 |  | R63-0036
06029 |  | California | Kern | 424611 | 49953313 | 47090612 | 1514305017 | 69301 | 69000 | NAVAL PETROLEUM RESERVE #1 |  |  |  |  | 434 | 99.7 | 30.5 | 211111 | -119.297 | 35.232 |  | 106 | 999 |  |  |  | 93276 |  | R63-0036
06029 |  | California | Kern | 424611 | 49953413 | 47090612 | 1514305017 | 69401 | 69000 | NAVAL PETROLEUM RESERVE #1 |  |  |  |  | 434 | 99.7 | 30.5 | 211111 | -119.297 | 35.232 |  | 106 | 999 |  |  |  | 93276 |  | R63-0036
06029 |  | California | Kern | 424611 | 49953513 | 47090612 | 1514305017 | 69402 | 69000 | NAVAL PETROLEUM RESERVE #1 |  |  |  |  | 434 | 99.7 | 30.5 | 211111 | -119.297 | 35.232 |  | 106 | 999 |  |  |  | 93276 |  | R63-0036
06029 |  | California | Kern | 424611 | 49953913 | 47090412 | 1514305017 | 68201 | 68000 | NAVAL PETROLEUM RESERVE #1 |  |  |  |  | 434 | 99.7 | 30.5 | 211111 | -119.297 | 35.232 |  | 106 | 999 |  |  |  | 93276 |  | R63-0036
06029 |  | California | Kern | 424611 | 49954013 | 47102312 | 1514305017 | 31402 | 31000 | NAVAL PETROLEUM RESERVE #1 |  |  |  |  | 434 | 99.7 | 30.5 | 211111 | -119.297 | 35.232 |  | 106 | 999 |  |  |  | 93276 |  | R63-0036
06029 |  | California | Kern | 424611 | 49954113 | 47090612 | 1514305017 | 69218 | 69000 | NAVAL PETROLEUM RESERVE #1 |  |  |  |  | 434 | 99.7 | 30.5 | 211111 | -119.297 | 35.232 |  | 106 | 999 |  |  |  | 93276 |  | R63-0036
06029 |  | California | Kern | 424611 | 49954213 | 47117212 | 1514305017 | 48204 | 48000 | NAVAL PETROLEUM RESERVE #1 |  |  |  |  | 79 | 7.9 | 3 | 211111 | -119.297 | 35.232 |  | 106 | 999 |  |  |  | 93276 |  | R63-0036
06029 |  | California | Kern | 424611 | 49954313 | 47117212 | 1514305017 | 48205 | 48000 | NAVAL PETROLEUM RESERVE #1 |  |  |  |  | 79 | 7.9 | 3 | 211111 | -119.297 | 35.232 |  | 106 | 999 |  |  |  | 93276 |  | R63-0036
06029 |  | California | Kern | 424611 | 49954413 | 47117212 | 1514305017 | 48206 | 48000 | NAVAL PETROLEUM RESERVE #1 |  |  |  |  | 79 | 7.9 | 3 | 211111 | -119.297 | 35.232 |  | 106 | 999 |  |  |  | 93276 |  | R63-0036
06029 |  | California | Kern | 424611 | 49954513 | 47117212 | 1514305017 | 48207 | 48000 | NAVAL PETROLEUM RESERVE #1 |  |  |  |  | 79 | 7.9 | 3 | 211111 | -119.297 | 35.232 |  | 106 | 999 |  |  |  | 93276 |  | R63-0036
06029 |  | California | Kern | 424611 | 49954613 | 47090612 | 1514305017 | 69403 | 69000 | NAVAL PETROLEUM RESERVE #1 |  |  |  |  | 434 | 99.7 | 30.5 | 211111 | -119.297 | 35.232 |  | 106 | 999 |  |  |  | 93276 |  | R63-0036
06029 |  | California | Kern | 424611 | 49954913 | 47116812 | 1514305017 | 51301 | 51000 | NAVAL PETROLEUM RESERVE #1 |  |  |  |  | 79 | 7.9 | 3 | 211111 | -119.297 | 35.232 |  | 106 | 999 |  |  |  | 93276 |  | R63-0036
06029 |  | California | Kern | 424611 | 49955113 | 47090612 | 1514305017 | 69210 | 69000 | NAVAL PETROLEUM RESERVE #1 |  |  |  |  | 434 | 99.7 | 30.5 | 211111 | -119.297 | 35.232 |  | 106 | 999 |  |  |  | 93276 |  | R63-0036
06029 |  | California | Kern | 424611 | 49955413 | 47090612 | 1514305017 | 69201 | 69000 | NAVAL PETROLEUM RESERVE #1 |  |  |  |  | 434 | 99.7 | 30.5 | 211111 | -119.297 | 35.232 |  | 106 | 999 |  |  |  | 93276 |  | R63-0036
06029 |  | California | Kern | 424611 | 49955513 | 47090612 | 1514305017 | 69203 | 69000 | NAVAL PETROLEUM RESERVE #1 |  |  |  |  | 434 | 99.7 | 30.5 | 211111 | -119.297 | 35.232 |  | 106 | 999 |  |  |  | 93276 |  | R63-0036
06029 |  | California | Kern | 424611 | 49955613 | 47090612 | 1514305017 | 69204 | 69000 | NAVAL PETROLEUM RESERVE #1 |  |  |  |  | 434 | 99.7 | 30.5 | 211111 | -119.297 | 35.232 |  | 106 | 999 |  |  |  | 93276 |  | R63-0036
06029 |  | California | Kern | 424611 | 49955713 | 47090612 | 1514305017 | 69205 | 69000 | NAVAL PETROLEUM RESERVE #1 |  |  |  |  | 434 | 99.7 | 30.5 | 211111 | -119.297 | 35.232 |  | 106 | 999 |  |  |  | 93276 |  | R63-0036
06029 |  | California | Kern | 424611 | 49955813 | 47090612 | 1514305017 | 69206 | 69000 | NAVAL PETROLEUM RESERVE #1 |  |  |  |  | 434 | 99.7 | 30.5 | 211111 | -119.297 | 35.232 |  | 106 | 999 |  |  |  | 93276 |  | R63-0036
06029 |  | California | Kern | 424611 | 49955913 | 47090612 | 1514305017 | 69207 | 69000 | NAVAL PETROLEUM RESERVE #1 |  |  |  |  | 434 | 99.7 | 30.5 | 211111 | -119.297 | 35.232 |  | 106 | 999 |  |  |  | 93276 |  | R63-0036
06029 |  | California | Kern | 424611 | 49956013 | 47090612 | 1514305017 | 69220 | 69000 | NAVAL PETROLEUM RESERVE #1 |  |  |  |  | 434 | 99.7 | 30.5 | 211111 | -119.297 | 35.232 |  | 106 | 999 |  |  |  | 93276 |  | R63-0036
06029 |  | California | Kern | 424611 | 49956113 | 47090612 | 1514305017 | 69209 | 69000 | NAVAL PETROLEUM RESERVE #1 |  |  |  |  | 434 | 99.7 | 30.5 | 211111 | -119.297 | 35.232 |  | 106 | 999 |  |  |  | 93276 |  | R63-0036
06029 |  | California | Kern | 424611 | 49956213 | 47090612 | 1514305017 | 69219 | 69000 | NAVAL PETROLEUM RESERVE #1 |  |  |  |  | 434 | 99.7 | 30.5 | 211111 | -119.297 | 35.232 |  | 106 | 999 |  |  |  | 93276 |  | R63-0036
06029 |  | California | Kern | 424611 | 49956313 | 47090612 | 1514305017 | 69211 | 69000 | NAVAL PETROLEUM RESERVE #1 |  |  |  |  | 434 | 99.7 | 30.5 | 211111 | -119.297 | 35.232 |  | 106 | 999 |  |  |  | 93276 |  | R63-0036
06029 |  | California | Kern | 424611 | 49956413 | 47090612 | 1514305017 | 69212 | 69000 | NAVAL PETROLEUM RESERVE #1 |  |  |  |  | 434 | 99.7 | 30.5 | 211111 | -119.297 | 35.232 |  | 106 | 999 |  |  |  | 93276 |  | R63-0036
06029 |  | California | Kern | 424611 | 49956513 | 47090612 | 1514305017 | 69213 | 69000 | NAVAL PETROLEUM RESERVE #1 |  |  |  |  | 434 | 99.7 | 30.5 | 211111 | -119.297 | 35.232 |  | 106 | 999 |  |  |  | 93276 |  | R63-0036
06029 |  | California | Kern | 424611 | 49956613 | 47090612 | 1514305017 | 69214 | 69000 | NAVAL PETROLEUM RESERVE #1 |  |  |  |  | 434 | 99.7 | 30.5 | 211111 | -119.297 | 35.232 |  | 106 | 999 |  |  |  | 93276 |  | R63-0036
06029 |  | California | Kern | 424611 | 49956713 | 47090612 | 1514305017 | 69215 | 69000 | NAVAL PETROLEUM RESERVE #1 |  |  |  |  | 434 | 99.7 | 30.5 | 211111 | -119.297 | 35.232 |  | 106 | 999 |  |  |  | 93276 |  | R63-0036
06029 |  | California | Kern | 424611 | 49956813 | 47090612 | 1514305017 | 69216 | 69000 | NAVAL PETROLEUM RESERVE #1 |  |  |  |  | 434 | 99.7 | 30.5 | 211111 | -119.297 | 35.232 |  | 106 | 999 |  |  |  | 93276 |  | R63-0036
06029 |  | California | Kern | 424611 | 49956913 | 47090612 | 1514305017 | 69217 | 69000 | NAVAL PETROLEUM RESERVE #1 |  |  |  |  | 434 | 99.7 | 30.5 | 211111 | -119.297 | 35.232 |  | 106 | 999 |  |  |  | 93276 |  | R63-0036
06029 |  | California | Kern | 424611 | 49957013 | 47108812 | 1514305017 | 19203 | 19000 | NAVAL PETROLEUM RESERVE #1 |  |  |  |  | 79 | 7.9 | 3 | 211111 | -119.297 | 35.232 |  | 106 | 999 |  |  |  | 93276 |  | R63-0036
06029 |  | California | Kern | 424611 | 49957113 | 47090612 | 1514305017 | 69208 | 69000 | NAVAL PETROLEUM RESERVE #1 |  |  |  |  | 434 | 99.7 | 30.5 | 211111 | -119.297 | 35.232 |  | 106 | 999 |  |  |  | 93276 |  | R63-0036
06029 |  | California | Kern | 424611 | 49957313 | 47116912 | 1514305017 | 53247 | 53000 | NAVAL PETROLEUM RESERVE #1 |  |  |  |  | 79 | 7.9 | 3 | 211111 | -119.297 | 35.232 |  | 106 | 999 |  |  |  | 93276 |  | R63-0036
06029 |  | California | Kern | 424611 | 49957413 | 47116912 | 1514305017 | 53248 | 53000 | NAVAL PETROLEUM RESERVE #1 |  |  |  |  | 79 | 7.9 | 3 | 211111 | -119.297 | 35.232 |  | 106 | 999 |  |  |  | 93276 |  | R63-0036
06029 |  | California | Kern | 424611 | 49957513 | 47116912 | 1514305017 | 53254 | 53000 | NAVAL PETROLEUM RESERVE #1 |  |  |  |  | 79 | 7.9 | 3 | 211111 | -119.297 | 35.232 |  | 106 | 999 |  |  |  | 93276 |  | R63-0036
06029 |  | California | Kern | 424611 | 49957613 | 47116912 | 1514305017 | 53255 | 53000 | NAVAL PETROLEUM RESERVE #1 |  |  |  |  | 79 | 7.9 | 3 | 211111 | -119.297 | 35.232 |  | 106 | 999 |  |  |  | 93276 |  | R63-0036
06029 |  | California | Kern | 424611 | 49957713 | 47116912 | 1514305017 | 53256 | 53000 | NAVAL PETROLEUM RESERVE #1 |  |  |  |  | 79 | 7.9 | 3 | 211111 | -119.297 | 35.232 |  | 106 | 999 |  |  |  | 93276 |  | R63-0036
06029 |  | California | Kern | 424611 | 49958013 | 47108812 | 1514305017 | 19201 | 19000 | NAVAL PETROLEUM RESERVE #1 |  |  |  |  | 79 | 7.9 | 3 | 211111 | -119.297 | 35.232 |  | 106 | 999 |  |  |  | 93276 |  | R63-0036
06029 |  | California | Kern | 424611 | 49958213 | 47116912 | 1514305017 | 53244 | 53000 | NAVAL PETROLEUM RESERVE #1 |  |  |  |  | 79 | 7.9 | 3 | 211111 | -119.297 | 35.232 |  | 106 | 999 |  |  |  | 93276 |  | R63-0036
06029 |  | California | Kern | 424611 | 49958413 | 47097312 | 1514305017 | 53276 | 53276 | NAVAL PETROLEUM RESERVE #1 |  |  | 10 | 0.5 | 560 | 32 |  | 211111 | -119.297 | 35.232 |  | 106 | 999 |  |  |  | 93276 |  | R63-0040
06029 |  | California | Kern | 424611 | 49958513 | 47109612 | 1514305017 | 74101 | 74000 | NAVAL PETROLEUM RESERVE #1 |  |  |  |  | 79 | 7.9 | 3 | 211111 | -119.297 | 35.232 |  | 106 | 999 |  |  |  | 93276 |  | R63-0036
06029 |  | California | Kern | 424611 | 49958613 | 47109612 | 1514305017 | 74112 | 74000 | NAVAL PETROLEUM RESERVE #1 |  |  |  |  | 79 | 7.9 | 3 | 211111 | -119.297 | 35.232 |  | 106 | 999 |  |  |  | 93276 |  | R63-0036
06029 |  | California | Kern | 424611 | 49958713 | 47109612 | 1514305017 | 74140 | 74000 | NAVAL PETROLEUM RESERVE #1 |  |  |  |  | 79 | 7.9 | 3 | 211111 | -119.297 | 35.232 |  | 106 | 999 |  |  |  | 93276 |  | R63-0036
06029 |  | California | Kern | 424611 | 49958813 | 47109612 | 1514305017 | 74109 | 74000 | NAVAL PETROLEUM RESERVE #1 |  |  |  |  | 79 | 7.9 | 3 | 211111 | -119.297 | 35.232 |  | 106 | 999 |  |  |  | 93276 |  | R63-0036
06029 |  | California | Kern | 424611 | 49958913 | 47109612 | 1514305017 | 74104 | 74000 | NAVAL PETROLEUM RESERVE #1 |  |  |  |  | 79 | 7.9 | 3 | 211111 | -119.297 | 35.232 |  | 106 | 999 |  |  |  | 93276 |  | R63-0036
06029 |  | California | Kern | 424611 | 49959013 | 47109612 | 1514305017 | 74141 | 74000 | NAVAL PETROLEUM RESERVE #1 |  |  |  |  | 79 | 7.9 | 3 | 211111 | -119.297 | 35.232 |  | 106 | 999 |  |  |  | 93276 |  | R63-0036
06029 |  | California | Kern | 424611 | 49959113 | 47109612 | 1514305017 | 74102 | 74000 | NAVAL PETROLEUM RESERVE #1 |  |  |  |  | 79 | 7.9 | 3 | 211111 | -119.297 | 35.232 |  | 106 | 999 |  |  |  | 93276 |  | R63-0036
06029 |  | California | Kern | 424611 | 49959313 | 47088612 | 1514305017 | 73470 | 73470 | NAVAL PETROLEUM RESERVE #1 |  |  | 10 | 0.5 | 560 | 319.2 |  | 211111 | -119.297 | 35.232 |  | 106 | 999 |  |  |  | 93276 |  | R63-0040
06029 |  | California | Kern | 424611 | 49959413 | 47091412 | 1514305017 | 73445 | 73000 | NAVAL PETROLEUM RESERVE #1 |  |  |  |  | 79 | 7.9 | 3 | 211111 | -119.297 | 35.232 |  | 106 | 999 |  |  |  | 93276 |  | R63-0036
06029 |  | California | Kern | 424611 | 49959513 | 47091412 | 1514305017 | 73444 | 73000 | NAVAL PETROLEUM RESERVE #1 |  |  |  |  | 79 | 7.9 | 3 | 211111 | -119.297 | 35.232 |  | 106 | 999 |  |  |  | 93276 |  | R63-0036
06029 |  | California | Kern | 424611 | 49959613 | 47091412 | 1514305017 | 73443 | 73000 | NAVAL PETROLEUM RESERVE #1 |  |  |  |  | 79 | 7.9 | 3 | 211111 | -119.297 | 35.232 |  | 106 | 999 |  |  |  | 93276 |  | R63-0036
06029 |  | California | Kern | 424611 | 49959713 | 47091412 | 1514305017 | 73442 | 73000 | NAVAL PETROLEUM RESERVE #1 |  |  |  |  | 79 | 7.9 | 3 | 211111 | -119.297 | 35.232 |  | 106 | 999 |  |  |  | 93276 |  | R63-0036
06029 |  | California | Kern | 424611 | 49959813 | 47091412 | 1514305017 | 73441 | 73000 | NAVAL PETROLEUM RESERVE #1 |  |  |  |  | 79 | 7.9 | 3 | 211111 | -119.297 | 35.232 |  | 106 | 999 |  |  |  | 93276 |  | R63-0036
06029 |  | California | Kern | 424611 | 49959913 | 47091412 | 1514305017 | 73440 | 73000 | NAVAL PETROLEUM RESERVE #1 |  |  |  |  | 79 | 7.9 | 3 | 211111 | -119.297 | 35.232 |  | 106 | 999 |  |  |  | 93276 |  | R63-0036
06029 |  | California | Kern | 424611 | 49960013 | 47091412 | 1514305017 | 73411 | 73000 | NAVAL PETROLEUM RESERVE #1 |  |  |  |  | 79 | 7.9 | 3 | 211111 | -119.297 | 35.232 |  | 106 | 999 |  |  |  | 93276 |  | R63-0036
06029 |  | California | Kern | 424611 | 49960113 | 47091412 | 1514305017 | 73410 | 73000 | NAVAL PETROLEUM RESERVE #1 |  |  |  |  | 79 | 7.9 | 3 | 211111 | -119.297 | 35.232 |  | 106 | 999 |  |  |  | 93276 |  | R63-0036
06029 |  | California | Kern | 424611 | 49960213 | 47109612 | 1514305017 | 74103 | 74000 | NAVAL PETROLEUM RESERVE #1 |  |  |  |  | 79 | 7.9 | 3 | 211111 | -119.297 | 35.232 |  | 106 | 999 |  |  |  | 93276 |  | R63-0036
06029 |  | California | Kern | 424611 | 49960413 | 47117212 | 1514305017 | 48208 | 48000 | NAVAL PETROLEUM RESERVE #1 |  |  |  |  | 79 | 7.9 | 3 | 211111 | -119.297 | 35.232 |  | 106 | 999 |  |  |  | 93276 |  | R63-0036
06029 |  | California | Kern | 424611 | 49961013 | 47115112 | 1514305017 | 57143 | 57000 | NAVAL PETROLEUM RESERVE #1 |  |  |  |  | 79 | 7.9 | 3 | 211111 | -119.297 | 35.232 |  | 106 | 999 |  |  |  | 93276 |  | R63-0036
06029 |  | California | Kern | 424611 | 49961113 | 47115112 | 1514305017 | 57142 | 57000 | NAVAL PETROLEUM RESERVE #1 |  |  |  |  | 79 | 7.9 | 3 | 211111 | -119.297 | 35.232 |  | 106 | 999 |  |  |  | 93276 |  | R63-0036
06029 |  | California | Kern | 424611 | 49961213 | 47115112 | 1514305017 | 57141 | 57000 | NAVAL PETROLEUM RESERVE #1 |  |  |  |  | 79 | 7.9 | 3 | 211111 | -119.297 | 35.232 |  | 106 | 999 |  |  |  | 93276 |  | R63-0036
06029 |  | California | Kern | 424611 | 49961313 | 47117212 | 1514305017 | 48306 | 48000 | NAVAL PETROLEUM RESERVE #1 |  |  |  |  | 79 | 7.9 | 3 | 211111 | -119.297 | 35.232 |  | 106 | 999 |  |  |  | 93276 |  | R63-0036
06029 |  | California | Kern | 424611 | 49961513 | 47117212 | 1514305017 | 48305 | 48000 | NAVAL PETROLEUM RESERVE #1 |  |  |  |  | 79 | 7.9 | 3 | 211111 | -119.297 | 35.232 |  | 106 | 999 |  |  |  | 93276 |  | R63-0036
06029 |  | California | Kern | 424611 | 49961613 | 47117212 | 1514305017 | 48209 | 48000 | NAVAL PETROLEUM RESERVE #1 |  |  |  |  | 79 | 7.9 | 3 | 211111 | -119.297 | 35.232 |  | 106 | 999 |  |  |  | 93276 |  | R63-0036
06029 |  | California | Kern | 424611 | 49961713 | 47117212 | 1514305017 | 48210 | 48000 | NAVAL PETROLEUM RESERVE #1 |  |  |  |  | 79 | 7.9 | 3 | 211111 | -119.297 | 35.232 |  | 106 | 999 |  |  |  | 93276 |  | R63-0036
06029 |  | California | Kern | 424611 | 49961813 | 47117212 | 1514305017 | 48211 | 48000 | NAVAL PETROLEUM RESERVE #1 |  |  |  |  | 79 | 7.9 | 3 | 211111 | -119.297 | 35.232 |  | 106 | 999 |  |  |  | 93276 |  | R63-0036
06029 |  | California | Kern | 424611 | 49961913 | 47117212 | 1514305017 | 48212 | 48000 | NAVAL PETROLEUM RESERVE #1 |  |  |  |  | 79 | 7.9 | 3 | 211111 | -119.297 | 35.232 |  | 106 | 999 |  |  |  | 93276 |  | R63-0036
06029 |  | California | Kern | 424611 | 49962013 | 47117212 | 1514305017 | 48301 | 48000 | NAVAL PETROLEUM RESERVE #1 |  |  |  |  | 79 | 7.9 | 3 | 211111 | -119.297 | 35.232 |  | 106 | 999 |  |  |  | 93276 |  | R63-0036
06029 |  | California | Kern | 424611 | 49962113 | 47117212 | 1514305017 | 48302 | 48000 | NAVAL PETROLEUM RESERVE #1 |  |  |  |  | 79 | 7.9 | 3 | 211111 | -119.297 | 35.232 |  | 106 | 999 |  |  |  | 93276 |  | R63-0036
06029 |  | California | Kern | 424611 | 49962213 | 47117212 | 1514305017 | 48303 | 48000 | NAVAL PETROLEUM RESERVE #1 |  |  |  |  | 79 | 7.9 | 3 | 211111 | -119.297 | 35.232 |  | 106 | 999 |  |  |  | 93276 |  | R63-0036
06029 |  | California | Kern | 424611 | 49962313 | 47108512 | 1514305017 | 43403 | 43000 | NAVAL PETROLEUM RESERVE #1 |  |  |  |  | 79 | 7.9 | 3 | 211111 | -119.297 | 35.232 |  | 106 | 999 |  |  |  | 93276 |  | R63-0036
06029 |  | California | Kern | 424611 | 49962413 | 47115112 | 1514305017 | 57140 | 57000 | NAVAL PETROLEUM RESERVE #1 |  |  |  |  | 79 | 7.9 | 3 | 211111 | -119.297 | 35.232 |  | 106 | 999 |  |  |  | 93276 |  | R63-0036
06029 |  | California | Kern | 424611 | 49962513 | 47114212 | 1514305017 | 42408 | 42000 | NAVAL PETROLEUM RESERVE #1 |  |  |  |  | 79 | 7.9 | 3 | 211111 | -119.297 | 35.232 |  | 106 | 999 |  |  |  | 93276 |  | R63-0036
06029 |  | California | Kern | 424611 | 49962613 | 47108512 | 1514305017 | 43405 | 43000 | NAVAL PETROLEUM RESERVE #1 |  |  |  |  | 79 | 7.9 | 3 | 211111 | -119.297 | 35.232 |  | 106 | 999 |  |  |  | 93276 |  | R63-0036
06029 |  | California | Kern | 424611 | 49962713 | 47108512 | 1514305017 | 43140 | 43000 | NAVAL PETROLEUM RESERVE #1 |  |  |  |  | 79 | 7.9 | 3 | 211111 | -119.297 | 35.232 |  | 106 | 999 |  |  |  | 93276 |  | R63-0036
06029 |  | California | Kern | 424611 | 49962813 | 47108512 | 1514305017 | 43107 | 43000 | NAVAL PETROLEUM RESERVE #1 |  |  |  |  | 79 | 7.9 | 3 | 211111 | -119.297 | 35.232 |  | 106 | 999 |  |  |  | 93276 |  | R63-0036
06029 |  | California | Kern | 424611 | 49962913 | 47108512 | 1514305017 | 43106 | 43000 | NAVAL PETROLEUM RESERVE #1 |  |  |  |  | 79 | 7.9 | 3 | 211111 | -119.297 | 35.232 |  | 106 | 999 |  |  |  | 93276 |  | R63-0036
06029 |  | California | Kern | 424611 | 49963013 | 47108512 | 1514305017 | 43105 | 43000 | NAVAL PETROLEUM RESERVE #1 |  |  |  |  | 79 | 7.9 | 3 | 211111 | -119.297 | 35.232 |  | 106 | 999 |  |  |  | 93276 |  | R63-0036
06029 |  | California | Kern | 424611 | 49963113 | 47108512 | 1514305017 | 43104 | 43000 | NAVAL PETROLEUM RESERVE #1 |  |  |  |  | 79 | 7.9 | 3 | 211111 | -119.297 | 35.232 |  | 106 | 999 |  |  |  | 93276 |  | R63-0036
06029 |  | California | Kern | 424611 | 49963213 | 47108512 | 1514305017 | 43103 | 43000 | NAVAL PETROLEUM RESERVE #1 |  |  |  |  | 79 | 7.9 | 3 | 211111 | -119.297 | 35.232 |  | 106 | 999 |  |  |  | 93276 |  | R63-0036
06029 |  | California | Kern | 424611 | 49963313 | 47108512 | 1514305017 | 43102 | 43000 | NAVAL PETROLEUM RESERVE #1 |  |  |  |  | 79 | 7.9 | 3 | 211111 | -119.297 | 35.232 |  | 106 | 999 |  |  |  | 93276 |  | R63-0036
06029 |  | California | Kern | 424611 | 49963413 | 47108512 | 1514305017 | 43142 | 43000 | NAVAL PETROLEUM RESERVE #1 |  |  |  |  | 79 | 7.9 | 3 | 211111 | -119.297 | 35.232 |  | 106 | 999 |  |  |  | 93276 |  | R63-0036
06029 |  | California | Kern | 424611 | 49963513 | 47114212 | 1514305017 | 42413 | 42000 | NAVAL PETROLEUM RESERVE #1 |  |  |  |  | 79 | 7.9 | 3 | 211111 | -119.297 | 35.232 |  | 106 | 999 |  |  |  | 93276 |  | R63-0036
06029 |  | California | Kern | 424611 | 49963613 | 47108512 | 1514305017 | 43143 | 43000 | NAVAL PETROLEUM RESERVE #1 |  |  |  |  | 79 | 7.9 | 3 | 211111 | -119.297 | 35.232 |  | 106 | 999 |  |  |  | 93276 |  | R63-0036
06029 |  | California | Kern | 424611 | 49963713 | 47114212 | 1514305017 | 42407 | 42000 | NAVAL PETROLEUM RESERVE #1 |  |  |  |  | 79 | 7.9 | 3 | 211111 | -119.297 | 35.232 |  | 106 | 999 |  |  |  | 93276 |  | R63-0036
06029 |  | California | Kern | 424611 | 49963813 | 47114212 | 1514305017 | 42403 | 42000 | NAVAL PETROLEUM RESERVE #1 |  |  |  |  | 79 | 7.9 | 3 | 211111 | -119.297 | 35.232 |  | 106 | 999 |  |  |  | 93276 |  | R63-0036
06029 |  | California | Kern | 424611 | 49963913 | 47114212 | 1514305017 | 42402 | 42000 | NAVAL PETROLEUM RESERVE #1 |  |  |  |  | 79 | 7.9 | 3 | 211111 | -119.297 | 35.232 |  | 106 | 999 |  |  |  | 93276 |  | R63-0036
06029 |  | California | Kern | 424611 | 49964013 | 47114212 | 1514305017 | 42401 | 42000 | NAVAL PETROLEUM RESERVE #1 |  |  |  |  | 79 | 7.9 | 3 | 211111 | -119.297 | 35.232 |  | 106 | 999 |  |  |  | 93276 |  | R63-0036
06029 |  | California | Kern | 424611 | 49964413 | 47105312 | 1514305017 | 20104 | 20000 | NAVAL PETROLEUM RESERVE #1 |  |  |  |  | 79 | 7.9 | 3 | 211111 | -119.297 | 35.232 |  | 106 | 999 |  |  |  | 93276 |  | R63-0036
06029 |  | California | Kern | 424611 | 49964513 | 47108512 | 1514305017 | 43101 | 43000 | NAVAL PETROLEUM RESERVE #1 |  |  |  |  | 79 | 7.9 | 3 | 211111 | -119.297 | 35.232 |  | 106 | 999 |  |  |  | 93276 |  | R63-0036
06029 |  | California | Kern | 424611 | 49964613 | 47108512 | 1514305017 | 43242 | 43000 | NAVAL PETROLEUM RESERVE #1 |  |  |  |  | 79 | 7.9 | 3 | 211111 | -119.297 | 35.232 |  | 106 | 999 |  |  |  | 93276 |  | R63-0036
06029 |  | California | Kern | 424611 | 49964813 | 47108512 | 1514305017 | 43402 | 43000 | NAVAL PETROLEUM RESERVE #1 |  |  |  |  | 79 | 7.9 | 3 | 211111 | -119.297 | 35.232 |  | 106 | 999 |  |  |  | 93276 |  | R63-0036
06029 |  | California | Kern | 424611 | 49964913 | 47108512 | 1514305017 | 43401 | 43000 | NAVAL PETROLEUM RESERVE #1 |  |  |  |  | 79 | 7.9 | 3 | 211111 | -119.297 | 35.232 |  | 106 | 999 |  |  |  | 93276 |  | R63-0036
06029 |  | California | Kern | 424611 | 49965113 | 47108512 | 1514305017 | 43303 | 43000 | NAVAL PETROLEUM RESERVE #1 |  |  |  |  | 79 | 7.9 | 3 | 211111 | -119.297 | 35.232 |  | 106 | 999 |  |  |  | 93276 |  | R63-0036
06029 |  | California | Kern | 424611 | 49965213 | 47108512 | 1514305017 | 43302 | 43000 | NAVAL PETROLEUM RESERVE #1 |  |  |  |  | 79 | 7.9 | 3 | 211111 | -119.297 | 35.232 |  | 106 | 999 |  |  |  | 93276 |  | R63-0036
06029 |  | California | Kern | 424611 | 49965313 | 47108512 | 1514305017 | 43301 | 43000 | NAVAL PETROLEUM RESERVE #1 |  |  |  |  | 79 | 7.9 | 3 | 211111 | -119.297 | 35.232 |  | 106 | 999 |  |  |  | 93276 |  | R63-0036
06029 |  | California | Kern | 424611 | 49965513 | 47108512 | 1514305017 | 43141 | 43000 | NAVAL PETROLEUM RESERVE #1 |  |  |  |  | 79 | 7.9 | 3 | 211111 | -119.297 | 35.232 |  | 106 | 999 |  |  |  | 93276 |  | R63-0036
06029 |  | California | Kern | 424611 | 49965613 | 47108512 | 1514305017 | 43243 | 43000 | NAVAL PETROLEUM RESERVE #1 |  |  |  |  | 79 | 7.9 | 3 | 211111 | -119.297 | 35.232 |  | 106 | 999 |  |  |  | 93276 |  | R63-0036
06029 |  | California | Kern | 424611 | 49965713 | 47108512 | 1514305017 | 43404 | 43000 | NAVAL PETROLEUM RESERVE #1 |  |  |  |  | 79 | 7.9 | 3 | 211111 | -119.297 | 35.232 |  | 106 | 999 |  |  |  | 93276 |  | R63-0036
06029 |  | California | Kern | 424611 | 49965813 | 47108512 | 1514305017 | 43241 | 43000 | NAVAL PETROLEUM RESERVE #1 |  |  |  |  | 79 | 7.9 | 3 | 211111 | -119.297 | 35.232 |  | 106 | 999 |  |  |  | 93276 |  | R63-0036
06029 |  | California | Kern | 424611 | 49965913 | 47108512 | 1514305017 | 43240 | 43000 | NAVAL PETROLEUM RESERVE #1 |  |  |  |  | 79 | 7.9 | 3 | 211111 | -119.297 | 35.232 |  | 106 | 999 |  |  |  | 93276 |  | R63-0036
06029 |  | California | Kern | 424611 | 49966013 | 47108512 | 1514305017 | 43206 | 43000 | NAVAL PETROLEUM RESERVE #1 |  |  |  |  | 79 | 7.9 | 3 | 211111 | -119.297 | 35.232 |  | 106 | 999 |  |  |  | 93276 |  | R63-0036
06029 |  | California | Kern | 424611 | 49966113 | 47108512 | 1514305017 | 43205 | 43000 | NAVAL PETROLEUM RESERVE #1 |  |  |  |  | 79 | 7.9 | 3 | 211111 | -119.297 | 35.232 |  | 106 | 999 |  |  |  | 93276 |  | R63-0036
06029 |  | California | Kern | 424611 | 49966213 | 47108512 | 1514305017 | 43204 | 43000 | NAVAL PETROLEUM RESERVE #1 |  |  |  |  | 79 | 7.9 | 3 | 211111 | -119.297 | 35.232 |  | 106 | 999 |  |  |  | 93276 |  | R63-0036
06029 |  | California | Kern | 424611 | 49966313 | 47091612 | 1514305017 | 82209 | 82000 | NAVAL PETROLEUM RESERVE #1 |  |  |  |  | 79 | 7.9 | 3 | 211111 | -119.297 | 35.232 |  | 106 | 999 |  |  |  | 93276 |  | R63-0036
06029 |  | California | Kern | 424611 | 49966413 | 47091612 | 1514305017 | 82210 | 82000 | NAVAL PETROLEUM RESERVE #1 |  |  |  |  | 79 | 7.9 | 3 | 211111 | -119.297 | 35.232 |  | 106 | 999 |  |  |  | 93276 |  | R63-0036
06029 |  | California | Kern | 424611 | 49966513 | 47091612 | 1514305017 | 82211 | 82000 | NAVAL PETROLEUM RESERVE #1 |  |  |  |  | 79 | 7.9 | 3 | 211111 | -119.297 | 35.232 |  | 106 | 999 |  |  |  | 93276 |  | R63-0036
06029 |  | California | Kern | 424611 | 49966613 | 47107312 | 1514305017 | 72220 | 72000 | NAVAL PETROLEUM RESERVE #1 |  |  |  |  | 79 | 7.9 | 3 | 211111 | -119.297 | 35.232 |  | 106 | 999 |  |  |  | 93276 |  | R63-0036
06029 |  | California | Kern | 424611 | 49966813 | 47107312 | 1514305017 | 72240 | 72000 | NAVAL PETROLEUM RESERVE #1 |  |  |  |  | 79 | 7.9 | 3 | 211111 | -119.297 | 35.232 |  | 106 | 999 |  |  |  | 93276 |  | R63-0036
06029 |  | California | Kern | 424611 | 49966913 | 47091612 | 1514305017 | 82301 | 82000 | NAVAL PETROLEUM RESERVE #1 |  |  |  |  | 79 | 7.9 | 3 | 211111 | -119.297 | 35.232 |  | 106 | 999 |  |  |  | 93276 |  | R63-0036
06029 |  | California | Kern | 424611 | 49967013 | 47091612 | 1514305017 | 82302 | 82000 | NAVAL PETROLEUM RESERVE #1 |  |  |  |  | 79 | 7.9 | 3 | 211111 | -119.297 | 35.232 |  | 106 | 999 |  |  |  | 93276 |  | R63-0036
06029 |  | California | Kern | 424611 | 49967113 | 47091612 | 1514305017 | 82303 | 82000 | NAVAL PETROLEUM RESERVE #1 |  |  |  |  | 79 | 7.9 | 3 | 211111 | -119.297 | 35.232 |  | 106 | 999 |  |  |  | 93276 |  | R63-0036
06029 |  | California | Kern | 424611 | 49967213 | 47091612 | 1514305017 | 82408 | 82000 | NAVAL PETROLEUM RESERVE #1 |  |  |  |  | 79 | 7.9 | 3 | 211111 | -119.297 | 35.232 |  | 106 | 999 |  |  |  | 93276 |  | R63-0036
06029 |  | California | Kern | 424611 | 49967313 | 47091612 | 1514305017 | 82305 | 82000 | NAVAL PETROLEUM RESERVE #1 |  |  |  |  | 79 | 7.9 | 3 | 211111 | -119.297 | 35.232 |  | 106 | 999 |  |  |  | 93276 |  | R63-0036
06029 |  | California | Kern | 424611 | 49967413 | 47090712 | 1514305017 | 83303 | 83000 | NAVAL PETROLEUM RESERVE #1 |  |  |  |  | 79 | 7.9 | 3 | 211111 | -119.297 | 35.232 |  | 106 | 999 |  |  |  | 93276 |  | R63-0036
06029 |  | California | Kern | 424611 | 49967513 | 47091612 | 1514305017 | 82307 | 82000 | NAVAL PETROLEUM RESERVE #1 |  |  |  |  | 79 | 7.9 | 3 | 211111 | -119.297 | 35.232 |  | 106 | 999 |  |  |  | 93276 |  | R63-0036
06029 |  | California | Kern | 424611 | 49967613 | 47091612 | 1514305017 | 82308 | 82000 | NAVAL PETROLEUM RESERVE #1 |  |  |  |  | 79 | 7.9 | 3 | 211111 | -119.297 | 35.232 |  | 106 | 999 |  |  |  | 93276 |  | R63-0036
06029 |  | California | Kern | 424611 | 49967713 | 47091612 | 1514305017 | 82340 | 82000 | NAVAL PETROLEUM RESERVE #1 |  |  |  |  | 79 | 7.9 | 3 | 211111 | -119.297 | 35.232 |  | 106 | 999 |  |  |  | 93276 |  | R63-0036
06029 |  | California | Kern | 424611 | 49967813 | 47091612 | 1514305017 | 82341 | 82000 | NAVAL PETROLEUM RESERVE #1 |  |  |  |  | 79 | 7.9 | 3 | 211111 | -119.297 | 35.232 |  | 106 | 999 |  |  |  | 93276 |  | R63-0036
06029 |  | California | Kern | 424611 | 49967913 | 47091612 | 1514305017 | 82342 | 82000 | NAVAL PETROLEUM RESERVE #1 |  |  |  |  | 79 | 7.9 | 3 | 211111 | -119.297 | 35.232 |  | 106 | 999 |  |  |  | 93276 |  | R63-0036
06029 |  | California | Kern | 424611 | 49968013 | 47091612 | 1514305017 | 82343 | 82000 | NAVAL PETROLEUM RESERVE #1 |  |  |  |  | 79 | 7.9 | 3 | 211111 | -119.297 | 35.232 |  | 106 | 999 |  |  |  | 93276 |  | R63-0036
06029 |  | California | Kern | 424611 | 49968113 | 47091612 | 1514305017 | 82401 | 82000 | NAVAL PETROLEUM RESERVE #1 |  |  |  |  | 79 | 7.9 | 3 | 211111 | -119.297 | 35.232 |  | 106 | 999 |  |  |  | 93276 |  | R63-0036
06029 |  | California | Kern | 424611 | 49968213 | 47091612 | 1514305017 | 82402 | 82000 | NAVAL PETROLEUM RESERVE #1 |  |  |  |  | 79 | 7.9 | 3 | 211111 | -119.297 | 35.232 |  | 106 | 999 |  |  |  | 93276 |  | R63-0036
06029 |  | California | Kern | 424611 | 49968313 | 47091612 | 1514305017 | 82403 | 82000 | NAVAL PETROLEUM RESERVE #1 |  |  |  |  | 79 | 7.9 | 3 | 211111 | -119.297 | 35.232 |  | 106 | 999 |  |  |  | 93276 |  | R63-0036
06029 |  | California | Kern | 424611 | 49968413 | 47091612 | 1514305017 | 82404 | 82000 | NAVAL PETROLEUM RESERVE #1 |  |  |  |  | 79 | 7.9 | 3 | 211111 | -119.297 | 35.232 |  | 106 | 999 |  |  |  | 93276 |  | R63-0036
06029 |  | California | Kern | 424611 | 49968513 | 47091612 | 1514305017 | 82405 | 82000 | NAVAL PETROLEUM RESERVE #1 |  |  |  |  | 79 | 7.9 | 3 | 211111 | -119.297 | 35.232 |  | 106 | 999 |  |  |  | 93276 |  | R63-0036
06029 |  | California | Kern | 424611 | 49968613 | 47086312 | 1514305017 | 40341 | 40000 | NAVAL PETROLEUM RESERVE #1 |  |  |  |  | 79 | 7.9 | 3 | 211111 | -119.297 | 35.232 |  | 106 | 999 |  |  |  | 93276 |  | R63-0036
06029 |  | California | Kern | 424611 | 49968713 | 47086312 | 1514305017 | 40340 | 40000 | NAVAL PETROLEUM RESERVE #1 |  |  |  |  | 79 | 7.9 | 3 | 211111 | -119.297 | 35.232 |  | 106 | 999 |  |  |  | 93276 |  | R63-0036
06029 |  | California | Kern | 424611 | 49969613 | 47086312 | 1514305017 | 40213 | 40000 | NAVAL PETROLEUM RESERVE #1 |  |  |  |  | 79 | 7.9 | 3 | 211111 | -119.297 | 35.232 |  | 106 | 999 |  |  |  | 93276 |  | R63-0036
06029 |  | California | Kern | 424611 | 49969713 | 47102512 | 1514305017 | 33306 | 33000 | NAVAL PETROLEUM RESERVE #1 |  |  |  |  | 434 | 99.7 | 30.5 | 211111 | -119.297 | 35.232 |  | 106 | 999 |  |  |  | 93276 |  | R63-0036
06029 |  | California | Kern | 424611 | 49969913 | 47107712 | 1514305017 | 16301 | 16000 | NAVAL PETROLEUM RESERVE #1 |  |  |  |  | 434 | 99.7 | 30.5 | 211111 | -119.297 | 35.232 |  | 106 | 999 |  |  |  | 93276 |  | R63-0036
06029 |  | California | Kern | 424611 | 49970013 | 47102512 | 1514305017 | 33308 | 33000 | NAVAL PETROLEUM RESERVE #1 |  |  |  |  | 434 | 99.7 | 30.5 | 211111 | -119.297 | 35.232 |  | 106 | 999 |  |  |  | 93276 |  | R63-0036
06029 |  | California | Kern | 424611 | 49970113 | 47086212 | 1514305017 | 32306 | 32000 | NAVAL PETROLEUM RESERVE #1 |  |  |  |  | 79 | 7.9 | 3 | 211111 | -119.297 | 35.232 |  | 106 | 999 |  |  |  | 93276 |  | R63-0036
06029 |  | California | Kern | 424611 | 49970213 | 47086212 | 1514305017 | 32305 | 32000 | NAVAL PETROLEUM RESERVE #1 |  |  |  |  | 79 | 7.9 | 3 | 211111 | -119.297 | 35.232 |  | 106 | 999 |  |  |  | 93276 |  | R63-0036
06029 |  | California | Kern | 424611 | 49970313 | 47086212 | 1514305017 | 32304 | 32000 | NAVAL PETROLEUM RESERVE #1 |  |  |  |  | 79 | 7.9 | 3 | 211111 | -119.297 | 35.232 |  | 106 | 999 |  |  |  | 93276 |  | R63-0036
06029 |  | California | Kern | 424611 | 49970413 | 47086212 | 1514305017 | 32303 | 32000 | NAVAL PETROLEUM RESERVE #1 |  |  |  |  | 79 | 7.9 | 3 | 211111 | -119.297 | 35.232 |  | 106 | 999 |  |  |  | 93276 |  | R63-0036
06029 |  | California | Kern | 424611 | 49970513 | 47086212 | 1514305017 | 32302 | 32000 | NAVAL PETROLEUM RESERVE #1 |  |  |  |  | 79 | 7.9 | 3 | 211111 | -119.297 | 35.232 |  | 106 | 999 |  |  |  | 93276 |  | R63-0036
06029 |  | California | Kern | 424611 | 49970613 | 47086212 | 1514305017 | 32301 | 32000 | NAVAL PETROLEUM RESERVE #1 |  |  |  |  | 79 | 7.9 | 3 | 211111 | -119.297 | 35.232 |  | 106 | 999 |  |  |  | 93276 |  | R63-0036
06029 |  | California | Kern | 424611 | 49970713 | 47086212 | 1514305017 | 32202 | 32000 | NAVAL PETROLEUM RESERVE #1 |  |  |  |  | 79 | 7.9 | 3 | 211111 | -119.297 | 35.232 |  | 106 | 999 |  |  |  | 93276 |  | R63-0036
06029 |  | California | Kern | 424611 | 49970813 | 47086212 | 1514305017 | 32201 | 32000 | NAVAL PETROLEUM RESERVE #1 |  |  |  |  | 79 | 7.9 | 3 | 211111 | -119.297 | 35.232 |  | 106 | 999 |  |  |  | 93276 |  | R63-0036
06029 |  | California | Kern | 424611 | 49970913 | 47086212 | 1514305017 | 32101 | 32000 | NAVAL PETROLEUM RESERVE #1 |  |  |  |  | 79 | 7.9 | 3 | 211111 | -119.297 | 35.232 |  | 106 | 999 |  |  |  | 93276 |  | R63-0036
06029 |  | California | Kern | 424611 | 49971313 | 47086212 | 1514305017 | 32401 | 32000 | NAVAL PETROLEUM RESERVE #1 |  |  |  |  | 79 | 7.9 | 3 | 211111 | -119.297 | 35.232 |  | 106 | 999 |  |  |  | 93276 |  | R63-0036
06029 |  | California | Kern | 424611 | 49971513 | 47107712 | 1514305017 | 16101 | 16000 | NAVAL PETROLEUM RESERVE #1 |  |  |  |  | 434 | 99.7 | 30.5 | 211111 | -119.297 | 35.232 |  | 106 | 999 |  |  |  | 93276 |  | R63-0036
06029 |  | California | Kern | 424611 | 49972113 | 47084412 | 1514305017 | 63113 | 63000 | NAVAL PETROLEUM RESERVE #1 |  |  |  |  | 79 | 7.9 | 3 | 211111 | -119.297 | 35.232 |  | 106 | 999 |  |  |  | 93276 |  | R63-0036
06029 |  | California | Kern | 424611 | 49972213 | 47084412 | 1514305017 | 63119 | 63000 | NAVAL PETROLEUM RESERVE #1 |  |  |  |  | 79 | 7.9 | 3 | 211111 | -119.297 | 35.232 |  | 106 | 999 |  |  |  | 93276 |  | R63-0036
06029 |  | California | Kern | 424611 | 49972313 | 47084412 | 1514305017 | 63118 | 63000 | NAVAL PETROLEUM RESERVE #1 |  |  |  |  | 79 | 7.9 | 3 | 211111 | -119.297 | 35.232 |  | 106 | 999 |  |  |  | 93276 |  | R63-0036
06029 |  | California | Kern | 424611 | 49972413 | 47084412 | 1514305017 | 63117 | 63000 | NAVAL PETROLEUM RESERVE #1 |  |  |  |  | 79 | 7.9 | 3 | 211111 | -119.297 | 35.232 |  | 106 | 999 |  |  |  | 93276 |  | R63-0036
06029 |  | California | Kern | 424611 | 49972513 | 47084412 | 1514305017 | 63116 | 63000 | NAVAL PETROLEUM RESERVE #1 |  |  |  |  | 79 | 7.9 | 3 | 211111 | -119.297 | 35.232 |  | 106 | 999 |  |  |  | 93276 |  | R63-0036
06029 |  | California | Kern | 424611 | 49972613 | 47084412 | 1514305017 | 63115 | 63000 | NAVAL PETROLEUM RESERVE #1 |  |  |  |  | 79 | 7.9 | 3 | 211111 | -119.297 | 35.232 |  | 106 | 999 |  |  |  | 93276 |  | R63-0036
06029 |  | California | Kern | 424611 | 49972713 | 47084412 | 1514305017 | 63208 | 63000 | NAVAL PETROLEUM RESERVE #1 |  |  |  |  | 79 | 7.9 | 3 | 211111 | -119.297 | 35.232 |  | 106 | 999 |  |  |  | 93276 |  | R63-0036
06029 |  | California | Kern | 424611 | 49972813 | 47084412 | 1514305017 | 63201 | 63000 | NAVAL PETROLEUM RESERVE #1 |  |  |  |  | 79 | 7.9 | 3 | 211111 | -119.297 | 35.232 |  | 106 | 999 |  |  |  | 93276 |  | R63-0036
06029 |  | California | Kern | 424611 | 49972913 | 47097912 | 1514305017 | 47404 | 47000 | NAVAL PETROLEUM RESERVE #1 |  |  |  |  | 79 | 7.9 | 3 | 211111 | -119.297 | 35.232 |  | 106 | 999 |  |  |  | 93276 |  | R63-0036
06029 |  | California | Kern | 424611 | 49973013 | 47097912 | 1514305017 | 47203 | 47000 | NAVAL PETROLEUM RESERVE #1 |  |  |  |  | 79 | 7.9 | 3 | 211111 | -119.297 | 35.232 |  | 106 | 999 |  |  |  | 93276 |  | R63-0036
06029 |  | California | Kern | 424611 | 49973113 | 47097912 | 1514305017 | 47343 | 47000 | NAVAL PETROLEUM RESERVE #1 |  |  |  |  | 79 | 7.9 | 3 | 211111 | -119.297 | 35.232 |  | 106 | 999 |  |  |  | 93276 |  | R63-0036
06029 |  | California | Kern | 424611 | 49973213 | 47097912 | 1514305017 | 47344 | 47000 | NAVAL PETROLEUM RESERVE #1 |  |  |  |  | 79 | 7.9 | 3 | 211111 | -119.297 | 35.232 |  | 106 | 999 |  |  |  | 93276 |  | R63-0036
06029 |  | California | Kern | 424611 | 49973413 | 47097912 | 1514305017 | 47401 | 47000 | NAVAL PETROLEUM RESERVE #1 |  |  |  |  | 79 | 7.9 | 3 | 211111 | -119.297 | 35.232 |  | 106 | 999 |  |  |  | 93276 |  | R63-0036
06029 |  | California | Kern | 424611 | 49973513 | 47097912 | 1514305017 | 47341 | 47000 | NAVAL PETROLEUM RESERVE #1 |  |  |  |  | 79 | 7.9 | 3 | 211111 | -119.297 | 35.232 |  | 106 | 999 |  |  |  | 93276 |  | R63-0036
06029 |  | California | Kern | 424611 | 49973613 | 47097912 | 1514305017 | 47403 | 47000 | NAVAL PETROLEUM RESERVE #1 |  |  |  |  | 79 | 7.9 | 3 | 211111 | -119.297 | 35.232 |  | 106 | 999 |  |  |  | 93276 |  | R63-0036
06029 |  | California | Kern | 424611 | 49973713 | 47097912 | 1514305017 | 47340 | 47000 | NAVAL PETROLEUM RESERVE #1 |  |  |  |  | 79 | 7.9 | 3 | 211111 | -119.297 | 35.232 |  | 106 | 999 |  |  |  | 93276 |  | R63-0036
06029 |  | California | Kern | 424611 | 49973813 | 47097912 | 1514305017 | 47405 | 47000 | NAVAL PETROLEUM RESERVE #1 |  |  |  |  | 79 | 7.9 | 3 | 211111 | -119.297 | 35.232 |  | 106 | 999 |  |  |  | 93276 |  | R63-0036
06029 |  | California | Kern | 424611 | 49973913 | 47097912 | 1514305017 | 47406 | 47000 | NAVAL PETROLEUM RESERVE #1 |  |  |  |  | 79 | 7.9 | 3 | 211111 | -119.297 | 35.232 |  | 106 | 999 |  |  |  | 93276 |  | R63-0036
06029 |  | California | Kern | 424611 | 49974013 | 47097912 | 1514305017 | 47440 | 47000 | NAVAL PETROLEUM RESERVE #1 |  |  |  |  | 79 | 7.9 | 3 | 211111 | -119.297 | 35.232 |  | 106 | 999 |  |  |  | 93276 |  | R63-0036
06029 |  | California | Kern | 424611 | 49974113 | 47097912 | 1514305017 | 47441 | 47000 | NAVAL PETROLEUM RESERVE #1 |  |  |  |  | 79 | 7.9 | 3 | 211111 | -119.297 | 35.232 |  | 106 | 999 |  |  |  | 93276 |  | R63-0036
06029 |  | California | Kern | 424611 | 49974213 | 47097912 | 1514305017 | 47442 | 47000 | NAVAL PETROLEUM RESERVE #1 |  |  |  |  | 79 | 7.9 | 3 | 211111 | -119.297 | 35.232 |  | 106 | 999 |  |  |  | 93276 |  | R63-0036
06029 |  | California | Kern | 424611 | 49974313 | 47097912 | 1514305017 | 47443 | 47000 | NAVAL PETROLEUM RESERVE #1 |  |  |  |  | 79 | 7.9 | 3 | 211111 | -119.297 | 35.232 |  | 106 | 999 |  |  |  | 93276 |  | R63-0036
06029 |  | California | Kern | 424611 | 49974413 | 47097912 | 1514305017 | 47402 | 47000 | NAVAL PETROLEUM RESERVE #1 |  |  |  |  | 79 | 7.9 | 3 | 211111 | -119.297 | 35.232 |  | 106 | 999 |  |  |  | 93276 |  | R63-0036
06029 |  | California | Kern | 424611 | 49974513 | 47097912 | 1514305017 | 47243 | 47000 | NAVAL PETROLEUM RESERVE #1 |  |  |  |  | 79 | 7.9 | 3 | 211111 | -119.297 | 35.232 |  | 106 | 999 |  |  |  | 93276 |  | R63-0036
06029 |  | California | Kern | 424611 | 49974613 | 47101012 | 1514305017 | 59441 | 59000 | NAVAL PETROLEUM RESERVE #1 |  |  |  |  | 79 | 7.9 | 3 | 211111 | -119.297 | 35.232 |  | 106 | 999 |  |  |  | 93276 |  | R63-0036
06029 |  | California | Kern | 424611 | 49974713 | 47097912 | 1514305017 | 47205 | 47000 | NAVAL PETROLEUM RESERVE #1 |  |  |  |  | 79 | 7.9 | 3 | 211111 | -119.297 | 35.232 |  | 106 | 999 |  |  |  | 93276 |  | R63-0036
06029 |  | California | Kern | 424611 | 49974813 | 47097912 | 1514305017 | 47206 | 47000 | NAVAL PETROLEUM RESERVE #1 |  |  |  |  | 79 | 7.9 | 3 | 211111 | -119.297 | 35.232 |  | 106 | 999 |  |  |  | 93276 |  | R63-0036
06029 |  | California | Kern | 424611 | 49974913 | 47097912 | 1514305017 | 47207 | 47000 | NAVAL PETROLEUM RESERVE #1 |  |  |  |  | 79 | 7.9 | 3 | 211111 | -119.297 | 35.232 |  | 106 | 999 |  |  |  | 93276 |  | R63-0036
06029 |  | California | Kern | 424611 | 49975013 | 47097912 | 1514305017 | 47240 | 47000 | NAVAL PETROLEUM RESERVE #1 |  |  |  |  | 79 | 7.9 | 3 | 211111 | -119.297 | 35.232 |  | 106 | 999 |  |  |  | 93276 |  | R63-0036
06029 |  | California | Kern | 424611 | 49975313 | 47080112 | 1514305017 | 12307 | 12000 | NAVAL PETROLEUM RESERVE #1 |  |  |  |  | 79 | 7.9 | 3 | 211111 | -119.297 | 35.232 |  | 106 | 999 |  |  |  | 93276 |  | R63-0036
06029 |  | California | Kern | 424611 | 49975713 | 47080112 | 1514305017 | 12343 | 12000 | NAVAL PETROLEUM RESERVE #1 |  |  |  |  | 79 | 7.9 | 3 | 211111 | -119.297 | 35.232 |  | 106 | 999 |  |  |  | 93276 |  | R63-0036
06029 |  | California | Kern | 424611 | 49975813 | 47080112 | 1514305017 | 12342 | 12000 | NAVAL PETROLEUM RESERVE #1 |  |  |  |  | 79 | 7.9 | 3 | 211111 | -119.297 | 35.232 |  | 106 | 999 |  |  |  | 93276 |  | R63-0036
06029 |  | California | Kern | 424611 | 49975913 | 47117212 | 1514305017 | 48107 | 48000 | NAVAL PETROLEUM RESERVE #1 |  |  |  |  | 79 | 7.9 | 3 | 211111 | -119.297 | 35.232 |  | 106 | 999 |  |  |  | 93276 |  | R63-0036
06029 |  | California | Kern | 424611 | 49976013 | 47080112 | 1514305017 | 12340 | 12000 | NAVAL PETROLEUM RESERVE #1 |  |  |  |  | 79 | 7.9 | 3 | 211111 | -119.297 | 35.232 |  | 106 | 999 |  |  |  | 93276 |  | R63-0036
06029 |  | California | Kern | 424611 | 49976213 | 47080112 | 1514305017 | 12306 | 12000 | NAVAL PETROLEUM RESERVE #1 |  |  |  |  | 79 | 7.9 | 3 | 211111 | -119.297 | 35.232 |  | 106 | 999 |  |  |  | 93276 |  | R63-0036
06029 |  | California | Kern | 424611 | 49976313 | 47080112 | 1514305017 | 12305 | 12000 | NAVAL PETROLEUM RESERVE #1 |  |  |  |  | 79 | 7.9 | 3 | 211111 | -119.297 | 35.232 |  | 106 | 999 |  |  |  | 93276 |  | R63-0036
06029 |  | California | Kern | 424611 | 49976413 | 47080112 | 1514305017 | 12304 | 12000 | NAVAL PETROLEUM RESERVE #1 |  |  |  |  | 79 | 7.9 | 3 | 211111 | -119.297 | 35.232 |  | 106 | 999 |  |  |  | 93276 |  | R63-0036
06029 |  | California | Kern | 424611 | 49976513 | 47080112 | 1514305017 | 12303 | 12000 | NAVAL PETROLEUM RESERVE #1 |  |  |  |  | 79 | 7.9 | 3 | 211111 | -119.297 | 35.232 |  | 106 | 999 |  |  |  | 93276 |  | R63-0036
06029 |  | California | Kern | 424611 | 49976613 | 47080112 | 1514305017 | 12302 | 12000 | NAVAL PETROLEUM RESERVE #1 |  |  |  |  | 79 | 7.9 | 3 | 211111 | -119.297 | 35.232 |  | 106 | 999 |  |  |  | 93276 |  | R63-0036
06029 |  | California | Kern | 424611 | 49976713 | 47117212 | 1514305017 | 48202 | 48000 | NAVAL PETROLEUM RESERVE #1 |  |  |  |  | 79 | 7.9 | 3 | 211111 | -119.297 | 35.232 |  | 106 | 999 |  |  |  | 93276 |  | R63-0036
06029 |  | California | Kern | 424611 | 49976813 | 47080112 | 1514305017 | 12341 | 12000 | NAVAL PETROLEUM RESERVE #1 |  |  |  |  | 79 | 7.9 | 3 | 211111 | -119.297 | 35.232 |  | 106 | 999 |  |  |  | 93276 |  | R63-0036
06029 |  | California | Kern | 424611 | 49976913 | 47117212 | 1514305017 | 48341 | 48000 | NAVAL PETROLEUM RESERVE #1 |  |  |  |  | 79 | 7.9 | 3 | 211111 | -119.297 | 35.232 |  | 106 | 999 |  |  |  | 93276 |  | R63-0036
06029 |  | California | Kern | 424611 | 49977013 | 47085412 | 1514305017 | 44346 | 44000 | NAVAL PETROLEUM RESERVE #1 |  |  |  |  | 79 | 7.9 | 3 | 211111 | -119.297 | 35.232 |  | 106 | 999 |  |  |  | 93276 |  | R63-0036
06029 |  | California | Kern | 424611 | 49977113 | 47085412 | 1514305017 | 44345 | 44000 | NAVAL PETROLEUM RESERVE #1 |  |  |  |  | 79 | 7.9 | 3 | 211111 | -119.297 | 35.232 |  | 106 | 999 |  |  |  | 93276 |  | R63-0036
06029 |  | California | Kern | 424611 | 49977213 | 47085412 | 1514305017 | 44344 | 44000 | NAVAL PETROLEUM RESERVE #1 |  |  |  |  | 79 | 7.9 | 3 | 211111 | -119.297 | 35.232 |  | 106 | 999 |  |  |  | 93276 |  | R63-0036
06029 |  | California | Kern | 424611 | 49977313 | 47085412 | 1514305017 | 44343 | 44000 | NAVAL PETROLEUM RESERVE #1 |  |  |  |  | 79 | 7.9 | 3 | 211111 | -119.297 | 35.232 |  | 106 | 999 |  |  |  | 93276 |  | R63-0036
06029 |  | California | Kern | 424611 | 49977413 | 47085412 | 1514305017 | 44342 | 44000 | NAVAL PETROLEUM RESERVE #1 |  |  |  |  | 79 | 7.9 | 3 | 211111 | -119.297 | 35.232 |  | 106 | 999 |  |  |  | 93276 |  | R63-0036
06029 |  | California | Kern | 424611 | 49977613 | 47108512 | 1514305017 | 43445 | 43000 | NAVAL PETROLEUM RESERVE #1 |  |  |  |  | 79 | 7.9 | 3 | 211111 | -119.297 | 35.232 |  | 106 | 999 |  |  |  | 93276 |  | R63-0036
06029 |  | California | Kern | 424611 | 49977713 | 47117212 | 1514305017 | 48304 | 48000 | NAVAL PETROLEUM RESERVE #1 |  |  |  |  | 79 | 7.9 | 3 | 211111 | -119.297 | 35.232 |  | 106 | 999 |  |  |  | 93276 |  | R63-0036
06029 |  | California | Kern | 424611 | 49977813 | 47108512 | 1514305017 | 43443 | 43000 | NAVAL PETROLEUM RESERVE #1 |  |  |  |  | 79 | 7.9 | 3 | 211111 | -119.297 | 35.232 |  | 106 | 999 |  |  |  | 93276 |  | R63-0036
06029 |  | California | Kern | 424611 | 49977913 | 47108512 | 1514305017 | 43442 | 43000 | NAVAL PETROLEUM RESERVE #1 |  |  |  |  | 79 | 7.9 | 3 | 211111 | -119.297 | 35.232 |  | 106 | 999 |  |  |  | 93276 |  | R63-0036
06029 |  | California | Kern | 424611 | 49978013 | 47108512 | 1514305017 | 43441 | 43000 | NAVAL PETROLEUM RESERVE #1 |  |  |  |  | 79 | 7.9 | 3 | 211111 | -119.297 | 35.232 |  | 106 | 999 |  |  |  | 93276 |  | R63-0036
06029 |  | California | Kern | 424611 | 49978113 | 47108512 | 1514305017 | 43440 | 43000 | NAVAL PETROLEUM RESERVE #1 |  |  |  |  | 79 | 7.9 | 3 | 211111 | -119.297 | 35.232 |  | 106 | 999 |  |  |  | 93276 |  | R63-0036
06029 |  | California | Kern | 424611 | 49978213 | 47108512 | 1514305017 | 43409 | 43000 | NAVAL PETROLEUM RESERVE #1 |  |  |  |  | 79 | 7.9 | 3 | 211111 | -119.297 | 35.232 |  | 106 | 999 |  |  |  | 93276 |  | R63-0036
06029 |  | California | Kern | 424611 | 49978313 | 47108512 | 1514305017 | 43408 | 43000 | NAVAL PETROLEUM RESERVE #1 |  |  |  |  | 79 | 7.9 | 3 | 211111 | -119.297 | 35.232 |  | 106 | 999 |  |  |  | 93276 |  | R63-0036
06029 |  | California | Kern | 424611 | 49978413 | 47108512 | 1514305017 | 43407 | 43000 | NAVAL PETROLEUM RESERVE #1 |  |  |  |  | 79 | 7.9 | 3 | 211111 | -119.297 | 35.232 |  | 106 | 999 |  |  |  | 93276 |  | R63-0036
06029 |  | California | Kern | 424611 | 49978513 | 47108512 | 1514305017 | 43406 | 43000 | NAVAL PETROLEUM RESERVE #1 |  |  |  |  | 79 | 7.9 | 3 | 211111 | -119.297 | 35.232 |  | 106 | 999 |  |  |  | 93276 |  | R63-0036
06029 |  | California | Kern | 424611 | 49978613 | 47085412 | 1514305017 | 44341 | 44000 | NAVAL PETROLEUM RESERVE #1 |  |  |  |  | 79 | 7.9 | 3 | 211111 | -119.297 | 35.232 |  | 106 | 999 |  |  |  | 93276 |  | R63-0036
06029 |  | California | Kern | 424611 | 49978713 | 47091612 | 1514305017 | 82304 | 82000 | NAVAL PETROLEUM RESERVE #1 |  |  |  |  | 79 | 7.9 | 3 | 211111 | -119.297 | 35.232 |  | 106 | 999 |  |  |  | 93276 |  | R63-0036
06029 |  | California | Kern | 424611 | 49978813 | 47081812 | 1514305017 | 84101 | 84000 | NAVAL PETROLEUM RESERVE #1 |  |  |  |  | 79 | 7.9 | 3 | 211111 | -119.297 | 35.232 |  | 106 | 999 |  |  |  | 93276 |  | R63-0036
06029 |  | California | Kern | 424611 | 49978913 | 47097212 | 1514305017 | 55244 | 55000 | NAVAL PETROLEUM RESERVE #1 |  |  |  |  | 79 | 7.9 | 3 | 211111 | -119.297 | 35.232 |  | 106 | 999 |  |  |  | 93276 |  | R63-0036
06029 |  | California | Kern | 424611 | 49979013 | 47097212 | 1514305017 | 55245 | 55000 | NAVAL PETROLEUM RESERVE #1 |  |  |  |  | 79 | 7.9 | 3 | 211111 | -119.297 | 35.232 |  | 106 | 999 |  |  |  | 93276 |  | R63-0036
06029 |  | California | Kern | 424611 | 49979113 | 47097212 | 1514305017 | 55246 | 55000 | NAVAL PETROLEUM RESERVE #1 |  |  |  |  | 79 | 7.9 | 3 | 211111 | -119.297 | 35.232 |  | 106 | 999 |  |  |  | 93276 |  | R63-0036
06029 |  | California | Kern | 424611 | 49979213 | 47097212 | 1514305017 | 55247 | 55000 | NAVAL PETROLEUM RESERVE #1 |  |  |  |  | 79 | 7.9 | 3 | 211111 | -119.297 | 35.232 |  | 106 | 999 |  |  |  | 93276 |  | R63-0036
06029 |  | California | Kern | 424611 | 49979313 | 47090412 | 1514305017 | 68202 | 68000 | NAVAL PETROLEUM RESERVE #1 |  |  |  |  | 434 | 99.7 | 30.5 | 211111 | -119.297 | 35.232 |  | 106 | 999 |  |  |  | 93276 |  | R63-0036
06029 |  | California | Kern | 424611 | 49979413 | 47095412 | 1514305017 | 64402 | 64000 | NAVAL PETROLEUM RESERVE #1 |  |  |  |  | 79 | 7.9 | 3 | 211111 | -119.297 | 35.232 |  | 106 | 999 |  |  |  | 93276 |  | R63-0036
06029 |  | California | Kern | 424611 | 49979613 | 47095412 | 1514305017 | 64440 | 64000 | NAVAL PETROLEUM RESERVE #1 |  |  |  |  | 79 | 7.9 | 3 | 211111 | -119.297 | 35.232 |  | 106 | 999 |  |  |  | 93276 |  | R63-0036
06029 |  | California | Kern | 424611 | 49979713 | 47095412 | 1514305017 | 64441 | 64000 | NAVAL PETROLEUM RESERVE #1 |  |  |  |  | 79 | 7.9 | 3 | 211111 | -119.297 | 35.232 |  | 106 | 999 |  |  |  | 93276 |  | R63-0036
06029 |  | California | Kern | 424611 | 49979813 | 47095412 | 1514305017 | 64442 | 64000 | NAVAL PETROLEUM RESERVE #1 |  |  |  |  | 79 | 7.9 | 3 | 211111 | -119.297 | 35.232 |  | 106 | 999 |  |  |  | 93276 |  | R63-0036
06029 |  | California | Kern | 424611 | 49979913 | 47090412 | 1514305017 | 68101 | 68000 | NAVAL PETROLEUM RESERVE #1 |  |  |  |  | 434 | 99.7 | 30.5 | 211111 | -119.297 | 35.232 |  | 106 | 999 |  |  |  | 93276 |  | R63-0036
06029 |  | California | Kern | 424611 | 49980013 | 47090412 | 1514305017 | 68102 | 68000 | NAVAL PETROLEUM RESERVE #1 |  |  |  |  | 434 | 99.7 | 30.5 | 211111 | -119.297 | 35.232 |  | 106 | 999 |  |  |  | 93276 |  | R63-0036
06029 |  | California | Kern | 424611 | 49980113 | 47090412 | 1514305017 | 68103 | 68000 | NAVAL PETROLEUM RESERVE #1 |  |  |  |  | 434 | 99.7 | 30.5 | 211111 | -119.297 | 35.232 |  | 106 | 999 |  |  |  | 93276 |  | R63-0036
06029 |  | California | Kern | 424611 | 49980213 | 47097912 | 1514305017 | 47342 | 47000 | NAVAL PETROLEUM RESERVE #1 |  |  |  |  | 79 | 7.9 | 3 | 211111 | -119.297 | 35.232 |  | 106 | 999 |  |  |  | 93276 |  | R63-0036
06029 |  | California | Kern | 424611 | 49980313 | 47097912 | 1514305017 | 47242 | 47000 | NAVAL PETROLEUM RESERVE #1 |  |  |  |  | 79 | 7.9 | 3 | 211111 | -119.297 | 35.232 |  | 106 | 999 |  |  |  | 93276 |  | R63-0036
06029 |  | California | Kern | 424611 | 49980413 | 47117212 | 1514305017 | 48101 | 48000 | NAVAL PETROLEUM RESERVE #1 |  |  |  |  | 79 | 7.9 | 3 | 211111 | -119.297 | 35.232 |  | 106 | 999 |  |  |  | 93276 |  | R63-0036
06029 |  | California | Kern | 424611 | 49980513 | 47097912 | 1514305017 | 47301 | 47000 | NAVAL PETROLEUM RESERVE #1 |  |  |  |  | 79 | 7.9 | 3 | 211111 | -119.297 | 35.232 |  | 106 | 999 |  |  |  | 93276 |  | R63-0036
06029 |  | California | Kern | 424611 | 49980613 | 47097912 | 1514305017 | 47302 | 47000 | NAVAL PETROLEUM RESERVE #1 |  |  |  |  | 79 | 7.9 | 3 | 211111 | -119.297 | 35.232 |  | 106 | 999 |  |  |  | 93276 |  | R63-0036
06029 |  | California | Kern | 424611 | 49980713 | 47097912 | 1514305017 | 47304 | 47000 | NAVAL PETROLEUM RESERVE #1 |  |  |  |  | 79 | 7.9 | 3 | 211111 | -119.297 | 35.232 |  | 106 | 999 |  |  |  | 93276 |  | R63-0036
06029 |  | California | Kern | 424611 | 49980813 | 47097912 | 1514305017 | 47306 | 47000 | NAVAL PETROLEUM RESERVE #1 |  |  |  |  | 79 | 7.9 | 3 | 211111 | -119.297 | 35.232 |  | 106 | 999 |  |  |  | 93276 |  | R63-0036
06029 |  | California | Kern | 424611 | 49980913 | 47097912 | 1514305017 | 47307 | 47000 | NAVAL PETROLEUM RESERVE #1 |  |  |  |  | 79 | 7.9 | 3 | 211111 | -119.297 | 35.232 |  | 106 | 999 |  |  |  | 93276 |  | R63-0036
06029 |  | California | Kern | 424611 | 49981013 | 47097912 | 1514305017 | 47308 | 47000 | NAVAL PETROLEUM RESERVE #1 |  |  |  |  | 79 | 7.9 | 3 | 211111 | -119.297 | 35.232 |  | 106 | 999 |  |  |  | 93276 |  | R63-0036
06029 |  | California | Kern | 424611 | 49981113 | 47097912 | 1514305017 | 47241 | 47000 | NAVAL PETROLEUM RESERVE #1 |  |  |  |  | 79 | 7.9 | 3 | 211111 | -119.297 | 35.232 |  | 106 | 999 |  |  |  | 93276 |  | R63-0036
06029 |  | California | Kern | 424611 | 49981213 | 47091112 | 1514305017 | 71142 | 71000 | NAVAL PETROLEUM RESERVE #1 |  |  |  |  | 79 | 7.9 | 3 | 211111 | -119.297 | 35.232 |  | 106 | 999 |  |  |  | 93276 |  | R63-0036
06029 |  | California | Kern | 424611 | 49981313 | 47091112 | 1514305017 | 71203 | 71000 | NAVAL PETROLEUM RESERVE #1 |  |  |  |  | 79 | 7.9 | 3 | 211111 | -119.297 | 35.232 |  | 106 | 999 |  |  |  | 93276 |  | R63-0036
06029 |  | California | Kern | 424611 | 49981413 | 47091112 | 1514305017 | 71202 | 71000 | NAVAL PETROLEUM RESERVE #1 |  |  |  |  | 79 | 7.9 | 3 | 211111 | -119.297 | 35.232 |  | 106 | 999 |  |  |  | 93276 |  | R63-0036
06029 |  | California | Kern | 424611 | 49981513 | 47091112 | 1514305017 | 71201 | 71000 | NAVAL PETROLEUM RESERVE #1 |  |  |  |  | 79 | 7.9 | 3 | 211111 | -119.297 | 35.232 |  | 106 | 999 |  |  |  | 93276 |  | R63-0036
06029 |  | California | Kern | 424611 | 49981713 | 47091112 | 1514305017 | 71145 | 71000 | NAVAL PETROLEUM RESERVE #1 |  |  |  |  | 79 | 7.9 | 3 | 211111 | -119.297 | 35.232 |  | 106 | 999 |  |  |  | 93276 |  | R63-0036
06029 |  | California | Kern | 424611 | 49981913 | 47091112 | 1514305017 | 71143 | 71000 | NAVAL PETROLEUM RESERVE #1 |  |  |  |  | 79 | 7.9 | 3 | 211111 | -119.297 | 35.232 |  | 106 | 999 |  |  |  | 93276 |  | R63-0036
06029 |  | California | Kern | 424611 | 49982013 | 47091112 | 1514305017 | 71206 | 71000 | NAVAL PETROLEUM RESERVE #1 |  |  |  |  | 79 | 7.9 | 3 | 211111 | -119.297 | 35.232 |  | 106 | 999 |  |  |  | 93276 |  | R63-0036
06029 |  | California | Kern | 424611 | 49982113 | 47091112 | 1514305017 | 71141 | 71000 | NAVAL PETROLEUM RESERVE #1 |  |  |  |  | 79 | 7.9 | 3 | 211111 | -119.297 | 35.232 |  | 106 | 999 |  |  |  | 93276 |  | R63-0036
06029 |  | California | Kern | 424611 | 49982213 | 47091112 | 1514305017 | 71140 | 71000 | NAVAL PETROLEUM RESERVE #1 |  |  |  |  | 79 | 7.9 | 3 | 211111 | -119.297 | 35.232 |  | 106 | 999 |  |  |  | 93276 |  | R63-0036
06029 |  | California | Kern | 424611 | 49982313 | 47091112 | 1514305017 | 71110 | 71000 | NAVAL PETROLEUM RESERVE #1 |  |  |  |  | 79 | 7.9 | 3 | 211111 | -119.297 | 35.232 |  | 106 | 999 |  |  |  | 93276 |  | R63-0036
06029 |  | California | Kern | 424611 | 49982413 | 47091112 | 1514305017 | 71109 | 71000 | NAVAL PETROLEUM RESERVE #1 |  |  |  |  | 79 | 7.9 | 3 | 211111 | -119.297 | 35.232 |  | 106 | 999 |  |  |  | 93276 |  | R63-0036
06029 |  | California | Kern | 424611 | 49982513 | 47091112 | 1514305017 | 71108 | 71000 | NAVAL PETROLEUM RESERVE #1 |  |  |  |  | 79 | 7.9 | 3 | 211111 | -119.297 | 35.232 |  | 106 | 999 |  |  |  | 93276 |  | R63-0036
06029 |  | California | Kern | 424611 | 49982613 | 47091112 | 1514305017 | 71107 | 71000 | NAVAL PETROLEUM RESERVE #1 |  |  |  |  | 79 | 7.9 | 3 | 211111 | -119.297 | 35.232 |  | 106 | 999 |  |  |  | 93276 |  | R63-0036
06029 |  | California | Kern | 424611 | 49982713 | 47091112 | 1514305017 | 71144 | 71000 | NAVAL PETROLEUM RESERVE #1 |  |  |  |  | 79 | 7.9 | 3 | 211111 | -119.297 | 35.232 |  | 106 | 999 |  |  |  | 93276 |  | R63-0036
06029 |  | California | Kern | 424611 | 49982813 | 47101012 | 1514305017 | 59314 | 59000 | NAVAL PETROLEUM RESERVE #1 |  |  |  |  | 79 | 7.9 | 3 | 211111 | -119.297 | 35.232 |  | 106 | 999 |  |  |  | 93276 |  | R63-0036
06029 |  | California | Kern | 424611 | 49982913 | 47097912 | 1514305017 | 47202 | 47000 | NAVAL PETROLEUM RESERVE #1 |  |  |  |  | 79 | 7.9 | 3 | 211111 | -119.297 | 35.232 |  | 106 | 999 |  |  |  | 93276 |  | R63-0036
06029 |  | California | Kern | 424611 | 49983013 | 47117212 | 1514305017 | 48102 | 48000 | NAVAL PETROLEUM RESERVE #1 |  |  |  |  | 79 | 7.9 | 3 | 211111 | -119.297 | 35.232 |  | 106 | 999 |  |  |  | 93276 |  | R63-0036
06029 |  | California | Kern | 424611 | 49983113 | 47117212 | 1514305017 | 48103 | 48000 | NAVAL PETROLEUM RESERVE #1 |  |  |  |  | 79 | 7.9 | 3 | 211111 | -119.297 | 35.232 |  | 106 | 999 |  |  |  | 93276 |  | R63-0036
06029 |  | California | Kern | 424611 | 49983213 | 47117212 | 1514305017 | 48104 | 48000 | NAVAL PETROLEUM RESERVE #1 |  |  |  |  | 79 | 7.9 | 3 | 211111 | -119.297 | 35.232 |  | 106 | 999 |  |  |  | 93276 |  | R63-0036
06029 |  | California | Kern | 424611 | 49983313 | 47101012 | 1514305017 | 59310 | 59000 | NAVAL PETROLEUM RESERVE #1 |  |  |  |  | 79 | 7.9 | 3 | 211111 | -119.297 | 35.232 |  | 106 | 999 |  |  |  | 93276 |  | R63-0036
06029 |  | California | Kern | 424611 | 49983413 | 47101012 | 1514305017 | 59311 | 59000 | NAVAL PETROLEUM RESERVE #1 |  |  |  |  | 79 | 7.9 | 3 | 211111 | -119.297 | 35.232 |  | 106 | 999 |  |  |  | 93276 |  | R63-0036
06029 |  | California | Kern | 424611 | 49983513 | 47091112 | 1514305017 | 71204 | 71000 | NAVAL PETROLEUM RESERVE #1 |  |  |  |  | 79 | 7.9 | 3 | 211111 | -119.297 | 35.232 |  | 106 | 999 |  |  |  | 93276 |  | R63-0036
06029 |  | California | Kern | 424611 | 49983613 | 47101012 | 1514305017 | 59313 | 59000 | NAVAL PETROLEUM RESERVE #1 |  |  |  |  | 79 | 7.9 | 3 | 211111 | -119.297 | 35.232 |  | 106 | 999 |  |  |  | 93276 |  | R63-0036
06029 |  | California | Kern | 424611 | 49983713 | 47091112 | 1514305017 | 71205 | 71000 | NAVAL PETROLEUM RESERVE #1 |  |  |  |  | 79 | 7.9 | 3 | 211111 | -119.297 | 35.232 |  | 106 | 999 |  |  |  | 93276 |  | R63-0036
06029 |  | California | Kern | 424611 | 49983813 | 47091112 | 1514305017 | 71211 | 71000 | NAVAL PETROLEUM RESERVE #1 |  |  |  |  | 79 | 7.9 | 3 | 211111 | -119.297 | 35.232 |  | 106 | 999 |  |  |  | 93276 |  | R63-0036
06029 |  | California | Kern | 424611 | 49983913 | 47091112 | 1514305017 | 71210 | 71000 | NAVAL PETROLEUM RESERVE #1 |  |  |  |  | 79 | 7.9 | 3 | 211111 | -119.297 | 35.232 |  | 106 | 999 |  |  |  | 93276 |  | R63-0036
06029 |  | California | Kern | 424611 | 49984013 | 47091112 | 1514305017 | 71209 | 71000 | NAVAL PETROLEUM RESERVE #1 |  |  |  |  | 79 | 7.9 | 3 | 211111 | -119.297 | 35.232 |  | 106 | 999 |  |  |  | 93276 |  | R63-0036
06029 |  | California | Kern | 424611 | 49984113 | 47091112 | 1514305017 | 71208 | 71000 | NAVAL PETROLEUM RESERVE #1 |  |  |  |  | 79 | 7.9 | 3 | 211111 | -119.297 | 35.232 |  | 106 | 999 |  |  |  | 93276 |  | R63-0036
06029 |  | California | Kern | 424611 | 49984213 | 47091112 | 1514305017 | 71207 | 71000 | NAVAL PETROLEUM RESERVE #1 |  |  |  |  | 79 | 7.9 | 3 | 211111 | -119.297 | 35.232 |  | 106 | 999 |  |  |  | 93276 |  | R63-0036
06029 |  | California | Kern | 424611 | 49984413 | 47101012 | 1514305017 | 59312 | 59000 | NAVAL PETROLEUM RESERVE #1 |  |  |  |  | 79 | 7.9 | 3 | 211111 | -119.297 | 35.232 |  | 106 | 999 |  |  |  | 93276 |  | R63-0036
06029 |  | California | Kern | 424611 | 49984513 | 47095712 | 1514305017 | 11143 | 11000 | NAVAL PETROLEUM RESERVE #1 |  |  |  |  | 79 | 7.9 | 3 | 211111 | -119.297 | 35.232 |  | 106 | 999 |  |  |  | 93276 |  | R63-0036
06029 |  | California | Kern | 424611 | 49984613 | 47097912 | 1514305017 | 47204 | 47000 | NAVAL PETROLEUM RESERVE #1 |  |  |  |  | 79 | 7.9 | 3 | 211111 | -119.297 | 35.232 |  | 106 | 999 |  |  |  | 93276 |  | R63-0036
06029 |  | California | Kern | 424611 | 49984713 | 47095712 | 1514305017 | 11206 | 11000 | NAVAL PETROLEUM RESERVE #1 |  |  |  |  | 79 | 7.9 | 3 | 211111 | -119.297 | 35.232 |  | 106 | 999 |  |  |  | 93276 |  | R63-0036
06029 |  | California | Kern | 424611 | 49984813 | 47095712 | 1514305017 | 11205 | 11000 | NAVAL PETROLEUM RESERVE #1 |  |  |  |  | 79 | 7.9 | 3 | 211111 | -119.297 | 35.232 |  | 106 | 999 |  |  |  | 93276 |  | R63-0036
06029 |  | California | Kern | 424611 | 49984913 | 47087112 | 1514305017 | 28442 | 28000 | NAVAL PETROLEUM RESERVE #1 |  |  |  |  | 79 | 7.9 | 3 | 211111 | -119.297 | 35.232 |  | 106 | 999 |  |  |  | 93276 |  | R63-0036
06029 |  | California | Kern | 424611 | 49985013 | 47087112 | 1514305017 | 28441 | 28000 | NAVAL PETROLEUM RESERVE #1 |  |  |  |  | 79 | 7.9 | 3 | 211111 | -119.297 | 35.232 |  | 106 | 999 |  |  |  | 93276 |  | R63-0036
06029 |  | California | Kern | 424611 | 49985113 | 47081812 | 1514305017 | 84301 | 84000 | NAVAL PETROLEUM RESERVE #1 |  |  |  |  | 79 | 7.9 | 3 | 211111 | -119.297 | 35.232 |  | 106 | 999 |  |  |  | 93276 |  | R63-0036
06029 |  | California | Kern | 424611 | 49985313 | 47080112 | 1514305017 | 12201 | 12000 | NAVAL PETROLEUM RESERVE #1 |  |  |  |  | 79 | 7.9 | 3 | 211111 | -119.297 | 35.232 |  | 106 | 999 |  |  |  | 93276 |  | R63-0036
06029 |  | California | Kern | 424611 | 49985413 | 47095712 | 1514305017 | 11104 | 11000 | NAVAL PETROLEUM RESERVE #1 |  |  |  |  | 79 | 7.9 | 3 | 211111 | -119.297 | 35.232 |  | 106 | 999 |  |  |  | 93276 |  | R63-0036
06029 |  | California | Kern | 424611 | 49985513 | 47095712 | 1514305017 | 11103 | 11000 | NAVAL PETROLEUM RESERVE #1 |  |  |  |  | 79 | 7.9 | 3 | 211111 | -119.297 | 35.232 |  | 106 | 999 |  |  |  | 93276 |  | R63-0036
06029 |  | California | Kern | 424611 | 49985613 | 47095712 | 1514305017 | 11102 | 11000 | NAVAL PETROLEUM RESERVE #1 |  |  |  |  | 79 | 7.9 | 3 | 211111 | -119.297 | 35.232 |  | 106 | 999 |  |  |  | 93276 |  | R63-0036
06029 |  | California | Kern | 424611 | 49985713 | 47095712 | 1514305017 | 11101 | 11000 | NAVAL PETROLEUM RESERVE #1 |  |  |  |  | 79 | 7.9 | 3 | 211111 | -119.297 | 35.232 |  | 106 | 999 |  |  |  | 93276 |  | R63-0036
06029 |  | California | Kern | 424611 | 49985813 | 47081712 | 1514305017 | 85103 | 85000 | NAVAL PETROLEUM RESERVE #1 |  |  |  |  | 79 | 7.9 | 3 | 211111 | -119.297 | 35.232 |  | 106 | 999 |  |  |  | 93276 |  | R63-0036
06029 |  | California | Kern | 424611 | 49985913 | 47081812 | 1514305017 | 84307 | 84000 | NAVAL PETROLEUM RESERVE #1 |  |  |  |  | 79 | 7.9 | 3 | 211111 | -119.297 | 35.232 |  | 106 | 999 |  |  |  | 93276 |  | R63-0036
06029 |  | California | Kern | 424611 | 49986113 | 47081812 | 1514305017 | 84308 | 84000 | NAVAL PETROLEUM RESERVE #1 |  |  |  |  | 79 | 7.9 | 3 | 211111 | -119.297 | 35.232 |  | 106 | 999 |  |  |  | 93276 |  | R63-0036
06029 |  | California | Kern | 424611 | 49986213 | 47081812 | 1514305017 | 84402 | 84000 | NAVAL PETROLEUM RESERVE #1 |  |  |  |  | 79 | 7.9 | 3 | 211111 | -119.297 | 35.232 |  | 106 | 999 |  |  |  | 93276 |  | R63-0036
06029 |  | California | Kern | 424611 | 49986313 | 47081812 | 1514305017 | 84401 | 84000 | NAVAL PETROLEUM RESERVE #1 |  |  |  |  | 79 | 7.9 | 3 | 211111 | -119.297 | 35.232 |  | 106 | 999 |  |  |  | 93276 |  | R63-0036
06029 |  | California | Kern | 424611 | 49986413 | 47081812 | 1514305017 | 84343 | 84000 | NAVAL PETROLEUM RESERVE #1 |  |  |  |  | 79 | 7.9 | 3 | 211111 | -119.297 | 35.232 |  | 106 | 999 |  |  |  | 93276 |  | R63-0036
06029 |  | California | Kern | 424611 | 49986513 | 47081812 | 1514305017 | 84342 | 84000 | NAVAL PETROLEUM RESERVE #1 |  |  |  |  | 79 | 7.9 | 3 | 211111 | -119.297 | 35.232 |  | 106 | 999 |  |  |  | 93276 |  | R63-0036
06029 |  | California | Kern | 424611 | 49986613 | 47081812 | 1514305017 | 84341 | 84000 | NAVAL PETROLEUM RESERVE #1 |  |  |  |  | 79 | 7.9 | 3 | 211111 | -119.297 | 35.232 |  | 106 | 999 |  |  |  | 93276 |  | R63-0036
06029 |  | California | Kern | 424611 | 49986713 | 47095712 | 1514305017 | 11106 | 11000 | NAVAL PETROLEUM RESERVE #1 |  |  |  |  | 79 | 7.9 | 3 | 211111 | -119.297 | 35.232 |  | 106 | 999 |  |  |  | 93276 |  | R63-0036
06029 |  | California | Kern | 424611 | 49986813 | 47085712 | 1514305017 | 88173 | 88173 | NAVAL PETROLEUM RESERVE #1 |  |  | 10 | 0.5 | 560 | 32 |  | 211111 | -119.297 | 35.232 |  | 106 | 999 |  |  |  | 93276 |  | R63-0040
06029 |  | California | Kern | 424611 | 49986913 | 47083812 | 1514305017 | 86301 | 86000 | NAVAL PETROLEUM RESERVE #1 |  |  |  |  | 79 | 7.9 | 3 | 211111 | -119.297 | 35.232 |  | 106 | 999 |  |  |  | 93276 |  | R63-0036
06029 |  | California | Kern | 424611 | 49987213 | 47083212 | 1514305017 | 87201 | 87000 | NAVAL PETROLEUM RESERVE #1 |  |  |  |  | 434 | 99.7 | 30.5 | 211111 | -119.297 | 35.232 |  | 106 | 999 |  |  |  | 93276 |  | R63-0036
06029 |  | California | Kern | 424611 | 49987313 | 47083812 | 1514305017 | 86441 | 86000 | NAVAL PETROLEUM RESERVE #1 |  |  |  |  | 79 | 7.9 | 3 | 211111 | -119.297 | 35.232 |  | 106 | 999 |  |  |  | 93276 |  | R63-0036
06029 |  | California | Kern | 424611 | 49987413 | 47083812 | 1514305017 | 86440 | 86000 | NAVAL PETROLEUM RESERVE #1 |  |  |  |  | 79 | 7.9 | 3 | 211111 | -119.297 | 35.232 |  | 106 | 999 |  |  |  | 93276 |  | R63-0036
06029 |  | California | Kern | 424611 | 49987613 | 47088112 | 1514305017 | 88174 | 88174 | NAVAL PETROLEUM RESERVE #1 |  |  | 10 | 0.5 | 560 | 32 |  | 211111 | -119.297 | 35.232 |  | 106 | 999 |  |  |  | 93276 |  | R63-0040
06029 |  | California | Kern | 424611 | 49987713 | 47094112 | 1514305017 | 58402 | 58000 | NAVAL PETROLEUM RESERVE #1 |  |  |  |  | 79 | 7.9 | 3 | 211111 | -119.297 | 35.232 |  | 106 | 999 |  |  |  | 93276 |  | R63-0036
06029 |  | California | Kern | 424611 | 49987813 | 47094112 | 1514305017 | 58302 | 58000 | NAVAL PETROLEUM RESERVE #1 |  |  |  |  | 79 | 7.9 | 3 | 211111 | -119.297 | 35.232 |  | 106 | 999 |  |  |  | 93276 |  | R63-0036
06029 |  | California | Kern | 424611 | 49987913 | 47094112 | 1514305017 | 58408 | 58000 | NAVAL PETROLEUM RESERVE #1 |  |  |  |  | 79 | 7.9 | 3 | 211111 | -119.297 | 35.232 |  | 106 | 999 |  |  |  | 93276 |  | R63-0036
06029 |  | California | Kern | 424611 | 49988013 | 47094112 | 1514305017 | 58407 | 58000 | NAVAL PETROLEUM RESERVE #1 |  |  |  |  | 79 | 7.9 | 3 | 211111 | -119.297 | 35.232 |  | 106 | 999 |  |  |  | 93276 |  | R63-0036
06029 |  | California | Kern | 424611 | 49988113 | 47094112 | 1514305017 | 58406 | 58000 | NAVAL PETROLEUM RESERVE #1 |  |  |  |  | 79 | 7.9 | 3 | 211111 | -119.297 | 35.232 |  | 106 | 999 |  |  |  | 93276 |  | R63-0036
06029 |  | California | Kern | 424611 | 49988213 | 47094112 | 1514305017 | 58405 | 58000 | NAVAL PETROLEUM RESERVE #1 |  |  |  |  | 79 | 7.9 | 3 | 211111 | -119.297 | 35.232 |  | 106 | 999 |  |  |  | 93276 |  | R63-0036
06029 |  | California | Kern | 424611 | 49988313 | 47094112 | 1514305017 | 58410 | 58000 | NAVAL PETROLEUM RESERVE #1 |  |  |  |  | 79 | 7.9 | 3 | 211111 | -119.297 | 35.232 |  | 106 | 999 |  |  |  | 93276 |  | R63-0036
06029 |  | California | Kern | 424611 | 49988413 | 47094112 | 1514305017 | 58403 | 58000 | NAVAL PETROLEUM RESERVE #1 |  |  |  |  | 79 | 7.9 | 3 | 211111 | -119.297 | 35.232 |  | 106 | 999 |  |  |  | 93276 |  | R63-0036
06029 |  | California | Kern | 424611 | 49988513 | 47094112 | 1514305017 | 58411 | 58000 | NAVAL PETROLEUM RESERVE #1 |  |  |  |  | 79 | 7.9 | 3 | 211111 | -119.297 | 35.232 |  | 106 | 999 |  |  |  | 93276 |  | R63-0036
06029 |  | California | Kern | 424611 | 49988613 | 47094112 | 1514305017 | 58401 | 58000 | NAVAL PETROLEUM RESERVE #1 |  |  |  |  | 79 | 7.9 | 3 | 211111 | -119.297 | 35.232 |  | 106 | 999 |  |  |  | 93276 |  | R63-0036
06029 |  | California | Kern | 424611 | 49988713 | 47094112 | 1514305017 | 58307 | 58000 | NAVAL PETROLEUM RESERVE #1 |  |  |  |  | 79 | 7.9 | 3 | 211111 | -119.297 | 35.232 |  | 106 | 999 |  |  |  | 93276 |  | R63-0036
06029 |  | California | Kern | 424611 | 49988813 | 47094112 | 1514305017 | 58306 | 58000 | NAVAL PETROLEUM RESERVE #1 |  |  |  |  | 79 | 7.9 | 3 | 211111 | -119.297 | 35.232 |  | 106 | 999 |  |  |  | 93276 |  | R63-0036
06029 |  | California | Kern | 424611 | 49988913 | 47094112 | 1514305017 | 58305 | 58000 | NAVAL PETROLEUM RESERVE #1 |  |  |  |  | 79 | 7.9 | 3 | 211111 | -119.297 | 35.232 |  | 106 | 999 |  |  |  | 93276 |  | R63-0036
06029 |  | California | Kern | 424611 | 49989013 | 47094112 | 1514305017 | 58304 | 58000 | NAVAL PETROLEUM RESERVE #1 |  |  |  |  | 79 | 7.9 | 3 | 211111 | -119.297 | 35.232 |  | 106 | 999 |  |  |  | 93276 |  | R63-0036
06029 |  | California | Kern | 424611 | 49989113 | 47091112 | 1514305017 | 71105 | 71000 | NAVAL PETROLEUM RESERVE #1 |  |  |  |  | 79 | 7.9 | 3 | 211111 | -119.297 | 35.232 |  | 106 | 999 |  |  |  | 93276 |  | R63-0036
06029 |  | California | Kern | 424611 | 49989213 | 47094112 | 1514305017 | 58404 | 58000 | NAVAL PETROLEUM RESERVE #1 |  |  |  |  | 79 | 7.9 | 3 | 211111 | -119.297 | 35.232 |  | 106 | 999 |  |  |  | 93276 |  | R63-0036
06029 |  | California | Kern | 424611 | 49989313 | 47094112 | 1514305017 | 58418 | 58000 | NAVAL PETROLEUM RESERVE #1 |  |  |  |  | 79 | 7.9 | 3 | 211111 | -119.297 | 35.232 |  | 106 | 999 |  |  |  | 93276 |  | R63-0036
06029 |  | California | Kern | 424611 | 49989413 | 47101012 | 1514305017 | 59201 | 59000 | NAVAL PETROLEUM RESERVE #1 |  |  |  |  | 79 | 7.9 | 3 | 211111 | -119.297 | 35.232 |  | 106 | 999 |  |  |  | 93276 |  | R63-0036
06029 |  | California | Kern | 424611 | 49989713 | 47101012 | 1514305017 | 59104 | 59000 | NAVAL PETROLEUM RESERVE #1 |  |  |  |  | 79 | 7.9 | 3 | 211111 | -119.297 | 35.232 |  | 106 | 999 |  |  |  | 93276 |  | R63-0036
06029 |  | California | Kern | 424611 | 49989813 | 47101012 | 1514305017 | 59103 | 59000 | NAVAL PETROLEUM RESERVE #1 |  |  |  |  | 79 | 7.9 | 3 | 211111 | -119.297 | 35.232 |  | 106 | 999 |  |  |  | 93276 |  | R63-0036
06029 |  | California | Kern | 424611 | 49989913 | 47094112 | 1514305017 | 58409 | 58000 | NAVAL PETROLEUM RESERVE #1 |  |  |  |  | 79 | 7.9 | 3 | 211111 | -119.297 | 35.232 |  | 106 | 999 |  |  |  | 93276 |  | R63-0036
06029 |  | California | Kern | 424611 | 49990013 | 47101012 | 1514305017 | 59101 | 59000 | NAVAL PETROLEUM RESERVE #1 |  |  |  |  | 79 | 7.9 | 3 | 211111 | -119.297 | 35.232 |  | 106 | 999 |  |  |  | 93276 |  | R63-0036
06029 |  | California | Kern | 424611 | 49990113 | 47094112 | 1514305017 | 58301 | 58000 | NAVAL PETROLEUM RESERVE #1 |  |  |  |  | 79 | 7.9 | 3 | 211111 | -119.297 | 35.232 |  | 106 | 999 |  |  |  | 93276 |  | R63-0036
06029 |  | California | Kern | 424611 | 49990213 | 47094112 | 1514305017 | 58417 | 58000 | NAVAL PETROLEUM RESERVE #1 |  |  |  |  | 79 | 7.9 | 3 | 211111 | -119.297 | 35.232 |  | 106 | 999 |  |  |  | 93276 |  | R63-0036
06029 |  | California | Kern | 424611 | 49990313 | 47094112 | 1514305017 | 58416 | 58000 | NAVAL PETROLEUM RESERVE #1 |  |  |  |  | 79 | 7.9 | 3 | 211111 | -119.297 | 35.232 |  | 106 | 999 |  |  |  | 93276 |  | R63-0036
06029 |  | California | Kern | 424611 | 49990413 | 47094112 | 1514305017 | 58415 | 58000 | NAVAL PETROLEUM RESERVE #1 |  |  |  |  | 79 | 7.9 | 3 | 211111 | -119.297 | 35.232 |  | 106 | 999 |  |  |  | 93276 |  | R63-0036
06029 |  | California | Kern | 424611 | 49990513 | 47094112 | 1514305017 | 58414 | 58000 | NAVAL PETROLEUM RESERVE #1 |  |  |  |  | 79 | 7.9 | 3 | 211111 | -119.297 | 35.232 |  | 106 | 999 |  |  |  | 93276 |  | R63-0036
06029 |  | California | Kern | 424611 | 49990613 | 47094112 | 1514305017 | 58413 | 58000 | NAVAL PETROLEUM RESERVE #1 |  |  |  |  | 79 | 7.9 | 3 | 211111 | -119.297 | 35.232 |  | 106 | 999 |  |  |  | 93276 |  | R63-0036
06029 |  | California | Kern | 424611 | 49990713 | 47094112 | 1514305017 | 58412 | 58000 | NAVAL PETROLEUM RESERVE #1 |  |  |  |  | 79 | 7.9 | 3 | 211111 | -119.297 | 35.232 |  | 106 | 999 |  |  |  | 93276 |  | R63-0036
06029 |  | California | Kern | 424611 | 49990813 | 47101012 | 1514305017 | 59102 | 59000 | NAVAL PETROLEUM RESERVE #1 |  |  |  |  | 79 | 7.9 | 3 | 211111 | -119.297 | 35.232 |  | 106 | 999 |  |  |  | 93276 |  | R63-0036
06029 |  | California | Kern | 424611 | 49990913 | 47094112 | 1514305017 | 58203 | 58000 | NAVAL PETROLEUM RESERVE #1 |  |  |  |  | 79 | 7.9 | 3 | 211111 | -119.297 | 35.232 |  | 106 | 999 |  |  |  | 93276 |  | R63-0036
06029 |  | California | Kern | 424611 | 49991013 | 47094112 | 1514305017 | 58303 | 58000 | NAVAL PETROLEUM RESERVE #1 |  |  |  |  | 79 | 7.9 | 3 | 211111 | -119.297 | 35.232 |  | 106 | 999 |  |  |  | 93276 |  | R63-0036
06029 |  | California | Kern | 424611 | 49991113 | 47094112 | 1514305017 | 58209 | 58000 | NAVAL PETROLEUM RESERVE #1 |  |  |  |  | 79 | 7.9 | 3 | 211111 | -119.297 | 35.232 |  | 106 | 999 |  |  |  | 93276 |  | R63-0036
06029 |  | California | Kern | 424611 | 49991213 | 47094112 | 1514305017 | 58208 | 58000 | NAVAL PETROLEUM RESERVE #1 |  |  |  |  | 79 | 7.9 | 3 | 211111 | -119.297 | 35.232 |  | 106 | 999 |  |  |  | 93276 |  | R63-0036
06029 |  | California | Kern | 424611 | 49991313 | 47094112 | 1514305017 | 58207 | 58000 | NAVAL PETROLEUM RESERVE #1 |  |  |  |  | 79 | 7.9 | 3 | 211111 | -119.297 | 35.232 |  | 106 | 999 |  |  |  | 93276 |  | R63-0036
06029 |  | California | Kern | 424611 | 49991413 | 47094112 | 1514305017 | 58206 | 58000 | NAVAL PETROLEUM RESERVE #1 |  |  |  |  | 79 | 7.9 | 3 | 211111 | -119.297 | 35.232 |  | 106 | 999 |  |  |  | 93276 |  | R63-0036
06029 |  | California | Kern | 424611 | 49991513 | 47094112 | 1514305017 | 58211 | 58000 | NAVAL PETROLEUM RESERVE #1 |  |  |  |  | 79 | 7.9 | 3 | 211111 | -119.297 | 35.232 |  | 106 | 999 |  |  |  | 93276 |  | R63-0036
06029 |  | California | Kern | 424611 | 49991613 | 47094112 | 1514305017 | 58204 | 58000 | NAVAL PETROLEUM RESERVE #1 |  |  |  |  | 79 | 7.9 | 3 | 211111 | -119.297 | 35.232 |  | 106 | 999 |  |  |  | 93276 |  | R63-0036
06029 |  | California | Kern | 424611 | 49991713 | 47094112 | 1514305017 | 58212 | 58000 | NAVAL PETROLEUM RESERVE #1 |  |  |  |  | 79 | 7.9 | 3 | 211111 | -119.297 | 35.232 |  | 106 | 999 |  |  |  | 93276 |  | R63-0036
06029 |  | California | Kern | 424611 | 49991813 | 47094112 | 1514305017 | 58202 | 58000 | NAVAL PETROLEUM RESERVE #1 |  |  |  |  | 79 | 7.9 | 3 | 211111 | -119.297 | 35.232 |  | 106 | 999 |  |  |  | 93276 |  | R63-0036
06029 |  | California | Kern | 424611 | 49991913 | 47094112 | 1514305017 | 58201 | 58000 | NAVAL PETROLEUM RESERVE #1 |  |  |  |  | 79 | 7.9 | 3 | 211111 | -119.297 | 35.232 |  | 106 | 999 |  |  |  | 93276 |  | R63-0036
06029 |  | California | Kern | 424611 | 49992413 | 47094112 | 1514305017 | 58205 | 58000 | NAVAL PETROLEUM RESERVE #1 |  |  |  |  | 79 | 7.9 | 3 | 211111 | -119.297 | 35.232 |  | 106 | 999 |  |  |  | 93276 |  | R63-0036
06029 |  | California | Kern | 424611 | 49992513 | 47107312 | 1514305017 | 72205 | 72000 | NAVAL PETROLEUM RESERVE #1 |  |  |  |  | 79 | 7.9 | 3 | 211111 | -119.297 | 35.232 |  | 106 | 999 |  |  |  | 93276 |  | R63-0036
06029 |  | California | Kern | 424611 | 49992613 | 47107312 | 1514305017 | 72140 | 72000 | NAVAL PETROLEUM RESERVE #1 |  |  |  |  | 79 | 7.9 | 3 | 211111 | -119.297 | 35.232 |  | 106 | 999 |  |  |  | 93276 |  | R63-0036
06029 |  | California | Kern | 424611 | 49992713 | 47091112 | 1514305017 | 71412 | 71000 | NAVAL PETROLEUM RESERVE #1 |  |  |  |  | 79 | 7.9 | 3 | 211111 | -119.297 | 35.232 |  | 106 | 999 |  |  |  | 93276 |  | R63-0036
06029 |  | California | Kern | 424611 | 49992813 | 47107312 | 1514305017 | 72142 | 72000 | NAVAL PETROLEUM RESERVE #1 |  |  |  |  | 79 | 7.9 | 3 | 211111 | -119.297 | 35.232 |  | 106 | 999 |  |  |  | 93276 |  | R63-0036
06029 |  | California | Kern | 424611 | 49992913 | 47107312 | 1514305017 | 72143 | 72000 | NAVAL PETROLEUM RESERVE #1 |  |  |  |  | 79 | 7.9 | 3 | 211111 | -119.297 | 35.232 |  | 106 | 999 |  |  |  | 93276 |  | R63-0036
06029 |  | California | Kern | 424611 | 49993013 | 47107312 | 1514305017 | 72144 | 72000 | NAVAL PETROLEUM RESERVE #1 |  |  |  |  | 79 | 7.9 | 3 | 211111 | -119.297 | 35.232 |  | 106 | 999 |  |  |  | 93276 |  | R63-0036
06029 |  | California | Kern | 424611 | 49993413 | 47107312 | 1514305017 | 72201 | 72000 | NAVAL PETROLEUM RESERVE #1 |  |  |  |  | 79 | 7.9 | 3 | 211111 | -119.297 | 35.232 |  | 106 | 999 |  |  |  | 93276 |  | R63-0036
06029 |  | California | Kern | 424611 | 49993513 | 47107312 | 1514305017 | 72202 | 72000 | NAVAL PETROLEUM RESERVE #1 |  |  |  |  | 79 | 7.9 | 3 | 211111 | -119.297 | 35.232 |  | 106 | 999 |  |  |  | 93276 |  | R63-0036
06029 |  | California | Kern | 424611 | 49993613 | 47091112 | 1514305017 | 71413 | 71000 | NAVAL PETROLEUM RESERVE #1 |  |  |  |  | 79 | 7.9 | 3 | 211111 | -119.297 | 35.232 |  | 106 | 999 |  |  |  | 93276 |  | R63-0036
06029 |  | California | Kern | 424611 | 49993713 | 47107312 | 1514305017 | 72204 | 72000 | NAVAL PETROLEUM RESERVE #1 |  |  |  |  | 79 | 7.9 | 3 | 211111 | -119.297 | 35.232 |  | 106 | 999 |  |  |  | 93276 |  | R63-0036
06029 |  | California | Kern | 424611 | 49993813 | 47107312 | 1514305017 | 72118 | 72000 | NAVAL PETROLEUM RESERVE #1 |  |  |  |  | 79 | 7.9 | 3 | 211111 | -119.297 | 35.232 |  | 106 | 999 |  |  |  | 93276 |  | R63-0036
06029 |  | California | Kern | 424611 | 49993913 | 47107312 | 1514305017 | 72206 | 72000 | NAVAL PETROLEUM RESERVE #1 |  |  |  |  | 79 | 7.9 | 3 | 211111 | -119.297 | 35.232 |  | 106 | 999 |  |  |  | 93276 |  | R63-0036
06029 |  | California | Kern | 424611 | 49994013 | 47107312 | 1514305017 | 72207 | 72000 | NAVAL PETROLEUM RESERVE #1 |  |  |  |  | 79 | 7.9 | 3 | 211111 | -119.297 | 35.232 |  | 106 | 999 |  |  |  | 93276 |  | R63-0036
06029 |  | California | Kern | 424611 | 49994113 | 47107312 | 1514305017 | 72208 | 72000 | NAVAL PETROLEUM RESERVE #1 |  |  |  |  | 79 | 7.9 | 3 | 211111 | -119.297 | 35.232 |  | 106 | 999 |  |  |  | 93276 |  | R63-0036
06029 |  | California | Kern | 424611 | 49994213 | 47107312 | 1514305017 | 72209 | 72000 | NAVAL PETROLEUM RESERVE #1 |  |  |  |  | 79 | 7.9 | 3 | 211111 | -119.297 | 35.232 |  | 106 | 999 |  |  |  | 93276 |  | R63-0036
06029 |  | California | Kern | 424611 | 49994313 | 47107312 | 1514305017 | 72210 | 72000 | NAVAL PETROLEUM RESERVE #1 |  |  |  |  | 79 | 7.9 | 3 | 211111 | -119.297 | 35.232 |  | 106 | 999 |  |  |  | 93276 |  | R63-0036
06029 |  | California | Kern | 424611 | 49994413 | 47107312 | 1514305017 | 72211 | 72000 | NAVAL PETROLEUM RESERVE #1 |  |  |  |  | 79 | 7.9 | 3 | 211111 | -119.297 | 35.232 |  | 106 | 999 |  |  |  | 93276 |  | R63-0036
06029 |  | California | Kern | 424611 | 49994513 | 47107312 | 1514305017 | 72212 | 72000 | NAVAL PETROLEUM RESERVE #1 |  |  |  |  | 79 | 7.9 | 3 | 211111 | -119.297 | 35.232 |  | 106 | 999 |  |  |  | 93276 |  | R63-0036
06029 |  | California | Kern | 424611 | 49994613 | 47107312 | 1514305017 | 72213 | 72000 | NAVAL PETROLEUM RESERVE #1 |  |  |  |  | 79 | 7.9 | 3 | 211111 | -119.297 | 35.232 |  | 106 | 999 |  |  |  | 93276 |  | R63-0036
06029 |  | California | Kern | 424611 | 49994713 | 47094112 | 1514305017 | 58130 | 58000 | NAVAL PETROLEUM RESERVE #1 |  |  |  |  | 79 | 7.9 | 3 | 211111 | -119.297 | 35.232 |  | 106 | 999 |  |  |  | 93276 |  | R63-0036
06029 |  | California | Kern | 424611 | 49994813 | 47094112 | 1514305017 | 58145 | 58000 | NAVAL PETROLEUM RESERVE #1 |  |  |  |  | 79 | 7.9 | 3 | 211111 | -119.297 | 35.232 |  | 106 | 999 |  |  |  | 93276 |  | R63-0036
06029 |  | California | Kern | 424611 | 49994913 | 47106212 | 1514305017 | 46241 | 46000 | NAVAL PETROLEUM RESERVE #1 |  |  |  |  | 79 | 7.9 | 3 | 211111 | -119.297 | 35.232 |  | 106 | 999 |  |  |  | 93276 |  | R63-0036
06029 |  | California | Kern | 424611 | 49995013 | 47106212 | 1514305017 | 46304 | 46000 | NAVAL PETROLEUM RESERVE #1 |  |  |  |  | 79 | 7.9 | 3 | 211111 | -119.297 | 35.232 |  | 106 | 999 |  |  |  | 93276 |  | R63-0036
06029 |  | California | Kern | 424611 | 49995113 | 47106212 | 1514305017 | 46303 | 46000 | NAVAL PETROLEUM RESERVE #1 |  |  |  |  | 79 | 7.9 | 3 | 211111 | -119.297 | 35.232 |  | 106 | 999 |  |  |  | 93276 |  | R63-0036
06029 |  | California | Kern | 424611 | 49995213 | 47106212 | 1514305017 | 46302 | 46000 | NAVAL PETROLEUM RESERVE #1 |  |  |  |  | 79 | 7.9 | 3 | 211111 | -119.297 | 35.232 |  | 106 | 999 |  |  |  | 93276 |  | R63-0036
06029 |  | California | Kern | 424611 | 49995313 | 47106212 | 1514305017 | 46301 | 46000 | NAVAL PETROLEUM RESERVE #1 |  |  |  |  | 79 | 7.9 | 3 | 211111 | -119.297 | 35.232 |  | 106 | 999 |  |  |  | 93276 |  | R63-0036
06029 |  | California | Kern | 424611 | 49995513 | 47106212 | 1514305017 | 46407 | 46000 | NAVAL PETROLEUM RESERVE #1 |  |  |  |  | 79 | 7.9 | 3 | 211111 | -119.297 | 35.232 |  | 106 | 999 |  |  |  | 93276 |  | R63-0036
06029 |  | California | Kern | 424611 | 49995613 | 47106212 | 1514305017 | 46242 | 46000 | NAVAL PETROLEUM RESERVE #1 |  |  |  |  | 79 | 7.9 | 3 | 211111 | -119.297 | 35.232 |  | 106 | 999 |  |  |  | 93276 |  | R63-0036
06029 |  | California | Kern | 424611 | 49995713 | 47106212 | 1514305017 | 46307 | 46000 | NAVAL PETROLEUM RESERVE #1 |  |  |  |  | 79 | 7.9 | 3 | 211111 | -119.297 | 35.232 |  | 106 | 999 |  |  |  | 93276 |  | R63-0036
06029 |  | California | Kern | 424611 | 49995813 | 47106212 | 1514305017 | 46240 | 46000 | NAVAL PETROLEUM RESERVE #1 |  |  |  |  | 79 | 7.9 | 3 | 211111 | -119.297 | 35.232 |  | 106 | 999 |  |  |  | 93276 |  | R63-0036
06029 |  | California | Kern | 424611 | 49995913 | 47106212 | 1514305017 | 46203 | 46000 | NAVAL PETROLEUM RESERVE #1 |  |  |  |  | 79 | 7.9 | 3 | 211111 | -119.297 | 35.232 |  | 106 | 999 |  |  |  | 93276 |  | R63-0036
06029 |  | California | Kern | 424611 | 49996013 | 47106212 | 1514305017 | 46202 | 46000 | NAVAL PETROLEUM RESERVE #1 |  |  |  |  | 79 | 7.9 | 3 | 211111 | -119.297 | 35.232 |  | 106 | 999 |  |  |  | 93276 |  | R63-0036
06029 |  | California | Kern | 424611 | 49996113 | 47106212 | 1514305017 | 46201 | 46000 | NAVAL PETROLEUM RESERVE #1 |  |  |  |  | 79 | 7.9 | 3 | 211111 | -119.297 | 35.232 |  | 106 | 999 |  |  |  | 93276 |  | R63-0036
06029 |  | California | Kern | 424611 | 49996413 | 47106212 | 1514305017 | 46243 | 46000 | NAVAL PETROLEUM RESERVE #1 |  |  |  |  | 79 | 7.9 | 3 | 211111 | -119.297 | 35.232 |  | 106 | 999 |  |  |  | 93276 |  | R63-0036
06029 |  | California | Kern | 424611 | 49996513 | 47106212 | 1514305017 | 46341 | 46000 | NAVAL PETROLEUM RESERVE #1 |  |  |  |  | 79 | 7.9 | 3 | 211111 | -119.297 | 35.232 |  | 106 | 999 |  |  |  | 93276 |  | R63-0036
06029 |  | California | Kern | 424611 | 49996713 | 47106212 | 1514305017 | 46404 | 46000 | NAVAL PETROLEUM RESERVE #1 |  |  |  |  | 79 | 7.9 | 3 | 211111 | -119.297 | 35.232 |  | 106 | 999 |  |  |  | 93276 |  | R63-0036
06029 |  | California | Kern | 424611 | 49996813 | 47106212 | 1514305017 | 46403 | 46000 | NAVAL PETROLEUM RESERVE #1 |  |  |  |  | 79 | 7.9 | 3 | 211111 | -119.297 | 35.232 |  | 106 | 999 |  |  |  | 93276 |  | R63-0036
06029 |  | California | Kern | 424611 | 49996913 | 47106212 | 1514305017 | 46402 | 46000 | NAVAL PETROLEUM RESERVE #1 |  |  |  |  | 79 | 7.9 | 3 | 211111 | -119.297 | 35.232 |  | 106 | 999 |  |  |  | 93276 |  | R63-0036
06029 |  | California | Kern | 424611 | 49997013 | 47106212 | 1514305017 | 46401 | 46000 | NAVAL PETROLEUM RESERVE #1 |  |  |  |  | 79 | 7.9 | 3 | 211111 | -119.297 | 35.232 |  | 106 | 999 |  |  |  | 93276 |  | R63-0036
06029 |  | California | Kern | 424611 | 49997213 | 47106212 | 1514305017 | 46305 | 46000 | NAVAL PETROLEUM RESERVE #1 |  |  |  |  | 79 | 7.9 | 3 | 211111 | -119.297 | 35.232 |  | 106 | 999 |  |  |  | 93276 |  | R63-0036
06029 |  | California | Kern | 424611 | 49997313 | 47106212 | 1514305017 | 46342 | 46000 | NAVAL PETROLEUM RESERVE #1 |  |  |  |  | 79 | 7.9 | 3 | 211111 | -119.297 | 35.232 |  | 106 | 999 |  |  |  | 93276 |  | R63-0036
06029 |  | California | Kern | 424611 | 49997413 | 47106212 | 1514305017 | 46306 | 46000 | NAVAL PETROLEUM RESERVE #1 |  |  |  |  | 79 | 7.9 | 3 | 211111 | -119.297 | 35.232 |  | 106 | 999 |  |  |  | 93276 |  | R63-0036
06029 |  | California | Kern | 424611 | 49997513 | 47106212 | 1514305017 | 46340 | 46000 | NAVAL PETROLEUM RESERVE #1 |  |  |  |  | 79 | 7.9 | 3 | 211111 | -119.297 | 35.232 |  | 106 | 999 |  |  |  | 93276 |  | R63-0036
06029 |  | California | Kern | 424611 | 49997613 | 47085512 | 1514305017 | 46311 | 52000 | NAVAL PETROLEUM RESERVE #1 |  |  |  |  | 79 | 7.9 | 3 | 211111 | -119.297 | 35.232 |  | 106 | 999 |  |  |  | 93276 |  | R63-0036
06029 |  | California | Kern | 424611 | 49997713 | 47106212 | 1514305017 | 46310 | 46000 | NAVAL PETROLEUM RESERVE #1 |  |  |  |  | 79 | 7.9 | 3 | 211111 | -119.297 | 35.232 |  | 106 | 999 |  |  |  | 93276 |  | R63-0036
06029 |  | California | Kern | 424611 | 49997813 | 47106212 | 1514305017 | 46309 | 46000 | NAVAL PETROLEUM RESERVE #1 |  |  |  |  | 79 | 7.9 | 3 | 211111 | -119.297 | 35.232 |  | 106 | 999 |  |  |  | 93276 |  | R63-0036
06029 |  | California | Kern | 424611 | 49997913 | 47106212 | 1514305017 | 46308 | 46000 | NAVAL PETROLEUM RESERVE #1 |  |  |  |  | 79 | 7.9 | 3 | 211111 | -119.297 | 35.232 |  | 106 | 999 |  |  |  | 93276 |  | R63-0036
06029 |  | California | Kern | 424611 | 49998013 | 47106212 | 1514305017 | 46406 | 46000 | NAVAL PETROLEUM RESERVE #1 |  |  |  |  | 79 | 7.9 | 3 | 211111 | -119.297 | 35.232 |  | 106 | 999 |  |  |  | 93276 |  | R63-0036
06029 |  | California | Kern | 424611 | 49998113 | 47106212 | 1514305017 | 46343 | 46000 | NAVAL PETROLEUM RESERVE #1 |  |  |  |  | 79 | 7.9 | 3 | 211111 | -119.297 | 35.232 |  | 106 | 999 |  |  |  | 93276 |  | R63-0036
06029 |  | California | Kern | 424611 | 49998213 | 47082812 | 1514305017 | 60442 | 60000 | NAVAL PETROLEUM RESERVE #1 |  |  |  |  | 79 | 7.9 | 3 | 211111 | -119.297 | 35.232 |  | 106 | 999 |  |  |  | 93276 |  | R63-0036
06029 |  | California | Kern | 424611 | 49998313 | 47082812 | 1514305017 | 60306 | 60000 | NAVAL PETROLEUM RESERVE #1 |  |  |  |  | 79 | 7.9 | 3 | 211111 | -119.297 | 35.232 |  | 106 | 999 |  |  |  | 93276 |  | R63-0036
06029 |  | California | Kern | 424611 | 49998913 | 47082812 | 1514305017 | 60443 | 60000 | NAVAL PETROLEUM RESERVE #1 |  |  |  |  | 79 | 7.9 | 3 | 211111 | -119.297 | 35.232 |  | 106 | 999 |  |  |  | 93276 |  | R63-0036
06029 |  | California | Kern | 424611 | 49999113 | 47082812 | 1514305017 | 60441 | 60000 | NAVAL PETROLEUM RESERVE #1 |  |  |  |  | 79 | 7.9 | 3 | 211111 | -119.297 | 35.232 |  | 106 | 999 |  |  |  | 93276 |  | R63-0036
06029 |  | California | Kern | 424611 | 49999213 | 47082812 | 1514305017 | 60440 | 60000 | NAVAL PETROLEUM RESERVE #1 |  |  |  |  | 79 | 7.9 | 3 | 211111 | -119.297 | 35.232 |  | 106 | 999 |  |  |  | 93276 |  | R63-0036
06029 |  | California | Kern | 424611 | 49999313 | 47082812 | 1514305017 | 60343 | 60000 | NAVAL PETROLEUM RESERVE #1 |  |  |  |  | 79 | 7.9 | 3 | 211111 | -119.297 | 35.232 |  | 106 | 999 |  |  |  | 93276 |  | R63-0036
06029 |  | California | Kern | 424611 | 49999413 | 47082812 | 1514305017 | 60342 | 60000 | NAVAL PETROLEUM RESERVE #1 |  |  |  |  | 79 | 7.9 | 3 | 211111 | -119.297 | 35.232 |  | 106 | 999 |  |  |  | 93276 |  | R63-0036
06029 |  | California | Kern | 424611 | 49999513 | 47082812 | 1514305017 | 60341 | 60000 | NAVAL PETROLEUM RESERVE #1 |  |  |  |  | 79 | 7.9 | 3 | 211111 | -119.297 | 35.232 |  | 106 | 999 |  |  |  | 93276 |  | R63-0036
06029 |  | California | Kern | 424611 | 49999613 | 47091112 | 1514305017 | 71104 | 71000 | NAVAL PETROLEUM RESERVE #1 |  |  |  |  | 79 | 7.9 | 3 | 211111 | -119.297 | 35.232 |  | 106 | 999 |  |  |  | 93276 |  | R63-0036
06029 |  | California | Kern | 424611 | 49999913 | 47082612 | 1514305017 | 61343 | 61000 | NAVAL PETROLEUM RESERVE #1 |  |  |  |  | 79 | 7.9 | 3 | 211111 | -119.297 | 35.232 |  | 106 | 999 |  |  |  | 93276 |  | R63-0036
06029 |  | California | Kern | 424711 | 49802213 | 47077012 | 1514305018 | 15002 | 15000 | OXY USA INC. |  |  |  |  | 95 | 28.7 | 5.7 | 211111 | -119.0555 | 35.478 |  | 106 | 999 |  |  |  | 93389 |  | R63-0036
06029 |  | California | Kern | 424711 | 49802813 | 47074412 | 1514305018 | 33003 | 33003 | OXY USA INC. |  |  | 8 | 2.5 | 500 | 9.7 |  | 211111 | -119.0555 | 35.478 |  | 106 | 999 |  |  |  | 93389 |  | R63-0040
06029 |  | California | Kern | 424711 | 49803713 | 47077412 | 1514305018 | 43002 | 43000 | OXY USA INC. |  |  |  |  | 95 | 28.7 | 5.7 | 211111 | -119.0555 | 35.478 |  | 106 | 999 |  |  |  | 93389 |  | R63-0036
06029 |  | California | Kern | 424711 | 49804013 | 105689112 | 1514305018 | 44000 | 44000_1_40 | OXY USA INC. | [7 empty] | 211111 | -119.0555 | 35.478 |  | 106 | 999 |  |  |  | 93389 |  | R63-0036
06029 |  | California | Kern | 424711 | 49804313 | 47072912 | 1514305018 | 45000 | 45000 | OXY USA INC. |  |  |  |  | 95 | 28.7 | 5.7 | 211111 | -119.0555 | 35.478 |  | 106 | 999 |  |  |  | 93389 |  | R63-0036
06029 |  | California | Kern | 424711 | 49804413 | 47077412 | 1514305018 | 43003 | 43000 | OXY USA INC. |  |  |  |  | 95 | 28.7 | 5.7 | 211111 | -119.0555 | 35.478 |  | 106 | 999 |  |  |  | 93389 |  | R63-0036
06029 |  | California | Kern | 424711 | 49804913 | 47073812 | 1514305018 | 46002 | 46000 | OXY USA INC. |  |  |  |  | 95 | 28.7 | 5.7 | 211111 | -119.0555 | 35.478 |  | 106 | 999 |  |  |  | 93389 |  | R63-0036
06029 |  | California | Kern | 424711 | 49805013 | 47073812 | 1514305018 | 46003 | 46000 | OXY USA INC. |  |  |  |  | 95 | 28.7 | 5.7 | 211111 | -119.0555 | 35.478 |  | 106 | 999 |  |  |  | 93389 |  | R63-0036
06029 |  | California | Kern | 424711 | 49806113 | 47075912 | 1514305018 | 26003 | 26003 | OXY USA INC. |  |  | 12 | 3.8 | 500 | 13.6 |  | 211111 | -119.0555 | 35.478 |  | 106 | 999 |  |  |  | 93389 |  | R63-0040
06029 |  | California | Kern | 424711 | 49806213 | 47074912 | 1514305018 | 11006 | 11001 | OXY USA INC. |  |  |  |  | 95 | 28.7 | 5.7 | 211111 | -119.0555 | 35.478 |  | 106 | 999 |  |  |  | 93389 |  | R63-0036
06029 |  | California | Kern | 424711 | 49806513 | 47074912 | 1514305018 | 11001 | 11001 | OXY USA INC. |  |  |  |  | 95 | 28.7 | 5.7 | 211111 | -119.0555 | 35.478 |  | 106 | 999 |  |  |  | 93389 |  | R63-0036
06029 |  | California | Kern | 424711 | 49807213 | 47076312 | 1514305018 | 18003 | 18000 | OXY USA INC. |  |  |  |  | 95 | 28.7 | 5.7 | 211111 | -119.0555 | 35.478 |  | 106 | 999 |  |  |  | 93389 |  | R63-0036
06029 |  | California | Kern | 424711 | 49807713 | 47079912 | 1514305018 | 12000 | 12000 | OXY USA INC. |  |  |  |  | 120 | 41.9 | 8.5 | 211111 | -119.0555 | 35.478 |  | 106 | 999 |  |  |  | 93389 |  | R63-0036
06029 |  | California | Kern | 424711 | 49807813 | 47079912 | 1514305018 | 12001 | 12000 | OXY USA INC. |  |  |  |  | 120 | 41.9 | 8.5 | 211111 | -119.0555 | 35.478 |  | 106 | 999 |  |  |  | 93389 |  | R63-0036
06029 |  | California | Kern | 424711 | 49808113 | 47076012 | 1514305018 | 21001 | 21000 | OXY USA INC. |  |  |  |  | 95 | 28.7 | 5.7 | 211111 | -119.0555 | 35.478 |  | 106 | 999 |  |  |  | 93389 |  | R63-0036
06029 |  | California | Kern | 424711 | 49808213 | 47078412 | 1514305018 | 27005 | 27000 | OXY USA INC. |  |  |  |  | 95 | 28.7 | 5.7 | 211111 | -119.0555 | 35.478 |  | 106 | 999 |  |  |  | 93389 |  | R63-0036
06029 |  | California | Kern | 424711 | 49808413 | 47078412 | 1514305018 | 27003 | 27000 | OXY USA INC. |  |  |  |  | 95 | 28.7 | 5.7 | 211111 | -119.0555 | 35.478 |  | 106 | 999 |  |  |  | 93389 |  | R63-0036
06029 |  | California | Kern | 424711 | 49808913 | 47075812 | 1514305018 | 26004 | 26004 | OXY USA INC. |  |  | 12 | 3.8 | 500 | 13.6 |  | 211111 | -119.0555 | 35.478 |  | 106 | 999 |  |  |  | 93389 |  | R63-0040
06029 |  | California | Kern | 424711 | 49809013 | 47079312 | 1514305018 | 41000 | 41000 | OXY USA INC. |  |  |  |  | 95 | 28.7 | 5.7 | 211111 | -119.0555 | 35.478 |  | 106 | 999 |  |  |  | 93389 |  | R63-0036
06029 |  | California | Kern | 424711 | 49809513 | 47077212 | 1514305018 | 26010 | 26000 | OXY USA INC. |  |  |  |  | 95 | 28.7 | 5.7 | 211111 | -119.0555 | 35.478 |  | 106 | 999 |  |  |  | 93389 |  | R63-0036
06029 |  | California | Kern | 424711 | 49809913 | 47079612 | 1514305018 | 22004 | 22000 | OXY USA INC. |  |  |  |  | 95 | 28.7 | 5.7 | 211111 | -119.0555 | 35.478 |  | 106 | 999 |  |  |  | 93389 |  | R63-0036
06029 |  | California | Kern | 424711 | 49810413 | 47078912 | 1514305018 | 23000 | 23000 | OXY USA INC. |  |  |  |  | 95 | 28.7 | 5.7 | 211111 | -119.0555 | 35.478 |  | 106 | 999 |  |  |  | 93389 |  | R63-0036
06029 |  | California | Kern | 424711 | 49810513 | 47076712 | 1514305018 | 32000 | 32000 | OXY USA INC. |  |  |  |  | 95 | 28.7 | 5.7 | 211111 | -119.0555 | 35.478 |  | 106 | 999 |  |  |  | 93389 |  | R63-0036
06029 |  | California | Kern | 424711 | 49810613 | 47078712 | 1514305018 | 33005 | 33005 | OXY USA INC. |  |  | 8 | 2.5 | 500 | 9.7 |  | 211111 | -119.0555 | 35.478 |  | 106 | 999 |  |  |  | 93389 |  | R63-0040
06029 |  | California | Kern | 424711 | 49810813 | 47074612 | 1514305018 | 29002 | 29000 | OXY USA INC. |  |  |  |  | 95 | 28.7 | 5.7 | 211111 | -119.0555 | 35.478 |  | 106 | 999 |  |  |  | 93389 |  | R63-0036
06029 |  | California | Kern | 424711 | 49811113 | 47077212 | 1514305018 | 26008 | 26000 | OXY USA INC. |  |  |  |  | 95 | 28.7 | 5.7 | 211111 | -119.0555 | 35.478 |  | 106 | 999 |  |  |  | 93389 |  | R63-0036
06029 |  | California | Kern | 424711 | 49811413 | 47077912 | 1514305018 | 31005 | 31000 | OXY USA INC. |  |  |  |  | 95 | 28.7 | 5.7 | 211111 | -119.0555 | 35.478 |  | 106 | 999 |  |  |  | 93389 |  | R63-0036
06029 |  | California | Kern | 424711 | 49811513 | 47075612 | 1514305018 | 31006 | 31006 | OXY USA INC. |  |  |  |  | 510 | 37 | 18.2 | 211111 | -119.0555 | 35.478 |  | 106 | 999 |  |  |  | 93389 |  | R63-0040
06029 |  | California | Kern | 424711 | 49811713 | 47077912 | 1514305018 | 31003 | 31000 | OXY USA INC. |  |  |  |  | 95 | 28.7 | 5.7 | 211111 | -119.0555 | 35.478 |  | 106 | 999 |  |  |  | 93389 |  | R63-0036
06029 |  | California | Kern | 424711 | 49811913 | 47079412 | 1514305018 | 38000 | 38000 | OXY USA INC. |  |  |  |  | 95 | 28.7 | 5.7 | 211111 | -119.0555 | 35.478 |  | 106 | 999 |  |  |  | 93389 |  | R63-0036
06029 |  | California | Kern | 424711 | 49812013 | 47075112 | 1514305018 | 37003 | 37000 | OXY USA INC. |  |  |  |  | 95 | 28.7 | 5.7 | 211111 | -119.0555 | 35.478 |  | 106 | 999 |  |  |  | 93389 |  | R63-0036
06029 |  | California | Kern | 424711 | 49812313 | 47078212 | 1514305018 | 42002 | 42000 | OXY USA INC. |  |  |  |  | 95 | 28.7 | 5.7 | 211111 | -119.0555 | 35.478 |  | 106 | 999 |  |  |  | 93389 |  | R63-0036
06029 |  | California | Kern | 424711 | 49812713 | 47079412 | 1514305018 | 38006 | 38000 | OXY USA INC. |  |  |  |  | 95 | 28.7 | 5.7 | 211111 | -119.0555 | 35.478 |  | 106 | 999 |  |  |  | 93389 |  | R63-0036
06029 |  | California | Kern | 424711 | 49813613 | 47078112 | 1514305018 | 40002 | 40000 | OXY USA INC. |  |  |  |  | 95 | 28.7 | 5.7 | 211111 | -119.0555 | 35.478 |  | 106 | 999 |  |  |  | 93389 |  | R63-0036
06029 |  | California | Kern | 424711 | 49814213 | 47074512 | 1514305018 | 39002 | 39000 | OXY USA INC. |  |  |  |  | 95 | 28.7 | 5.7 | 211111 | -119.0555 | 35.478 |  | 106 | 999 |  |  |  | 93389 |  | R63-0036
06029 |  | California | Kern | 424711 | 49814513 | 47076512 | 1514305018 | 34005 | 34005 | OXY USA INC. |  |  | 8 | 2.5 | 500 | 6.5 |  | 211111 | -119.0555 | 35.478 |  | 106 | 999 |  |  |  | 93389 |  | R63-0040
06029 |  | California | Kern | 424711 | 49814613 | 47075512 | 1514305018 | 34006 | 34000 | OXY USA INC. |  |  |  |  | 95 | 28.7 | 5.7 | 211111 | -119.0555 | 35.478 |  | 106 | 999 |  |  |  | 93389 |  | R63-0036
06029 |  | California | Kern | 424711 | 49814813 | 47079512 | 1514305018 | 34008 | 34008 | OXY USA INC. |  |  | 10 | 3.3 | 450 | 23 |  | 211111 | -119.0555 | 35.478 |  | 106 | 999 |  |  |  | 93389 |  | R63-0040
06029 |  | California | Kern | 424711 | 49814913 | 47076612 | 1514305018 | 34009 | 34009 | OXY USA INC. |  |  | 10 | 3.3 | 450 | 23 |  | 211111 | -119.0555 | 35.478 |  | 106 | 999 |  |  |  | 93389 |  | R63-0040
06029 |  | California | Kern | 424711 | 49815613 | 47075412 | 1514305018 | 16003 | 16000 | OXY USA INC. |  |  |  |  | 95 | 28.7 | 5.7 | 211111 | -119.0555 | 35.478 |  | 106 | 999 |  |  |  | 93389 |  | R63-0036
06029 |  | California | Kern | 424711 | 49816513 | 47077312 | 1514305018 | 14006 | 14000 | OXY USA INC. |  |  |  |  | 95 | 28.7 | 5.7 | 211111 | -119.0555 | 35.478 |  | 106 | 999 |  |  |  | 93389 |  | R63-0036
06029 |  | California | Kern | 424711 | 49816613 | 47077312 | 1514305018 | 14007 | 14000 | OXY USA INC. |  |  |  |  | 95 | 28.7 | 5.7 | 211111 | -119.0555 | 35.478 |  | 106 | 999 |  |  |  | 93389 |  | R63-0036
06029 |  | California | Kern | 424711 | 49817613 | 47077012 | 1514305018 | 15006 | 15000 | OXY USA INC. |  |  |  |  | 95 | 28.7 | 5.7 | 211111 | -119.0555 | 35.478 |  | 106 | 999 |  |  |  | 93389 |  | R63-0036
06029 |  | California | Kern | 424711 | 49817713 | 47079712 | 1514305018 | 15005 | 15005 | OXY USA INC. |  |  | 8 | 2.5 | 500 | 6.5 |  | 211111 | -119.0555 | 35.478 |  | 106 | 999 |  |  |  | 93389 |  | R63-0040
06029 |  | California | Kern | 424711 | 49817913 | 47077012 | 1514305018 | 15003 | 15000 | OXY USA INC. |  |  |  |  | 95 | 28.7 | 5.7 | 211111 | -119.0555 | 35.478 |  | 106 | 999 |  |  |  | 93389 |  | R63-0036
06029 |  | California | Kern | 424711 | 49818713 | 47074012 | 1514305018 | 31008 | 31008 | OXY USA INC. |  |  | 8 | 2.5 | 500 | 6.5 |  | 211111 | -119.0555 | 35.478 |  | 106 | 999 |  |  |  | 93389 |  | R63-0040
06029 |  | California | Kern | 424711 | 49818813 | 47074712 | 1514305018 | 28006 | 28000 | OXY USA INC. |  |  |  |  | 95 | 28.7 | 5.7 | 211111 | -119.0555 | 35.478 |  | 106 | 999 |  |  |  | 93389 |  | R63-0036
06029 |  | California | Kern | 424711 | 49819413 | 47077812 | 1514305018 | 31007 | 31007 | OXY USA INC. |  |  | 12 | 3.8 | 500 | 14.8 |  | 211111 | -119.0555 | 35.478 |  | 106 | 999 |  |  |  | 93389 |  | R63-0040
06029 |  | California | Kern | 424711 | 49819513 | 47079312 | 1514305018 | 41005 | 41000 | OXY USA INC. |  |  |  |  | 95 | 28.7 | 5.7 | 211111 | -119.0555 | 35.478 |  | 106 | 999 |  |  |  | 93389 |  | R63-0036
06029 |  | California | Kern | 424711 | 49819913 | 47074212 | 1514305018 | 36003 | 36000 | OXY USA INC. |  |  |  |  | 95 | 28.7 | 5.7 | 211111 | -119.0555 | 35.478 |  | 106 | 999 |  |  |  | 93389 |  | R63-0036
06029 |  | California | Kern | 424711 | 49820213 | 47076112 | 1514305018 | 20002 | 20000 | OXY USA INC. |  |  |  |  | 95 | 28.7 | 5.7 | 211111 | -119.0555 | 35.478 |  | 106 | 999 |  |  |  | 93389 |  | R63-0036
06029 |  | California | Kern | 424711 | 49820413 | 47078912 | 1514305018 | 23004 | 23000 | OXY USA INC. |  |  |  |  | 95 | 28.7 | 5.7 | 211111 | -119.0555 | 35.478 |  | 106 | 999 |  |  |  | 93389 |  | R63-0036
06029 |  | California | Kern | 424711 | 49820613 | 47076212 | 1514305018 | 19000 | 19000 | OXY USA INC. |  |  |  |  | 434 | 99.7 | 30.5 | 211111 | -119.0555 | 35.478 |  | 106 | 999 |  |  |  | 93389 |  | R63-0036
06029 |  | California | Kern | 424711 | 49821013 | 47073712 | 1514305018 | 35002 | 35000 | OXY USA INC. |  |  |  |  | 95 | 28.7 | 5.7 | 211111 | -119.0555 | 35.478 |  | 106 | 999 |  |  |  | 93389 |  | R63-0036
06029 |  | California | Kern | 424711 | 49821413 | 47074812 | 1514305018 | 17003 | 17000 | OXY USA INC. |  |  |  |  | 95 | 28.7 | 5.7 | 211111 | -119.0555 | 35.478 |  | 106 | 999 |  |  |  | 93389 |  | R63-0036
06029 |  | California | Kern | 424711 | 49821613 | 47075512 | 1514305018 | 34002 | 34000 | OXY USA INC. |  |  |  |  | 95 | 28.7 | 5.7 | 211111 | -119.0555 | 35.478 |  | 106 | 999 |  |  |  | 93389 |  | R63-0036
06029 |  | California | Kern | 424711 | 49821813 | 47076712 | 1514305018 | 32007 | 32000 | OXY USA INC. |  |  |  |  | 95 | 28.7 | 5.7 | 211111 | -119.0555 | 35.478 |  | 106 | 999 |  |  |  | 93389 |  | R63-0036
06029 |  | California | Kern | 424711 | 49822313 | 47077712 | 1514305018 | 33004 | 33000 | OXY USA INC. |  |  |  |  | 95 | 28.7 | 5.7 | 211111 | -119.0555 | 35.478 |  | 106 | 999 |  |  |  | 93389 |  | R63-0036
06029 |  | California | Kern | 424711 | 49822613 | 47077612 | 1514305018 | 33007 | 33007 | OXY USA INC. |  |  | 6 | 1.7 | 500 | 3.2 |  | 211111 | -119.0555 | 35.478 |  | 106 | 999 |  |  |  | 93389 |  | R63-0040
06029 |  | California | Kern | 424811 | 49800613 | 47072612 | 1514305018 | 21021 | 21018 | OXY USA, INC. |  |  |  |  | 434 | 99.7 | 30.5 | 211111 | -119.44 | 35.1 |  | 106 | 999 |  |  |  | 93389 |  | R63-0036
06029 |  | California | Kern | 424811 | 49800713 | 47072412 | 1514305018 | 21027 | 21019 | OXY USA, INC. |  |  |  |  | 237 | 155 | 18.5 | 211111 | -119.44 | 35.1 |  | 106 | 999 |  |  |  | 93389 |  | R63-0036
06029 |  | California | Kern | 424811 | 49801113 | 47072612 | 1514305018 | 21022 | 21018 | OXY USA, INC. |  |  |  |  | 434 | 99.7 | 30.5 | 211111 | -119.44 | 35.1 |  | 106 | 999 |  |  |  | 93389 |  | R63-0036
06029 |  | California | Kern | 424811 | 49801213 | 47072412 | 1514305018 | 21018 | 21019 | OXY USA, INC. |  |  |  |  | 237 | 155 | 18.5 | 211111 | -119.44 | 35.1 |  | 106 | 999 |  |  |  | 93389 |  | R63-0036
06029 |  | California | Kern | 424811 | 49801313 | 47072412 | 1514305018 | 21019 | 21019 | OXY USA, INC. |  |  |  |  | 237 | 155 | 18.5 | 211111 | -119.44 | 35.1 |  | 106 | 999 |  |  |  | 93389 |  | R63-0036
06029 |  | California | Kern | 424811 | 49801613 | 47071912 | 1514305018 | 21015 | 21015 | OXY USA, INC. |  |  | 18 | 2 | 300 | 0.2 |  | 211111 | -119.44 | 35.1 |  | 106 | 999 |  |  |  | 93389 |  | R63-0040
06029 |  | California | Kern | 424811 | 49801813 | 47072512 | 1514305018 | 21011 | 21011 | OXY USA, INC. |  |  |  |  | 434 | 99.7 | 30.5 | 211111 | -119.44 | 35.1 |  | 106 | 999 |  |  |  | 93389 |  | R63-0036
06029 |  | California | Kern | 424811 | 49802013 | 47072812 | 1514305018 | 21014 | 21014 | OXY USA, INC. |  |  | 18 | 2 | 300 | 0.2 |  | 211111 | -119.44 | 35.1 |  | 106 | 999 |  |  |  | 93389 |  | R63-0040
06029 |  | California | Kern | 424811 | 49802113 | 47072212 | 1514305018 | 21020 | 21020 | OXY USA, INC. |  |  | 4 | 1 | 300 | 0.1 |  | 211111 | -119.44 | 35.1 |  | 106 | 999 |  |  |  | 93389 |  | R63-0040
06029 |  | California | Kern | 425111 | 49791813 | 47070612 | 1514305019 | 11656 | 11656 | PETRO RESOURCES, INC |  |  |  |  | 79 | 7.9 | 3 | 211111 | -119.052 | 35.37 |  | 106 | 999 |  |  |  | 93309 |  | R63-0036
06029 |  | California | Kern | 425111 | 49791913 | 47070512 | 1514305019 | 11605 | 11601 | PETRO RESOURCES, INC |  |  |  |  | 89 | 16.3 | 5.9 | 211111 | -119.052 | 35.37 |  | 106 | 999 |  |  |  | 93309 |  | R63-0036
06029 |  | California | Kern | 425111 | 49792013 | 47069912 | 1514305019 | 11606 | 11606 | PETRO RESOURCES, INC |  |  |  |  | 79 | 7.9 | 3 | 211111 | -119.052 | 35.37 |  | 106 | 999 |  |  |  | 93309 |  | R63-0036
06029 |  | California | Kern | 425111 | 49792213 | 47069912 | 1514305019 | 11616 | 11606 | PETRO RESOURCES, INC |  |  |  |  | 79 | 7.9 | 3 | 211111 | -119.052 | 35.37 |  | 106 | 999 |  |  |  | 93309 |  | R63-0036
06029 |  | California | Kern | 425111 | 49792313 | 47070112 | 1514305019 | 11651 | 11651 | PETRO RESOURCES, INC |  |  |  |  | 434 | 99.7 | 30.5 | 211111 | -119.052 | 35.37 |  | 106 | 999 |  |  |  | 93309 |  | R63-0036
06029 |  | California | Kern | 425111 | 49792513 | 47070112 | 1514305019 | 11654 | 11651 | PETRO RESOURCES, INC |  |  |  |  | 434 | 99.7 | 30.5 | 211111 | -119.052 | 35.37 |  | 106 | 999 |  |  |  | 93309 |  | R63-0036
06029 |  | California | Kern | 425111 | 49792613 | 47070112 | 1514305019 | 11655 | 11651 | PETRO RESOURCES, INC |  |  |  |  | 434 | 99.7 | 30.5 | 211111 | -119.052 | 35.37 |  | 106 | 999 |  |  |  | 93309 |  | R63-0036
06029 |  | California | Kern | 425111 | 49792713 | 47067612 | 1514305019 | 11555 | 11551 | PETRO RESOURCES, INC |  |  |  |  | 89 | 16.3 | 5.9 | 211111 | -119.052 | 35.37 |  | 106 | 999 |  |  |  | 93309 |  | R63-0036
06029 |  | California | Kern | 425111 | 49792913 | 47070512 | 1514305019 | 11604 | 11601 | PETRO RESOURCES, INC |  |  |  |  | 89 | 16.3 | 5.9 | 211111 | -119.052 | 35.37 |  | 106 | 999 |  |  |  | 93309 |  | R63-0036
06029 |  | California | Kern | 425111 | 49793013 | 47070012 | 1514305019 | 11366 | 11356 | PETRO RESOURCES, INC |  |  |  |  | 79 | 7.9 | 3 | 211111 | -119.052 | 35.37 |  | 106 | 999 |  |  |  | 93309 |  | R63-0036
06029 |  | California | Kern | 425111 | 49793113 | 47067612 | 1514305019 | 11554 | 11551 | PETRO RESOURCES, INC |  |  |  |  | 89 | 16.3 | 5.9 | 211111 | -119.052 | 35.37 |  | 106 | 999 |  |  |  | 93309 |  | R63-0036
06029 |  | California | Kern | 425111 | 49793213 | 47068612 | 1514305019 | 11154 | 11151 | PETRO RESOURCES, INC |  |  |  |  | 89 | 16.3 | 5.9 | 211111 | -119.052 | 35.37 |  | 106 | 999 |  |  |  | 93309 |  | R63-0036
06029 |  | California | Kern | 425111 | 49793313 | 47068612 | 1514305019 | 11155 | 11151 | PETRO RESOURCES, INC |  |  |  |  | 89 | 16.3 | 5.9 | 211111 | -119.052 | 35.37 |  | 106 | 999 |  |  |  | 93309 |  | R63-0036
06029 |  | California | Kern | 425111 | 49793413 | 47069312 | 1514305019 | 11156 | 11156 | PETRO RESOURCES, INC |  |  |  |  | 79 | 7.9 | 3 | 211111 | -119.052 | 35.37 |  | 106 | 999 |  |  |  | 93309 |  | R63-0036
06029 |  | California | Kern | 425111 | 49793513 | 47068412 | 1514305019 | 11004 | 11001 | PETRO RESOURCES, INC |  |  |  |  | 89 | 16.3 | 5.9 | 211111 | -119.052 | 35.37 |  | 106 | 999 |  |  |  | 93309 |  | R63-0036
06029 |  | California | Kern | 425111 | 49793713 | 47067612 | 1514305019 | 11551 | 11551 | PETRO RESOURCES, INC |  |  |  |  | 89 | 16.3 | 5.9 | 211111 | -119.052 | 35.37 |  | 106 | 999 |  |  |  | 93309 |  | R63-0036
06029 |  | California | Kern | 425111 | 49793813 | 47070012 | 1514305019 | 11356 | 11356 | PETRO RESOURCES, INC |  |  |  |  | 79 | 7.9 | 3 | 211111 | -119.052 | 35.37 |  | 106 | 999 |  |  |  | 93309 |  | R63-0036
06029 |  | California | Kern | 425111 | 49793913 | 47068812 | 1514305019 | 11359 | 11359 | PETRO RESOURCES, INC |  |  |  |  | 510 | 37 | 18.2 | 211111 | -119.052 | 35.37 |  | 106 | 999 |  |  |  | 93309 |  | R63-0040
06029 |  | California | Kern | 425111 | 49794013 | 47068112 | 1514305019 | 11401 | 11401 | PETRO RESOURCES, INC |  |  |  |  | 89 | 16.3 | 5.9 | 211111 | -119.052 | 35.37 |  | 106 | 999 |  |  |  | 93309 |  | R63-0036
06029 |  | California | Kern | 425111 | 49794213 | 47068112 | 1514305019 | 11404 | 11401 | PETRO RESOURCES, INC |  |  |  |  | 89 | 16.3 | 5.9 | 211111 | -119.052 | 35.37 |  | 106 | 999 |  |  |  | 93309 |  | R63-0036
06029 |  | California | Kern | 425111 | 49794313 | 47067712 | 1514305019 | 11406 | 11406 | PETRO RESOURCES, INC |  |  |  |  | 79 | 7.9 | 3 | 211111 | -119.052 | 35.37 |  | 106 | 999 |  |  |  | 93309 |  | R63-0036
06029 |  | California | Kern | 425111 | 49794413 | 47068312 | 1514305019 | 11354 | 11351 | PETRO RESOURCES, INC |  |  |  |  | 89 | 16.3 | 5.9 | 211111 | -119.052 | 35.37 |  | 106 | 999 |  |  |  | 93309 |  | R63-0036
06029 |  | California | Kern | 425111 | 49794513 | 47068312 | 1514305019 | 11355 | 11351 | PETRO RESOURCES, INC |  |  |  |  | 89 | 16.3 | 5.9 | 211111 | -119.052 | 35.37 |  | 106 | 999 |  |  |  | 93309 |  | R63-0036
06029 |  | California | Kern | 425111 | 49794613 | 47067612 | 1514305019 | 11552 | 11551 | PETRO RESOURCES, INC |  |  |  |  | 89 | 16.3 | 5.9 | 211111 | -119.052 | 35.37 |  | 106 | 999 |  |  |  | 93309 |  | R63-0036
06029 |  | California | Kern | 425111 | 49794713 | 47067812 | 1514305019 | 11416 | 11416 | PETRO RESOURCES, INC |  |  |  |  | 95 | 10.7 | 5.3 | 211111 | -119.052 | 35.37 |  | 106 | 999 |  |  |  | 93309 |  | R63-0036
06029 |  | California | Kern | 425111 | 49794813 | 47068112 | 1514305019 | 11405 | 11401 | PETRO RESOURCES, INC |  |  |  |  | 89 | 16.3 | 5.9 | 211111 | -119.052 | 35.37 |  | 106 | 999 |  |  |  | 93309 |  | R63-0036
06029 |  | California | Kern | 425111 | 49795113 | 47070412 | 1514305019 | 11252 | 11251 | PETRO RESOURCES, INC |  |  |  |  | 89 | 16.3 | 5.9 | 211111 | -119.052 | 35.37 |  | 106 | 999 |  |  |  | 93309 |  | R63-0036
06029 |  | California | Kern | 425111 | 49795213 | 47069312 | 1514305019 | 11166 | 11156 | PETRO RESOURCES, INC |  |  |  |  | 79 | 7.9 | 3 | 211111 | -119.052 | 35.37 |  | 106 | 999 |  |  |  | 93309 |  | R63-0036
06029 |  | California | Kern | 425111 | 49795313 | 47069212 | 1514305019 | 11201 | 11201 | PETRO RESOURCES, INC |  |  |  |  | 89 | 16.3 | 5.9 | 211111 | -119.052 | 35.37 |  | 106 | 999 |  |  |  | 93309 |  | R63-0036
06029 |  | California | Kern | 425111 | 49795413 | 47069212 | 1514305019 | 11202 | 11201 | PETRO RESOURCES, INC |  |  |  |  | 89 | 16.3 | 5.9 | 211111 | -119.052 | 35.37 |  | 106 | 999 |  |  |  | 93309 |  | R63-0036
06029 |  | California | Kern | 425111 | 49795513 | 47069212 | 1514305019 | 11204 | 11201 | PETRO RESOURCES, INC |  |  |  |  | 89 | 16.3 | 5.9 | 211111 | -119.052 | 35.37 |  | 106 | 999 |  |  |  | 93309 |  | R63-0036
06029 |  | California | Kern | 425111 | 49795613 | 47069212 | 1514305019 | 11205 | 11201 | PETRO RESOURCES, INC |  |  |  |  | 89 | 16.3 | 5.9 | 211111 | -119.052 | 35.37 |  | 106 | 999 |  |  |  | 93309 |  | R63-0036
06029 |  | California | Kern | 425111 | 49795713 | 47070312 | 1514305019 | 11206 | 11206 | PETRO RESOURCES, INC |  |  |  |  | 79 | 7.9 | 3 | 211111 | -119.052 | 35.37 |  | 106 | 999 |  |  |  | 93309 |  | R63-0036
06029 |  | California | Kern | 425111 | 49795913 | 47070212 | 1514305019 | 11209 | 11209 | PETRO RESOURCES, INC |  |  |  |  | 510 | 37 | 18.2 | 211111 | -119.052 | 35.37 |  | 106 | 999 |  |  |  | 93309 |  | R63-0040
06029 |  | California | Kern | 425111 | 49796013 | 47070412 | 1514305019 | 11251 | 11251 | PETRO RESOURCES, INC |  |  |  |  | 89 | 16.3 | 5.9 | 211111 | -119.052 | 35.37 |  | 106 | 999 |  |  |  | 93309 |  | R63-0036
06029 |  | California | Kern | 425111 | 49796113 | 47068912 | 1514305019 | 11256 | 11256 | PETRO RESOURCES, INC |  |  |  |  | 79 | 7.9 | 3 | 211111 | -119.052 | 35.37 |  | 106 | 999 |  |  |  | 93309 |  | R63-0036
06029 |  | California | Kern | 425111 | 49796213 | 47070412 | 1514305019 | 11254 | 11251 | PETRO RESOURCES, INC |  |  |  |  | 89 | 16.3 | 5.9 | 211111 | -119.052 | 35.37 |  | 106 | 999 |  |  |  | 93309 |  | R63-0036
06029 |  | California | Kern | 425111 | 49796313 | 47070412 | 1514305019 | 11255 | 11251 | PETRO RESOURCES, INC |  |  |  |  | 89 | 16.3 | 5.9 | 211111 | -119.052 | 35.37 |  | 106 | 999 |  |  |  | 93309 |  | R63-0036
06029 |  | California | Kern | 425111 | 49796513 | 47068512 | 1514305019 | 11301 | 11301 | PETRO RESOURCES, INC |  |  |  |  | 89 | 16.3 | 5.9 | 211111 | -119.052 | 35.37 |  | 106 | 999 |  |  |  | 93309 |  | R63-0036
06029 |  | California | Kern | 425111 | 49796613 | 47069512 | 1514305019 | 11016 | 11016 | PETRO RESOURCES, INC |  |  |  |  | 95 | 10.7 | 5.3 | 211111 | -119.052 | 35.37 |  | 106 | 999 |  |  |  | 93309 |  | R63-0036
06029 |  | California | Kern | 425111 | 49796713 | 47068212 | 1514305019 | 11268 | 11267 | PETRO RESOURCES, INC |  |  |  |  | 79 | 7.9 | 3 | 211111 | -119.052 | 35.37 |  | 106 | 999 |  |  |  | 93309 |  | R63-0036
06029 |  | California | Kern | 425111 | 49796813 | 47068212 | 1514305019 | 11267 | 11267 | PETRO RESOURCES, INC |  |  |  |  | 79 | 7.9 | 3 | 211111 | -119.052 | 35.37 |  | 106 | 999 |  |  |  | 93309 |  | R63-0036
06029 |  | California | Kern | 425111 | 49796913 | 47068912 | 1514305019 | 11266 | 11256 | PETRO RESOURCES, INC |  |  |  |  | 79 | 7.9 | 3 | 211111 | -119.052 | 35.37 |  | 106 | 999 |  |  |  | 93309 |  | R63-0036
06029 |  | California | Kern | 425111 | 49797113 | 47070312 | 1514305019 | 11216 | 11206 | PETRO RESOURCES, INC |  |  |  |  | 79 | 7.9 | 3 | 211111 | -119.052 | 35.37 |  | 106 | 999 |  |  |  | 93309 |  | R63-0036
06029 |  | California | Kern | 425111 | 49797213 | 47069712 | 1514305019 | 11006 | 11006 | PETRO RESOURCES, INC |  |  |  |  | 79 | 7.9 | 3 | 211111 | -119.052 | 35.37 |  | 106 | 999 |  |  |  | 93309 |  | R63-0036
06029 |  | California | Kern | 425111 | 49797313 | 47068312 | 1514305019 | 11351 | 11351 | PETRO RESOURCES, INC |  |  |  |  | 89 | 16.3 | 5.9 | 211111 | -119.052 | 35.37 |  | 106 | 999 |  |  |  | 93309 |  | R63-0036
06029 |  | California | Kern | 425111 | 49797413 | 47069812 | 1514305019 | 11316 | 11306 | PETRO RESOURCES, INC |  |  |  |  | 79 | 7.9 | 3 | 211111 | -119.052 | 35.37 |  | 106 | 999 |  |  |  | 93309 |  | R63-0036
06029 |  | California | Kern | 425111 | 49797613 | 47069812 | 1514305019 | 11306 | 11306 | PETRO RESOURCES, INC |  |  |  |  | 79 | 7.9 | 3 | 211111 | -119.052 | 35.37 |  | 106 | 999 |  |  |  | 93309 |  | R63-0036
06029 |  | California | Kern | 425111 | 49797713 | 47068512 | 1514305019 | 11305 | 11301 | PETRO RESOURCES, INC |  |  |  |  | 89 | 16.3 | 5.9 | 211111 | -119.052 | 35.37 |  | 106 | 999 |  |  |  | 93309 |  | R63-0036
06029 |  | California | Kern | 425111 | 49797813 | 47068412 | 1514305019 | 11001 | 11001 | PETRO RESOURCES, INC |  |  |  |  | 89 | 16.3 | 5.9 | 211111 | -119.052 | 35.37 |  | 106 | 999 |  |  |  | 93309 |  | R63-0036
06029 |  | California | Kern | 425111 | 49797913 | 47068412 | 1514305019 | 11002 | 11001 | PETRO RESOURCES, INC |  |  |  |  | 89 | 16.3 | 5.9 | 211111 | -119.052 | 35.37 |  | 106 | 999 |  |  |  | 93309 |  | R63-0036
06029 |  | California | Kern | 425111 | 49798013 | 47068612 | 1514305019 | 11152 | 11151 | PETRO RESOURCES, INC |  |  |  |  | 89 | 16.3 | 5.9 | 211111 | -119.052 | 35.37 |  | 106 | 999 |  |  |  | 93309 |  | R63-0036
06029 |  | California | Kern | 425111 | 49798113 | 47068412 | 1514305019 | 11005 | 11001 | PETRO RESOURCES, INC |  |  |  |  | 89 | 16.3 | 5.9 | 211111 | -119.052 | 35.37 |  | 106 | 999 |  |  |  | 93309 |  | R63-0036
06029 |  | California | Kern | 425111 | 49798513 | 47068612 | 1514305019 | 11151 | 11151 | PETRO RESOURCES, INC |  |  |  |  | 89 | 16.3 | 5.9 | 211111 | -119.052 | 35.37 |  | 106 | 999 |  |  |  | 93309 |  | R63-0036
06029 |  | California | Kern | 425111 | 49798613 | 47068512 | 1514305019 | 11304 | 11301 | PETRO RESOURCES, INC |  |  |  |  | 89 | 16.3 | 5.9 | 211111 | -119.052 | 35.37 |  | 106 | 999 |  |  |  | 93309 |  | R63-0036
06029 |  | California | Kern | 425111 | 49798813 | 105350512 | 1514305019 | 11659 | 11659_1_40 | PETRO RESOURCES, INC | [7 empty] | 211111 | -119.052 | 35.37 |  | 106 | 999 |  |  |  | 93309 |  | R63-0040
06029 |  | California | Kern | 425111 | 49798913 | 47070512 | 1514305019 | 11601 | 11601 | PETRO RESOURCES, INC |  |  |  |  | 89 | 16.3 | 5.9 | 211111 | -119.052 | 35.37 |  | 106 | 999 |  |  |  | 93309 |  | R63-0036
06029 |  | California | Kern | 425111 | 49799113 | 47067512 | 1514305019 | 11556 | 11556 | PETRO RESOURCES, INC |  |  |  |  | 79 | 7.9 | 3 | 211111 | -119.052 | 35.37 |  | 106 | 999 |  |  |  | 93309 |  | R63-0036
06029 |  | California | Kern | 425111 | 49799213 | 47067512 | 1514305019 | 11566 | 11556 | PETRO RESOURCES, INC |  |  |  |  | 79 | 7.9 | 3 | 211111 | -119.052 | 35.37 |  | 106 | 999 |  |  |  | 93309 |  | R63-0036
06029 |  | California | Kern | 425311 | 49770413 | 47058312 | 1514305020 | 11216 | 11216 | PYRAMID OIL COMPANY |  |  |  |  | 79 | 7.9 | 3 | 211111 | -119.466 | 35.4 |  | 106 | 999 |  |  |  | 93206 |  | R63-0036
06029 |  | California | Kern | 425311 | 49770513 | 47058312 | 1514305020 | 11217 | 11216 | PYRAMID OIL COMPANY |  |  |  |  | 79 | 7.9 | 3 | 211111 | -119.466 | 35.4 |  | 106 | 999 |  |  |  | 93206 |  | R63-0036
06029 |  | California | Kern | 425311 | 49770613 | 47062712 | 1514305020 | 11366 | 11356 | PYRAMID OIL COMPANY |  |  |  |  | 79 | 7.9 | 3 | 211111 | -119.466 | 35.4 |  | 106 | 999 |  |  |  | 93206 |  | R63-0036
06029 |  | California | Kern | 425311 | 49770713 | 47059212 | 1514305020 | 11218 | 11206 | PYRAMID OIL COMPANY |  |  |  |  | 79 | 7.9 | 3 | 211111 | -119.466 | 35.4 |  | 106 | 999 |  |  |  | 93206 |  | R63-0036
06029 |  | California | Kern | 425311 | 49770913 | 47059412 | 1514305020 | 21454 | 21451 | PYRAMID OIL COMPANY |  |  |  |  | 89 | 16.3 | 5.9 | 211111 | -119.466 | 35.4 |  | 106 | 999 |  |  |  | 93206 |  | R63-0036
06029 |  | California | Kern | 425311 | 49771213 | 47062312 | 1514305020 | 11052 | 11051 | PYRAMID OIL COMPANY |  |  |  |  | 89 | 16.3 | 5.9 | 211111 | -119.466 | 35.4 |  | 106 | 999 |  |  |  | 93206 |  | R63-0036
06029 |  | California | Kern | 425311 | 49771313 | 47062312 | 1514305020 | 11051 | 11051 | PYRAMID OIL COMPANY |  |  |  |  | 89 | 16.3 | 5.9 | 211111 | -119.466 | 35.4 |  | 106 | 999 |  |  |  | 93206 |  | R63-0036
06029 |  | California | Kern | 425311 | 49771513 | 47060212 | 1514305020 | 11754 | 11751 | PYRAMID OIL COMPANY |  |  |  |  | 434 | 99.7 | 30.5 | 211111 | -119.466 | 35.4 |  | 106 | 999 |  |  |  | 93206 |  | R63-0036
06029 |  | California | Kern | 425311 | 49771613 | 47060212 | 1514305020 | 11755 | 11751 | PYRAMID OIL COMPANY |  |  |  |  | 434 | 99.7 | 30.5 | 211111 | -119.466 | 35.4 |  | 106 | 999 |  |  |  | 93206 |  | R63-0036
06029 |  | California | Kern | 425311 | 49771713 | 47062312 | 1514305020 | 11054 | 11051 | PYRAMID OIL COMPANY |  |  |  |  | 89 | 16.3 | 5.9 | 211111 | -119.466 | 35.4 |  | 106 | 999 |  |  |  | 93206 |  | R63-0036
06029 |  | California | Kern | 425311 | 49771813 | 47062112 | 1514305020 | 11766 | 11756 | PYRAMID OIL COMPANY |  |  |  |  | 79 | 7.9 | 3 | 211111 | -119.466 | 35.4 |  | 106 | 999 |  |  |  | 93206 |  | R63-0036
06029 |  | California | Kern | 425311 | 49771913 | 47062312 | 1514305020 | 11055 | 11051 | PYRAMID OIL COMPANY |  |  |  |  | 89 | 16.3 | 5.9 | 211111 | -119.466 | 35.4 |  | 106 | 999 |  |  |  | 93206 |  | R63-0036
06029 |  | California | Kern | 425311 | 49772013 | 47062012 | 1514305020 | 21101 | 21101 | PYRAMID OIL COMPANY |  |  |  |  | 89 | 16.3 | 5.9 | 211111 | -119.466 | 35.4 |  | 106 | 999 |  |  |  | 93206 |  | R63-0036
06029 |  | California | Kern | 425311 | 49772113 | 47061912 | 1514305020 | 21102 | 21102 | PYRAMID OIL COMPANY |  |  |  |  | 175 | 85.5 | 11.4 | 211111 | -119.466 | 35.4 |  | 106 | 999 |  |  |  | 93206 |  | R63-0036
06029 |  | California | Kern | 425311 | 49772313 | 47062012 | 1514305020 | 21104 | 21101 | PYRAMID OIL COMPANY |  |  |  |  | 89 | 16.3 | 5.9 | 211111 | -119.466 | 35.4 |  | 106 | 999 |  |  |  | 93206 |  | R63-0036
06029 |  | California | Kern | 425311 | 49772413 | 47062012 | 1514305020 | 21105 | 21101 | PYRAMID OIL COMPANY |  |  |  |  | 89 | 16.3 | 5.9 | 211111 | -119.466 | 35.4 |  | 106 | 999 |  |  |  | 93206 |  | R63-0036
06029 |  | California | Kern | 425311 | 49772513 | 47056712 | 1514305020 | 11355 | 11351 | PYRAMID OIL COMPANY |  |  |  |  | 434 | 99.7 | 30.5 | 211111 | -119.466 | 35.4 |  | 106 | 999 |  |  |  | 93206 |  | R63-0036
06029 |  | California | Kern | 425311 | 49772613 | 47062112 | 1514305020 | 11756 | 11756 | PYRAMID OIL COMPANY |  |  |  |  | 79 | 7.9 | 3 | 211111 | -119.466 | 35.4 |  | 106 | 999 |  |  |  | 93206 |  | R63-0036
06029 |  | California | Kern | 425311 | 49772713 | 47063112 | 1514305020 | 11704 | 11701 | PYRAMID OIL COMPANY |  |  |  |  | 434 | 99.7 | 30.5 | 211111 | -119.466 | 35.4 |  | 106 | 999 |  |  |  | 93206 |  | R63-0036
06029 |  | California | Kern | 425311 | 49772813 | 47061412 | 1514305020 | 11105 | 11101 | PYRAMID OIL COMPANY |  |  |  |  | 89 | 16.3 | 5.9 | 211111 | -119.466 | 35.4 |  | 106 | 999 |  |  |  | 93206 |  | R63-0036
06029 |  | California | Kern | 425311 | 49772913 | 47061412 | 1514305020 | 11104 | 11101 | PYRAMID OIL COMPANY |  |  |  |  | 89 | 16.3 | 5.9 | 211111 | -119.466 | 35.4 |  | 106 | 999 |  |  |  | 93206 |  | R63-0036
06029 |  | California | Kern | 425311 | 49773013 | 47061412 | 1514305020 | 11102 | 11101 | PYRAMID OIL COMPANY |  |  |  |  | 89 | 16.3 | 5.9 | 211111 | -119.466 | 35.4 |  | 106 | 999 |  |  |  | 93206 |  | R63-0036
06029 |  | California | Kern | 425311 | 49773113 | 47061412 | 1514305020 | 11101 | 11101 | PYRAMID OIL COMPANY |  |  |  |  | 89 | 16.3 | 5.9 | 211111 | -119.466 | 35.4 |  | 106 | 999 |  |  |  | 93206 |  | R63-0036
06029 |  | California | Kern | 425311 | 49773213 | 47057212 | 1514305020 | 11066 | 11056 | PYRAMID OIL COMPANY |  |  |  |  | 79 | 7.9 | 3 | 211111 | -119.466 | 35.4 |  | 106 | 999 |  |  |  | 93206 |  | R63-0036
06029 |  | California | Kern | 425311 | 49773613 | 47061212 | 1514305020 | 21116 | 21116 | PYRAMID OIL COMPANY |  |  |  |  | 95 | 10.7 | 5.3 | 211111 | -119.466 | 35.4 |  | 106 | 999 |  |  |  | 93206 |  | R63-0036
06029 |  | California | Kern | 425311 | 49773713 | 47063112 | 1514305020 | 11705 | 11701 | PYRAMID OIL COMPANY |  |  |  |  | 434 | 99.7 | 30.5 | 211111 | -119.466 | 35.4 |  | 106 | 999 |  |  |  | 93206 |  | R63-0036
06029 |  | California | Kern | 425311 | 49773813 | 47056312 | 1514305020 | 11706 | 11706 | PYRAMID OIL COMPANY |  |  |  |  | 79 | 7.9 | 3 | 211111 | -119.466 | 35.4 |  | 106 | 999 |  |  |  | 93206 |  | R63-0036
06029 |  | California | Kern | 425311 | 49773913 | 47056312 | 1514305020 | 11716 | 11706 | PYRAMID OIL COMPANY |  |  |  |  | 79 | 7.9 | 3 | 211111 | -119.466 | 35.4 |  | 106 | 999 |  |  |  | 93206 |  | R63-0036
06029 |  | California | Kern | 425311 | 49774013 | 47060212 | 1514305020 | 11751 | 11751 | PYRAMID OIL COMPANY |  |  |  |  | 434 | 99.7 | 30.5 | 211111 | -119.466 | 35.4 |  | 106 | 999 |  |  |  | 93206 |  | R63-0036
06029 |  | California | Kern | 425311 | 49774213 | 47057212 | 1514305020 | 11056 | 11056 | PYRAMID OIL COMPANY |  |  |  |  | 79 | 7.9 | 3 | 211111 | -119.466 | 35.4 |  | 106 | 999 |  |  |  | 93206 |  | R63-0036
06029 |  | California | Kern | 425311 | 49774413 | 47062212 | 1514305020 | 11016 | 11016 | PYRAMID OIL COMPANY |  |  |  |  | 95 | 10.7 | 5.3 | 211111 | -119.466 | 35.4 |  | 106 | 999 |  |  |  | 93206 |  | R63-0036
06029 |  | California | Kern | 425311 | 49774513 | 47056112 | 1514305020 | 21106 | 21106 | PYRAMID OIL COMPANY |  |  |  |  | 79 | 7.9 | 3 | 211111 | -119.466 | 35.4 |  | 106 | 999 |  |  |  | 93206 |  | R63-0036
06029 |  | California | Kern | 425311 | 49774613 | 47057112 | 1514305020 | 21216 | 21206 | PYRAMID OIL COMPANY |  |  |  |  | 79 | 7.9 | 3 | 211111 | -119.466 | 35.4 |  | 106 | 999 |  |  |  | 93206 |  | R63-0036
06029 |  | California | Kern | 425311 | 49774713 | 47054712 | 1514305020 | 21251 | 21251 | PYRAMID OIL COMPANY |  |  |  |  | 89 | 16.3 | 5.9 | 211111 | -119.466 | 35.4 |  | 106 | 999 |  |  |  | 93206 |  | R63-0036
06029 |  | California | Kern | 425311 | 49774913 | 47054712 | 1514305020 | 21254 | 21251 | PYRAMID OIL COMPANY |  |  |  |  | 89 | 16.3 | 5.9 | 211111 | -119.466 | 35.4 |  | 106 | 999 |  |  |  | 93206 |  | R63-0036
06029 |  | California | Kern | 425311 | 49775013 | 47054712 | 1514305020 | 21255 | 21251 | PYRAMID OIL COMPANY |  |  |  |  | 89 | 16.3 | 5.9 | 211111 | -119.466 | 35.4 |  | 106 | 999 |  |  |  | 93206 |  | R63-0036
06029 |  | California | Kern | 425311 | 49775113 | 47057112 | 1514305020 | 21206 | 21206 | PYRAMID OIL COMPANY |  |  |  |  | 79 | 7.9 | 3 | 211111 | -119.466 | 35.4 |  | 106 | 999 |  |  |  | 93206 |  | R63-0036
06029 |  | California | Kern | 425311 | 49775313 | 47055012 | 1514305020 | 21205 | 21201 | PYRAMID OIL COMPANY |  |  |  |  | 89 | 16.3 | 5.9 | 211111 | -119.466 | 35.4 |  | 106 | 999 |  |  |  | 93206 |  | R63-0036
06029 |  | California | Kern | 425311 | 49775513 | 47055712 | 1514305020 | 11006 | 11006 | PYRAMID OIL COMPANY |  |  |  |  | 79 | 7.9 | 3 | 211111 | -119.466 | 35.4 |  | 106 | 999 |  |  |  | 93206 |  | R63-0036
06029 |  | California | Kern | 425311 | 49775613 | 47055812 | 1514305020 | 11005 | 11001 | PYRAMID OIL COMPANY |  |  |  |  | 89 | 16.3 | 5.9 | 211111 | -119.466 | 35.4 |  | 106 | 999 |  |  |  | 93206 |  | R63-0036
06029 |  | California | Kern | 425311 | 49775713 | 47055812 | 1514305020 | 11004 | 11001 | PYRAMID OIL COMPANY |  |  |  |  | 89 | 16.3 | 5.9 | 211111 | -119.466 | 35.4 |  | 106 | 999 |  |  |  | 93206 |  | R63-0036
06029 |  | California | Kern | 425311 | 49775913 | 47055812 | 1514305020 | 11001 | 11001 | PYRAMID OIL COMPANY |  |  |  |  | 89 | 16.3 | 5.9 | 211111 | -119.466 | 35.4 |  | 106 | 999 |  |  |  | 93206 |  | R63-0036
06029 |  | California | Kern | 425311 | 49776013 | 47055112 | 1514305020 | 21256 | 21256 | PYRAMID OIL COMPANY |  |  |  |  | 79 | 7.9 | 3 | 211111 | -119.466 | 35.4 |  | 106 | 999 |  |  |  | 93206 |  | R63-0036
06029 |  | California | Kern | 425311 | 49776113 | 47062812 | 1514305020 | 21154 | 21151 | PYRAMID OIL COMPANY |  |  |  |  | 89 | 16.3 | 5.9 | 211111 | -119.466 | 35.4 |  | 106 | 999 |  |  |  | 93206 |  | R63-0036
06029 |  | California | Kern | 425311 | 49776913 | 47062812 | 1514305020 | 21151 | 21151 | PYRAMID OIL COMPANY |  |  |  |  | 89 | 16.3 | 5.9 | 211111 | -119.466 | 35.4 |  | 106 | 999 |  |  |  | 93206 |  | R63-0036
06029 |  | California | Kern | 425311 | 49777013 | 47058212 | 1514305020 | 11116 | 11106 | PYRAMID OIL COMPANY |  |  |  |  | 79 | 7.9 | 3 | 211111 | -119.466 | 35.4 |  | 106 | 999 |  |  |  | 93206 |  | R63-0036
06029 |  | California | Kern | 425311 | 49777113 | 47062812 | 1514305020 | 21155 | 21151 | PYRAMID OIL COMPANY |  |  |  |  | 89 | 16.3 | 5.9 | 211111 | -119.466 | 35.4 |  | 106 | 999 |  |  |  | 93206 |  | R63-0036
06029 |  | California | Kern | 425311 | 49777213 | 47057312 | 1514305020 | 21156 | 21156 | PYRAMID OIL COMPANY |  |  |  |  | 79 | 7.9 | 3 | 211111 | -119.466 | 35.4 |  | 106 | 999 |  |  |  | 93206 |  | R63-0036
06029 |  | California | Kern | 425311 | 49777413 | 47057312 | 1514305020 | 21166 | 21156 | PYRAMID OIL COMPANY |  |  |  |  | 79 | 7.9 | 3 | 211111 | -119.466 | 35.4 |  | 106 | 999 |  |  |  | 93206 |  | R63-0036
06029 |  | California | Kern | 425311 | 49777513 | 47055012 | 1514305020 | 21201 | 21201 | PYRAMID OIL COMPANY |  |  |  |  | 89 | 16.3 | 5.9 | 211111 | -119.466 | 35.4 |  | 106 | 999 |  |  |  | 93206 |  | R63-0036
06029 |  | California | Kern | 425311 | 49777613 | 47060812 | 1514305020 | 11516 | 11516 | PYRAMID OIL COMPANY |  |  |  |  | 95 | 10.7 | 5.3 | 211111 | -119.466 | 35.4 |  | 106 | 999 |  |  |  | 93206 |  | R63-0036
06029 |  | California | Kern | 425311 | 49777713 | 47058712 | 1514305020 | 11454 | 11451 | PYRAMID OIL COMPANY |  |  |  |  | 434 | 99.7 | 30.5 | 211111 | -119.466 | 35.4 |  | 106 | 999 |  |  |  | 93206 |  | R63-0036
06029 |  | California | Kern | 425311 | 49777813 | 47058712 | 1514305020 | 11455 | 11451 | PYRAMID OIL COMPANY |  |  |  |  | 434 | 99.7 | 30.5 | 211111 | -119.466 | 35.4 |  | 106 | 999 |  |  |  | 93206 |  | R63-0036
06029 |  | California | Kern | 425311 | 49777913 | 47061112 | 1514305020 | 11456 | 11456 | PYRAMID OIL COMPANY |  |  |  |  | 79 | 7.9 | 3 | 211111 | -119.466 | 35.4 |  | 106 | 999 |  |  |  | 93206 |  | R63-0036
06029 |  | California | Kern | 425311 | 49778013 | 47061112 | 1514305020 | 11466 | 11456 | PYRAMID OIL COMPANY |  |  |  |  | 79 | 7.9 | 3 | 211111 | -119.466 | 35.4 |  | 106 | 999 |  |  |  | 93206 |  | R63-0036
06029 |  | California | Kern | 425311 | 49778113 | 47060912 | 1514305020 | 11501 | 11501 | PYRAMID OIL COMPANY |  |  |  |  | 434 | 99.7 | 30.5 | 211111 | -119.466 | 35.4 |  | 106 | 999 |  |  |  | 93206 |  | R63-0036
06029 |  | California | Kern | 425311 | 49778213 | 47060912 | 1514305020 | 11504 | 11501 | PYRAMID OIL COMPANY |  |  |  |  | 434 | 99.7 | 30.5 | 211111 | -119.466 | 35.4 |  | 106 | 999 |  |  |  | 93206 |  | R63-0036
06029 |  | California | Kern | 425311 | 49778313 | 47056712 | 1514305020 | 11354 | 11351 | PYRAMID OIL COMPANY |  |  |  |  | 434 | 99.7 | 30.5 | 211111 | -119.466 | 35.4 |  | 106 | 999 |  |  |  | 93206 |  | R63-0036
06029 |  | California | Kern | 425311 | 49778413 | 47054612 | 1514305020 | 11406 | 11406 | PYRAMID OIL COMPANY |  |  |  |  | 70 | 3.6 | 1.8 | 211111 | -119.466 | 35.4 |  | 106 | 999 |  |  |  | 93206 |  | R63-0036
06029 |  | California | Kern | 425311 | 49779013 | 47061012 | 1514305020 | 21506 | 21506 | PYRAMID OIL COMPANY |  |  |  |  | 79 | 7.9 | 3 | 211111 | -119.466 | 35.4 |  | 106 | 999 |  |  |  | 93206 |  | R63-0036
06029 |  | California | Kern | 425311 | 49779113 | 47054312 | 1514305020 | 21505 | 21501 | PYRAMID OIL COMPANY |  |  |  |  | 89 | 16.3 | 5.9 | 211111 | -119.466 | 35.4 |  | 106 | 999 |  |  |  | 93206 |  | R63-0036
06029 |  | California | Kern | 425311 | 49779213 | 47054312 | 1514305020 | 21504 | 21501 | PYRAMID OIL COMPANY |  |  |  |  | 89 | 16.3 | 5.9 | 211111 | -119.466 | 35.4 |  | 106 | 999 |  |  |  | 93206 |  | R63-0036
06029 |  | California | Kern | 425311 | 49779413 | 47054312 | 1514305020 | 21501 | 21501 | PYRAMID OIL COMPANY |  |  |  |  | 89 | 16.3 | 5.9 | 211111 | -119.466 | 35.4 |  | 106 | 999 |  |  |  | 93206 |  | R63-0036
06029 |  | California | Kern | 425311 | 49779513 | 47059912 | 1514305020 | 21301 | 21301 | PYRAMID OIL COMPANY |  |  |  |  | 89 | 16.3 | 5.9 | 211111 | -119.466 | 35.4 |  | 106 | 999 |  |  |  | 93206 |  | R63-0036
06029 |  | California | Kern | 425311 | 49779713 | 47059912 | 1514305020 | 21304 | 21301 | PYRAMID OIL COMPANY |  |  |  |  | 89 | 16.3 | 5.9 | 211111 | -119.466 | 35.4 |  | 106 | 999 |  |  |  | 93206 |  | R63-0036
06029 |  | California | Kern | 425311 | 49779813 | 47057612 | 1514305020 | 21306 | 21306 | PYRAMID OIL COMPANY |  |  |  |  | 79 | 7.9 | 3 | 211111 | -119.466 | 35.4 |  | 106 | 999 |  |  |  | 93206 |  | R63-0036
06029 |  | California | Kern | 425311 | 49780013 | 47059412 | 1514305020 | 21455 | 21451 | PYRAMID OIL COMPANY |  |  |  |  | 89 | 16.3 | 5.9 | 211111 | -119.466 | 35.4 |  | 106 | 999 |  |  |  | 93206 |  | R63-0036
06029 |  | California | Kern | 425311 | 49780113 | 47054212 | 1514305020 | 21456 | 21456 | PYRAMID OIL COMPANY |  |  |  |  | 79 | 7.9 | 3 | 211111 | -119.466 | 35.4 |  | 106 | 999 |  |  |  | 93206 |  | R63-0036
06029 |  | California | Kern | 425311 | 49780213 | 47060712 | 1514305020 | 11601 | 11601 | PYRAMID OIL COMPANY |  |  |  |  | 434 | 99.7 | 30.5 | 211111 | -119.466 | 35.4 |  | 106 | 999 |  |  |  | 93206 |  | R63-0036
06029 |  | California | Kern | 425311 | 49780613 | 47059912 | 1514305020 | 21305 | 21301 | PYRAMID OIL COMPANY |  |  |  |  | 89 | 16.3 | 5.9 | 211111 | -119.466 | 35.4 |  | 106 | 999 |  |  |  | 93206 |  | R63-0036
06029 |  | California | Kern | 425311 | 49780813 | 47057612 | 1514305020 | 21316 | 21306 | PYRAMID OIL COMPANY |  |  |  |  | 79 | 7.9 | 3 | 211111 | -119.466 | 35.4 |  | 106 | 999 |  |  |  | 93206 |  | R63-0036
06029 |  | California | Kern | 425311 | 49781413 | 47055012 | 1514305020 | 21204 | 21201 | PYRAMID OIL COMPANY |  |  |  |  | 89 | 16.3 | 5.9 | 211111 | -119.466 | 35.4 |  | 106 | 999 |  |  |  | 93206 |  | R63-0036
06029 |  | California | Kern | 425311 | 49781613 | 47060412 | 1514305020 | 11266 | 11256 | PYRAMID OIL COMPANY |  |  |  |  | 79 | 7.9 | 3 | 211111 | -119.466 | 35.4 |  | 106 | 999 |  |  |  | 93206 |  | R63-0036
06029 |  | California | Kern | 425311 | 49781713 | 47058212 | 1514305020 | 11106 | 11106 | PYRAMID OIL COMPANY |  |  |  |  | 79 | 7.9 | 3 | 211111 | -119.466 | 35.4 |  | 106 | 999 |  |  |  | 93206 |  | R63-0036
06029 |  | California | Kern | 425311 | 49781813 | 47056512 | 1514305020 | 11154 | 11151 | PYRAMID OIL COMPANY |  |  |  |  | 89 | 16.3 | 5.9 | 211111 | -119.466 | 35.4 |  | 106 | 999 |  |  |  | 93206 |  | R63-0036
06029 |  | California | Kern | 425311 | 49782013 | 47056512 | 1514305020 | 11151 | 11151 | PYRAMID OIL COMPANY |  |  |  |  | 89 | 16.3 | 5.9 | 211111 | -119.466 | 35.4 |  | 106 | 999 |  |  |  | 93206 |  | R63-0036
06029 |  | California | Kern | 425311 | 49782113 | 47058612 | 1514305020 | 11251 | 11251 | PYRAMID OIL COMPANY |  |  |  |  | 434 | 99.7 | 30.5 | 211111 | -119.466 | 35.4 |  | 106 | 999 |  |  |  | 93206 |  | R63-0036
06029 |  | California | Kern | 425311 | 49782213 | 47058612 | 1514305020 | 11254 | 11251 | PYRAMID OIL COMPANY |  |  |  |  | 434 | 99.7 | 30.5 | 211111 | -119.466 | 35.4 |  | 106 | 999 |  |  |  | 93206 |  | R63-0036
06029 |  | California | Kern | 425311 | 49782313 | 47054112 | 1514305020 | 11156 | 11156 | PYRAMID OIL COMPANY |  |  |  |  | 79 | 7.9 | 3 | 211111 | -119.466 | 35.4 |  | 106 | 999 |  |  |  | 93206 |  | R63-0036
06029 |  | California | Kern | 425311 | 49782413 | 47060412 | 1514305020 | 11256 | 11256 | PYRAMID OIL COMPANY |  |  |  |  | 79 | 7.9 | 3 | 211111 | -119.466 | 35.4 |  | 106 | 999 |  |  |  | 93206 |  | R63-0036
06029 |  | California | Kern | 425311 | 49782613 | 47058012 | 1514305020 | 11301 | 11301 | PYRAMID OIL COMPANY |  |  |  |  | 175 | 85.5 | 11.4 | 211111 | -119.466 | 35.4 |  | 106 | 999 |  |  |  | 93206 |  | R63-0036
06029 |  | California | Kern | 425311 | 49782713 | 47058012 | 1514305020 | 11302 | 11301 | PYRAMID OIL COMPANY |  |  |  |  | 175 | 85.5 | 11.4 | 211111 | -119.466 | 35.4 |  | 106 | 999 |  |  |  | 93206 |  | R63-0036
06029 |  | California | Kern | 425311 | 49782813 | 47058012 | 1514305020 | 11304 | 11301 | PYRAMID OIL COMPANY |  |  |  |  | 175 | 85.5 | 11.4 | 211111 | -119.466 | 35.4 |  | 106 | 999 |  |  |  | 93206 |  | R63-0036
06029 |  | California | Kern | 425311 | 49782913 | 47058012 | 1514305020 | 11305 | 11301 | PYRAMID OIL COMPANY |  |  |  |  | 175 | 85.5 | 11.4 | 211111 | -119.466 | 35.4 |  | 106 | 999 |  |  |  | 93206 |  | R63-0036
06029 |  | California | Kern | 425311 | 49783013 | 47062612 | 1514305020 | 11306 | 11306 | PYRAMID OIL COMPANY |  |  |  |  | 79 | 7.9 | 3 | 211111 | -119.466 | 35.4 |  | 106 | 999 |  |  |  | 93206 |  | R63-0036
06029 |  | California | Kern | 425311 | 49783113 | 47063012 | 1514305020 | 11316 | 11316 | PYRAMID OIL COMPANY |  |  |  |  | 95 | 10.7 | 5.3 | 211111 | -119.466 | 35.4 |  | 106 | 999 |  |  |  | 93206 |  | R63-0036
06029 |  | California | Kern | 425311 | 49783213 | 47058612 | 1514305020 | 11255 | 11251 | PYRAMID OIL COMPANY |  |  |  |  | 434 | 99.7 | 30.5 | 211111 | -119.466 | 35.4 |  | 106 | 999 |  |  |  | 93206 |  | R63-0036
06029 |  | California | Kern | 425311 | 49783313 | 47056612 | 1514305020 | 11205 | 11201 | PYRAMID OIL COMPANY |  |  |  |  | 434 | 99.7 | 30.5 | 211111 | -119.466 | 35.4 |  | 106 | 999 |  |  |  | 93206 |  | R63-0036
06029 |  | California | Kern | 425311 | 49783413 | 47059412 | 1514305020 | 21451 | 21451 | PYRAMID OIL COMPANY |  |  |  |  | 89 | 16.3 | 5.9 | 211111 | -119.466 | 35.4 |  | 106 | 999 |  |  |  | 93206 |  | R63-0036
06029 |  | California | Kern | 425311 | 49783613 | 47059512 | 1514305020 | 21356 | 21356 | PYRAMID OIL COMPANY |  |  |  |  | 79 | 7.9 | 3 | 211111 | -119.466 | 35.4 |  | 106 | 999 |  |  |  | 93206 |  | R63-0036
06029 |  | California | Kern | 425311 | 49783713 | 47055312 | 1514305020 | 21355 | 21351 | PYRAMID OIL COMPANY |  |  |  |  | 89 | 16.3 | 5.9 | 211111 | -119.466 | 35.4 |  | 106 | 999 |  |  |  | 93206 |  | R63-0036
06029 |  | California | Kern | 425311 | 49783813 | 47055312 | 1514305020 | 21354 | 21351 | PYRAMID OIL COMPANY |  |  |  |  | 89 | 16.3 | 5.9 | 211111 | -119.466 | 35.4 |  | 106 | 999 |  |  |  | 93206 |  | R63-0036
06029 |  | California | Kern | 425311 | 49784013 | 47056512 | 1514305020 | 11155 | 11151 | PYRAMID OIL COMPANY |  |  |  |  | 89 | 16.3 | 5.9 | 211111 | -119.466 | 35.4 |  | 106 | 999 |  |  |  | 93206 |  | R63-0036
06029 |  | California | Kern | 425311 | 49784113 | 47055312 | 1514305020 | 21351 | 21351 | PYRAMID OIL COMPANY |  |  |  |  | 89 | 16.3 | 5.9 | 211111 | -119.466 | 35.4 |  | 106 | 999 |  |  |  | 93206 |  | R63-0036
06029 |  | California | Kern | 425311 | 49784213 | 47062712 | 1514305020 | 11356 | 11356 | PYRAMID OIL COMPANY |  |  |  |  | 79 | 7.9 | 3 | 211111 | -119.466 | 35.4 |  | 106 | 999 |  |  |  | 93206 |  | R63-0036
06029 |  | California | Kern | 425311 | 49784313 | 47056612 | 1514305020 | 11204 | 11201 | PYRAMID OIL COMPANY |  |  |  |  | 434 | 99.7 | 30.5 | 211111 | -119.466 | 35.4 |  | 106 | 999 |  |  |  | 93206 |  | R63-0036
06029 |  | California | Kern | 425311 | 49784413 | 47056612 | 1514305020 | 11201 | 11201 | PYRAMID OIL COMPANY |  |  |  |  | 434 | 99.7 | 30.5 | 211111 | -119.466 | 35.4 |  | 106 | 999 |  |  |  | 93206 |  | R63-0036
06029 |  | California | Kern | 425311 | 49784513 | 47054112 | 1514305020 | 11166 | 11156 | PYRAMID OIL COMPANY |  |  |  |  | 79 | 7.9 | 3 | 211111 | -119.466 | 35.4 |  | 106 | 999 |  |  |  | 93206 |  | R63-0036
06029 |  | California | Kern | 425311 | 49784913 | 47055312 | 1514305020 | 21352 | 21351 | PYRAMID OIL COMPANY |  |  |  |  | 89 | 16.3 | 5.9 | 211111 | -119.466 | 35.4 |  | 106 | 999 |  |  |  | 93206 |  | R63-0036
06029 |  | California | Kern | 425311 | 49785013 | 47059012 | 1514305020 | 11656 | 11656 | PYRAMID OIL COMPANY |  |  |  |  | 79 | 7.9 | 3 | 211111 | -119.466 | 35.4 |  | 106 | 999 |  |  |  | 93206 |  | R63-0036
06029 |  | California | Kern | 425311 | 49785113 | 47060712 | 1514305020 | 11604 | 11601 | PYRAMID OIL COMPANY |  |  |  |  | 434 | 99.7 | 30.5 | 211111 | -119.466 | 35.4 |  | 106 | 999 |  |  |  | 93206 |  | R63-0036
06029 |  | California | Kern | 425311 | 49785213 | 47060712 | 1514305020 | 11605 | 11601 | PYRAMID OIL COMPANY |  |  |  |  | 434 | 99.7 | 30.5 | 211111 | -119.466 | 35.4 |  | 106 | 999 |  |  |  | 93206 |  | R63-0036
06029 |  | California | Kern | 425311 | 49785313 | 47061812 | 1514305020 | 11606 | 11606 | PYRAMID OIL COMPANY |  |  |  |  | 79 | 7.9 | 3 | 211111 | -119.466 | 35.4 |  | 106 | 999 |  |  |  | 93206 |  | R63-0036
06029 |  | California | Kern | 425311 | 49785413 | 47061812 | 1514305020 | 11616 | 11606 | PYRAMID OIL COMPANY |  |  |  |  | 79 | 7.9 | 3 | 211111 | -119.466 | 35.4 |  | 106 | 999 |  |  |  | 93206 |  | R63-0036
06029 |  | California | Kern | 425311 | 49785513 | 47057012 | 1514305020 | 11651 | 11651 | PYRAMID OIL COMPANY |  |  |  |  | 89 | 16.3 | 5.9 | 211111 | -119.466 | 35.4 |  | 106 | 999 |  |  |  | 93206 |  | R63-0036
06029 |  | California | Kern | 425311 | 49785613 | 47057012 | 1514305020 | 11652 | 11651 | PYRAMID OIL COMPANY |  |  |  |  | 89 | 16.3 | 5.9 | 211111 | -119.466 | 35.4 |  | 106 | 999 |  |  |  | 93206 |  | R63-0036
06029 |  | California | Kern | 425311 | 49785713 | 47056712 | 1514305020 | 11351 | 11351 | PYRAMID OIL COMPANY |  |  |  |  | 434 | 99.7 | 30.5 | 211111 | -119.466 | 35.4 |  | 106 | 999 |  |  |  | 93206 |  | R63-0036
06029 |  | California | Kern | 425311 | 49785813 | 47057012 | 1514305020 | 11655 | 11651 | PYRAMID OIL COMPANY |  |  |  |  | 89 | 16.3 | 5.9 | 211111 | -119.466 | 35.4 |  | 106 | 999 |  |  |  | 93206 |  | R63-0036
06029 |  | California | Kern | 425311 | 49785913 | 47060912 | 1514305020 | 11505 | 11501 | PYRAMID OIL COMPANY |  |  |  |  | 434 | 99.7 | 30.5 | 211111 | -119.466 | 35.4 |  | 106 | 999 |  |  |  | 93206 |  | R63-0036
06029 |  | California | Kern | 425311 | 49786113 | 47061812 | 1514305020 | 11666 | 11606 | PYRAMID OIL COMPANY |  |  |  |  | 79 | 7.9 | 3 | 211111 | -119.466 | 35.4 |  | 106 | 999 |  |  |  | 93206 |  | R63-0036
06029 |  | California | Kern | 425311 | 49786213 | 47063112 | 1514305020 | 11701 | 11701 | PYRAMID OIL COMPANY |  |  |  |  | 434 | 99.7 | 30.5 | 211111 | -119.466 | 35.4 |  | 106 | 999 |  |  |  | 93206 |  | R63-0036
06029 |  | California | Kern | 425311 | 49786413 | 47058812 | 1514305020 | 11506 | 11506 | PYRAMID OIL COMPANY |  |  |  |  | 79 | 7.9 | 3 | 211111 | -119.466 | 35.4 |  | 106 | 999 |  |  |  | 93206 |  | R63-0036
06029 |  | California | Kern | 425311 | 49786513 | 47059212 | 1514305020 | 11206 | 11206 | PYRAMID OIL COMPANY |  |  |  |  | 79 | 7.9 | 3 | 211111 | -119.466 | 35.4 |  | 106 | 999 |  |  |  | 93206 |  | R63-0036
06029 |  | California | Kern | 425311 | 49786613 | 47057012 | 1514305020 | 11654 | 11651 | PYRAMID OIL COMPANY |  |  |  |  | 89 | 16.3 | 5.9 | 211111 | -119.466 | 35.4 |  | 106 | 999 |  |  |  | 93206 |  | R63-0036
06029 |  | California | Kern | 425311 | 49786713 | 47062912 | 1514305020 | 11451 | 11454 | PYRAMID OIL COMPANY |  |  |  |  | 434 | 99.7 | 30.5 | 211111 | -119.466 | 35.4 |  | 106 | 999 |  |  |  | 93206 |  | R63-0036
06029 |  | California | Kern | 425311 | 49786913 | 47056812 | 1514305020 | 11401 | 11401 | PYRAMID OIL COMPANY |  |  |  |  | 434 | 99.7 | 30.5 | 211111 | -119.466 | 35.4 |  | 106 | 999 |  |  |  | 93206 |  | R63-0036
06029 |  | California | Kern | 425311 | 49787213 | 47056812 | 1514305020 | 11404 | 11401 | PYRAMID OIL COMPANY |  |  |  |  | 434 | 99.7 | 30.5 | 211111 | -119.466 | 35.4 |  | 106 | 999 |  |  |  | 93206 |  | R63-0036
06029 |  | California | Kern | 425311 | 49787313 | 47056812 | 1514305020 | 11405 | 11401 | PYRAMID OIL COMPANY |  |  |  |  | 434 | 99.7 | 30.5 | 211111 | -119.466 | 35.4 |  | 106 | 999 |  |  |  | 93206 |  | R63-0036
06029 |  | California | Kern | 453011 | 48894613 | 46306512 | 1514301509 | 23 | 23 | VAQUERO ENERGY, INC | 0.49383 | 0.0587 |  |  | 68 | 83.3 | 27.6 | 211111 | -118.8331 | 35.302 |  |  | 999 |  |  |  | 00000 |  | R63-0040
06029 |  | California | Kern | 453211 | 48892413 | 46304412 | 1514301518 | 7 | 7 | CONOCOPHILLIPS PIPELINE CO |  |  |  |  | 68 | 83.3 | 2.1 | 486110 | -119.9559 | 35.6468 |  |  | 999 |  |  |  | 93210 |  | R63-0036
06029 |  | California | Kern | 453211 | 48892513 | 46306112 | 1514301518 | 8 | 8 | CONOCOPHILLIPS PIPELINE CO |  |  |  |  | 68 | 83.3 | 2.1 | 486110 | -119.9559 | 35.6468 |  |  | 999 |  |  |  | 93210 |  | R63-0036
06029 |  | California | Kern | 453211 | 48893013 | 46304112 | 1514301518 | 2 | 2 | CONOCOPHILLIPS PIPELINE CO |  |  |  |  | 68 | 83.3 | 2.1 | 486110 | -119.9559 | 35.6468 |  |  | 999 |  |  |  | 93210 |  | R63-0036
06029 |  | California | Kern | 453211 | 48893913 | 46305212 | 1514301518 | 1 | 1 | CONOCOPHILLIPS PIPELINE CO |  |  |  |  | 68 | 83.3 | 2.1 | 486110 | -119.9559 | 35.6468 |  |  | 999 |  |  |  | 93210 |  | R63-0036
06029 |  | California | Kern | 453211 | 84898813 | 77485712 | 1514301518 | 31 | 31 | CONOCOPHILLIPS PIPELINE CO |  |  |  |  | 68 | 83.3 |  | 486110 | -119.9559 | 35.6468 |  |  | 999 |  |  |  | 93210
06029 |  | California | Kern | 453811 | 48890313 | 46302512 | 1514301543 | 7 | 7 | AERA ENERGY LLC | 0.69997 | 0.17001 |  |  | 1046 | 153.4 | 33.2 | 211112 | -119.7193 | 35.4514 |  | 106 | 999 |  |  |  | 00000 |  | R63-0036
06029 |  | California | Kern | 453811 | 48890513 | 46302312 | 1514301543 | 33 | 33 | AERA ENERGY LLC | 1.8599 | 0.41013 |  |  | 1046 | 153.4 | 33.2 | 211112 | -119.7193 | 35.4514 |  | 106 | 999 |  |  |  | 00000 |  | R63-0036
06029 |  | California | Kern | 453911 | 102296313 | 105804212 | 1514301547 | 1145 | 1145 | AERA ENERGY LLC | 2.2128 | 0.13548 | [5 empty] | 211111 | -119.6869 | 35.3758 |  | 106 | 999 |  |  |  | 00000
06029 |  | California | Kern | 453911 | 102296413 | 105804312 | 1514301547 | 1146 | 1146 | AERA ENERGY LLC | 2.8803 | 0.13132 | [5 empty] | 211111 | -119.6869 | 35.3758 |  | 106 | 999 |  |  |  | 00000
06029 |  | California | Kern | 453911 | 102296513 | 105804412 | 1514301547 | 1147 | 1147 | AERA ENERGY LLC |  | 0.1194 | [5 empty] | 211111 | -119.6869 | 35.3758 |  | 106 | 999 |  |  |  | 00000
06029 |  | California | Kern | 453911 | 102296613 | 105804512 | 1514301547 | 1148 | 1148 | AERA ENERGY LLC | 8.9293 | 0.0536 | [5 empty] | 211111 | -119.6869 | 35.3758 |  | 106 | 999 |  |  |  | 00000
06029 |  | California | Kern | 453911 | 102296713 | 105804612 | 1514301547 | 1149 | 1149 | AERA ENERGY LLC | 6.0132 | 0.0361 | [5 empty] | 211111 | -119.6869 | 35.3758 |  | 106 | 999 |  |  |  | 00000
06029 |  | California | Kern | 453911 | 102296813 | 105804712 | 1514301547 | 1150 | 1150 | AERA ENERGY LLC | 0.0444 | 0.000266 | [5 empty] | 211111 | -119.6869 | 35.3758 |  | 106 | 999 |  |  |  | 00000
06029 |  | California | Kern | 453911 | 102296913 | 105804812 | 1514301547 | 9991 | 9991 | AERA ENERGY LLC | 0.22844 | 0.002171 | [5 empty] | 211111 | -119.6869 | 35.3758 |  | 106 | 999 |  |  |  | 00000
06029 |  | California | Kern | 453911 | 48860813 | 46275312 | 1514301547 | 766 | 766 | AERA ENERGY LLC | 2.3795 |  |  |  | 240 | 91.7 | 15.4 | 211111 | -119.6869 | 35.3758 |  | 106 | 999 |  |  |  | 00000 |  | R63-0040
06029 |  | California | Kern | 453911 | 48860913 | 46295012 | 1514301547 | 1035 | 1035 | AERA ENERGY LLC | 1.797 | 0.22367 | 24 | 2.8 | 270 | 115.8 |  | 211111 | -119.6869 | 35.3758 |  | 106 | 999 |  |  |  | 00000 |  | R63-0040
06029 |  | California | Kern | 453911 | 48861013 | 46287812 | 1514301547 | 1034 | 1034 | AERA ENERGY LLC | 2.2277 | 0.2449 | 24 | 2.8 | 270 | 115 |  | 211111 | -119.6869 | 35.3758 |  | 106 | 999 |  |  |  | 00000 |  | R63-0040
06029 |  | California | Kern | 453911 | 48861113 | 46298212 | 1514301547 | 1030 | 1030 | AERA ENERGY LLC | 1.318 | 0.0225 |  |  | 240 | 91.7 | 15.4 | 211111 | -119.6869 | 35.3758 |  | 106 | 999 |  |  |  | 00000 |  | R63-0040
06029 |  | California | Kern | 453911 | 48861213 | 46292712 | 1514301547 | 1011 | 1011 | AERA ENERGY LLC | 0.0456 | 0.00157 |  |  | 240 | 91.7 | 18.2 | 211111 | -119.6869 | 35.3758 |  | 106 | 999 |  |  |  | 00000 |  | R63-0040
06029 |  | California | Kern | 453911 | 48861313 | 46287712 | 1514301547 | 1010 | 1010 | AERA ENERGY LLC | 0.114 | 0.00259 |  |  | 240 | 91.7 | 18.2 | 211111 | -119.6869 | 35.3758 |  | 106 | 999 |  |  |  | 00000 |  | R63-0040
06029 |  | California | Kern | 453911 | 48861413 | 46288712 | 1514301547 | 1009 | 1009 | AERA ENERGY LLC | 0.12724 | 0.0033 |  |  | 240 | 91.7 | 18.2 | 211111 | -119.6869 | 35.3758 |  | 106 | 999 |  |  |  | 00000 |  | R63-0040
06029 |  | California | Kern | 453911 | 48861513 | 46275212 | 1514301547 | 765 | 765 | AERA ENERGY LLC | 0.7992 | 0.034798 |  |  | 240 | 91.7 | 15.4 | 211111 | -119.6869 | 35.3758 |  | 106 | 999 |  |  |  | 00000 |  | R63-0040
06029 |  | California | Kern | 453911 | 48861713 | 46275412 | 1514301547 | 767 | 767 | AERA ENERGY LLC | 2.6663 |  |  |  | 240 | 91.7 | 15.4 | 211111 | -119.6869 | 35.3758 |  | 106 | 999 |  |  |  | 00000 |  | R63-0040
06029 |  | California | Kern | 453911 | 48861813 | 46294312 | 1514301547 | 768 | 768 | AERA ENERGY LLC | 3.2077 |  |  |  | 240 | 91.7 | 15.4 | 211111 | -119.6869 | 35.3758 |  | 106 | 999 |  |  |  | 00000 |  | R63-0040
06029 |  | California | Kern | 453911 | 48862013 | 46285512 | 1514301547 | 749 | 749 | AERA ENERGY LLC | 13.1418 | 0.1143 | 24 | 2.8 | 270 | 114.2 |  | 211111 | -119.6869 | 35.3758 |  | 106 | 999 |  |  |  | 00000 |  | R63-0040
06029 |  | California | Kern | 453911 | 48862113 | 46287412 | 1514301547 | 769 | 769 | AERA ENERGY LLC | 3.5397 |  |  |  | 240 | 91.7 | 15.4 | 211111 | -119.6869 | 35.3758 |  | 106 | 999 |  |  |  | 00000 |  | R63-0040
06029 |  | California | Kern | 453911 | 48862213 | 46275112 | 1514301547 | 764 | 764 | AERA ENERGY LLC | 1.9316 | 0.0294 |  |  | 240 | 91.7 | 15.4 | 211111 | -119.6869 | 35.3758 |  | 106 | 999 |  |  |  | 00000 |  | R63-0040
06029 |  | California | Kern | 453911 | 48862313 | 46284412 | 1514301547 | 759 | 759 | AERA ENERGY LLC | 1.1043 | 0.0254 | 24 | 2.8 | 250 | 127.5 |  | 211111 | -119.6869 | 35.3758 |  | 106 | 999 |  |  |  | 00000 |  | R63-0040
06029 |  | California | Kern | 453911 | 48862513 | 46279612 | 1514301547 | 751 | 751 | AERA ENERGY LLC | 0.6268 |  |  |  | 240 | 91.7 | 15.4 | 211111 | -119.6869 | 35.3758 |  | 106 | 999 |  |  |  | 00000 |  | R63-0040
06029 |  | California | Kern | 453911 | 48862613 | 46279512 | 1514301547 | 754 | 754 | AERA ENERGY LLC | 0.69639 | 0.1008 | 24 | 2.8 | 240 | 133.3 |  | 211111 | -119.6869 | 35.3758 |  | 106 | 999 |  |  |  | 00000 |  | R63-0040
06029 |  | California | Kern | 453911 | 48862713 | 46287112 | 1514301547 | 755 | 755 | AERA ENERGY LLC | 0.98409 | 0.15483 | 24 | 2.8 | 270 | 120 |  | 211111 | -119.6869 | 35.3758 |  | 106 | 999 |  |  |  | 00000 |  | R63-0040
06029 |  | California | Kern | 453911 | 48862813 | 46274812 | 1514301547 | 756 | 756 | AERA ENERGY LLC | 0.42779 | 0.0708 | 24 | 2.8 | 220 | 110 |  | 211111 | -119.6869 | 35.3758 |  | 106 | 999 |  |  |  | 00000 |  | R63-0040
06029 |  | California | Kern | 453911 | 48863013 | 46300012 | 1514301547 | 772 | 772 | AERA ENERGY LLC | 2.5271 |  |  |  | 240 | 91.7 | 15.4 | 211111 | -119.6869 | 35.3758 |  | 106 | 999 |  |  |  | 00000 |  | R63-0040
06029 |  | California | Kern | 453911 | 48863213 | 46287212 | 1514301547 | 760 | 760 | AERA ENERGY LLC | 3.1075 |  | 24 | 2.8 | 375 | 126.7 |  | 211111 | -119.6869 | 35.3758 |  | 106 | 999 |  |  |  | 00000 |  | R63-0040
06029 |  | California | Kern | 453911 | 48863313 | 46281012 | 1514301547 | 1007 | 1007 | AERA ENERGY LLC | 0.0888 | 0.00268 |  |  | 240 | 91.7 | 18.2 | 211111 | -119.6869 | 35.3758 |  | 106 | 999 |  |  |  | 00000 |  | R63-0040
06029 |  | California | Kern | 453911 | 48863613 | 46293412 | 1514301547 | 763 | 763 | AERA ENERGY LLC | 1.4537 | 0.0616 |  |  | 240 | 91.7 | 15.4 | 211111 | -119.6869 | 35.3758 |  | 106 | 999 |  |  |  | 00000 |  | R63-0040
06029 |  | California | Kern | 453911 | 48863813 | 46274912 | 1514301547 | 757 | 757 | AERA ENERGY LLC | 0.73634 | 0.0242 | 24 | 2.8 | 285 | 140 |  | 211111 | -119.6869 | 35.3758 |  | 106 | 999 |  |  |  | 00000 |  | R63-0040
06029 |  | California | Kern | 453911 | 48863913 | 46272712 | 1514301547 | 787 | 787 | AERA ENERGY LLC | 2.1226 | 0.19862 | 24 | 2.8 | 335 | 120 |  | 211111 | -119.6869 | 35.3758 |  | 106 | 999 |  |  |  | 00000 |  | R63-0040
06029 |  | California | Kern | 453911 | 48864013 | 46294612 | 1514301547 | 800 | 800 | AERA ENERGY LLC | 0.6421 |  |  |  | 240 | 91.7 | 15.4 | 211111 | -119.6869 | 35.3758 |  | 106 | 999 |  |  |  | 00000 |  | R63-0040
06029 |  | California | Kern | 453911 | 48864213 | 46282212 | 1514301547 | 799 | 799 | AERA ENERGY LLC | 0.57186 |  |  |  | 240 | 91.7 | 15.4 | 211111 | -119.6869 | 35.3758 |  | 106 | 999 |  |  |  | 00000 |  | R63-0040
06029 |  | California | Kern | 453911 | 48864313 | 46282312 | 1514301547 | 798 | 798 | AERA ENERGY LLC | 0.59827 |  |  |  | 240 | 91.7 | 15.4 | 211111 | -119.6869 | 35.3758 |  | 106 | 999 |  |  |  | 00000 |  | R63-0040
06029 |  | California | Kern | 453911 | 48864413 | 46301512 | 1514301547 | 797 | 797 | AERA ENERGY LLC | 3.077 |  |  |  | 240 | 91.7 | 15.4 | 211111 | -119.6869 | 35.3758 |  | 106 | 999 |  |  |  | 00000 |  | R63-0040
06029 |  | California | Kern | 453911 | 48864513 | 46301912 | 1514301547 | 796 | 796 | AERA ENERGY LLC | 1.1804 | 0.15206 | 30 | 2.8 | 250 | 131 |  | 211111 | -119.6869 | 35.3758 |  | 106 | 999 |  |  |  | 00000 |  | R63-0040
06029 |  | California | Kern | 453911 | 48864613 | 46272812 | 1514301547 | 795 | 795 | AERA ENERGY LLC | 2.394 | 0.21411 | 30 | 2.8 | 250 | 127.5 |  | 211111 | -119.6869 | 35.3758 |  | 106 | 999 |  |  |  | 00000 |  | R63-0040
06029 |  | California | Kern | 453911 | 48864713 | 46294912 | 1514301547 | 794 | 794 | AERA ENERGY LLC | 0.57526 | 0.05111 | 30 | 2.8 | 400 | 124.2 |  | 211111 | -119.6869 | 35.3758 |  | 106 | 999 |  |  |  | 00000 |  | R63-0040
06029 |  | California | Kern | 453911 | 48864813 | 46276212 | 1514301547 | 793 | 793 | AERA ENERGY LLC | 2.4219 | 0.20035 | 30 | 2.8 | 380 | 112.5 |  | 211111 | -119.6869 | 35.3758 |  | 106 | 999 |  |  |  | 00000 |  | R63-0040
06029 |  | California | Kern | 453911 | 48864913 | 46299612 | 1514301547 | 792 | 792 | AERA ENERGY LLC | 1.1882 | 0.1116 | 24 | 2.8 | 400 | 113.3 |  | 211111 | -119.6869 | 35.3758 |  | 106 | 999 |  |  |  | 00000 |  | R63-0040
06029 |  | California | Kern | 453911 | 48865013 | 46276112 | 1514301547 | 791 | 791 | AERA ENERGY LLC | 1.878 | 0.23768 | 24 | 2.8 | 370 | 116.7 |  | 211111 | -119.6869 | 35.3758 |  | 106 | 999 |  |  |  | 00000 |  | R63-0040
06029 |  | California | Kern | 453911 | 48865113 | 46276012 | 1514301547 | 790 | 790 | AERA ENERGY LLC | 1.4587 | 0.15167 | 24 | 2.8 | 370 | 114.2 |  | 211111 | -119.6869 | 35.3758 |  | 106 | 999 |  |  |  | 00000 |  | R63-0040
06029 |  | California | Kern | 453911 | 48865313 | 46282912 | 1514301547 | 788 | 788 | AERA ENERGY LLC | 2.35 | 0.22275 | 24 | 2.8 | 465 | 120 |  | 211111 | -119.6869 | 35.3758 |  | 106 | 999 |  |  |  | 00000 |  | R63-0040
06029 |  | California | Kern | 453911 | 48865413 | 46275812 | 1514301547 | 782 | 782 | AERA ENERGY LLC | 1.4782 | 0.18205 | 30 | 2.8 | 230 | 115 |  | 211111 | -119.6869 | 35.3758 |  | 106 | 999 |  |  |  | 00000 |  | R63-0040
06029 |  | California | Kern | 453911 | 48865513 | 46289612 | 1514301547 | 771 | 771 | AERA ENERGY LLC | 2.7504 |  |  |  | 240 | 91.7 | 15.4 | 211111 | -119.6869 | 35.3758 |  | 106 | 999 |  |  |  | 00000 |  | R63-0040
06029 |  | California | Kern | 453911 | 48865613 | 46276612 | 1514301547 | 777 | 777 | AERA ENERGY LLC | 3.0325 |  |  |  | 240 | 91.7 | 15.4 | 211111 | -119.6869 | 35.3758 |  | 106 | 999 |  |  |  | 00000 |  | R63-0040
06029 |  | California | Kern | 453911 | 48865713 | 46293612 | 1514301547 | 778 | 778 | AERA ENERGY LLC | 2.5206 |  |  |  | 240 | 91.7 | 15.4 | 211111 | -119.6869 | 35.3758 |  | 106 | 999 |  |  |  | 00000 |  | R63-0040
06029 |  | California | Kern | 453911 | 48865813 | 46300112 | 1514301547 | 779 | 779 | AERA ENERGY LLC | 2.7131 |  |  |  | 240 | 91.7 | 15.4 | 211111 | -119.6869 | 35.3758 |  | 106 | 999 |  |  |  | 00000 |  | R63-0040
06029 |  | California | Kern | 453911 | 48865913 | 46281912 | 1514301547 | 78 | 78 | AERA ENERGY LLC | 1.7981 |  | 32 | 8 | 150 | 96.7 |  | 211111 | -119.6869 | 35.3758 |  | 106 | 999 |  |  |  | 00000 |  | R63-0040
06029 |  | California | Kern | 453911 | 48866013 | 46282812 | 1514301547 | 789 | 789 | AERA ENERGY LLC | 1.9737 | 0.21443 | 24 | 2.8 | 285 | 121.7 |  | 211111 | -119.6869 | 35.3758 |  | 106 | 999 |  |  |  | 00000 |  | R63-0040
06029 |  | California | Kern | 453911 | 48866113 | 46274712 | 1514301547 | 781 | 781 | AERA ENERGY LLC | 2.6976 |  |  |  | 240 | 91.7 | 15.4 | 211111 | -119.6869 | 35.3758 |  | 106 | 999 |  |  |  | 00000 |  | R63-0040
06029 |  | California | Kern | 453911 | 48866213 | 46286812 | 1514301547 | 742 | 742 | AERA ENERGY LLC | 2.2468 |  | 24 | 2.8 | 295 | 125 |  | 211111 | -119.6869 | 35.3758 |  | 106 | 999 |  |  |  | 00000 |  | R63-0040
06029 |  | California | Kern | 453911 | 48866313 | 46275912 | 1514301547 | 783 | 783 | AERA ENERGY LLC | 2.2251 | 0.20136 | 30 | 2.8 | 240 | 113.3 |  | 211111 | -119.6869 | 35.3758 |  | 106 | 999 |  |  |  | 00000 |  | R63-0040
06029 |  | California | Kern | 453911 | 48866413 | 46292012 | 1514301547 | 1008 | 1008 | AERA ENERGY LLC | 0.12947 | 0.00312 |  |  | 240 | 91.7 | 18.2 | 211111 | -119.6869 | 35.3758 |  | 106 | 999 |  |  |  | 00000 |  | R63-0040
06029 |  | California | Kern | 453911 | 48866513 | 46295112 | 1514301547 | 784 | 784 | AERA ENERGY LLC | 0.96902 | 0.10798 | 30 | 2.8 | 240 | 115 |  | 211111 | -119.6869 | 35.3758 |  | 106 | 999 |  |  |  | 00000 |  | R63-0040
06029 |  | California | Kern | 453911 | 48866613 | 46301712 | 1514301547 | 785 | 785 | AERA ENERGY LLC | 1.826 | 0.21518 | 30 | 2.8 | 230 | 135 |  | 211111 | -119.6869 | 35.3758 |  | 106 | 999 |  |  |  | 00000 |  | R63-0040
06029 |  | California | Kern | 453911 | 48866713 | 46293712 | 1514301547 | 786 | 786 | AERA ENERGY LLC | 2.3078 | 0.22236 | 30 | 2.8 | 230 | 113.3 |  | 211111 | -119.6869 | 35.3758 |  | 106 | 999 |  |  |  | 00000 |  | R63-0040
06029 |  | California | Kern | 453911 | 48866813 | 46274212 | 1514301547 | 770 | 770 | AERA ENERGY LLC | 3.6062 |  |  |  | 240 | 91.7 | 15.4 | 211111 | -119.6869 | 35.3758 |  | 106 | 999 |  |  |  | 00000 |  | R63-0040
06029 |  | California | Kern | 453911 | 48866913 | 46275612 | 1514301547 | 780 | 780 | AERA ENERGY LLC | 1.8794 | 0.0278 |  |  | 240 | 91.7 | 15.4 | 211111 | -119.6869 | 35.3758 |  | 106 | 999 |  |  |  | 00000 |  | R63-0040
06029 |  | California | Kern | 453911 | 48867213 | 46276812 | 1514301547 | 60 | 60 | AERA ENERGY LLC | 2.2718 |  | 28 | 4.5 | 150 | 110 |  | 211111 | -119.6869 | 35.3758 |  | 106 | 999 |  |  |  | 00000 |  | R63-0040
06029 |  | California | Kern | 453911 | 48867413 | 46289212 | 1514301547 | 62 | 62 | AERA ENERGY LLC | 2.5506 | 0.0906 | 24 | 2.7 | 270 | 108.3 |  | 211111 | -119.6869 | 35.3758 |  | 106 | 999 |  |  |  | 00000 |  | R63-0040
06029 |  | California | Kern | 453911 | 48867513 | 46291712 | 1514301547 | 65 | 65 | AERA ENERGY LLC | 2.0196 | 0.0685 | 24 | 2.7 | 267 | 130 |  | 211111 | -119.6869 | 35.3758 |  | 106 | 999 |  |  |  | 00000 |  | R63-0040
06029 |  | California | Kern | 453911 | 48867613 | 46281212 | 1514301547 | 588 | 588 | AERA ENERGY LLC | 0.0115 | 0.0021 |  |  | 240 | 91.7 | 33.2 | 211111 | -119.6869 | 35.3758 |  | 106 | 999 |  |  |  | 00000 |  | R63-0036
06029 |  | California | Kern | 453911 | 48867713 | 46290912 | 1514301547 | 656 | 656 | AERA ENERGY LLC | 1.371 | 0.01905 |  |  | 240 | 91.7 | 15.4 | 211111 | -119.6869 | 35.3758 |  | 106 | 999 |  |  |  | 00000 |  | R63-0040
06029 |  | California | Kern | 453911 | 48867913 | 46275712 | 1514301547 | 66 | 66 | AERA ENERGY LLC | 2.18 | 0.0874 | 24 | 2.7 | 265 | 109.9 |  | 211111 | -119.6869 | 35.3758 |  | 106 | 999 |  |  |  | 00000 |  | R63-0040
06029 |  | California | Kern | 453911 | 48868013 | 46280412 | 1514301547 | 663 | 663 | AERA ENERGY LLC | 0.0989 | 0.00301 |  |  | 240 | 91.7 | 18.2 | 211111 | -119.6869 | 35.3758 |  | 106 | 999 |  |  |  | 00000 |  | R63-0040
06029 |  | California | Kern | 453911 | 48868113 | 46274112 | 1514301547 | 664 | 664 | AERA ENERGY LLC | 0.20794 | 0.00125 |  |  | 240 | 91.7 | 18.2 | 211111 | -119.6869 | 35.3758 |  | 106 | 999 |  |  |  | 00000 |  | R63-0040
06029 |  | California | Kern | 453911 | 48868213 | 46274012 | 1514301547 | 666 | 666 | AERA ENERGY LLC | 0.0456 | 0.00107 |  |  | 240 | 91.7 | 18.2 | 211111 | -119.6869 | 35.3758 |  | 106 | 999 |  |  |  | 00000 |  | R63-0040
06029 |  | California | Kern | 453911 | 48868313 | 46286312 | 1514301547 | 667 | 667 | AERA ENERGY LLC | 0.058707 | 0.00145 |  |  | 240 | 91.7 | 18.2 | 211111 | -119.6869 | 35.3758 |  | 106 | 999 |  |  |  | 00000 |  | R63-0040
06029 |  | California | Kern | 453911 | 48868613 | 46300912 | 1514301547 | 1005 | 1005 | AERA ENERGY LLC | 0.077938 | 0.00238 |  |  | 240 | 91.7 | 18.2 | 211111 | -119.6869 | 35.3758 |  | 106 | 999 |  |  |  | 00000 |  | R63-0040
06029 |  | California | Kern | 453911 | 48868713 | 46280812 | 1514301547 | 1 | 1 | AERA ENERGY LLC | 0.0827 |  | 24 | 2.7 | 240 | 91.7 |  | 211111 | -119.6869 | 35.3758 |  | 106 | 999 |  |  |  | 00000 |  | R63-0040
06029 |  | California | Kern | 453911 | 48868913 | 46280912 | 1514301547 | 1000 | 1000 | AERA ENERGY LLC | 0.10293 | 0.0024596 |  |  | 240 | 91.7 | 18.2 | 211111 | -119.6869 | 35.3758 |  | 106 | 999 |  |  |  | 00000 |  | R63-0040
06029 |  | California | Kern | 453911 | 48869013 | 46292112 | 1514301547 | 1001 | 1001 | AERA ENERGY LLC | 0.10262 | 0.00358 |  |  | 240 | 91.7 | 18.2 | 211111 | -119.6869 | 35.3758 |  | 106 | 999 |  |  |  | 00000 |  | R63-0040
06029 |  | California | Kern | 453911 | 48869213 | 46284712 | 1514301547 | 59 | 59 | AERA ENERGY LLC | 2.585 |  | 28 | 4.5 | 150 | 101.7 |  | 211111 | -119.6869 | 35.3758 |  | 106 | 999 |  |  |  | 00000 |  | R63-0040
06029 |  | California | Kern | 453911 | 48869713 | 46293012 | 1514301547 | 74 | 74 | AERA ENERGY LLC | 2.4203 | 0.0925 | 24 | 2.7 | 275 | 105 |  | 211111 | -119.6869 | 35.3758 |  | 106 | 999 |  |  |  | 00000 |  | R63-0040
06029 |  | California | Kern | 453911 | 48870213 | 46276712 | 1514301547 | 729 | 729 | AERA ENERGY LLC | 0.90261 |  | 24 | 2.8 | 385 | 115 |  | 211111 | -119.6869 | 35.3758 |  | 106 | 999 |  |  |  | 00000 |  | R63-0040
06029 |  | California | Kern | 453911 | 48870613 | 46285212 | 1514301547 | 722 | 722 | AERA ENERGY LLC | 1.0398 | 0.092133 | 24 | 2.8 | 285 | 131.7 |  | 211111 | -119.6869 | 35.3758 |  | 106 | 999 |  |  |  | 00000 |  | R63-0040
06029 |  | California | Kern | 453911 | 48870713 | 46285312 | 1514301547 | 723 | 723 | AERA ENERGY LLC | 0.59215 | 0.12294 | 24 | 2.8 | 350 | 129.2 |  | 211111 | -119.6869 | 35.3758 |  | 106 | 999 |  |  |  | 00000 |  | R63-0040
06029 |  | California | Kern | 453911 | 48870813 | 46279312 | 1514301547 | 725 | 725 | AERA ENERGY LLC | 3.0597 | 0.27636 | 24 | 2.8 | 440 | 135 |  | 211111 | -119.6869 | 35.3758 |  | 106 | 999 |  |  |  | 00000 |  | R63-0040
06029 |  | California | Kern | 453911 | 48871313 | 46280012 | 1514301547 | 735 | 735 | AERA ENERGY LLC | 2.8328 |  | 24 | 2.8 | 280 | 115 |  | 211111 | -119.6869 | 35.3758 |  | 106 | 999 |  |  |  | 00000 |  | R63-0040
06029 |  | California | Kern | 453911 | 48871413 | 46286712 | 1514301547 | 736 | 736 | AERA ENERGY LLC | 3.2962 |  | 24 | 2.8 | 285 | 115 |  | 211111 | -119.6869 | 35.3758 |  | 106 | 999 |  |  |  | 00000 |  | R63-0040
06029 |  | California | Kern | 453911 | 48871513 | 46293112 | 1514301547 | 737 | 737 | AERA ENERGY LLC | 3.3015 |  | 24 | 2.8 | 260 | 125.8 |  | 211111 | -119.6869 | 35.3758 |  | 106 | 999 |  |  |  | 00000 |  | R63-0040
06029 |  | California | Kern | 453911 | 48871613 | 46279912 | 1514301547 | 738 | 738 | AERA ENERGY LLC | 3.0202 |  | 24 | 2.8 | 295 | 123.3 |  | 211111 | -119.6869 | 35.3758 |  | 106 | 999 |  |  |  | 00000 |  | R63-0040
06029 |  | California | Kern | 453911 | 48871813 | 46291912 | 1514301547 | 1006 | 1006 | AERA ENERGY LLC | 0.0943 | 0.00235 |  |  | 240 | 91.7 | 18.2 | 211111 | -119.6869 | 35.3758 |  | 106 | 999 |  |  |  | 00000 |  | R63-0040
06029 |  | California | Kern | 453911 | 48872113 | 46286012 | 1514301547 | 7 | 7 | AERA ENERGY LLC | 2.5302 | 0.0955 | 28 | 2.7 | 265 | 105.8 |  | 211111 | -119.6869 | 35.3758 |  | 106 | 999 |  |  |  | 00000 |  | R63-0040
06029 |  | California | Kern | 453911 | 48872413 | 46285112 | 1514301547 | 697 | 697 | AERA ENERGY LLC | 1.4252 | 0.0882 | 24 | 2.8 | 275 | 156.7 |  | 211111 | -119.6869 | 35.3758 |  | 106 | 999 |  |  |  | 00000 |  | R63-0040
06029 |  | California | Kern | 453911 | 48872513 | 46285012 | 1514301547 | 684 | 684 | AERA ENERGY LLC | 0.16729 |  |  |  | 240 | 91.7 | 15.4 | 211111 | -119.6869 | 35.3758 |  | 106 | 999 |  |  |  | 00000 |  | R63-0040
06029 |  | California | Kern | 453911 | 48872713 | 46277112 | 1514301547 | 683 | 683 | AERA ENERGY LLC | 0.1762 |  |  |  | 240 | 91.7 | 15.4 | 211111 | -119.6869 | 35.3758 |  | 106 | 999 |  |  |  | 00000 |  | R63-0040
06029 |  | California | Kern | 453911 | 48873113 | 46285412 | 1514301547 | 733 | 733 | AERA ENERGY LLC | 2.4381 |  | 24 | 2.8 | 250 | 124.2 |  | 211111 | -119.6869 | 35.3758 |  | 106 | 999 |  |  |  | 00000 |  | R63-0040
06029 |  | California | Kern | 453911 | 48873513 | 46296112 | 1514301547 | 95 | 95 | AERA ENERGY LLC | 2.0354 | 0.086 | 24 | 2.7 | 200 | 123.3 |  | 211111 | -119.6869 | 35.3758 |  | 106 | 999 |  |  |  | 00000 |  | R63-0040
06029 |  | California | Kern | 453911 | 48873713 | 46299012 | 1514301547 | 94 | 94 | AERA ENERGY LLC | 0.19816 | 0.0111 | 24 | 2.7 | 305 | 122.5 |  | 211111 | -119.6869 | 35.3758 |  | 106 | 999 |  |  |  | 00000 |  | R63-0040
06029 |  | California | Kern | 453911 | 48873813 | 46284012 | 1514301547 | 810 | 810 | AERA ENERGY LLC | 2.8792 |  |  |  | 240 | 91.7 | 15.4 | 211111 | -119.6869 | 35.3758 |  | 106 | 999 |  |  |  | 00000 |  | R63-0040
06029 |  | California | Kern | 453911 | 48874113 | 46283912 | 1514301547 | 811 | 811 | AERA ENERGY LLC | 1.7683 | 0.0262 |  |  | 240 | 91.7 | 15.4 | 211111 | -119.6869 | 35.3758 |  | 106 | 999 |  |  |  | 00000 |  | R63-0040
06029 |  | California | Kern | 453911 | 48874213 | 46292412 | 1514301547 | 96 | 96 | AERA ENERGY LLC | 0.5763 | 0.0298 | 24 | 2.7 | 245 | 115 |  | 211111 | -119.6869 | 35.3758 |  | 106 | 999 |  |  |  | 00000 |  | R63-0040
06029 |  | California | Kern | 453911 | 48874613 | 46295312 | 1514301547 | 13 | 13 | AERA ENERGY LLC | 0.5483 | 0.00857 |  |  | 240 | 91.7 | 15.4 | 211111 | -119.6869 | 35.3758 |  | 106 | 999 |  |  |  | 00000 |  | R63-0040
06029 |  | California | Kern | 453911 | 48874813 | 46299812 | 1514301547 | 128 | 128 | AERA ENERGY LLC | 3.4599 | 0.0402 |  |  | 240 | 91.7 | 15.4 | 211111 | -119.6869 | 35.3758 |  | 106 | 999 |  |  |  | 00000 |  | R63-0040
06029 |  | California | Kern | 453911 | 48874913 | 46295412 | 1514301547 | 127 | 127 | AERA ENERGY LLC | 2.4669 | 0.0993 | 28 | 2.7 | 265 | 108.3 |  | 211111 | -119.6869 | 35.3758 |  | 106 | 999 |  |  |  | 00000 |  | R63-0040
06029 |  | California | Kern | 453911 | 48875013 | 46299112 | 1514301547 | 126 | 126 | AERA ENERGY LLC | 2.1423 | 0.0851 | 27 | 2.7 | 265 | 103.3 |  | 211111 | -119.6869 | 35.3758 |  | 106 | 999 |  |  |  | 00000 |  | R63-0040
06029 |  | California | Kern | 453911 | 48875113 | 46295512 | 1514301547 | 125 | 125 | AERA ENERGY LLC | 1.9657 | 0.072803 | 24 | 2.7 | 215 | 76.7 |  | 211111 | -119.6869 | 35.3758 |  | 106 | 999 |  |  |  | 00000 |  | R63-0040
06029 |  | California | Kern | 453911 | 48875413 | 46298912 | 1514301547 | 123 | 123 | AERA ENERGY LLC | 1.4821 | 0.79044 | 32 | 8 | 150 | 115 |  | 211111 | -119.6869 | 35.3758 |  | 106 | 999 |  |  |  | 00000 |  | R63-0040
06029 |  | California | Kern | 453911 | 48875613 | 46275512 | 1514301547 | 92 | 92 | AERA ENERGY LLC | 0.77463 | 0.0516 | 27 | 2.7 | 265 | 105.8 |  | 211111 | -119.6869 | 35.3758 |  | 106 | 999 |  |  |  | 00000 |  | R63-0040
06029 |  | California | Kern | 453911 | 48875713 | 46287612 | 1514301547 | 134 | 134 | AERA ENERGY LLC | 1.7728 | 0.0818 | 24 | 2.7 | 260 | 108.3 |  | 211111 | -119.6869 | 35.3758 |  | 106 | 999 |  |  |  | 00000 |  | R63-0040
06029 |  | California | Kern | 453911 | 48875813 | 46292812 | 1514301547 | 830 | 830 | AERA ENERGY LLC | 1.5427 | 0.13448 | 30 | 2.8 | 275 | 130.8 |  | 211111 | -119.6869 | 35.3758 |  | 106 | 999 |  |  |  | 00000 |  | R63-0040
06029 |  | California | Kern | 453911 | 48876213 | 46292612 | 1514301547 | 86 | 86 | AERA ENERGY LLC | 2.174 | 0.081 | 24 | 2.7 | 265 | 101.7 |  | 211111 | -119.6869 | 35.3758 |  | 106 | 999 |  |  |  | 00000 |  | R63-0040
06029 |  | California | Kern | 453911 | 48876413 | 46283212 | 1514301547 | 837 | 837 | AERA ENERGY LLC | 1.6707 | 0.27367 | 24 | 2.8 | 400 | 140 |  | 211111 | -119.6869 | 35.3758 |  | 106 | 999 |  |  |  | 00000 |  | R63-0040
06029 |  | California | Kern | 453911 | 48876513 | 46283312 | 1514301547 | 836 | 836 | AERA ENERGY LLC | 3.4129 | 0.11251 | 24 | 2.8 | 285 | 115 |  | 211111 | -119.6869 | 35.3758 |  | 106 | 999 |  |  |  | 00000 |  | R63-0040
06029 |  | California | Kern | 453911 | 48876613 | 46283412 | 1514301547 | 835 | 835 | AERA ENERGY LLC | 2.4508 |  | 24 | 2.8 | 300 | 111.7 |  | 211111 | -119.6869 | 35.3758 |  | 106 | 999 |  |  |  | 00000 |  | R63-0040
06029 |  | California | Kern | 453911 | 48876713 | 46283512 | 1514301547 | 834 | 834 | AERA ENERGY LLC | 2.9367 |  | 24 | 2.8 | 280 | 121.7 |  | 211111 | -119.6869 | 35.3758 |  | 106 | 999 |  |  |  | 00000 |  | R63-0040
06029 |  | California | Kern | 453911 | 48876813 | 46280312 | 1514301547 | 833 | 833 | AERA ENERGY LLC | 0.30975 | 0.0111 | 24 | 2.8 | 270 | 150 |  | 211111 | -119.6869 | 35.3758 |  | 106 | 999 |  |  |  | 00000 |  | R63-0040
06029 |  | California | Kern | 453911 | 48876913 | 46283812 | 1514301547 | 825 | 825 | AERA ENERGY LLC | 2.6143 | 0.22128 | 30 | 2.8 | 390 | 130.8 |  | 211111 | -119.6869 | 35.3758 |  | 106 | 999 |  |  |  | 00000 |  | R63-0040
06029 |  | California | Kern | 453911 | 48877013 | 46301212 | 1514301547 | 831 | 831 | AERA ENERGY LLC | 1.5789 | 0.0221 |  |  | 240 | 91.7 | 15.4 | 211111 | -119.6869 | 35.3758 |  | 106 | 999 |  |  |  | 00000 |  | R63-0040
06029 |  | California | Kern | 453911 | 48877113 | 46294812 | 1514301547 | 812 | 812 | AERA ENERGY LLC | 0.9817 | 0.0147 |  |  | 240 | 91.7 | 15.4 | 211111 | -119.6869 | 35.3758 |  | 106 | 999 |  |  |  | 00000 |  | R63-0040
06029 |  | California | Kern | 453911 | 48877213 | 46292912 | 1514301547 | 829 | 829 | AERA ENERGY LLC | 2.4256 | 0.0364 |  |  | 240 | 91.7 | 15.4 | 211111 | -119.6869 | 35.3758 |  | 106 | 999 |  |  |  | 00000 |  | R63-0040
06029 |  | California | Kern | 453911 | 48877313 | 46301812 | 1514301547 | 828 | 828 | AERA ENERGY LLC | 2.2092 | 0.0291 |  |  | 240 | 91.7 | 15.4 | 211111 | -119.6869 | 35.3758 |  | 106 | 999 |  |  |  | 00000 |  | R63-0040
06029 |  | California | Kern | 453911 | 48877413 | 46283612 | 1514301547 | 827 | 827 | AERA ENERGY LLC | 2.817 | 0.036 |  |  | 240 | 91.7 | 15.4 | 211111 | -119.6869 | 35.3758 |  | 106 | 999 |  |  |  | 00000 |  | R63-0040
06029 |  | California | Kern | 453911 | 48877513 | 46279812 | 1514301547 | 744 | 744 | AERA ENERGY LLC | 2.4437 |  | 24 | 2.8 | 300 | 109.2 |  | 211111 | -119.6869 | 35.3758 |  | 106 | 999 |  |  |  | 00000 |  | R63-0040
06029 |  | California | Kern | 453911 | 48877813 | 46281312 | 1514301547 | 885 | 885 | AERA ENERGY LLC | 1.7926 | 0.0283 |  |  | 240 | 91.7 | 15.4 | 211111 | -119.6869 | 35.3758 |  | 106 | 999 |  |  |  | 00000 |  | R63-0040
06029 |  | California | Kern | 453911 | 48877913 | 46279412 | 1514301547 | 886 | 886 | AERA ENERGY LLC | 1.8619 | 0.0222 |  |  | 240 | 91.7 | 15.4 | 211111 | -119.6869 | 35.3758 |  | 106 | 999 |  |  |  | 00000 |  | R63-0040
06029 |  | California | Kern | 453911 | 48878013 | 46276312 | 1514301547 | 809 | 809 | AERA ENERGY LLC | 3.0177 | 0.10889 |  |  | 240 | 91.7 | 15.4 | 211111 | -119.6869 | 35.3758 |  | 106 | 999 |  |  |  | 00000 |  | R63-0040
06029 |  | California | Kern | 453911 | 48878113 | 46283712 | 1514301547 | 826 | 826 | AERA ENERGY LLC | 1.5673 |  |  |  | 240 | 91.7 | 15.4 | 211111 | -119.6869 | 35.3758 |  | 106 | 999 |  |  |  | 00000 |  | R63-0040
06029 |  | California | Kern | 453911 | 48878313 | 46301412 | 1514301547 | 808 | 808 | AERA ENERGY LLC | 2.256 | 0.2136 | 30 | 2.8 | 340 | 113.3 |  | 211111 | -119.6869 | 35.3758 |  | 106 | 999 |  |  |  | 00000 |  | R63-0040
06029 |  | California | Kern | 453911 | 48878413 | 46285612 | 1514301547 | 414 | 414 | AERA ENERGY LLC | 0.09 | 0.0233 |  |  | 240 | 91.7 | 33.2 | 211111 | -119.6869 | 35.3758 |  | 106 | 999 |  |  |  | 00000 |  | R63-0036
06029 |  | California | Kern | 453911 | 48879013 | 46288212 | 1514301547 | 114 | 114 | AERA ENERGY LLC | 2.9104 | 0.11871 |  |  | 240 | 91.7 | 15.4 | 211111 | -119.6869 | 35.3758 |  | 106 | 999 |  |  |  | 00000 |  | R63-0040
06029 |  | California | Kern | 453911 | 48879413 | 46298612 | 1514301547 | 1089 | 1089 | AERA ENERGY LLC | 1.1904 | 0.06174 |  |  | 240 | 91.7 | 15.4 | 211111 | -119.6869 | 35.3758 |  | 106 | 999 |  |  |  | 00000 |  | R63-0040
06029 |  | California | Kern | 453911 | 48880713 | 46284112 | 1514301547 | 355 | 355 | AERA ENERGY LLC | 0.77402 | 0.034657 |  |  | 240 | 91.7 | 15.4 | 211111 | -119.6869 | 35.3758 |  | 106 | 999 |  |  |  | 00000 |  | R63-0040
06029 |  | California | Kern | 453911 | 48880913 | 46282612 | 1514301547 | 807 | 807 | AERA ENERGY LLC | 0.5175 |  | 24 | 2.8 | 385 | 146.7 |  | 211111 | -119.6869 | 35.3758 |  | 106 | 999 |  |  |  | 00000 |  | R63-0040
06029 |  | California | Kern | 453911 | 48881013 | 46295912 | 1514301547 | 238 | 238 | AERA ENERGY LLC | 1.5089 | 0.019011 |  |  | 240 | 91.7 | 15.4 | 211111 | -119.6869 | 35.3758 |  | 106 | 999 |  |  |  | 00000 |  | R63-0040
06029 |  | California | Kern | 453911 | 48881113 | 46295612 | 1514301547 | 122 | 122 | AERA ENERGY LLC | 0.94106 | 0.0319 | 24 | 2.7 | 295 | 113.3 |  | 211111 | -119.6869 | 35.3758 |  | 106 | 999 |  |  |  | 00000 |  | R63-0040
06029 |  | California | Kern | 453911 | 48881213 | 46298812 | 1514301547 | 121 | 121 | AERA ENERGY LLC | 1.8287 |  | 24 | 2.7 | 295 | 115 |  | 211111 | -119.6869 | 35.3758 |  | 106 | 999 |  |  |  | 00000 |  | R63-0040
06029 |  | California | Kern | 453911 | 48881513 | 46293912 | 1514301547 | 743 | 743 | AERA ENERGY LLC | 3.4143 |  | 24 | 2.8 | 295 | 12.5 |  | 211111 | -119.6869 | 35.3758 |  | 106 | 999 |  |  |  | 00000 |  | R63-0040
06029 |  | California | Kern | 453911 | 48881813 | 46299912 | 1514301547 | 118 | 118 | AERA ENERGY LLC | 1.4806 | 0.0639 |  |  | 240 | 91.7 | 15.4 | 211111 | -119.6869 | 35.3758 |  | 106 | 999 |  |  |  | 00000 |  | R63-0040
06029 |  | California | Kern | 453911 | 48882313 | 46292312 | 1514301547 | 990 | 990 | AERA ENERGY LLC | 0.14784 | 0.00256 |  |  | 240 | 91.7 | 18.2 | 211111 | -119.6869 | 35.3758 |  | 106 | 999 |  |  |  | 00000 |  | R63-0040
06029 |  | California | Kern | 453911 | 48882613 | 46297012 | 1514301547 | 234 | 234 | AERA ENERGY LLC | 3.2164 | 0.40154 |  |  | 240 | 91.7 | 15.4 | 211111 | -119.6869 | 35.3758 |  | 106 | 999 |  |  |  | 00000 |  | R63-0040
06029 |  | California | Kern | 453911 | 48882913 | 46277612 | 1514301547 | 3 | 3 | AERA ENERGY LLC | 1.4454 |  | 24 | 2.7 | 265 | 91.7 |  | 211111 | -119.6869 | 35.3758 |  | 106 | 999 |  |  |  | 00000 |  | R63-0040
06029 |  | California | Kern | 453911 | 48883713 | 46278512 | 1514301547 | 24 | 24 | AERA ENERGY LLC | 1.1028 | 0.0411 | 24 | 2.7 | 250 | 102.5 |  | 211111 | -119.6869 | 35.3758 |  | 106 | 999 |  |  |  | 00000 |  | R63-0040
06029 |  | California | Kern | 453911 | 48883913 | 46280212 | 1514301547 | 190 | 190 | AERA ENERGY LLC | 1.4406 | 5.5407 |  |  | 240 | 91.7 | 15.4 | 211111 | -119.6869 | 35.3758 |  | 106 | 999 |  |  |  | 00000 |  | R63-0040
06029 |  | California | Kern | 453911 | 48884113 | 46272912 | 1514301547 | 157 | 157 | AERA ENERGY LLC | 1.2795 |  | 24 | 2.7 | 275 | 123.3 |  | 211111 | -119.6869 | 35.3758 |  | 106 | 999 |  |  |  | 00000 |  | R63-0040
06029 |  | California | Kern | 453911 | 48884213 | 46297912 | 1514301547 | 991 | 991 | AERA ENERGY LLC | 0.0605 | 0.00261 |  |  | 240 | 91.7 | 18.2 | 211111 | -119.6869 | 35.3758 |  | 106 | 999 |  |  |  | 00000 |  | R63-0040
06029 |  | California | Kern | 453911 | 48884313 | 46291412 | 1514301547 | 159 | 159 | AERA ENERGY LLC | 1.3641 | 0.01872 |  |  | 240 | 91.7 | 15.4 | 211111 | -119.6869 | 35.3758 |  | 106 | 999 |  |  |  | 00000 |  | R63-0040
06029 |  | California | Kern | 453911 | 48884413 | 46273012 | 1514301547 | 16 | 16 | AERA ENERGY LLC | 2.1003 | 0.11889 | 24 | 2.7 | 310 | 130.8 |  | 211111 | -119.6869 | 35.3758 |  | 106 | 999 |  |  |  | 00000 |  | R63-0040
06029 |  | California | Kern | 453911 | 48884513 | 46273112 | 1514301547 | 164 | 164 | AERA ENERGY LLC | 1.5586 | 3.4209 |  |  | 240 | 91.7 | 15.4 | 211111 | -119.6869 | 35.3758 |  | 106 | 999 |  |  |  | 00000 |  | R63-0040
06029 |  | California | Kern | 453911 | 48884713 | 46273212 | 1514301547 | 17 | 17 | AERA ENERGY LLC | 2.1641 | 0.032 |  |  | 240 | 91.7 | 15.4 | 211111 | -119.6869 | 35.3758 |  | 106 | 999 |  |  |  | 00000 |  | R63-0040
06029 |  | California | Kern | 453911 | 48884913 | 46273312 | 1514301547 | 174 | 174 | AERA ENERGY LLC | 0.0796 | 0.00109 |  |  | 240 | 91.7 | 15.4 | 211111 | -119.6869 | 35.3758 |  | 106 | 999 |  |  |  | 00000 |  | R63-0040
06029 |  | California | Kern | 453911 | 48885013 | 46279012 | 1514301547 | 175 | 175 | AERA ENERGY LLC | 0.60016 | 0.0191 |  |  | 240 | 91.7 | 15.4 | 211111 | -119.6869 | 35.3758 |  | 106 | 999 |  |  |  | 00000 |  | R63-0040
06029 |  | California | Kern | 453911 | 48885113 | 46302012 | 1514301547 | 176 | 176 | AERA ENERGY LLC | 0.52943 | 0.0222 |  |  | 240 | 91.7 | 15.4 | 211111 | -119.6869 | 35.3758 |  | 106 | 999 |  |  |  | 00000 |  | R63-0040
06029 |  | California | Kern | 453911 | 48885613 | 46290312 | 1514301547 | 168 | 168 | AERA ENERGY LLC | 0.000916 | 2.99e-05 |  |  | 240 | 91.7 | 15.4 | 211111 | -119.6869 | 35.3758 |  | 106 | 999 |  |  |  | 00000 |  | R63-0040
06029 |  | California | Kern | 453911 | 48885713 | 46278112 | 1514301547 | 248 | 248 | AERA ENERGY LLC | 1.8683 | 0.67881 |  |  | 240 | 91.7 | 15.4 | 211111 | -119.6869 | 35.3758 |  | 106 | 999 |  |  |  | 00000 |  | R63-0040
06029 |  | California | Kern | 453911 | 48885813 | 46279212 | 1514301547 | 144 | 144 | AERA ENERGY LLC | 1.5162 | 0.4447 | 32 | 4.5 | 150 | 115 |  | 211111 | -119.6869 | 35.3758 |  | 106 | 999 |  |  |  | 00000 |  | R63-0040
06029 |  | California | Kern | 453911 | 48885913 | 46286912 | 1514301547 | 745 | 745 | AERA ENERGY LLC | 2.9593 |  | 24 | 2.8 | 325 | 123.3 |  | 211111 | -119.6869 | 35.3758 |  | 106 | 999 |  |  |  | 00000 |  | R63-0040
06029 |  | California | Kern | 453911 | 48886013 | 46289112 | 1514301547 | 746 | 746 | AERA ENERGY LLC | 2.9492 |  | 24 | 2.8 | 260 | 110 |  | 211111 | -119.6869 | 35.3758 |  | 106 | 999 |  |  |  | 00000 |  | R63-0040
06029 |  | California | Kern | 453911 | 48886113 | 46279712 | 1514301547 | 747 | 747 | AERA ENERGY LLC | 3.0341 |  | 24 | 2.8 | 265 | 106.7 |  | 211111 | -119.6869 | 35.3758 |  | 106 | 999 |  |  |  | 00000 |  | R63-0040
06029 |  | California | Kern | 453911 | 48886213 | 46294012 | 1514301547 | 748 | 748 | AERA ENERGY LLC | 2.5643 | 0.15951 | 24 | 2.8 | 385 | 126.7 |  | 211111 | -119.6869 | 35.3758 |  | 106 | 999 |  |  |  | 00000 |  | R63-0040
06029 |  | California | Kern | 453911 | 48886313 | 46290512 | 1514301547 | 143 | 143 | AERA ENERGY LLC | 2.1656 |  | 32 | 4.5 | 150 | 113.3 |  | 211111 | -119.6869 | 35.3758 |  | 106 | 999 |  |  |  | 00000 |  | R63-0040
06029 |  | California | Kern | 453911 | 48886413 | 46289012 | 1514301547 | 142 | 142 | AERA ENERGY LLC | 1.2991 |  | 24 | 2.7 | 325 | 120 |  | 211111 | -119.6869 | 35.3758 |  | 106 | 999 |  |  |  | 00000
06029 |  | California | Kern | 453911 | 48886713 | 46290412 | 1514301547 | 158 | 158 | AERA ENERGY LLC | 1.1219 | 0.0372 | 24 | 2.7 | 310 | 105 |  | 211111 | -119.6869 | 35.3758 |  | 106 | 999 |  |  |  | 00000 |  | R63-0040
06029 |  | California | Kern | 453911 | 48887313 | 46274312 | 1514301547 | 146 | 146 | AERA ENERGY LLC | 1.7691 |  | 24 | 2.7 | 355 | 120 |  | 211111 | -119.6869 | 35.3758 |  | 106 | 999 |  |  |  | 00000 |  | R63-0040
06029 |  | California | Kern | 453911 | 48887513 | 46291112 | 1514301547 | 141 | 141 | AERA ENERGY LLC | 1.1799 |  | 24 | 2.7 | 360 | 136.7 |  | 211111 | -119.6869 | 35.3758 |  | 106 | 999 |  |  |  | 00000 |  | R63-0040
06029 |  | California | Kern | 453911 | 48887613 | 46297712 | 1514301547 | 992 | 992 | AERA ENERGY LLC | 0.07 | 0.00181 |  |  | 240 | 91.7 | 18.2 | 211111 | -119.6869 | 35.3758 |  | 106 | 999 |  |  |  | 00000 |  | R63-0040
06029 |  | California | Kern | 453911 | 48887813 | 46278412 | 1514301547 | 139 | 139 | AERA ENERGY LLC | 2.3086 | 0.086 | 24 | 2.7 | 265 | 100 |  | 211111 | -119.6869 | 35.3758 |  | 106 | 999 |  |  |  | 00000 |  | R63-0040
06029 |  | California | Kern | 453911 | 48888113 | 46290212 | 1514301547 | 252 | 252 | AERA ENERGY LLC | 0.10338 | 0.00223 |  |  | 240 | 91.7 | 18.2 | 211111 | -119.6869 | 35.3758 |  | 106 | 999 |  |  |  | 00000 |  | R63-0040
06029 |  | California | Kern | 453911 | 48888413 | 46274612 | 1514301547 | 152 | 152 | AERA ENERGY LLC | 1.9069 | 0.0629 | 24 | 2.7 | 310 | 105 |  | 211111 | -119.6869 | 35.3758 |  | 106 | 999 |  |  |  | 00000 |  | R63-0040
06029 |  | California | Kern | 453911 | 48888613 | 46280712 | 1514301547 | 999 | 999 | AERA ENERGY LLC | 0.13872 | 0.00408 |  |  | 240 | 91.7 | 18.2 | 211111 | -119.6869 | 35.3758 |  | 106 | 999 |  |  |  | 00000 |  | R63-0040
06029 |  | California | Kern | 453911 | 48888713 | 46288912 | 1514301547 | 998 | 998 | AERA ENERGY LLC | 0.12756 | 0.00544 |  |  | 240 | 91.7 | 18.2 | 211111 | -119.6869 | 35.3758 |  | 106 | 999 |  |  |  | 00000 |  | R63-0040
06029 |  | California | Kern | 453911 | 48888813 | 46297612 | 1514301547 | 994 | 994 | AERA ENERGY LLC | 0.0786 | 0.00177 |  |  | 240 | 91.7 | 18.2 | 211111 | -119.6869 | 35.3758 |  | 106 | 999 |  |  |  | 00000 |  | R63-0040
06029 |  | California | Kern | 453911 | 48888913 | 46291612 | 1514301547 | 22 | 22 | AERA ENERGY LLC | 1.9153 | 0.0839 | 24 | 2.7 | 265 | 111.7 |  | 211111 | -119.6869 | 35.3758 |  | 106 | 999 |  |  |  | 00000 |  | R63-0040
06029 |  | California | Kern | 453911 | 48889213 | 46297212 | 1514301547 | 250 | 250 | AERA ENERGY LLC | 1.4901 |  | 24 | 2.7 | 270 | 116.7 |  | 211111 | -119.6869 | 35.3758 |  | 106 | 999 |  |  |  | 00000 |  | R63-0040
06029 |  | California | Kern | 453911 | 48889313 | 46277812 | 1514301547 | 251 | 251 | AERA ENERGY LLC | 0.00137 | 6.87e-05 |  |  | 240 | 91.7 | 18.2 | 211111 | -119.6869 | 35.3758 |  | 106 | 999 |  |  |  | 00000 |  | R63-0040
06029 |  | California | Kern | 453911 | 48889513 | 46282412 | 1514301547 | 806 | 806 | AERA ENERGY LLC | 2.1559 | 0.0208 |  |  | 240 | 91.7 | 15.4 | 211111 | -119.6869 | 35.3758 |  | 106 | 999 |  |  |  | 00000 |  | R63-0040
06029 |  | California | Kern | 453911 | 48889613 | 46294412 | 1514301547 | 805 | 805 | AERA ENERGY LLC | 1.9204 | 0.030951 |  |  | 240 | 91.7 | 15.4 | 211111 | -119.6869 | 35.3758 |  | 106 | 999 |  |  |  | 00000 |  | R63-0040
06029 |  | California | Kern | 453911 | 48889713 | 46282512 | 1514301547 | 804 | 804 | AERA ENERGY LLC | 0.47647 | 0.00732 |  |  | 240 | 91.7 | 15.4 | 211111 | -119.6869 | 35.3758 |  | 106 | 999 |  |  |  | 00000 |  | R63-0040
06029 |  | California | Kern | 453911 | 48889913 | 46294512 | 1514301547 | 802 | 802 | AERA ENERGY LLC | 2.6744 | 0.25176 | 30 | 2.8 | 310 | 110 |  | 211111 | -119.6869 | 35.3758 |  | 106 | 999 |  |  |  | 00000 |  | R63-0040
06029 |  | California | Kern | 453911 | 48890013 | 46282112 | 1514301547 | 801 | 801 | AERA ENERGY LLC | 1.8709 | 0.0299 |  |  | 240 | 91.7 | 15.4 | 211111 | -119.6869 | 35.3758 |  | 106 | 999 |  |  |  | 00000 |  | R63-0040
06029 |  | California | Kern | 453911 | 48890113 | 46292212 | 1514301547 | 995 | 995 | AERA ENERGY LLC | 0.17991 | 0.00482 |  |  | 240 | 91.7 | 18.2 | 211111 | -119.6869 | 35.3758 |  | 106 | 999 |  |  |  | 00000 |  | R63-0040
06029 |  | California | Kern | 453911 | 84949313 | 77541812 | 1514301547 | 1144 | 1144 | AERA ENERGY LLC | 1.9296 | 0.13231 |  |  | 240 | 91.7 |  | 211111 | -119.6869 | 35.3758 |  | 106 | 999 |  |  |  | 00000
06029 |  | California | Kern | 453911 | 84949413 | 77541912 | 1514301547 | 1143 | 1143 | AERA ENERGY LLC | 1.7902 | 0.1377 |  |  | 240 | 91.7 |  | 211111 | -119.6869 | 35.3758 |  | 106 | 999 |  |  |  | 00000
06029 |  | California | Kern | 453911 | 84949513 | 77542012 | 1514301547 | 1142 | 1142 | AERA ENERGY LLC | 1.9725 | 0.15173 |  |  | 240 | 91.7 |  | 211111 | -119.6869 | 35.3758 |  | 106 | 999 |  |  |  | 00000
06029 |  | California | Kern | 454011 | 48859913 | 46272412 | 1514301548 | 134 | 134 | AERA ENERGY LLC | 0.25996 | 0.0454 |  |  | 624 | 362.4 | 21.7 | 211111 | -119.7193 | 35.4514 |  |  | 999 |  |  |  | 00000 |  | R63-0036
06029 |  | California | Kern | 454011 | 48860013 | 46272612 | 1514301548 | 113 | 113 | AERA ENERGY LLC | 0.71365 | 0.13322 |  |  | 624 | 362.4 | 21.7 | 211111 | -119.7193 | 35.4514 |  |  | 999 |  |  |  | 00000 |  | R63-0036
06029 |  | California | Kern | 454011 | 85100713 | 77772912 | 1514301548 | 424 | 424 | AERA ENERGY LLC | 0.19831 | 3.46e-05 | [5 empty] | 211111 | -119.7193 | 35.4514 |  |  | 999 |  |  |  | 00000
06029 |  | California | Kern | 454811 | 48857313 | 46269212 | 1514301626 | 44 | 44 | HOLMES WESTERN OIL CORPORATION | 0.64919 | 0.0132 |  |  | 68 | 83.3 | 18.2 | 211111 | -119.3386 | 35.0086 |  |  | 999 |  |  |  | 00000 |  | R63-0040
06029 |  | California | Kern | 454811 | 85228013 | 77968512 | 1514301626 | 63 | 63 | HOLMES WESTERN OIL CORPORATION | 0.54347 | 0.14081 |  |  | 68 | 83.3 |  | 211111 | -119.3386 | 35.0086 |  |  | 999 |  |  |  | 00000
06029 |  | California | Kern | 454811 | 85228113 | 77968612 | 1514301626 | 60 | 60 | HOLMES WESTERN OIL CORPORATION | 0.31873 | 0.0505 |  |  | 68 | 83.3 |  | 211111 | -119.3386 | 35.0086 |  |  | 999 |  |  |  | 00000
06029 |  | California | Kern | 455011 | 48856613 | 46268712 | 1514301630 | 30 | 30 | SENECA RESOURCES | 0.1595 | 0.00479 |  |  | 306 | 4.3 | 12.2 | 211111 | -119.6623 | 35.549 |  | 106 | 999 |  |  |  | 00000 |  | R63-0036
06029 |  | California | Kern | 455811 | 48853813 | 46265812 | 1514301703 | 159 | 159 | MACPHERSON OIL COMPANY | 3.9279 | 0.62191 | 15 | 3 | 350 | 101.7 |  | 211111 | -118.9013 | 35.5138 |  |  | 999 |  |  |  | 00000 |  | R63-0040
06029 |  | California | Kern | 455811 | 85111713 | 77784512 | 1514301703 | 192 | 192 | MACPHERSON OIL COMPANY | 3.3061 | 0.52346 | [5 empty] | 211111 | -118.9013 | 35.5138 |  |  | 999 |  |  |  | 00000
06029 |  | California | Kern | 455811 | 85111813 | 77784612 | 1514301703 | 181 | 181 | MACPHERSON OIL COMPANY | 3.7941 | 0.60074 | 15 | 3 | 350 | 101.7 |  | 211111 | -118.9013 | 35.5138 |  |  | 999 |  |  |  | 00000
06029 |  | California | Kern | 455811 | 85111913 | 77784712 | 1514301703 | 180 | 180 | MACPHERSON OIL COMPANY | 3.2659 | 0.5171 | 15 | 3 | 350 | 101.7 |  | 211111 | -118.9013 | 35.5138 |  |  | 999 |  |  |  | 00000
06029 |  | California | Kern | 455811 | 85112013 | 77784812 | 1514301703 | 162 | 162 | MACPHERSON OIL COMPANY | 4.0215 | 0.63673 | 15 | 3 | 350 | 101.7 |  | 211111 | -118.9013 | 35.5138 |  |  | 999 |  |  |  | 00000
06029 |  | California | Kern | 455811 | 85112113 | 77784912 | 1514301703 | 161 | 161 | MACPHERSON OIL COMPANY | 4.0683 | 0.64414 | 15 | 3 | 350 | 101.7 |  | 211111 | -118.9013 | 35.5138 |  |  | 999 |  |  |  | 00000
06029 |  | California | Kern | 455811 | 85112213 | 77785012 | 1514301703 | 160 | 160 | MACPHERSON OIL COMPANY | 3.8175 | 0.60444 | 15 | 3 | 350 | 101.7 |  | 211111 | -118.9013 | 35.5138 |  |  | 999 |  |  |  | 00000
06029 |  | California | Kern | 455811 | 85112313 | 77784412 | 1514301703 | 158 | 158 | MACPHERSON OIL COMPANY | 7.8557 | 0.62191 | 15 | 3 | 350 | 101.7 |  | 211111 | -118.9013 | 35.5138 |  |  | 999 |  |  |  | 00000
06029 |  | California | Kern | 455811 | 85112413 | 77785112 | 1514301703 | 157 | 157 | MACPHERSON OIL COMPANY | 6.5988 | 0.52241 | 15 | 3 | 350 | 101.7 |  | 211111 | -118.9013 | 35.5138 |  |  | 999 |  |  |  | 00000
06029 |  | California | Kern | 456711 | 101945113 | 105342912 | 1514301807 | 52 | 52 | E&B NATURAL RESOURCES MGMT COR | [7 empty] | 211111 | -119.0856 | 35.5299 |  |  | 999 |  |  |  | 00000
06029 |  | California | Kern | 456711 | 85070613 | 77739212 | 1514301807 | 37 | 37 | E&B NATURAL RESOURCES MGMT COR | 0.053131 | 0.0939 |  |  | 68 | 83.3 |  | 211111 | -119.0856 | 35.5299 |  |  | 999 |  |  |  | 00000
06029 |  | California | Kern | 457411 | 85233613 | 77985612 | 1514302010 | 200 | 200 | CHEVRON USA INC | 0.49321 | 0.0554 | [5 empty] | 211111 | -119.7076 | 35.6013 |  | 106 | 999 |  |  |  | 00000
06029 |  | California | Kern | 4790311 | 29714813 | 28477112 | 15143040 | 3 | 3 | CENTRAL RESOURCES, INC. | 0.0644 | 0.000714 |  |  | 400 | 5.7 | 18.2 | 211112 | -119.2863 | 35.253 |  |  | 999 |  |  |  | 00000 |  | R63-0040
06029 |  | California | Kern | 4790311 | 29715313 | 28477612 | 15143040 | 1 | 1 | CENTRAL RESOURCES, INC. | 0.4185 | 0.00251 | 13 | 5 | 400 | 5.7 |  | 211112 | -119.2863 | 35.253 |  |  | 999 |  |  |  | 00000 |  | R63-0040
06029 |  | California | Kern | 4790311 | 84958013 | 77550512 | 15143040 | 1006 | 1006 | CENTRAL RESOURCES, INC. |  |  |  |  | 400 | 5.7 |  | 211112 | -119.2863 | 35.253 |  |  | 999 |  |  |  | 00000
06029 |  | California | Kern | 4790311 | 84958113 | 77550612 | 15143040 | 1005 | 1005 | CENTRAL RESOURCES, INC. |  |  |  |  | 400 | 5.7 |  | 211112 | -119.2863 | 35.253 |  |  | 999 |  |  |  | 00000
06029 |  | California | Kern | 4790311 | 84958213 | 77550712 | 15143040 | 1004 | 1004 | CENTRAL RESOURCES, INC. |  |  |  |  | 400 | 5.7 |  | 211112 | -119.2863 | 35.253 |  |  | 999 |  |  |  | 00000
06029 |  | California | Kern | 4790311 | 84958613 | 77551112 | 15143040 | 1000 | 1000 | CENTRAL RESOURCES, INC. |  |  |  |  | 400 | 5.7 |  | 211112 | -119.2863 | 35.253 |  |  | 999 |  |  |  | 00000
06029 |  | California | Kern | 4842811 | 29710213 | 28474612 | 1514305027 | 1005 | 1005 | UNOCAL CORPORATION |  |  | 17 | 1.5 | 400 | 17.4 |  | 486110 | -119.8112 | 35.5033 |  |  | 999 |  |  |  | 93308 |  | R63-0040
06029 |  | California | Kern | 4842811 | 29710313 | 28474512 | 1514305027 | 1004 | 1004 | UNOCAL CORPORATION |  |  | 17 | 1.5 | 400 | 17.4 |  | 486110 | -119.8112 | 35.5033 |  |  | 999 |  |  |  | 93308 |  | R63-0040
06029 |  | California | Kern | 4843111 | 84967313 | 77561912 | 1514302918 | 59 | 59 | CRIMSON RESOURCE MANAGEMENT |  |  |  |  | 68 | 83.3 |  | 211111 | -119.1711 | 35.3889 |  |  | 999 |  |  |  | 00000
06029 |  | California | Kern | 4843111 | 84967413 | 77562012 | 1514302918 | 58 | 58 | CRIMSON RESOURCE MANAGEMENT |  |  |  |  | 68 | 83.3 |  | 211111 | -119.1711 | 35.3889 |  |  | 999 |  |  |  | 00000
06029 |  | California | Kern | 4843111 | 84967513 | 77562112 | 1514302918 | 56 | 56 | CRIMSON RESOURCE MANAGEMENT |  |  |  |  | 68 | 83.3 |  | 211111 | -119.1711 | 35.3889 |  |  | 999 |  |  |  | 00000
06029 |  | California | Kern | 4843111 | 84967613 | 77561812 | 1514302918 | 55 | 55 | CRIMSON RESOURCE MANAGEMENT |  |  |  |  | 68 | 83.3 |  | 211111 | -119.1711 | 35.3889 |  |  | 999 |  |  |  | 00000
06029 |  | California | Kern | 4843111 | 84968313 | 77560312 | 1514302918 | 45 | 45 | CRIMSON RESOURCE MANAGEMENT |  |  |  |  | 68 | 83.3 |  | 211111 | -119.1711 | 35.3889 |  |  | 999 |  |  |  | 00000
06029 |  | California | Kern | 490211 | 48653213 | 46083612 | 151430557 | 1002 | 1002 | CONOCO INC., RIO VIEJO LEASE |  |  |  |  | 79 | 7.9 | 3 | 211111 | -119.1115 | 35.1751 |  | 106 | 999 |  |  |  | 93311 |  | R63-0036
06029 |  | California | Kern | 490211 | 48653313 | 46084412 | 151430557 | 1010 | 1010 | CONOCO INC., RIO VIEJO LEASE |  |  |  |  | 434 | 99.7 | 30.5 | 211111 | -119.1115 | 35.1751 |  | 106 | 999 |  |  |  | 93311 |  | R63-0036
06029 |  | California | Kern | 490211 | 48653413 | 46084312 | 151430557 | 1000 | 1000 | CONOCO INC., RIO VIEJO LEASE |  |  |  |  | 434 | 99.7 | 30.5 | 211111 | -119.1115 | 35.1751 |  | 106 | 999 |  |  |  | 93311 |  | R63-0036
06029 |  | California | Kern | 490211 | 48653613 | 46084612 | 151430557 | 1013 | 1013 | CONOCO INC., RIO VIEJO LEASE |  |  |  |  | 287 | 5.5 | 13.4 | 211111 | -119.1115 | 35.1751 |  | 106 | 999 |  |  |  | 93311 |  | R63-0036
06029 |  | California | Kern | 490211 | 48653713 | 46083912 | 151430557 | 1011 | 1011 | CONOCO INC., RIO VIEJO LEASE |  |  |  |  | 175 | 85.5 | 11.4 | 211111 | -119.1115 | 35.1751 |  | 106 | 999 |  |  |  | 93311 |  | R63-0036
06029 |  | California | Kern | 490211 | 48654013 | 46083712 | 151430557 | 1004 | 1004 | CONOCO INC., RIO VIEJO LEASE |  |  |  |  | 79 | 7.9 | 3 | 211111 | -119.1115 | 35.1751 |  | 106 | 999 |  |  |  | 93311 |  | R63-0036
06029 |  | California | Kern | 490211 | 48654113 | 46083512 | 151430557 | 1003 | 1003 | CONOCO INC., RIO VIEJO LEASE |  |  |  |  | 79 | 7.9 | 3 | 211111 | -119.1115 | 35.1751 |  | 106 | 999 |  |  |  | 93311 |  | R63-0036
06029 |  | California | Kern | 490211 | 48654213 | 46084512 | 151430557 | 1001 | 1001 | CONOCO INC., RIO VIEJO LEASE |  |  |  |  | 434 | 99.7 | 30.5 | 211111 | -119.1115 | 35.1751 |  | 106 | 999 |  |  |  | 93311 |  | R63-0036
06029 |  | California | Kern | 490211 | 48654313 | 46083412 | 151430557 | 1014 | 1014 | CONOCO INC., RIO VIEJO LEASE |  |  |  |  | 287 | 5.5 | 13.4 | 211111 | -119.1115 | 35.1751 |  | 106 | 999 |  |  |  | 93311 |  | R63-0036
06029 |  | California | Kern | 490211 | 48654413 | 46084212 | 151430557 | 1005 | 1005 | CONOCO INC., RIO VIEJO LEASE |  |  |  |  | 79 | 7.9 | 3 | 211111 | -119.1115 | 35.1751 |  | 106 | 999 |  |  |  | 93311 |  | R63-0036
06029 |  | California | Kern | 490211 | 48654513 | 46083812 | 151430557 | 1012 | 1012 | CONOCO INC., RIO VIEJO LEASE |  |  |  |  | 287 | 5.5 | 13.4 | 211111 | -119.1115 | 35.1751 |  | 106 | 999 |  |  |  | 93311 |  | R63-0036
06029 |  | California | Kern | 5813811 | 21466513 | 20576312 | 1514301127 | 36 | 36 | CHEVRON USA INC | 0.18548 | 0.000102 |  |  | 422 | 69 | 15.4 | 211111 | -118.9565 | 35.4319 |  | 106 | 999 |  |  |  | 00000 |  | R63-0040
06029 |  | California | Kern | 5813811 | 21466713 | 20578412 | 1514301127 | 35 | 35 | CHEVRON USA INC | 0.24508 | 0.000237 |  |  | 422 | 69 | 15.4 | 211111 | -118.9565 | 35.4319 |  | 106 | 999 |  |  |  | 00000 |  | R63-0040
06029 |  | California | Kern | 5813811 | 21466813 | 20577612 | 1514301127 | 34 | 34 | CHEVRON USA INC | 0.19374 | 0.000249 |  |  | 422 | 69 | 15.4 | 211111 | -118.9565 | 35.4319 |  | 106 | 999 |  |  |  | 00000 |  | R63-0040
06029 |  | California | Kern | 5813811 | 21467113 | 20576512 | 1514301127 | 29 | 29 | CHEVRON USA INC | 0.00521 | 6.67e-05 |  |  | 422 | 69 | 15.4 | 211111 | -118.9565 | 35.4319 |  | 106 | 999 |  |  |  | 00000 |  | R63-0040
06029 |  | California | Kern | 5813811 | 21467213 | 20578312 | 1514301127 | 28 | 28 | CHEVRON USA INC | 0.0046507 | 6.6254e-05 |  |  | 422 | 69 | 15.4 | 211111 | -118.9565 | 35.4319 |  | 106 | 999 |  |  |  | 00000 |  | R63-0040
06029 |  | California | Kern | 5813811 | 21468713 | 20578712 | 1514301127 | 70 | 70 | CHEVRON USA INC | 0.000749 | 1.03e-05 |  |  | 422 | 69 | 15.4 | 211111 | -118.9565 | 35.4319 |  | 106 | 999 |  |  |  | 00000 |  | R63-0040
06029 |  | California | Kern | 5813811 | 21468913 | 20578512 | 1514301127 | 57 | 57 | CHEVRON USA INC | 0.00035 | 5.5e-06 |  |  | 422 | 69 | 15.4 | 211111 | -118.9565 | 35.4319 |  | 106 | 999 |  |  |  | 00000 |  | R63-0040
06029 |  | California | Kern | 5814011 | 21457213 | 20574612 | 1514305006 | 1025 | 1025 | CRUTCHER TUFTS PRODUCTION CO |  |  |  |  | 1046 | 153.4 | 33.2 | 211111 | -119.7 | 35.5 |  | 106 | 999 |  |  |  | 93249
06029 |  | California | Kern | 5814011 | 21457313 | 20574712 | 1514305006 | 1026 | 1026 | CRUTCHER TUFTS PRODUCTION CO |  |  |  |  | 1046 | 153.4 | 33.2 | 211111 | -119.7 | 35.5 |  | 106 | 999 |  |  |  | 93249
06029 |  | California | Kern | 5814011 | 21457413 | 20574812 | 1514305006 | 1001 | 1001 | CRUTCHER TUFTS PRODUCTION CO |  |  |  |  | 95 | 28.7 | 5.7 | 211111 | -119.7 | 35.5 |  | 106 | 999 |  |  |  | 93249 |  | R63-0036
06029 |  | California | Kern | 5814011 | 21457613 | 20574812 | 1514305006 | 1003 | 1001 | CRUTCHER TUFTS PRODUCTION CO |  |  |  |  | 95 | 28.7 | 5.7 | 211111 | -119.7 | 35.5 |  | 106 | 999 |  |  |  | 93249 |  | R63-0036
06029 |  | California | Kern | 5814011 | 21457713 | 20574912 | 1514305006 | 1004 | 1002 | CRUTCHER TUFTS PRODUCTION CO |  |  |  |  | 95 | 28.7 | 5.7 | 211111 | -119.7 | 35.5 |  | 106 | 999 |  |  |  | 93249 |  | R63-0036
06029 |  | California | Kern | 5814011 | 21457813 | 20574912 | 1514305006 | 1002 | 1002 | CRUTCHER TUFTS PRODUCTION CO |  |  |  |  | 95 | 28.7 | 5.7 | 211111 | -119.7 | 35.5 |  | 106 | 999 |  |  |  | 93249 |  | R63-0036
06029 |  | California | Kern | 5814011 | 21458013 | 20574912 | 1514305006 | 1015 | 1002 | CRUTCHER TUFTS PRODUCTION CO |  |  |  |  | 95 | 28.7 | 5.7 | 211111 | -119.7 | 35.5 |  | 106 | 999 |  |  |  | 93249 |  | R63-0036
06029 |  | California | Kern | 5814011 | 21458113 | 20574812 | 1514305006 | 1014 | 1001 | CRUTCHER TUFTS PRODUCTION CO |  |  |  |  | 95 | 28.7 | 5.7 | 211111 | -119.7 | 35.5 |  | 106 | 999 |  |  |  | 93249 |  | R63-0036
06029 |  | California | Kern | 5814011 | 21458213 | 20574812 | 1514305006 | 1013 | 1001 | CRUTCHER TUFTS PRODUCTION CO |  |  |  |  | 95 | 28.7 | 5.7 | 211111 | -119.7 | 35.5 |  | 106 | 999 |  |  |  | 93249 |  | R63-0036
06029 |  | California | Kern | 5814011 | 21458313 | 20574912 | 1514305006 | 1016 | 1002 | CRUTCHER TUFTS PRODUCTION CO |  |  |  |  | 95 | 28.7 | 5.7 | 211111 | -119.7 | 35.5 |  | 106 | 999 |  |  |  | 93249 |  | R63-0036
06029 |  | California | Kern | 5814211 | 21454813 | 20572712 | 1514301407 | 1 | 1 | EXXONMOBIL PIPELINE COMPANY | 0.10061 | 0.00707 |  |  | 510 | 37 | 18.2 | 486110 | -119.7755 | 35.5475 |  |  | 999 |  |  |  | 00000 |  | R63-0040
06029 |  | California | Kern | 5814211 | 21455013 | 20572912 | 1514301407 | 2 | 2 | EXXONMOBIL PIPELINE COMPANY | 0.11071 | 0.00707 |  |  | 510 | 37 | 18.2 | 486110 | -119.7755 | 35.5475 |  |  | 999 |  |  |  | 00000 |  | R63-0040
06029 |  | California | Kern | 5814311 | 21453913 | 20571912 | 1514301413 | 11 | 11 | SHELL PIPELINE COMPANY LP |  |  |  |  | 60 | 2.2 | 0.6 | 211111 | -119.0453 | 35.4463 |  |  | 999 |  |  |  | 93308 |  | R63-0036
06029 |  | California | Kern | 5814311 | 21454113 | 20571812 | 1514301413 | 12 | 12 | SHELL PIPELINE COMPANY LP |  |  |  |  | 60 | 2.2 | 0.6 | 211111 | -119.0453 | 35.4463 |  |  | 999 |  |  |  | 93308 |  | R63-0036
06029 |  | California | Kern | 5814311 | 21454713 | 20572012 | 1514301413 | 13 | 13 | SHELL PIPELINE COMPANY LP | 0.000996 | 0.000242 |  |  | 510 | 37 | 18.2 | 211111 | -119.0453 | 35.4463 |  |  | 999 |  |  |  | 93308 |  | R63-0040
06029 |  | California | Kern | 5814611 | 21446313 | 20568012 | 1514305008 | 1007 | 1007 | EXXON COMPANY U.S.A. |  |  | 10 | 1.5 | 350 | 1.2 |  | 211111 | -118.9 | 34.18 |  | 106 | 999 |  |  |  | 91359 |  | R63-0040
06029 |  | California | Kern | 5814611 | 21446413 | 20568212 | 1514305008 | 1008 | 1008 | EXXON COMPANY U.S.A. |  |  | 10 | 1.5 | 350 | 2.9 |  | 211111 | -118.9 | 34.18 |  | 106 | 999 |  |  |  | 91359 |  | R63-0040
06029 |  | California | Kern | 5814611 | 21446513 | 20568512 | 1514305008 | 1009 | 1009 | EXXON COMPANY U.S.A. |  |  | 10 | 1.5 | 350 | 2.9 |  | 211111 | -118.9 | 34.18 |  | 106 | 999 |  |  |  | 91359 |  | R63-0040
06029 |  | California | Kern | 5814611 | 21446613 | 20568712 | 1514305008 | 1010 | 1010 | EXXON COMPANY U.S.A. |  |  | 10 | 1.5 | 350 | 1.5 |  | 211111 | -118.9 | 34.18 |  | 106 | 999 |  |  |  | 91359 |  | R63-0040
06029 |  | California | Kern | 5814611 | 21446713 | 20567812 | 1514305008 | 1011 | 1011 | EXXON COMPANY U.S.A. |  |  | 10 | 0.3 | 400 | 3.4 |  | 211111 | -118.9 | 34.18 |  | 106 | 999 |  |  |  | 91359 |  | R63-0040
06029 |  | California | Kern | 5814611 | 21446813 | 20568912 | 1514305008 | 1014 | 1016 | EXXON COMPANY U.S.A. |  |  |  |  | 79 | 7.9 | 3 | 211111 | -118.9 | 34.18 |  | 106 | 999 |  |  |  | 91359 |  | R63-0036
06029 |  | California | Kern | 5814611 | 21446913 | 20568812 | 1514305008 | 1013 | 1013 | EXXON COMPANY U.S.A. |  |  | 10 | 1.5 | 350 | 1.5 |  | 211111 | -118.9 | 34.18 |  | 106 | 999 |  |  |  | 91359 |  | R63-0040
06029 |  | California | Kern | 5814611 | 21447013 | 20568312 | 1514305008 | 1018 | 1015 | EXXON COMPANY U.S.A. |  |  |  |  | 89 | 16.3 | 5.9 | 211111 | -118.9 | 34.18 |  | 106 | 999 |  |  |  | 91359 |  | R63-0036
06029 |  | California | Kern | 5814611 | 21447113 | 20568312 | 1514305008 | 1020 | 1015 | EXXON COMPANY U.S.A. |  |  |  |  | 89 | 16.3 | 5.9 | 211111 | -118.9 | 34.18 |  | 106 | 999 |  |  |  | 91359 |  | R63-0036
06029 |  | California | Kern | 5814611 | 21447213 | 20568312 | 1514305008 | 1022 | 1015 | EXXON COMPANY U.S.A. |  |  |  |  | 89 | 16.3 | 5.9 | 211111 | -118.9 | 34.18 |  | 106 | 999 |  |  |  | 91359 |  | R63-0036
06029 |  | California | Kern | 5814611 | 21447313 | 20568312 | 1514305008 | 1024 | 1015 | EXXON COMPANY U.S.A. |  |  |  |  | 89 | 16.3 | 5.9 | 211111 | -118.9 | 34.18 |  | 106 | 999 |  |  |  | 91359 |  | R63-0036
06029 |  | California | Kern | 5814611 | 21447413 | 20568412 | 1514305008 | 1012 | 1012 | EXXON COMPANY U.S.A. |  |  | 18 | 0.3 | 1790 | 77.2 |  | 211111 | -118.9 | 34.18 |  | 106 | 999 |  |  |  | 91359 |  | R63-0040
06029 |  | California | Kern | 5814611 | 21447513 | 20567912 | 1514305008 | 1036 | 1014 | EXXON COMPANY U.S.A. |  |  |  |  | 79 | 7.9 | 3 | 211111 | -118.9 | 34.18 |  | 106 | 999 |  |  |  | 91359 |  | R63-0036
06029 |  | California | Kern | 5814611 | 21447613 | 20567912 | 1514305008 | 1016 | 1014 | EXXON COMPANY U.S.A. |  |  |  |  | 79 | 7.9 | 3 | 211111 | -118.9 | 34.18 |  | 106 | 999 |  |  |  | 91359 |  | R63-0036
06029 |  | California | Kern | 5814611 | 21447713 | 20569012 | 1514305008 | 1028 | 1018 | EXXON COMPANY U.S.A. |  |  |  |  | 89 | 16.3 | 5.9 | 211111 | -118.9 | 34.18 |  | 106 | 999 |  |  |  | 91359 |  | R63-0036
06029 |  | California | Kern | 5814611 | 21447813 | 20569012 | 1514305008 | 1030 | 1018 | EXXON COMPANY U.S.A. |  |  |  |  | 89 | 16.3 | 5.9 | 211111 | -118.9 | 34.18 |  | 106 | 999 |  |  |  | 91359 |  | R63-0036
06029 |  | California | Kern | 5814611 | 21447913 | 20569012 | 1514305008 | 1032 | 1018 | EXXON COMPANY U.S.A. |  |  |  |  | 89 | 16.3 | 5.9 | 211111 | -118.9 | 34.18 |  | 106 | 999 |  |  |  | 91359 |  | R63-0036
06029 |  | California | Kern | 5814611 | 21448013 | 20567912 | 1514305008 | 1035 | 1014 | EXXON COMPANY U.S.A. |  |  |  |  | 79 | 7.9 | 3 | 211111 | -118.9 | 34.18 |  | 106 | 999 |  |  |  | 91359 |  | R63-0036
06029 |  | California | Kern | 5814611 | 21448113 | 20567912 | 1514305008 | 1037 | 1014 | EXXON COMPANY U.S.A. |  |  |  |  | 79 | 7.9 | 3 | 211111 | -118.9 | 34.18 |  | 106 | 999 |  |  |  | 91359 |  | R63-0036
06029 |  | California | Kern | 5814611 | 21448213 | 20568312 | 1514305008 | 1038 | 1015 | EXXON COMPANY U.S.A. |  |  |  |  | 89 | 16.3 | 5.9 | 211111 | -118.9 | 34.18 |  | 106 | 999 |  |  |  | 91359 |  | R63-0036
06029 |  | California | Kern | 5814611 | 21448313 | 20568312 | 1514305008 | 1039 | 1015 | EXXON COMPANY U.S.A. |  |  |  |  | 89 | 16.3 | 5.9 | 211111 | -118.9 | 34.18 |  | 106 | 999 |  |  |  | 91359 |  | R63-0036
06029 |  | California | Kern | 5814611 | 21448413 | 20568312 | 1514305008 | 1041 | 1015 | EXXON COMPANY U.S.A. |  |  |  |  | 89 | 16.3 | 5.9 | 211111 | -118.9 | 34.18 |  | 106 | 999 |  |  |  | 91359 |  | R63-0036
06029 |  | California | Kern | 5814611 | 21448513 | 20567912 | 1514305008 | 1034 | 1014 | EXXON COMPANY U.S.A. |  |  |  |  | 79 | 7.9 | 3 | 211111 | -118.9 | 34.18 |  | 106 | 999 |  |  |  | 91359 |  | R63-0036
06029 |  | California | Kern | 5814611 | 21448613 | 20568312 | 1514305008 | 1040 | 1015 | EXXON COMPANY U.S.A. |  |  |  |  | 89 | 16.3 | 5.9 | 211111 | -118.9 | 34.18 |  | 106 | 999 |  |  |  | 91359 |  | R63-0036
06029 |  | California | Kern | 5814611 | 21448713 | 20568612 | 1514305008 | 1047 | 1017 | EXXON COMPANY U.S.A. |  |  |  |  | 434 | 99.7 | 30.5 | 211111 | -118.9 | 34.18 |  | 106 | 999 |  |  |  | 91359 |  | R63-0036
06029 |  | California | Kern | 5814611 | 21448913 | 20568912 | 1514305008 | 1045 | 1016 | EXXON COMPANY U.S.A. |  |  |  |  | 79 | 7.9 | 3 | 211111 | -118.9 | 34.18 |  | 106 | 999 |  |  |  | 91359 |  | R63-0036
06029 |  | California | Kern | 5814611 | 21449013 | 20568912 | 1514305008 | 1042 | 1016 | EXXON COMPANY U.S.A. |  |  |  |  | 79 | 7.9 | 3 | 211111 | -118.9 | 34.18 |  | 106 | 999 |  |  |  | 91359 |  | R63-0036
06029 |  | California | Kern | 5814611 | 21449513 | 20568112 | 1514305008 | 1057 | 1019 | EXXON COMPANY U.S.A. |  |  |  |  | 434 | 99.7 | 30.5 | 211111 | -118.9 | 34.18 |  | 106 | 999 |  |  |  | 91359 |  | R63-0036
06029 |  | California | Kern | 5814611 | 21449613 | 20568112 | 1514305008 | 1056 | 1019 | EXXON COMPANY U.S.A. |  |  |  |  | 434 | 99.7 | 30.5 | 211111 | -118.9 | 34.18 |  | 106 | 999 |  |  |  | 91359 |  | R63-0036
06029 |  | California | Kern | 5814611 | 21449713 | 20568112 | 1514305008 | 1055 | 1019 | EXXON COMPANY U.S.A. |  |  |  |  | 434 | 99.7 | 30.5 | 211111 | -118.9 | 34.18 |  | 106 | 999 |  |  |  | 91359 |  | R63-0036
06029 |  | California | Kern | 5814611 | 21449813 | 20568112 | 1514305008 | 1054 | 1019 | EXXON COMPANY U.S.A. |  |  |  |  | 434 | 99.7 | 30.5 | 211111 | -118.9 | 34.18 |  | 106 | 999 |  |  |  | 91359 |  | R63-0036
06029 |  | California | Kern | 5814611 | 21449913 | 20568912 | 1514305008 | 1044 | 1016 | EXXON COMPANY U.S.A. |  |  |  |  | 79 | 7.9 | 3 | 211111 | -118.9 | 34.18 |  | 106 | 999 |  |  |  | 91359 |  | R63-0036
06029 |  | California | Kern | 5814611 | 21450013 | 20569012 | 1514305008 | 1052 | 1018 | EXXON COMPANY U.S.A. |  |  |  |  | 89 | 16.3 | 5.9 | 211111 | -118.9 | 34.18 |  | 106 | 999 |  |  |  | 91359 |  | R63-0036
06029 |  | California | Kern | 5814611 | 21450113 | 20569012 | 1514305008 | 1051 | 1018 | EXXON COMPANY U.S.A. |  |  |  |  | 89 | 16.3 | 5.9 | 211111 | -118.9 | 34.18 |  | 106 | 999 |  |  |  | 91359 |  | R63-0036
06029 |  | California | Kern | 5814611 | 21450213 | 20569012 | 1514305008 | 1050 | 1018 | EXXON COMPANY U.S.A. |  |  |  |  | 89 | 16.3 | 5.9 | 211111 | -118.9 | 34.18 |  | 106 | 999 |  |  |  | 91359 |  | R63-0036
06029 |  | California | Kern | 5814611 | 21450313 | 20568612 | 1514305008 | 1049 | 1017 | EXXON COMPANY U.S.A. |  |  |  |  | 434 | 99.7 | 30.5 | 211111 | -118.9 | 34.18 |  | 106 | 999 |  |  |  | 91359 |  | R63-0036
06029 |  | California | Kern | 5814611 | 21450413 | 20568612 | 1514305008 | 1048 | 1017 | EXXON COMPANY U.S.A. |  |  |  |  | 434 | 99.7 | 30.5 | 211111 | -118.9 | 34.18 |  | 106 | 999 |  |  |  | 91359 |  | R63-0036
06029 |  | California | Kern | 5814611 | 21450513 | 20568612 | 1514305008 | 1046 | 1017 | EXXON COMPANY U.S.A. |  |  |  |  | 434 | 99.7 | 30.5 | 211111 | -118.9 | 34.18 |  | 106 | 999 |  |  |  | 91359 |  | R63-0036
06029 |  | California | Kern | 5814611 | 21450613 | 20569012 | 1514305008 | 1053 | 1018 | EXXON COMPANY U.S.A. |  |  |  |  | 89 | 16.3 | 5.9 | 211111 | -118.9 | 34.18 |  | 106 | 999 |  |  |  | 91359 |  | R63-0036
06029 |  | California | Kern | 5814611 | 21450813 | 20568912 | 1514305008 | 1043 | 1016 | EXXON COMPANY U.S.A. |  |  |  |  | 79 | 7.9 | 3 | 211111 | -118.9 | 34.18 |  | 106 | 999 |  |  |  | 91359 |  | R63-0036
06029 |  | California | Kern | 5814611 | 21450913 | 20569012 | 1514305008 | 1026 | 1018 | EXXON COMPANY U.S.A. |  |  |  |  | 89 | 16.3 | 5.9 | 211111 | -118.9 | 34.18 |  | 106 | 999 |  |  |  | 91359 |  | R63-0036
06029 |  | California | Kern | 5814611 | 21451013 | 20569112 | 1514305008 | 1006 | 1006 | EXXON COMPANY U.S.A. |  |  | 10 | 1.5 | 350 | 0.6 |  | 211111 | -118.9 | 34.18 |  | 106 | 999 |  |  |  | 91359 |  | R63-0040
06029 |  | California | Kern | 5815111 | 21433613 | 20558712 | 1514301131 | 987 | 987 | CHEVRON USA INC | 0.001991 | 0.0001313 |  |  | 68 | 83.3 | 15.4 | 211111 | -118.9945 | 35.4341 |  |  | 999 |  |  |  | 00000 |  | R63-0040
06029 |  | California | Kern | 5815111 | 21434413 | 20557612 | 1514301131 | 912 | 912 | CHEVRON USA INC | 0.16686 | 0.00207 |  |  | 68 | 83.3 | 15.4 | 211111 | -118.9945 | 35.4341 |  |  | 999 |  |  |  | 00000 |  | R63-0040
06029 |  | California | Kern | 5815111 | 21434513 | 20556312 | 1514301131 | 908 | 908 | CHEVRON USA INC | 0.11941 | 0.00167 |  |  | 68 | 83.3 | 15.4 | 211111 | -118.9945 | 35.4341 |  |  | 999 |  |  |  | 00000 |  | R63-0040
06029 |  | California | Kern | 5815111 | 21434613 | 20557312 | 1514301131 | 884 | 884 | CHEVRON USA INC | 1.5608 | 0.01834 |  |  | 68 | 83.3 | 15.4 | 211111 | -118.9945 | 35.4341 |  |  | 999 |  |  |  | 00000 |  | R63-0040
06029 |  | California | Kern | 5815111 | 21434713 | 20557512 | 1514301131 | 883 | 883 | CHEVRON USA INC | 1.65e-05 | 2.21e-07 |  |  | 68 | 83.3 | 15.4 | 211111 | -118.9945 | 35.4341 |  |  | 999 |  |  |  | 00000 |  | R63-0040
06029 |  | California | Kern | 5815111 | 21434913 | 20558112 | 1514301131 | 881 | 881 | CHEVRON USA INC | 4.25e-06 | 5.95e-08 |  |  | 68 | 83.3 | 15.4 | 211111 | -118.9945 | 35.4341 |  |  | 999 |  |  |  | 00000 |  | R63-0040
06029 |  | California | Kern | 5815111 | 21435013 | 20556912 | 1514301131 | 880 | 880 | CHEVRON USA INC | 0.95257 | 1.2408 |  |  | 68 | 83.3 | 15.4 | 211111 | -118.9945 | 35.4341 |  |  | 999 |  |  |  | 00000 |  | R63-0040
06029 |  | California | Kern | 5815111 | 21435213 | 20557912 | 1514301131 | 95 | 95 | CHEVRON USA INC | 1.2023 | 8.7258 |  |  | 68 | 83.3 | 15.4 | 211111 | -118.9945 | 35.4341 |  |  | 999 |  |  |  | 00000 |  | R63-0040
06029 |  | California | Kern | 5815111 | 21435313 | 20561012 | 1514301131 | 879 | 879 | CHEVRON USA INC | 9.04e-06 | 1.36e-07 |  |  | 68 | 83.3 | 15.4 | 211111 | -118.9945 | 35.4341 |  |  | 999 |  |  |  | 00000 |  | R63-0040
06029 |  | California | Kern | 5815111 | 21435413 | 20556512 | 1514301131 | 66 | 66 | CHEVRON USA INC | 0.0127 | 0.000162 |  |  | 68 | 83.3 | 15.4 | 211111 | -118.9945 | 35.4341 |  |  | 999 |  |  |  | 00000 |  | R63-0040
06029 |  | California | Kern | 5815111 | 21435613 | 20561612 | 1514301131 | 69 | 69 | CHEVRON USA INC | 0.0131 | 0.000167 |  |  | 68 | 83.3 | 15.4 | 211111 | -118.9945 | 35.4341 |  |  | 999 |  |  |  | 00000 |  | R63-0040
06029 |  | California | Kern | 5815111 | 21435713 | 20562512 | 1514301131 | 70 | 70 | CHEVRON USA INC | 0.016 | 0.000227 |  |  | 68 | 83.3 | 15.4 | 211111 | -118.9945 | 35.4341 |  |  | 999 |  |  |  | 00000 |  | R63-0040
06029 |  | California | Kern | 5815111 | 21435813 | 20558812 | 1514301131 | 73 | 73 | CHEVRON USA INC | 0.0555 | 0.000765 |  |  | 68 | 83.3 | 15.4 | 211111 | -118.9945 | 35.4341 |  |  | 999 |  |  |  | 00000 |  | R63-0040
06029 |  | California | Kern | 5815111 | 21435913 | 20558412 | 1514301131 | 859 | 859 | CHEVRON USA INC | 0.31434 | 0.30504 |  |  | 68 | 83.3 | 15.4 | 211111 | -118.9945 | 35.4341 |  |  | 999 |  |  |  | 00000 |  | R63-0040
06029 |  | California | Kern | 5815111 | 21436013 | 20560112 | 1514301131 | 78 | 78 | CHEVRON USA INC | 0.00118 | 1.75e-05 |  |  | 68 | 83.3 | 15.4 | 211111 | -118.9945 | 35.4341 |  |  | 999 |  |  |  | 00000 |  | R63-0040
06029 |  | California | Kern | 5815111 | 21436113 | 20558212 | 1514301131 | 82 | 82 | CHEVRON USA INC | 1.2743 | 7.0938 |  |  | 68 | 83.3 | 15.4 | 211111 | -118.9945 | 35.4341 |  |  | 999 |  |  |  | 00000 |  | R63-0040
06029 |  | California | Kern | 5815111 | 21437813 | 20561512 | 1514301131 | 62 | 62 | CHEVRON USA INC | 5.27e-06 | 2.04e-07 |  |  | 68 | 83.3 | 15.4 | 211111 | -118.9945 | 35.4341 |  |  | 999 |  |  |  | 00000 |  | R63-0040
06029 |  | California | Kern | 5815111 | 21438313 | 20561312 | 1514301131 | 999 | 999 | CHEVRON USA INC | 0.027417 | 0.001022 |  |  | 68 | 83.3 | 15.4 | 211111 | -118.9945 | 35.4341 |  |  | 999 |  |  |  | 00000 |  | R63-0040
06029 |  | California | Kern | 5815111 | 21438513 | 20558912 | 1514301131 | 997 | 997 | CHEVRON USA INC | 2.1099 | 0.0282 |  |  | 68 | 83.3 | 15.4 | 211111 | -118.9945 | 35.4341 |  |  | 999 |  |  |  | 00000 |  | R63-0040
06029 |  | California | Kern | 5815111 | 21438813 | 20560512 | 1514301131 | 99 | 99 | CHEVRON USA INC | 0.43402 | 2.0907 |  |  | 68 | 83.3 | 15.4 | 211111 | -118.9945 | 35.4341 |  |  | 999 |  |  |  | 00000 |  | R63-0040
06029 |  | California | Kern | 5815111 | 21439213 | 20560712 | 1514301131 | 98 | 98 | CHEVRON USA INC | 0.77645 | 2.9241 |  |  | 68 | 83.3 | 15.4 | 211111 | -118.9945 | 35.4341 |  |  | 999 |  |  |  | 00000 |  | R63-0040
06029 |  | California | Kern | 5815211 | 102302013 | 105810012 | 1514301246 | 319 | 319 | BERRY PETROLEUM COMPANY | 1.4759 | 0.60434 | [5 empty] | 211111 | -119.5719 | 35.2529 |  | 106 | 999 |  |  |  | 93309
06029 |  | California | Kern | 5815211 | 102302113 | 105810112 | 1514301246 | 320 | 320 | BERRY PETROLEUM COMPANY | 1.6525 | 0.62461 | [5 empty] | 211111 | -119.5719 | 35.2529 |  | 106 | 999 |  |  |  | 93309
06029 |  | California | Kern | 5815211 | 102302213 | 105810212 | 1514301246 | 321 | 321 | BERRY PETROLEUM COMPANY | 1.2379 | 0.52421 | [5 empty] | 211111 | -119.5719 | 35.2529 |  | 106 | 999 |  |  |  | 93309
06029 |  | California | Kern | 5815211 | 21429313 | 20546212 | 1514301246 | 203 | 203 | BERRY PETROLEUM COMPANY | 0.011 | 0.000313 |  |  | 68 | 83.3 | 18.2 | 211111 | -119.5719 | 35.2529 |  | 106 | 999 |  |  |  | 93309 |  | R63-0040
06029 |  | California | Kern | 5815211 | 21430313 | 20547512 | 1514301246 | 253 | 253 | BERRY PETROLEUM COMPANY | 1.9504 | 0.68121 |  |  | 68 | 83.3 | 15.4 | 211111 | -119.5719 | 35.2529 |  | 106 | 999 |  |  |  | 93309 |  | R63-0040
06029 |  | California | Kern | 5815211 | 21430413 | 20545012 | 1514301246 | 254 | 254 | BERRY PETROLEUM COMPANY | 4.452 | 0.74157 |  |  | 68 | 83.3 | 15.4 | 211111 | -119.5719 | 35.2529 |  | 106 | 999 |  |  |  | 93309 |  | R63-0040
06029 |  | California | Kern | 5815211 | 21430513 | 20546412 | 1514301246 | 252 | 252 | BERRY PETROLEUM COMPANY | 1.73 | 0.64705 |  |  | 68 | 83.3 | 15.4 | 211111 | -119.5719 | 35.2529 |  | 106 | 999 |  |  |  | 93309 |  | R63-0040
06029 |  | California | Kern | 5815211 | 21431313 | 20544012 | 1514301246 | 10 | 10 | BERRY PETROLEUM COMPANY | 0.16294 | 0.0186 |  |  | 68 | 83.3 | 18.2 | 211111 | -119.5719 | 35.2529 |  | 106 | 999 |  |  |  | 93309 |  | R63-0040
06029 |  | California | Kern | 5815211 | 21432113 | 20547912 | 1514301246 | 46 | 46 | BERRY PETROLEUM COMPANY | 0.59449 | 47.8473 |  |  | 68 | 83.3 | 15.4 | 211111 | -119.5719 | 35.2529 |  | 106 | 999 |  |  |  | 93309 |  | R63-0040
06029 |  | California | Kern | 5815211 | 21432413 | 20545512 | 1514301246 | 269 | 269 | BERRY PETROLEUM COMPANY | 3.3229 | 1.4447 |  |  | 68 | 83.3 | 19.5 | 211111 | -119.5719 | 35.2529 |  | 106 | 999 |  |  |  | 93309 |  | R63-0040
06029 |  | California | Kern | 5815211 | 21432613 | 20544912 | 1514301246 | 9 | 9 | BERRY PETROLEUM COMPANY | 0.12952 | 0.01715 |  |  | 68 | 83.3 | 18.2 | 211111 | -119.5719 | 35.2529 |  | 106 | 999 |  |  |  | 93309 |  | R63-0040
06029 |  | California | Kern | 5815211 | 21432913 | 20544612 | 1514301246 | 19 | 19 | BERRY PETROLEUM COMPANY | 1.9272 | 5.9372 |  |  | 68 | 83.3 | 15.4 | 211111 | -119.5719 | 35.2529 |  | 106 | 999 |  |  |  | 93309 |  | R63-0040
06029 |  | California | Kern | 5815211 | 21433013 | 20546012 | 1514301246 | 170 | 170 | BERRY PETROLEUM COMPANY | 0.0425 | 0.00121 |  |  | 68 | 83.3 | 18.2 | 211111 | -119.5719 | 35.2529 |  | 106 | 999 |  |  |  | 93309 |  | R63-0040
06029 |  | California | Kern | 5815211 | 21433213 | 20546112 | 1514301246 | 202 | 202 | BERRY PETROLEUM COMPANY | 0.285 | 0.003 |  |  | 68 | 83.3 | 18.2 | 211111 | -119.5719 | 35.2529 |  | 106 | 999 |  |  |  | 93309 |  | R63-0040
06029 |  | California | Kern | 5815211 | 84884913 | 77471812 | 1514301246 | 318 | 318 | BERRY PETROLEUM COMPANY | 1.1234 | 0.45802 |  |  | 68 | 83.3 |  | 211111 | -119.5719 | 35.2529 |  | 106 | 999 |  |  |  | 93309
06029 |  | California | Kern | 5815211 | 84885013 | 77471912 | 1514301246 | 314 | 314 | BERRY PETROLEUM COMPANY | 1.8834 | 0.71002 |  |  | 68 | 83.3 |  | 211111 | -119.5719 | 35.2529 |  | 106 | 999 |  |  |  | 93309
06029 |  | California | Kern | 5815211 | 84885113 | 77472012 | 1514301246 | 311 | 311 | BERRY PETROLEUM COMPANY | 1.0904 | 0.38603 |  |  | 68 | 83.3 |  | 211111 | -119.5719 | 35.2529 |  | 106 | 999 |  |  |  | 93309
06029 |  | California | Kern | 5815211 | 84885213 | 77472112 | 1514301246 | 294 | 294 | BERRY PETROLEUM COMPANY | 1.2393 | 0.50603 |  |  | 68 | 83.3 |  | 211111 | -119.5719 | 35.2529 |  | 106 | 999 |  |  |  | 93309
06029 |  | California | Kern | 5815211 | 84885313 | 77472212 | 1514301246 | 293 | 293 | BERRY PETROLEUM COMPANY | 1.8059 | 0.64658 |  |  | 68 | 83.3 |  | 211111 | -119.5719 | 35.2529 |  | 106 | 999 |  |  |  | 93309
06029 |  | California | Kern | 5815211 | 84885413 | 77472312 | 1514301246 | 292 | 292 | BERRY PETROLEUM COMPANY | 1.1676 | 0.435 |  |  | 68 | 83.3 |  | 211111 | -119.5719 | 35.2529 |  | 106 | 999 |  |  |  | 93309
06029 |  | California | Kern | 5815711 | 21410913 | 20537112 | 1514305027 | 1011 | 1011 | UNOCAL CORPORATION |  |  | 18 | 1.5 | 400 | 17.4 |  | 486110 | -119.6505 | 35.3162 |  |  | 999 |  |  |  | 93308 |  | R63-0040
06029 |  | California | Kern | 5815711 | 21411313 | 20537012 | 1514305027 | 1010 | 1010 | UNOCAL CORPORATION |  |  | 18 | 1.5 | 400 | 17.4 |  | 486110 | -119.6505 | 35.3162 |  |  | 999 |  |  |  | 93308 |  | R63-0040
06029 |  | California | Kern | 5816211 | 101900613 | 105250712 | 1514303079 | 2 | 2 | CRIMSON RESOURCE MANAGEMENT | [7 empty] | 211111 | -119.4735 | 35.2004 |  | 106 | 999 |  |  |  | 93313
06029 |  | California | Kern | 5816211 | 101900713 | 105249712 | 1514303079 | 3 | 3 | CRIMSON RESOURCE MANAGEMENT | [7 empty] | 211111 | -119.4735 | 35.2004 |  | 106 | 999 |  |  |  | 93313
06029 |  | California | Kern | 5816211 | 101900913 | 105249912 | 1514303079 | 6 | 6 | CRIMSON RESOURCE MANAGEMENT | [7 empty] | 211111 | -119.4735 | 35.2004 |  | 106 | 999 |  |  |  | 93313
06029 |  | California | Kern | 5816211 | 101901013 | 105250012 | 1514303079 | 7 | 7 | CRIMSON RESOURCE MANAGEMENT | [7 empty] | 211111 | -119.4735 | 35.2004 |  | 106 | 999 |  |  |  | 93313
06029 |  | California | Kern | 5816211 | 101901313 | 105250312 | 1514303079 | 54 | 54 | CRIMSON RESOURCE MANAGEMENT | [7 empty] | 211111 | -119.4735 | 35.2004 |  | 106 | 999 |  |  |  | 93313
06029 |  | California | Kern | 5816311 | 21393013 | 20524112 | 1514301328 | 7 | 7 | EXXON MOBIL CORPORATION | 3.35 |  | 28 | 0.3 | 2500 | 63.7 |  | 211111 | -119.7509 | 35.475 |  |  | 999 |  |  |  | 93251 |  | R63-0036
06029 |  | California | Kern | 5816311 | 21393213 | 20523912 | 1514301328 | 1 | 1 | EXXON MOBIL CORPORATION | 1.5873 | 0.26455 | 33 | 3 | 350 | 55.4 |  | 211111 | -119.7509 | 35.475 |  |  | 999 |  |  |  | 93251 |  | R63-0040
06029 |  | California | Kern | 5816311 | 21393313 | 20524212 | 1514301328 | 2 | 2 | EXXON MOBIL CORPORATION | 1.3764 | 0.2516 | 32 | 3 | 350 | 55.4 |  | 211111 | -119.7509 | 35.475 |  |  | 999 |  |  |  | 93251 |  | R63-0040
06029 |  | California | Kern | 5816311 | 21393413 | 20523512 | 1514301328 | 3 | 3 | EXXON MOBIL CORPORATION | 1.9878 | 0.12326 | 32 | 3 | 350 | 55.4 |  | 211111 | -119.7509 | 35.475 |  |  | 999 |  |  |  | 93251 |  | R63-0040
06029 |  | California | Kern | 7859311 | 2188713 | 2096812 | 1514301409 | 1 | 1 | EXXONMOBIL OIL CORPORATION | 0.40339 | 0.0908 |  |  | 510 | 37 | 18.2 | 486110 | -119.7755 | 35.5474 |  |  | 999 |  |  |  | 00000 |  | R63-0040
06029 |  | California | Kern | 7859311 | 2189013 | 2096712 | 1514301409 | 7 | 7 | EXXONMOBIL OIL CORPORATION | 0.51077 | 0.0908 |  |  | 510 | 37 | 18.2 | 486110 | -119.7755 | 35.5474 |  |  | 999 |  |  |  | 00000 |  | R63-0040
06031 |  | California | Kings | 17111 | 52144513 | 48910912 | 1614304016 | 90023 | 3 | PG&E KETTLEMAN COMPRESSOR STA. |  |  |  |  | 356 | 1330.4 | 45 | 221122 | -120.0863 | 36.0705 |  |  | 999 |  |  |  | 93204
06031 |  | California | Kings | 17111 | 52144713 | 48910912 | 1614304016 | 90024 | 3 | PG&E KETTLEMAN COMPRESSOR STA. |  |  |  |  | 356 | 1330.4 | 45 | 221122 | -120.0863 | 36.0705 |  |  | 999 |  |  |  | 93204
06037 |  | California | Los Angeles | 10200811 | 101195713 | 102455212 | 1910263913 | 10 | 10_1_31000 | COOPER & BRAIN, B & B LEASE | [7 empty] | 211111 | -118.2447 | 33.7911 |  |  | 999 |  |  |  | 90744
06037 |  | California | Los Angeles | 10200811 | 101195813 | 102455312 | 1910263913 | 11 | 11_1_31000 | COOPER & BRAIN, B & B LEASE | [7 empty] | 211111 | -118.2447 | 33.7911 |  |  | 999 |  |  |  | 90744
06037 |  | California | Los Angeles | 10200811 | 101195913 | 102455412 | 1910263913 | 12 | 12_1_31000 | COOPER & BRAIN, B & B LEASE | [7 empty] | 211111 | -118.2447 | 33.7911 |  |  | 999 |  |  |  | 90744
06037 |  | California | Los Angeles | 10200811 | 101196013 | 102455512 | 1910263913 | 13 | 13_1_31000 | COOPER & BRAIN, B & B LEASE | [7 empty] | 211111 | -118.2447 | 33.7911 |  |  | 999 |  |  |  | 90744
06037 |  | California | Los Angeles | 10200811 | 101196113 | 102455612 | 1910263913 | 14 | 14_1_31000 | COOPER & BRAIN, B & B LEASE | [7 empty] | 211111 | -118.2447 | 33.7911 |  |  | 999 |  |  |  | 90744
06037 |  | California | Los Angeles | 10200811 | 101196213 | 102455712 | 1910263913 | 15 | 15_1_31000 | COOPER & BRAIN, B & B LEASE | [7 empty] | 211111 | -118.2447 | 33.7911 |  |  | 999 |  |  |  | 90744
06037 |  | California | Los Angeles | 10200811 | 101196313 | 102455812 | 1910263913 | 16 | 16_1_31000 | COOPER & BRAIN, B & B LEASE | [7 empty] | 211111 | -118.2447 | 33.7911 |  |  | 999 |  |  |  | 90744
06037 |  | California | Los Angeles | 10200811 | 101196813 | 102456612 | 1910263913 | 6 | 6_1_310001 | COOPER & BRAIN, B & B LEASE | [7 empty] | 211111 | -118.2447 | 33.7911 |  |  | 999 |  |  |  | 90744
06037 |  | California | Los Angeles | 10200811 | 101196913 | 102456712 | 1910263913 | 7 | 7_1_310001 | COOPER & BRAIN, B & B LEASE | [7 empty] | 211111 | -118.2447 | 33.7911 |  |  | 999 |  |  |  | 90744
06037 |  | California | Los Angeles | 10200811 | 101197013 | 102456812 | 1910263913 | 8 | 8_1_310001 | COOPER & BRAIN, B & B LEASE | [7 empty] | 211111 | -118.2447 | 33.7911 |  |  | 999 |  |  |  | 90744
06037 |  | California | Los Angeles | 10200811 | 101197113 | 102456912 | 1910263913 | 9 | 9_1_310001 | COOPER & BRAIN, B & B LEASE | [7 empty] | 211111 | -118.2447 | 33.7911 |  |  | 999 |  |  |  | 90744
06037 |  | California | Los Angeles | 10211511 | 76160213 | 102724612 | 1910267691 | 8 | 8_1_310001 | ST. JAMES OIL CORP. | [7 empty] | 211111 | -118.2617 | 34.0365 |  |  | 999 |  |  |  | 90071
06037 |  | California | Los Angeles | 10211511 | 76160313 | 102724712 | 1910267691 | 9 | 9_1_310001 | ST. JAMES OIL CORP. | [7 empty] | 211111 | -118.2617 | 34.0365 |  |  | 999 |  |  |  | 90071
06037 |  | California | Los Angeles | 10211511 | 76160413 | 102722312 | 1910267691 | 10 | 10_1_31000 | ST. JAMES OIL CORP. | [7 empty] | 211111 | -118.2617 | 34.0365 |  |  | 999 |  |  |  | 90071
06037 |  | California | Los Angeles | 10211511 | 76160513 | 102722412 | 1910267691 | 11 | 11_1_31000 | ST. JAMES OIL CORP. | [7 empty] | 211111 | -118.2617 | 34.0365 |  |  | 999 |  |  |  | 90071
06037 |  | California | Los Angeles | 10211511 | 76160613 | 102722512 | 1910267691 | 12 | 12_1_31000 | ST. JAMES OIL CORP. | [7 empty] | 211111 | -118.2617 | 34.0365 |  |  | 999 |  |  |  | 90071
06037 |  | California | Los Angeles | 10211511 | 76160713 | 102722612 | 1910267691 | 13 | 13_1_31000 | ST. JAMES OIL CORP. | [7 empty] | 211111 | -118.2617 | 34.0365 |  |  | 999 |  |  |  | 90071
06037 |  | California | Los Angeles | 10211511 | 76160813 | 102722712 | 1910267691 | 14 | 14_1_31000 | ST. JAMES OIL CORP. | [7 empty] | 211111 | -118.2617 | 34.0365 |  |  | 999 |  |  |  | 90071
06037 |  | California | Los Angeles | 10211511 | 76160913 | 102722812 | 1910267691 | 15 | 15_1_31000 | ST. JAMES OIL CORP. | [7 empty] | 211111 | -118.2617 | 34.0365 |  |  | 999 |  |  |  | 90071
06037 |  | California | Los Angeles | 10211511 | 76161013 | 102722912 | 1910267691 | 16 | 16_1_31000 | ST. JAMES OIL CORP. | [7 empty] | 211111 | -118.2617 | 34.0365 |  |  | 999 |  |  |  | 90071
06037 |  | California | Los Angeles | 10211511 | 76161113 | 102723012 | 1910267691 | 17 | 17_1_31000 | ST. JAMES OIL CORP. | [7 empty] | 211111 | -118.2617 | 34.0365 |  |  | 999 |  |  |  | 90071
06037 |  | California | Los Angeles | 10211511 | 76161213 | 102723112 | 1910267691 | 18 | 18_1_31000 | ST. JAMES OIL CORP. | [7 empty] | 211111 | -118.2617 | 34.0365 |  |  | 999 |  |  |  | 90071
06037 |  | California | Los Angeles | 10211511 | 76161313 | 102723212 | 1910267691 | 19 | 19_1_31000 | ST. JAMES OIL CORP. | [7 empty] | 211111 | -118.2617 | 34.0365 |  |  | 999 |  |  |  | 90071
06037 |  | California | Los Angeles | 10211511 | 76161413 | 102723412 | 1910267691 | 20 | 20_1_31000 | ST. JAMES OIL CORP. | [7 empty] | 211111 | -118.2617 | 34.0365 |  |  | 999 |  |  |  | 90071
06037 |  | California | Los Angeles | 10247211 | 100917513 | 101603512 | 1910261206 | 16 | 16_1_31000 | TERMO COMPANY | [7 empty] | 211111 | -118.1318 | 33.806 |  |  | 999 |  |  |  | 90806
06037 |  | California | Los Angeles | 10247211 | 76102913 | 101603012 | 1910261206 | 11 | 11_1_31000 | TERMO COMPANY | [7 empty] | 211111 | -118.1318 | 33.806 |  |  | 999 |  |  |  | 90806
06037 |  | California | Los Angeles | 10247211 | 76103013 | 101603112 | 1910261206 | 12 | 12_1_31000 | TERMO COMPANY | [7 empty] | 211111 | -118.1318 | 33.806 |  |  | 999 |  |  |  | 90806
06037 |  | California | Los Angeles | 10247211 | 76103113 | 101603212 | 1910261206 | 13 | 13_1_31000 | TERMO COMPANY | [7 empty] | 211111 | -118.1318 | 33.806 |  |  | 999 |  |  |  | 90806
06037 |  | California | Los Angeles | 10247211 | 76103213 | 101603312 | 1910261206 | 14 | 14_1_31000 | TERMO COMPANY | [7 empty] | 211111 | -118.1318 | 33.806 |  |  | 999 |  |  |  | 90806
06037 |  | California | Los Angeles | 10247211 | 76103313 | 101603412 | 1910261206 | 15 | 15_1_31000 | TERMO COMPANY | [7 empty] | 211111 | -118.1318 | 33.806 |  |  | 999 |  |  |  | 90806
06037 |  | California | Los Angeles | 10247211 | 76103813 | 101604112 | 1910261206 | 5 | 5_1_310001 | TERMO COMPANY | [7 empty] | 211111 | -118.1318 | 33.806 |  |  | 999 |  |  |  | 90806
06037 |  | California | Los Angeles | 10247211 | 76103913 | 101604212 | 1910261206 | 6 | 6_1_310001 | TERMO COMPANY | [7 empty] | 211111 | -118.1318 | 33.806 |  |  | 999 |  |  |  | 90806
06037 |  | California | Los Angeles | 10247211 | 76104013 | 101604312 | 1910261206 | 7 | 7_1_310001 | TERMO COMPANY | [7 empty] | 211111 | -118.1318 | 33.806 |  |  | 999 |  |  |  | 90806
06037 |  | California | Los Angeles | 10247211 | 76104113 | 101604412 | 1910261206 | 8 | 8_1_310001 | TERMO COMPANY | [7 empty] | 211111 | -118.1318 | 33.806 |  |  | 999 |  |  |  | 90806
06037 |  | California | Los Angeles | 10247211 | 76104213 | 101604512 | 1910261206 | 9 | 9_1_310001 | TERMO COMPANY | [7 empty] | 211111 | -118.1318 | 33.806 |  |  | 999 |  |  |  | 90806
06037 |  | California | Los Angeles | 10247211 | 76104313 | 101602912 | 1910261206 | 10 | 10_1_31000 | TERMO COMPANY | [7 empty] | 211111 | -118.1318 | 33.806 |  |  | 999 |  |  |  | 90806
06037 |  | California | Los Angeles | 10247311 | 100917413 | 101601712 | 1910261206 | 15 | 15_1_31000 | TERMO COMPANY | [7 empty] | 211111 | -118.1487 | 33.7876 |  |  | 999 |  |  |  | 90804
06037 |  | California | Los Angeles | 10247311 | 75701613 | 101602112 | 1910261206 | 4 | 4_1_310001 | TERMO COMPANY | [7 empty] | 211111 | -118.1487 | 33.7876 |  |  | 999 |  |  |  | 90804
06037 |  | California | Los Angeles | 10247311 | 75701713 | 101602212 | 1910261206 | 5 | 5_1_310001 | TERMO COMPANY | [7 empty] | 211111 | -118.1487 | 33.7876 |  |  | 999 |  |  |  | 90804
06037 |  | California | Los Angeles | 10247311 | 75701813 | 101602312 | 1910261206 | 6 | 6_1_310001 | TERMO COMPANY | [7 empty] | 211111 | -118.1487 | 33.7876 |  |  | 999 |  |  |  | 90804
06037 |  | California | Los Angeles | 10247311 | 75701913 | 101602412 | 1910261206 | 7 | 7_1_310001 | TERMO COMPANY | [7 empty] | 211111 | -118.1487 | 33.7876 |  |  | 999 |  |  |  | 90804
06037 |  | California | Los Angeles | 10247311 | 75702013 | 101602512 | 1910261206 | 8 | 8_1_310001 | TERMO COMPANY | [7 empty] | 211111 | -118.1487 | 33.7876 |  |  | 999 |  |  |  | 90804
06037 |  | California | Los Angeles | 10247311 | 75702113 | 101602612 | 1910261206 | 9 | 9_1_310001 | TERMO COMPANY | [7 empty] | 211111 | -118.1487 | 33.7876 |  |  | 999 |  |  |  | 90804
06037 |  | California | Los Angeles | 10247311 | 75702213 | 101601212 | 1910261206 | 10 | 10_1_31000 | TERMO COMPANY | [7 empty] | 211111 | -118.1487 | 33.7876 |  |  | 999 |  |  |  | 90804
06037 |  | California | Los Angeles | 10247311 | 75702313 | 101601312 | 1910261206 | 11 | 11_1_31000 | TERMO COMPANY | [7 empty] | 211111 | -118.1487 | 33.7876 |  |  | 999 |  |  |  | 90804
06037 |  | California | Los Angeles | 10247311 | 75702413 | 101601412 | 1910261206 | 12 | 12_1_31000 | TERMO COMPANY | [7 empty] | 211111 | -118.1487 | 33.7876 |  |  | 999 |  |  |  | 90804
06037 |  | California | Los Angeles | 10247311 | 75702513 | 101601512 | 1910261206 | 13 | 13_1_31000 | TERMO COMPANY | [7 empty] | 211111 | -118.1487 | 33.7876 |  |  | 999 |  |  |  | 90804
06037 |  | California | Los Angeles | 10247311 | 75702613 | 101601612 | 1910261206 | 14 | 14_1_31000 | TERMO COMPANY | [7 empty] | 211111 | -118.1487 | 33.7876 |  |  | 999 |  |  |  | 90804
06037 |  | California | Los Angeles | 10247411 | 100917313 | 101599912 | 1910261206 | 16 | 16_1_31000 | TERMO COMPANY | [7 empty] | 211111 | -118.1704 | 33.7998 |  |  | 999 |  |  |  | 90806
06037 |  | California | Los Angeles | 10247411 | 76467013 | 101600512 | 1910261206 | 5 | 5_1_310001 | TERMO COMPANY | [7 empty] | 211111 | -118.1704 | 33.7998 |  |  | 999 |  |  |  | 90806
06037 |  | California | Los Angeles | 10247411 | 76467113 | 101600612 | 1910261206 | 6 | 6_1_310001 | TERMO COMPANY | [7 empty] | 211111 | -118.1704 | 33.7998 |  |  | 999 |  |  |  | 90806
06037 |  | California | Los Angeles | 10247411 | 76467213 | 101600712 | 1910261206 | 7 | 7_1_310001 | TERMO COMPANY | [7 empty] | 211111 | -118.1704 | 33.7998 |  |  | 999 |  |  |  | 90806
06037 |  | California | Los Angeles | 10247411 | 76467313 | 101600812 | 1910261206 | 8 | 8_1_310001 | TERMO COMPANY | [7 empty] | 211111 | -118.1704 | 33.7998 |  |  | 999 |  |  |  | 90806
06037 |  | California | Los Angeles | 10247411 | 76467413 | 101600912 | 1910261206 | 9 | 9_1_310001 | TERMO COMPANY | [7 empty] | 211111 | -118.1704 | 33.7998 |  |  | 999 |  |  |  | 90806
06037 |  | California | Los Angeles | 10247411 | 76467513 | 101599312 | 1910261206 | 10 | 10_1_31000 | TERMO COMPANY | [7 empty] | 211111 | -118.1704 | 33.7998 |  |  | 999 |  |  |  | 90806
06037 |  | California | Los Angeles | 10247411 | 76467613 | 101599412 | 1910261206 | 11 | 11_1_31000 | TERMO COMPANY | [7 empty] | 211111 | -118.1704 | 33.7998 |  |  | 999 |  |  |  | 90806
06037 |  | California | Los Angeles | 10247411 | 76467713 | 101599512 | 1910261206 | 12 | 12_1_31000 | TERMO COMPANY | [7 empty] | 211111 | -118.1704 | 33.7998 |  |  | 999 |  |  |  | 90806
06037 |  | California | Los Angeles | 10247411 | 76467813 | 101599612 | 1910261206 | 13 | 13_1_31000 | TERMO COMPANY | [7 empty] | 211111 | -118.1704 | 33.7998 |  |  | 999 |  |  |  | 90806
06037 |  | California | Los Angeles | 10247411 | 76467913 | 101599712 | 1910261206 | 14 | 14_1_31000 | TERMO COMPANY | [7 empty] | 211111 | -118.1704 | 33.7998 |  |  | 999 |  |  |  | 90806
06037 |  | California | Los Angeles | 10247411 | 76468013 | 101599812 | 1910261206 | 15 | 15_1_31000 | TERMO COMPANY | [7 empty] | 211111 | -118.1704 | 33.7998 |  |  | 999 |  |  |  | 90806
06037 |  | California | Los Angeles | 10247511 | 77340313 | 101598612 | 1910261206 | 5 | 5_1_310001 | TERMO COMPANY | [7 empty] | 211111 | -118.1845 | 33.8201 |  |  | 999 |  |  |  | 90807
06037 |  | California | Los Angeles | 10247511 | 77340413 | 101598712 | 1910261206 | 6 | 6_1_310001 | TERMO COMPANY | [7 empty] | 211111 | -118.1845 | 33.8201 |  |  | 999 |  |  |  | 90807
06037 |  | California | Los Angeles | 10247511 | 77340513 | 101598812 | 1910261206 | 7 | 7_1_310001 | TERMO COMPANY | [7 empty] | 211111 | -118.1845 | 33.8201 |  |  | 999 |  |  |  | 90807
06037 |  | California | Los Angeles | 10247511 | 77340613 | 101598912 | 1910261206 | 8 | 8_1_310001 | TERMO COMPANY | [7 empty] | 211111 | -118.1845 | 33.8201 |  |  | 999 |  |  |  | 90807
06037 |  | California | Los Angeles | 10247511 | 77340713 | 101599012 | 1910261206 | 9 | 9_1_310001 | TERMO COMPANY | [7 empty] | 211111 | -118.1845 | 33.8201 |  |  | 999 |  |  |  | 90807
06037 |  | California | Los Angeles | 10247511 | 77340813 | 101597412 | 1910261206 | 10 | 10_1_31000 | TERMO COMPANY | [7 empty] | 211111 | -118.1845 | 33.8201 |  |  | 999 |  |  |  | 90807
06037 |  | California | Los Angeles | 10247511 | 77340913 | 101597512 | 1910261206 | 11 | 11_1_31000 | TERMO COMPANY | [7 empty] | 211111 | -118.1845 | 33.8201 |  |  | 999 |  |  |  | 90807
06037 |  | California | Los Angeles | 10247511 | 77341013 | 101597612 | 1910261206 | 12 | 12_1_31000 | TERMO COMPANY | [7 empty] | 211111 | -118.1845 | 33.8201 |  |  | 999 |  |  |  | 90807
06037 |  | California | Los Angeles | 10247511 | 77341113 | 101597712 | 1910261206 | 13 | 13_1_31000 | TERMO COMPANY | [7 empty] | 211111 | -118.1845 | 33.8201 |  |  | 999 |  |  |  | 90807
06037 |  | California | Los Angeles | 10247511 | 77341213 | 101597812 | 1910261206 | 14 | 14_1_31000 | TERMO COMPANY | [7 empty] | 211111 | -118.1845 | 33.8201 |  |  | 999 |  |  |  | 90807
06037 |  | California | Los Angeles | 10247511 | 77341313 | 101597912 | 1910261206 | 15 | 15_1_31000 | TERMO COMPANY | [7 empty] | 211111 | -118.1845 | 33.8201 |  |  | 999 |  |  |  | 90807
06037 |  | California | Los Angeles | 10247511 | 77341413 | 101598012 | 1910261206 | 16 | 16_1_31000 | TERMO COMPANY | [7 empty] | 211111 | -118.1845 | 33.8201 |  |  | 999 |  |  |  | 90807
06037 |  | California | Los Angeles | 10247611 | 100917213 | 101596212 | 1910261206 | 14 | 14_1_31000 | TERMO COMPANY | [7 empty] | 211111 | -118.1872 | 33.8145 |  |  | 999 |  |  |  | 90807
06037 |  | California | Los Angeles | 10247611 | 76938213 | 101596612 | 1910261206 | 4 | 4_1_310001 | TERMO COMPANY | [7 empty] | 211111 | -118.1872 | 33.8145 |  |  | 999 |  |  |  | 90807
06037 |  | California | Los Angeles | 10247611 | 76938313 | 101596712 | 1910261206 | 5 | 5_1_310001 | TERMO COMPANY | [7 empty] | 211111 | -118.1872 | 33.8145 |  |  | 999 |  |  |  | 90807
06037 |  | California | Los Angeles | 10247611 | 76938413 | 101596812 | 1910261206 | 6 | 6_1_310001 | TERMO COMPANY | [7 empty] | 211111 | -118.1872 | 33.8145 |  |  | 999 |  |  |  | 90807
06037 |  | California | Los Angeles | 10247611 | 76938513 | 101596912 | 1910261206 | 7 | 7_1_310001 | TERMO COMPANY | [7 empty] | 211111 | -118.1872 | 33.8145 |  |  | 999 |  |  |  | 90807
06037 |  | California | Los Angeles | 10247611 | 76938613 | 101597012 | 1910261206 | 8 | 8_1_310001 | TERMO COMPANY | [7 empty] | 211111 | -118.1872 | 33.8145 |  |  | 999 |  |  |  | 90807
06037 |  | California | Los Angeles | 10247611 | 76938713 | 101597112 | 1910261206 | 9 | 9_1_310001 | TERMO COMPANY | [7 empty] | 211111 | -118.1872 | 33.8145 |  |  | 999 |  |  |  | 90807
06037 |  | California | Los Angeles | 10247611 | 76938813 | 101595812 | 1910261206 | 10 | 10_1_31000 | TERMO COMPANY | [7 empty] | 211111 | -118.1872 | 33.8145 |  |  | 999 |  |  |  | 90807
06037 |  | California | Los Angeles | 10247611 | 76938913 | 101595912 | 1910261206 | 11 | 11_1_31000 | TERMO COMPANY | [7 empty] | 211111 | -118.1872 | 33.8145 |  |  | 999 |  |  |  | 90807
06037 |  | California | Los Angeles | 10247611 | 76939013 | 101596012 | 1910261206 | 12 | 12_1_31000 | TERMO COMPANY | [7 empty] | 211111 | -118.1872 | 33.8145 |  |  | 999 |  |  |  | 90807
06037 |  | California | Los Angeles | 10247611 | 76939113 | 101596112 | 1910261206 | 13 | 13_1_31000 | TERMO COMPANY | [7 empty] | 211111 | -118.1872 | 33.8145 |  |  | 999 |  |  |  | 90807
06037 |  | California | Los Angeles | 10247711 | 100917113 | 101594512 | 1910261206 | 16 | 16_1_31000 | TERMO COMPANY | [7 empty] | 211111 | -118.1883 | 33.8156 |  |  | 999 |  |  |  | 90807
06037 |  | California | Los Angeles | 10247711 | 78119713 | 101595112 | 1910261206 | 5 | 5_1_310001 | TERMO COMPANY | [7 empty] | 211111 | -118.1883 | 33.8156 |  |  | 999 |  |  |  | 90807
06037 |  | California | Los Angeles | 10247711 | 78119813 | 101595212 | 1910261206 | 6 | 6_1_310001 | TERMO COMPANY | [7 empty] | 211111 | -118.1883 | 33.8156 |  |  | 999 |  |  |  | 90807
06037 |  | California | Los Angeles | 10247711 | 78119913 | 101595312 | 1910261206 | 7 | 7_1_310001 | TERMO COMPANY | [7 empty] | 211111 | -118.1883 | 33.8156 |  |  | 999 |  |  |  | 90807
06037 |  | California | Los Angeles | 10247711 | 78120013 | 101595412 | 1910261206 | 8 | 8_1_310001 | TERMO COMPANY | [7 empty] | 211111 | -118.1883 | 33.8156 |  |  | 999 |  |  |  | 90807
06037 |  | California | Los Angeles | 10247711 | 78120113 | 101595512 | 1910261206 | 9 | 9_1_310001 | TERMO COMPANY | [7 empty] | 211111 | -118.1883 | 33.8156 |  |  | 999 |  |  |  | 90807
06037 |  | California | Los Angeles | 10247711 | 78120213 | 101593912 | 1910261206 | 10 | 10_1_31000 | TERMO COMPANY | [7 empty] | 211111 | -118.1883 | 33.8156 |  |  | 999 |  |  |  | 90807
06037 |  | California | Los Angeles | 10247711 | 78120313 | 101594012 | 1910261206 | 11 | 11_1_31000 | TERMO COMPANY | [7 empty] | 211111 | -118.1883 | 33.8156 |  |  | 999 |  |  |  | 90807
06037 |  | California | Los Angeles | 10247711 | 78120413 | 101594112 | 1910261206 | 12 | 12_1_31000 | TERMO COMPANY | [7 empty] | 211111 | -118.1883 | 33.8156 |  |  | 999 |  |  |  | 90807
06037 |  | California | Los Angeles | 10247711 | 78120513 | 101594212 | 1910261206 | 13 | 13_1_31000 | TERMO COMPANY | [7 empty] | 211111 | -118.1883 | 33.8156 |  |  | 999 |  |  |  | 90807
06037 |  | California | Los Angeles | 10247711 | 78120613 | 101594312 | 1910261206 | 14 | 14_1_31000 | TERMO COMPANY | [7 empty] | 211111 | -118.1883 | 33.8156 |  |  | 999 |  |  |  | 90807
06037 |  | California | Los Angeles | 10247711 | 78120713 | 101594412 | 1910261206 | 15 | 15_1_31000 | TERMO COMPANY | [7 empty] | 211111 | -118.1883 | 33.8156 |  |  | 999 |  |  |  | 90807
06037 |  | California | Los Angeles | 10247811 | 100917013 | 101592612 | 1910261206 | 16 | 16_1_31000 | TERMO COMPANY | [7 empty] | 211111 | -118.159 | 33.7936 |  |  | 999 |  |  |  | 90804
06037 |  | California | Los Angeles | 10247811 | 77829113 | 101593212 | 1910261206 | 5 | 5_1_310001 | TERMO COMPANY | [7 empty] | 211111 | -118.159 | 33.7936 |  |  | 999 |  |  |  | 90804
06037 |  | California | Los Angeles | 10247811 | 77829213 | 101593312 | 1910261206 | 6 | 6_1_310001 | TERMO COMPANY | [7 empty] | 211111 | -118.159 | 33.7936 |  |  | 999 |  |  |  | 90804
06037 |  | California | Los Angeles | 10247811 | 77829313 | 101593412 | 1910261206 | 7 | 7_1_310001 | TERMO COMPANY | [7 empty] | 211111 | -118.159 | 33.7936 |  |  | 999 |  |  |  | 90804
06037 |  | California | Los Angeles | 10247811 | 77829413 | 101593512 | 1910261206 | 8 | 8_1_310001 | TERMO COMPANY | [7 empty] | 211111 | -118.159 | 33.7936 |  |  | 999 |  |  |  | 90804
06037 |  | California | Los Angeles | 10247811 | 77829513 | 101593612 | 1910261206 | 9 | 9_1_310001 | TERMO COMPANY | [7 empty] | 211111 | -118.159 | 33.7936 |  |  | 999 |  |  |  | 90804
06037 |  | California | Los Angeles | 10247811 | 77829613 | 101592012 | 1910261206 | 10 | 10_1_31000 | TERMO COMPANY | [7 empty] | 211111 | -118.159 | 33.7936 |  |  | 999 |  |  |  | 90804
06037 |  | California | Los Angeles | 10247811 | 77829713 | 101592112 | 1910261206 | 11 | 11_1_31000 | TERMO COMPANY | [7 empty] | 211111 | -118.159 | 33.7936 |  |  | 999 |  |  |  | 90804
06037 |  | California | Los Angeles | 10247811 | 77829813 | 101592212 | 1910261206 | 12 | 12_1_31000 | TERMO COMPANY | [7 empty] | 211111 | -118.159 | 33.7936 |  |  | 999 |  |  |  | 90804
06037 |  | California | Los Angeles | 10247811 | 77829913 | 101592312 | 1910261206 | 13 | 13_1_31000 | TERMO COMPANY | [7 empty] | 211111 | -118.159 | 33.7936 |  |  | 999 |  |  |  | 90804
06037 |  | California | Los Angeles | 10247811 | 77830013 | 101592412 | 1910261206 | 14 | 14_1_31000 | TERMO COMPANY | [7 empty] | 211111 | -118.159 | 33.7936 |  |  | 999 |  |  |  | 90804
06037 |  | California | Los Angeles | 10247811 | 77830113 | 101592512 | 1910261206 | 15 | 15_1_31000 | TERMO COMPANY | [7 empty] | 211111 | -118.159 | 33.7936 |  |  | 999 |  |  |  | 90804
06037 |  | California | Los Angeles | 10263711 | 85691913 | 101538112 | 1910261169 | 11 | 11_1_31000 | EQUILON ENT LLC, SHELL OIL PROD. U S | [7 empty] | 424710 | -118.1538 | 33.8006 |  |  | 999 |  |  |  | 90806
06037 |  | California | Los Angeles | 10305511 | 77977413 | 101923012 | 1910261446 | 1 | 1_1_310004 | WARREN E&P, INC | 0.312 | 0.00144 | [5 empty] | 211111 | -118.2548 | 33.7804 |  |  | 999 |  |  |  | 90744
06037 |  | California | Los Angeles | 10305511 | 77979313 | 101925212 | 1910261446 | 20 | 20_1_31000 | WARREN E&P, INC | [7 empty] | 211111 | -118.2548 | 33.7804 |  |  | 999 |  |  |  | 90744
06037 |  | California | Los Angeles | 10305511 | 77979613 | 101925512 | 1910261446 | 23 | 23_1_31000 | WARREN E&P, INC | [7 empty] | 211111 | -118.2548 | 33.7804 |  |  | 999 |  |  |  | 90744
06037 |  | California | Los Angeles | 10305511 | 77979713 | 101925612 | 1910261446 | 24 | 24_1_31000 | WARREN E&P, INC | [7 empty] | 211111 | -118.2548 | 33.7804 |  |  | 999 |  |  |  | 90744
06037 |  | California | Los Angeles | 10305511 | 77979813 | 101925712 | 1910261446 | 25 | 25_1_31000 | WARREN E&P, INC | [7 empty] | 211111 | -118.2548 | 33.7804 |  |  | 999 |  |  |  | 90744
06037 |  | California | Los Angeles | 10305511 | 77979913 | 101925812 | 1910261446 | 26 | 26_1_31000 | WARREN E&P, INC | [7 empty] | 211111 | -118.2548 | 33.7804 |  |  | 999 |  |  |  | 90744
06037 |  | California | Los Angeles | 10305511 | 77980013 | 101925912 | 1910261446 | 27 | 27_1_31000 | WARREN E&P, INC | [7 empty] | 211111 | -118.2548 | 33.7804 |  |  | 999 |  |  |  | 90744
06037 |  | California | Los Angeles | 10305511 | 77980113 | 101926012 | 1910261446 | 28 | 28_1_31000 | WARREN E&P, INC | [7 empty] | 211111 | -118.2548 | 33.7804 |  |  | 999 |  |  |  | 90744
06037 |  | California | Los Angeles | 10305511 | 77980213 | 101926112 | 1910261446 | 29 | 29_1_31000 | WARREN E&P, INC | [7 empty] | 211111 | -118.2548 | 33.7804 |  |  | 999 |  |  |  | 90744
06037 |  | California | Los Angeles | 10305511 | 77980313 | 101926312 | 1910261446 | 30 | 30_1_31000 | WARREN E&P, INC | [7 empty] | 211111 | -118.2548 | 33.7804 |  |  | 999 |  |  |  | 90744
06037 |  | California | Los Angeles | 10305511 | 77980413 | 101926412 | 1910261446 | 31 | 31_1_31000 | WARREN E&P, INC | [7 empty] | 211111 | -118.2548 | 33.7804 |  |  | 999 |  |  |  | 90744
06037 |  | California | Los Angeles | 10305511 | 77980513 | 101926512 | 1910261446 | 32 | 32_1_31000 | WARREN E&P, INC | [7 empty] | 211111 | -118.2548 | 33.7804 |  |  | 999 |  |  |  | 90744
06037 |  | California | Los Angeles | 10305511 | 77980613 | 101926612 | 1910261446 | 33 | 33_1_31000 | WARREN E&P, INC | [7 empty] | 211111 | -118.2548 | 33.7804 |  |  | 999 |  |  |  | 90744
06037 |  | California | Los Angeles | 10305511 | 77980713 | 101926712 | 1910261446 | 34 | 34_1_31000 | WARREN E&P, INC | [7 empty] | 211111 | -118.2548 | 33.7804 |  |  | 999 |  |  |  | 90744
06037 |  | California | Los Angeles | 10307811 | 76622213 | 101888812 | 1910261425 | 37 | 37_1_31000 | CRIMSON RESOURCE MANAGEMENT | [7 empty] | 211111 | -118.643 | 34.4573 |  |  | 999 |  |  |  | 91384
06037 |  | California | Los Angeles | 10307811 | 76622513 | 101889212 | 1910261425 | 40 | 40_1_31000 | CRIMSON RESOURCE MANAGEMENT | [7 empty] | 211111 | -118.643 | 34.4573 |  |  | 999 |  |  |  | 91384
06037 |  | California | Los Angeles | 10307811 | 76622613 | 101889312 | 1910261425 | 41 | 41_1_31000 | CRIMSON RESOURCE MANAGEMENT | [7 empty] | 211111 | -118.643 | 34.4573 |  |  | 999 |  |  |  | 91384
06037 |  | California | Los Angeles | 10307811 | 76623213 | 101883012 | 1910261425 | 1 | 1_1_310004 | CRIMSON RESOURCE MANAGEMENT | 0.0611 | 0.00028 | [5 empty] | 211111 | -118.643 | 34.4573 |  |  | 999 |  |  |  | 91384
06037 |  | California | Los Angeles | 10307811 | 76623313 | 101885412 | 1910261425 | 2 | 2_1_310004 | CRIMSON RESOURCE MANAGEMENT | 0.0585 | 0.00027 | [5 empty] | 211111 | -118.643 | 34.4573 |  |  | 999 |  |  |  | 91384
06037 |  | California | Los Angeles | 10307811 | 76623413 | 101887712 | 1910261425 | 3 | 3_1_310004 | CRIMSON RESOURCE MANAGEMENT | 0.00065 | 3e-06 | [5 empty] | 211111 | -118.643 | 34.4573 |  |  | 999 |  |  |  | 91384
06037 |  | California | Los Angeles | 10307811 | 76623513 | 101889112 | 1910261425 | 4 | 4_1_310004 | CRIMSON RESOURCE MANAGEMENT | 0.06175 | 0.00028 | [5 empty] | 211111 | -118.643 | 34.4573 |  |  | 999 |  |  |  | 91384
06037 |  | California | Los Angeles | 10307811 | 76623613 | 101890112 | 1910261425 | 5 | 5_1_310004 | CRIMSON RESOURCE MANAGEMENT | 0.0611 | 0.00028 | [5 empty] | 211111 | -118.643 | 34.4573 |  |  | 999 |  |  |  | 91384
06037 |  | California | Los Angeles | 10307811 | 76623713 | 101890212 | 1910261425 | 6 | 6_1_310004 | CRIMSON RESOURCE MANAGEMENT | 0.0611 | 0.00028 | [5 empty] | 211111 | -118.643 | 34.4573 |  |  | 999 |  |  |  | 91384
06037 |  | California | Los Angeles | 10307911 | 77956213 | 101881112 | 1910261425 | 1 | 1_1_310004 | CRIMSON RESOURCE MANAGEMENT | 6e-05 | 3e-07 | [5 empty] | 211111 | -118.643 | 34.4573 |  |  | 999 |  |  |  | 91384
06037 |  | California | Los Angeles | 10307911 | 77956313 | 101881912 | 1910261425 | 2 | 2_1_310004 | CRIMSON RESOURCE MANAGEMENT | 6.5e-06 | 3e-08 | [5 empty] | 211111 | -118.643 | 34.4573 |  |  | 999 |  |  |  | 91384
06037 |  | California | Los Angeles | 10307911 | 77956813 | 101882712 | 1910261425 | 7 | 7_1_310001 | CRIMSON RESOURCE MANAGEMENT | [7 empty] | 211111 | -118.643 | 34.4573 |  |  | 999 |  |  |  | 91384
06037 |  | California | Los Angeles | 10307911 | 77956913 | 101882812 | 1910261425 | 8 | 8_1_310001 | CRIMSON RESOURCE MANAGEMENT | [7 empty] | 211111 | -118.643 | 34.4573 |  |  | 999 |  |  |  | 91384
06037 |  | California | Los Angeles | 10307911 | 77957013 | 101882912 | 1910261425 | 9 | 9_1_310001 | CRIMSON RESOURCE MANAGEMENT | [7 empty] | 211111 | -118.643 | 34.4573 |  |  | 999 |  |  |  | 91384
06037 |  | California | Los Angeles | 10307911 | 77957113 | 101881212 | 1910261425 | 10 | 10_1_31000 | CRIMSON RESOURCE MANAGEMENT | [7 empty] | 211111 | -118.643 | 34.4573 |  |  | 999 |  |  |  | 91384
06037 |  | California | Los Angeles | 10307911 | 77957213 | 101881312 | 1910261425 | 11 | 11_1_31000 | CRIMSON RESOURCE MANAGEMENT | [7 empty] | 211111 | -118.643 | 34.4573 |  |  | 999 |  |  |  | 91384
06037 |  | California | Los Angeles | 10307911 | 77957313 | 101881412 | 1910261425 | 12 | 12_1_31000 | CRIMSON RESOURCE MANAGEMENT | [7 empty] | 211111 | -118.643 | 34.4573 |  |  | 999 |  |  |  | 91384
06037 |  | California | Los Angeles | 10307911 | 77957413 | 101881512 | 1910261425 | 13 | 13_1_31000 | CRIMSON RESOURCE MANAGEMENT | [7 empty] | 211111 | -118.643 | 34.4573 |  |  | 999 |  |  |  | 91384
06037 |  | California | Los Angeles | 10307911 | 77957513 | 101881612 | 1910261425 | 14 | 14_1_31000 | CRIMSON RESOURCE MANAGEMENT | [7 empty] | 211111 | -118.643 | 34.4573 |  |  | 999 |  |  |  | 91384
06037 |  | California | Los Angeles | 10307911 | 77957613 | 101881712 | 1910261425 | 15 | 15_1_31000 | CRIMSON RESOURCE MANAGEMENT | [7 empty] | 211111 | -118.643 | 34.4573 |  |  | 999 |  |  |  | 91384
06037 |  | California | Los Angeles | 10307911 | 77957713 | 101881812 | 1910261425 | 16 | 16_1_31000 | CRIMSON RESOURCE MANAGEMENT | [7 empty] | 211111 | -118.643 | 34.4573 |  |  | 999 |  |  |  | 91384
06037 |  | California | Los Angeles | 103111 | 77707713 | 103567912 | 1910268582 | 33 | 33_1_31000 | SO CAL GAS CO/PLAYA DEL REY STORAGE FACI | [7 empty] | 221210 | -118.4372 | 33.9613 |  | 106 | 999 |  |  |  | 90293
06037 |  | California | Los Angeles | 103111 | 77707813 | 103568012 | 1910268582 | 34 | 34_1_31000 | SO CAL GAS CO/PLAYA DEL REY STORAGE FACI | [7 empty] | 221210 | -118.4372 | 33.9613 |  | 106 | 999 |  |  |  | 90293
06037 |  | California | Los Angeles | 103111 | 77707913 | 103568112 | 1910268582 | 35 | 35_1_31000 | SO CAL GAS CO/PLAYA DEL REY STORAGE FACI | [7 empty] | 221210 | -118.4372 | 33.9613 |  | 106 | 999 |  |  |  | 90293
06037 |  | California | Los Angeles | 103111 | 77708013 | 103568212 | 1910268582 | 36 | 36_1_31000 | SO CAL GAS CO/PLAYA DEL REY STORAGE FACI | [7 empty] | 221210 | -118.4372 | 33.9613 |  | 106 | 999 |  |  |  | 90293
06037 |  | California | Los Angeles | 103111 | 77708113 | 103568312 | 1910268582 | 37 | 37_1_31000 | SO CAL GAS CO/PLAYA DEL REY STORAGE FACI | [7 empty] | 221210 | -118.4372 | 33.9613 |  | 106 | 999 |  |  |  | 90293
06037 |  | California | Los Angeles | 103111 | 77708413 | 103568812 | 1910268582 | 40 | 40_1_31000 | SO CAL GAS CO/PLAYA DEL REY STORAGE FACI | [7 empty] | 221210 | -118.4372 | 33.9613 |  | 106 | 999 |  |  |  | 90293
06037 |  | California | Los Angeles | 103111 | 77708513 | 103568912 | 1910268582 | 41 | 41_1_31000 | SO CAL GAS CO/PLAYA DEL REY STORAGE FACI | [7 empty] | 221210 | -118.4372 | 33.9613 |  | 106 | 999 |  |  |  | 90293
06037 |  | California | Los Angeles | 10319211 | 100963313 | 101831012 | 1910261380 | 23 | 23_1_31000 | DCOR LLC | [7 empty] | 211111 | -118.5027 | 34.3234 |  |  | 999 |  |  |  | 91342
06037 |  | California | Los Angeles | 10319211 | 75813313 | 101829212 | 1910261380 | 1 | 1_1_310004 | DCOR LLC | 0.01807 | 8e-05 | [5 empty] | 211111 | -118.5027 | 34.3234 |  |  | 999 |  |  |  | 91342
06037 |  | California | Los Angeles | 10319211 | 75813413 | 101830612 | 1910261380 | 2 | 2_1_310004 | DCOR LLC | 0.05466 | 0.00025 | [5 empty] | 211111 | -118.5027 | 34.3234 |  |  | 999 |  |  |  | 91342
06037 |  | California | Los Angeles | 10319211 | 75814513 | 101830012 | 1910261380 | 14 | 14_1_31000 | DCOR LLC | [7 empty] | 211111 | -118.5027 | 34.3234 |  |  | 999 |  |  |  | 91342
06037 |  | California | Los Angeles | 10319211 | 75814613 | 101830112 | 1910261380 | 15 | 15_1_31000 | DCOR LLC | [7 empty] | 211111 | -118.5027 | 34.3234 |  |  | 999 |  |  |  | 91342
06037 |  | California | Los Angeles | 10319211 | 75814713 | 101830212 | 1910261380 | 16 | 16_1_31000 | DCOR LLC | [7 empty] | 211111 | -118.5027 | 34.3234 |  |  | 999 |  |  |  | 91342
06037 |  | California | Los Angeles | 10319211 | 75814813 | 101830312 | 1910261380 | 17 | 17_1_31000 | DCOR LLC | [7 empty] | 211111 | -118.5027 | 34.3234 |  |  | 999 |  |  |  | 91342
06037 |  | California | Los Angeles | 10319211 | 75814913 | 101830412 | 1910261380 | 18 | 18_1_31000 | DCOR LLC | [7 empty] | 211111 | -118.5027 | 34.3234 |  |  | 999 |  |  |  | 91342
06037 |  | California | Los Angeles | 10319211 | 75815013 | 101830512 | 1910261380 | 19 | 19_1_31000 | DCOR LLC | [7 empty] | 211111 | -118.5027 | 34.3234 |  |  | 999 |  |  |  | 91342
06037 |  | California | Los Angeles | 10319211 | 75815113 | 101830712 | 1910261380 | 20 | 20_1_31000 | DCOR LLC | [7 empty] | 211111 | -118.5027 | 34.3234 |  |  | 999 |  |  |  | 91342
06037 |  | California | Los Angeles | 10325511 | 76858213 | 101774212 | 1910261353 | 8 | 8_1_310001 | THE TERMO CO, LONG BEACH FEE LEASE | [7 empty] | 211111 | -118.1676 | 33.8165 |  |  | 999 |  |  |  | 90807
06037 |  | California | Los Angeles | 10325511 | 76858313 | 101774312 | 1910261353 | 9 | 9_1_310001 | THE TERMO CO, LONG BEACH FEE LEASE | [7 empty] | 211111 | -118.1676 | 33.8165 |  |  | 999 |  |  |  | 90807
06037 |  | California | Los Angeles | 10325511 | 76858413 | 101771912 | 1910261353 | 10 | 10_1_31000 | THE TERMO CO, LONG BEACH FEE LEASE | [7 empty] | 211111 | -118.1676 | 33.8165 |  |  | 999 |  |  |  | 90807
06037 |  | California | Los Angeles | 10325511 | 76858513 | 101772012 | 1910261353 | 11 | 11_1_31000 | THE TERMO CO, LONG BEACH FEE LEASE | [7 empty] | 211111 | -118.1676 | 33.8165 |  |  | 999 |  |  |  | 90807
06037 |  | California | Los Angeles | 10325511 | 76858613 | 101772112 | 1910261353 | 12 | 12_1_31000 | THE TERMO CO, LONG BEACH FEE LEASE | [7 empty] | 211111 | -118.1676 | 33.8165 |  |  | 999 |  |  |  | 90807
06037 |  | California | Los Angeles | 10325511 | 76858713 | 101772212 | 1910261353 | 13 | 13_1_31000 | THE TERMO CO, LONG BEACH FEE LEASE | [7 empty] | 211111 | -118.1676 | 33.8165 |  |  | 999 |  |  |  | 90807
06037 |  | California | Los Angeles | 10325511 | 76858813 | 101772312 | 1910261353 | 14 | 14_1_31000 | THE TERMO CO, LONG BEACH FEE LEASE | [7 empty] | 211111 | -118.1676 | 33.8165 |  |  | 999 |  |  |  | 90807
06037 |  | California | Los Angeles | 10325511 | 76858913 | 101772412 | 1910261353 | 15 | 15_1_31000 | THE TERMO CO, LONG BEACH FEE LEASE | [7 empty] | 211111 | -118.1676 | 33.8165 |  |  | 999 |  |  |  | 90807
06037 |  | California | Los Angeles | 10325511 | 76859013 | 101772512 | 1910261353 | 16 | 16_1_31000 | THE TERMO CO, LONG BEACH FEE LEASE | [7 empty] | 211111 | -118.1676 | 33.8165 |  |  | 999 |  |  |  | 90807
06037 |  | California | Los Angeles | 10325511 | 76859113 | 101772612 | 1910261353 | 17 | 17_1_31000 | THE TERMO CO, LONG BEACH FEE LEASE | [7 empty] | 211111 | -118.1676 | 33.8165 |  |  | 999 |  |  |  | 90807
06037 |  | California | Los Angeles | 10325511 | 76859213 | 101772712 | 1910261353 | 18 | 18_1_31000 | THE TERMO CO, LONG BEACH FEE LEASE | [7 empty] | 211111 | -118.1676 | 33.8165 |  |  | 999 |  |  |  | 90807
06037 |  | California | Los Angeles | 10325511 | 76859313 | 101772812 | 1910261353 | 19 | 19_1_31000 | THE TERMO CO, LONG BEACH FEE LEASE | [7 empty] | 211111 | -118.1676 | 33.8165 |  |  | 999 |  |  |  | 90807
06037 |  | California | Los Angeles | 10325511 | 76859413 | 101773112 | 1910261353 | 20 | 20_1_31000 | THE TERMO CO, LONG BEACH FEE LEASE | [7 empty] | 211111 | -118.1676 | 33.8165 |  |  | 999 |  |  |  | 90807
06037 |  | California | Los Angeles | 114511 | 100916713 | 101588312 | 1910261199 | 30 | 30_1_31000 | BERRY PETROLEUM COMPANY | [7 empty] | 211111 | -118.4899 | 34.3873 |  | 106 | 999 |  |  |  | 91321
06037 |  | California | Los Angeles | 114511 | 100916813 | 101588412 | 1910261199 | 31 | 31_1_31000 | BERRY PETROLEUM COMPANY | [7 empty] | 211111 | -118.4899 | 34.3873 |  | 106 | 999 |  |  |  | 91321
06037 |  | California | Los Angeles | 114511 | 100916913 | 101588512 | 1910261199 | 32 | 32_1_31000 | BERRY PETROLEUM COMPANY | [7 empty] | 211111 | -118.4899 | 34.3873 |  | 106 | 999 |  |  |  | 91321
06037 |  | California | Los Angeles | 13482711 | 76143613 | 102910912 | 1910268000 | 40 | 40_1_31000 | ARCO TERMINAL SERVICES CORPORATION | [7 empty] | 424710 | -118.1599 | 33.8618 |  | 131 | 999 |  |  |  | 90805
06037 |  | California | Los Angeles | 13486611 | 76518513 | 101740212 | 1910261321 | 10 | 10_1_31000 | BP WEST COAST PRODUCTS LLC/ MARINE TER 1 | [7 empty] | 424710 | -118.2216 | 33.7581 |  | 131 | 999 |  |  |  | 90802
06037 |  | California | Los Angeles | 13511111 | 78144613 | 101994212 | 1910261516 | 3 | 3_1_310001 | OXY USA, INC. | [7 empty] | 211111 | -118.1448 | 34.0051 |  |  | 999 |  |  |  | 90040
06037 |  | California | Los Angeles | 13511111 | 78144713 | 101994312 | 1910261516 | 4 | 4_1_310001 | OXY USA, INC. | [7 empty] | 211111 | -118.1448 | 34.0051 |  |  | 999 |  |  |  | 90040
06037 |  | California | Los Angeles | 13511111 | 78144813 | 101994412 | 1910261516 | 5 | 5_1_310001 | OXY USA, INC. | [7 empty] | 211111 | -118.1448 | 34.0051 |  |  | 999 |  |  |  | 90040
06037 |  | California | Los Angeles | 13511111 | 78144913 | 101994512 | 1910261516 | 6 | 6_1_310001 | OXY USA, INC. | [7 empty] | 211111 | -118.1448 | 34.0051 |  |  | 999 |  |  |  | 90040
06037 |  | California | Los Angeles | 13511111 | 78145013 | 101994612 | 1910261516 | 7 | 7_1_310001 | OXY USA, INC. | [7 empty] | 211111 | -118.1448 | 34.0051 |  |  | 999 |  |  |  | 90040
06037 |  | California | Los Angeles | 13511111 | 78145113 | 101994712 | 1910261516 | 8 | 8_1_310001 | OXY USA, INC. | [7 empty] | 211111 | -118.1448 | 34.0051 |  |  | 999 |  |  |  | 90040
06037 |  | California | Los Angeles | 13511111 | 78145213 | 101994812 | 1910261516 | 9 | 9_1_310001 | OXY USA, INC. | [7 empty] | 211111 | -118.1448 | 34.0051 |  |  | 999 |  |  |  | 90040
06037 |  | California | Los Angeles | 13511111 | 78145313 | 101993612 | 1910261516 | 10 | 10_1_31000 | OXY USA, INC. | [7 empty] | 211111 | -118.1448 | 34.0051 |  |  | 999 |  |  |  | 90040
06037 |  | California | Los Angeles | 135211 | 101210513 | 102517912 | 1910264508 | 31 | 31_1_31000 | SIGNAL HILL PETROLEUM INC | [7 empty] | 211111 | -118.1589 | 33.8045 |  | 106 | 999 |  |  |  | 90806
06037 |  | California | Los Angeles | 135211 | 101210613 | 102518012 | 1910264508 | 32 | 32_1_31000 | SIGNAL HILL PETROLEUM INC | [7 empty] | 211111 | -118.1589 | 33.8045 |  | 106 | 999 |  |  |  | 90806
06037 |  | California | Los Angeles | 135211 | 75847013 | 102517212 | 1910264508 | 25 | 25_1_31000 | SIGNAL HILL PETROLEUM INC | [7 empty] | 211111 | -118.1589 | 33.8045 |  | 106 | 999 |  |  |  | 90806
06037 |  | California | Los Angeles | 135211 | 75847113 | 102517312 | 1910264508 | 26 | 26_1_31000 | SIGNAL HILL PETROLEUM INC | [7 empty] | 211111 | -118.1589 | 33.8045 |  | 106 | 999 |  |  |  | 90806
06037 |  | California | Los Angeles | 135211 | 75847213 | 102517412 | 1910264508 | 27 | 27_1_31000 | SIGNAL HILL PETROLEUM INC | [7 empty] | 211111 | -118.1589 | 33.8045 |  | 106 | 999 |  |  |  | 90806
06037 |  | California | Los Angeles | 135211 | 75847313 | 102517512 | 1910264508 | 28 | 28_1_31000 | SIGNAL HILL PETROLEUM INC | [7 empty] | 211111 | -118.1589 | 33.8045 |  | 106 | 999 |  |  |  | 90806
06037 |  | California | Los Angeles | 135211 | 75847413 | 102517612 | 1910264508 | 29 | 29_1_31000 | SIGNAL HILL PETROLEUM INC | [7 empty] | 211111 | -118.1589 | 33.8045 |  | 106 | 999 |  |  |  | 90806
06037 |  | California | Los Angeles | 135211 | 75847513 | 102517812 | 1910264508 | 30 | 30_1_31000 | SIGNAL HILL PETROLEUM INC | [7 empty] | 211111 | -118.1589 | 33.8045 |  | 106 | 999 |  |  |  | 90806
06037 |  | California | Los Angeles | 135211 | 75849313 | 102516412 | 1910264508 | 18 | 18_1_31000 | SIGNAL HILL PETROLEUM INC | [7 empty] | 211111 | -118.1589 | 33.8045 |  | 106 | 999 |  |  |  | 90806
06037 |  | California | Los Angeles | 135211 | 75849413 | 102516512 | 1910264508 | 19 | 19_1_31000 | SIGNAL HILL PETROLEUM INC | [7 empty] | 211111 | -118.1589 | 33.8045 |  | 106 | 999 |  |  |  | 90806
06037 |  | California | Los Angeles | 135211 | 75849513 | 102516712 | 1910264508 | 20 | 20_1_31000 | SIGNAL HILL PETROLEUM INC | [7 empty] | 211111 | -118.1589 | 33.8045 |  | 106 | 999 |  |  |  | 90806
06037 |  | California | Los Angeles | 135211 | 75849813 | 102517012 | 1910264508 | 23 | 23_1_31000 | SIGNAL HILL PETROLEUM INC | [7 empty] | 211111 | -118.1589 | 33.8045 |  | 106 | 999 |  |  |  | 90806
06037 |  | California | Los Angeles | 135211 | 75849913 | 102517112 | 1910264508 | 24 | 24_1_31000 | SIGNAL HILL PETROLEUM INC | [7 empty] | 211111 | -118.1589 | 33.8045 |  | 106 | 999 |  |  |  | 90806
06037 |  | California | Los Angeles | 14027111 | 85400813 | 101956012 | 1910261490 | 20 | 20_1_31000 | WARREN E & P, INC. | [7 empty] | 211111 | -118.2344 | 33.7828 |  |  | 999 |  |  |  | 90744
06037 |  | California | Los Angeles | 14027111 | 85400913 | 101955812 | 1910261490 | 19 | 19_1_31000 | WARREN E & P, INC. | [7 empty] | 211111 | -118.2344 | 33.7828 |  |  | 999 |  |  |  | 90744
06037 |  | California | Los Angeles | 14027111 | 85401013 | 101955712 | 1910261490 | 18 | 18_1_31000 | WARREN E & P, INC. | [7 empty] | 211111 | -118.2344 | 33.7828 |  |  | 999 |  |  |  | 90744
06037 |  | California | Los Angeles | 14027111 | 85401113 | 101955612 | 1910261490 | 17 | 17_1_31000 | WARREN E & P, INC. | [7 empty] | 211111 | -118.2344 | 33.7828 |  |  | 999 |  |  |  | 90744
06037 |  | California | Los Angeles | 14027111 | 85401213 | 101955512 | 1910261490 | 16 | 16_1_31000 | WARREN E & P, INC. | [7 empty] | 211111 | -118.2344 | 33.7828 |  |  | 999 |  |  |  | 90744
06037 |  | California | Los Angeles | 14027111 | 85401313 | 101955412 | 1910261490 | 15 | 15_1_31000 | WARREN E & P, INC. | [7 empty] | 211111 | -118.2344 | 33.7828 |  |  | 999 |  |  |  | 90744
06037 |  | California | Los Angeles | 14027111 | 85401413 | 101955312 | 1910261490 | 14 | 14_1_31000 | WARREN E & P, INC. | [7 empty] | 211111 | -118.2344 | 33.7828 |  |  | 999 |  |  |  | 90744
06037 |  | California | Los Angeles | 14027111 | 85401513 | 101955212 | 1910261490 | 13 | 13_1_31000 | WARREN E & P, INC. | [7 empty] | 211111 | -118.2344 | 33.7828 |  |  | 999 |  |  |  | 90744
06037 |  | California | Los Angeles | 14027111 | 85401613 | 101955112 | 1910261490 | 12 | 12_1_31000 | WARREN E & P, INC. | [7 empty] | 211111 | -118.2344 | 33.7828 |  |  | 999 |  |  |  | 90744
06037 |  | California | Los Angeles | 14027111 | 85401713 | 101955012 | 1910261490 | 11 | 11_1_31000 | WARREN E & P, INC. | [7 empty] | 211111 | -118.2344 | 33.7828 |  |  | 999 |  |  |  | 90744
06037 |  | California | Los Angeles | 14027111 | 85401813 | 101954912 | 1910261490 | 10 | 10_1_31000 | WARREN E & P, INC. | [7 empty] | 211111 | -118.2344 | 33.7828 |  |  | 999 |  |  |  | 90744
06037 |  | California | Los Angeles | 14027111 | 85401913 | 101957012 | 1910261490 | 9 | 9_1_310001 | WARREN E & P, INC. | [7 empty] | 211111 | -118.2344 | 33.7828 |  |  | 999 |  |  |  | 90744
06037 |  | California | Los Angeles | 14027111 | 85402013 | 101956912 | 1910261490 | 8 | 8_1_310001 | WARREN E & P, INC. | [7 empty] | 211111 | -118.2344 | 33.7828 |  |  | 999 |  |  |  | 90744
06037 |  | California | Los Angeles | 14027111 | 85402113 | 101956812 | 1910261490 | 7 | 7_1_310001 | WARREN E & P, INC. | [7 empty] | 211111 | -118.2344 | 33.7828 |  |  | 999 |  |  |  | 90744
06037 |  | California | Los Angeles | 14027111 | 85402213 | 101956712 | 1910261490 | 6 | 6_1_310001 | WARREN E & P, INC. | [7 empty] | 211111 | -118.2344 | 33.7828 |  |  | 999 |  |  |  | 90744
06037 |  | California | Los Angeles | 14027111 | 85402713 | 101954812 | 1910261490 | 1 | 1_1_310004 | WARREN E & P, INC. | 0.48665 | 0.00224 | [5 empty] | 211111 | -118.2344 | 33.7828 |  |  | 999 |  |  |  | 90744
06037 |  | California | Los Angeles | 14034611 | 100858513 | 101392012 | 1910261019 | 40 | 40_1_31000 | SIGNAL HILL PETROLEUM INC | [7 empty] | 211111 | -118.176 | 33.8098 |  | 106 | 999 |  |  |  | 90755
06037 |  | California | Los Angeles | 14034611 | 100858613 | 101392112 | 1910261019 | 41 | 41_1_31000 | SIGNAL HILL PETROLEUM INC | [7 empty] | 211111 | -118.176 | 33.8098 |  | 106 | 999 |  |  |  | 90755
06037 |  | California | Los Angeles | 14034611 | 85475413 | 101391612 | 1910261019 | 37 | 37_1_31000 | SIGNAL HILL PETROLEUM INC | [7 empty] | 211111 | -118.176 | 33.8098 |  | 106 | 999 |  |  |  | 90755
06037 |  | California | Los Angeles | 14034611 | 85475513 | 101391512 | 1910261019 | 36 | 36_1_31000 | SIGNAL HILL PETROLEUM INC | [7 empty] | 211111 | -118.176 | 33.8098 |  | 106 | 999 |  |  |  | 90755
06037 |  | California | Los Angeles | 14034611 | 85475613 | 101391412 | 1910261019 | 35 | 35_1_31000 | SIGNAL HILL PETROLEUM INC | [7 empty] | 211111 | -118.176 | 33.8098 |  | 106 | 999 |  |  |  | 90755
06037 |  | California | Los Angeles | 14034611 | 85475713 | 101391312 | 1910261019 | 34 | 34_1_31000 | SIGNAL HILL PETROLEUM INC | [7 empty] | 211111 | -118.176 | 33.8098 |  | 106 | 999 |  |  |  | 90755
06037 |  | California | Los Angeles | 14034611 | 85475813 | 101391212 | 1910261019 | 33 | 33_1_31000 | SIGNAL HILL PETROLEUM INC | [7 empty] | 211111 | -118.176 | 33.8098 |  | 106 | 999 |  |  |  | 90755
06037 |  | California | Los Angeles | 14034611 | 85475913 | 101391112 | 1910261019 | 32 | 32_1_31000 | SIGNAL HILL PETROLEUM INC | [7 empty] | 211111 | -118.176 | 33.8098 |  | 106 | 999 |  |  |  | 90755
06037 |  | California | Los Angeles | 14034611 | 85476013 | 101391012 | 1910261019 | 31 | 31_1_31000 | SIGNAL HILL PETROLEUM INC | [7 empty] | 211111 | -118.176 | 33.8098 |  | 106 | 999 |  |  |  | 90755
06037 |  | California | Los Angeles | 14034811 | 101016813 | 101975512 | 1910261502 | 31 | 31_1_31000 | BREITBURN OPERATING LP | [7 empty] | 211111 | -118.0552 | 33.9364 |  |  | 999 |  |  |  | 90670
06037 |  | California | Los Angeles | 14034811 | 101016913 | 101975612 | 1910261502 | 32 | 32_1_31000 | BREITBURN OPERATING LP | [7 empty] | 211111 | -118.0552 | 33.9364 |  |  | 999 |  |  |  | 90670
06037 |  | California | Los Angeles | 14034811 | 101017013 | 101975712 | 1910261502 | 33 | 33_1_31000 | BREITBURN OPERATING LP | [7 empty] | 211111 | -118.0552 | 33.9364 |  |  | 999 |  |  |  | 90670
06037 |  | California | Los Angeles | 14034811 | 101017113 | 101975812 | 1910261502 | 34 | 34_1_31000 | BREITBURN OPERATING LP | [7 empty] | 211111 | -118.0552 | 33.9364 |  |  | 999 |  |  |  | 90670
06037 |  | California | Los Angeles | 14034811 | 85496113 | 101975412 | 1910261502 | 30 | 30_1_31000 | BREITBURN OPERATING LP | [7 empty] | 211111 | -118.0552 | 33.9364 |  |  | 999 |  |  |  | 90670
06037 |  | California | Los Angeles | 14034811 | 85496213 | 101975212 | 1910261502 | 29 | 29_1_31000 | BREITBURN OPERATING LP | [7 empty] | 211111 | -118.0552 | 33.9364 |  |  | 999 |  |  |  | 90670
06037 |  | California | Los Angeles | 14034811 | 85496313 | 101975112 | 1910261502 | 28 | 28_1_31000 | BREITBURN OPERATING LP | [7 empty] | 211111 | -118.0552 | 33.9364 |  |  | 999 |  |  |  | 90670
06037 |  | California | Los Angeles | 14034811 | 85496413 | 101975012 | 1910261502 | 27 | 27_1_31000 | BREITBURN OPERATING LP | [7 empty] | 211111 | -118.0552 | 33.9364 |  |  | 999 |  |  |  | 90670
06037 |  | California | Los Angeles | 14034811 | 85496513 | 101974912 | 1910261502 | 26 | 26_1_31000 | BREITBURN OPERATING LP | [7 empty] | 211111 | -118.0552 | 33.9364 |  |  | 999 |  |  |  | 90670
06037 |  | California | Los Angeles | 14034811 | 85496613 | 101974812 | 1910261502 | 25 | 25_1_31000 | BREITBURN OPERATING LP | [7 empty] | 211111 | -118.0552 | 33.9364 |  |  | 999 |  |  |  | 90670
06037 |  | California | Los Angeles | 14034811 | 85496713 | 101974712 | 1910261502 | 24 | 24_1_31000 | BREITBURN OPERATING LP | [7 empty] | 211111 | -118.0552 | 33.9364 |  |  | 999 |  |  |  | 90670
06037 |  | California | Los Angeles | 14034811 | 85496813 | 101974612 | 1910261502 | 23 | 23_1_31000 | BREITBURN OPERATING LP | [7 empty] | 211111 | -118.0552 | 33.9364 |  |  | 999 |  |  |  | 90670
06037 |  | California | Los Angeles | 14034811 | 85497113 | 101974312 | 1910261502 | 20 | 20_1_31000 | BREITBURN OPERATING LP | [7 empty] | 211111 | -118.0552 | 33.9364 |  |  | 999 |  |  |  | 90670
06037 |  | California | Los Angeles | 14034811 | 85497213 | 101974112 | 1910261502 | 19 | 19_1_31000 | BREITBURN OPERATING LP | [7 empty] | 211111 | -118.0552 | 33.9364 |  |  | 999 |  |  |  | 90670
06037 |  | California | Los Angeles | 14034811 | 85497313 | 101974012 | 1910261502 | 18 | 18_1_31000 | BREITBURN OPERATING LP | [7 empty] | 211111 | -118.0552 | 33.9364 |  |  | 999 |  |  |  | 90670
06037 |  | California | Los Angeles | 14034811 | 85497413 | 101973912 | 1910261502 | 17 | 17_1_31000 | BREITBURN OPERATING LP | [7 empty] | 211111 | -118.0552 | 33.9364 |  |  | 999 |  |  |  | 90670
06037 |  | California | Los Angeles | 14034811 | 85497513 | 101973812 | 1910261502 | 16 | 16_1_31000 | BREITBURN OPERATING LP | [7 empty] | 211111 | -118.0552 | 33.9364 |  |  | 999 |  |  |  | 90670
06037 |  | California | Los Angeles | 14034911 | 101017913 | 101981512 | 1910261502 | 10 | 10_1_31000 | BREITBURN OPERATING L.P. | [7 empty] | 211111 | -118.2758 | 33.9041 |  |  | 999 |  |  |  | 90061
06037 |  | California | Los Angeles | 14034911 | 101018013 | 101981612 | 1910261502 | 11 | 11_1_31000 | BREITBURN OPERATING L.P. | [7 empty] | 211111 | -118.2758 | 33.9041 |  |  | 999 |  |  |  | 90061
06037 |  | California | Los Angeles | 14034911 | 101018113 | 101981712 | 1910261502 | 12 | 12_1_31000 | BREITBURN OPERATING L.P. | [7 empty] | 211111 | -118.2758 | 33.9041 |  |  | 999 |  |  |  | 90061
06037 |  | California | Los Angeles | 14034911 | 101018213 | 101981812 | 1910261502 | 13 | 13_1_31000 | BREITBURN OPERATING L.P. | [7 empty] | 211111 | -118.2758 | 33.9041 |  |  | 999 |  |  |  | 90061
06037 |  | California | Los Angeles | 14034911 | 101018313 | 101981912 | 1910261502 | 14 | 14_1_31000 | BREITBURN OPERATING L.P. | [7 empty] | 211111 | -118.2758 | 33.9041 |  |  | 999 |  |  |  | 90061
06037 |  | California | Los Angeles | 14034911 | 101018413 | 101982312 | 1910261502 | 5 | 5_1_310001 | BREITBURN OPERATING L.P. | [7 empty] | 211111 | -118.2758 | 33.9041 |  |  | 999 |  |  |  | 90061
06037 |  | California | Los Angeles | 14034911 | 101018513 | 101982412 | 1910261502 | 6 | 6_1_310001 | BREITBURN OPERATING L.P. | [7 empty] | 211111 | -118.2758 | 33.9041 |  |  | 999 |  |  |  | 90061
06037 |  | California | Los Angeles | 14034911 | 101018613 | 101982512 | 1910261502 | 7 | 7_1_310001 | BREITBURN OPERATING L.P. | [7 empty] | 211111 | -118.2758 | 33.9041 |  |  | 999 |  |  |  | 90061
06037 |  | California | Los Angeles | 14034911 | 101018713 | 101982612 | 1910261502 | 8 | 8_1_310001 | BREITBURN OPERATING L.P. | [7 empty] | 211111 | -118.2758 | 33.9041 |  |  | 999 |  |  |  | 90061
06037 |  | California | Los Angeles | 14034911 | 101018813 | 101982712 | 1910261502 | 9 | 9_1_310001 | BREITBURN OPERATING L.P. | [7 empty] | 211111 | -118.2758 | 33.9041 |  |  | 999 |  |  |  | 90061
06037 |  | California | Los Angeles | 14034911 | 85499113 | 101982212 | 1910261502 | 4 | 4_1_310001 | BREITBURN OPERATING L.P. | [7 empty] | 211111 | -118.2758 | 33.9041 |  |  | 999 |  |  |  | 90061
06037 |  | California | Los Angeles | 14034911 | 85499213 | 101982112 | 1910261502 | 3 | 3_1_310001 | BREITBURN OPERATING L.P. | [7 empty] | 211111 | -118.2758 | 33.9041 |  |  | 999 |  |  |  | 90061
06037 |  | California | Los Angeles | 14034911 | 85499313 | 101982012 | 1910261502 | 2 | 2_1_310001 | BREITBURN OPERATING L.P. | [7 empty] | 211111 | -118.2758 | 33.9041 |  |  | 999 |  |  |  | 90061
06037 |  | California | Los Angeles | 14035611 | 85515713 | 101989612 | 1910261515 | 11 | 11_1_31000 | OXY USA, INC | [7 empty] | 211111 | -117.9565 | 33.9659 |  |  | 999 |  |  |  | 90631
06037 |  | California | Los Angeles | 14035611 | 85515813 | 101989512 | 1910261515 | 10 | 10_1_31000 | OXY USA, INC | [7 empty] | 211111 | -117.9565 | 33.9659 |  |  | 999 |  |  |  | 90631
06037 |  | California | Los Angeles | 14035611 | 85515913 | 101992312 | 1910261515 | 9 | 9_1_310001 | OXY USA, INC | [7 empty] | 211111 | -117.9565 | 33.9659 |  |  | 999 |  |  |  | 90631
06037 |  | California | Los Angeles | 14035611 | 85516013 | 101992212 | 1910261515 | 8 | 8_1_310001 | OXY USA, INC | [7 empty] | 211111 | -117.9565 | 33.9659 |  |  | 999 |  |  |  | 90631
06037 |  | California | Los Angeles | 14035611 | 85516113 | 101992112 | 1910261515 | 7 | 7_1_310001 | OXY USA, INC | [7 empty] | 211111 | -117.9565 | 33.9659 |  |  | 999 |  |  |  | 90631
06037 |  | California | Los Angeles | 14035611 | 85516213 | 101992012 | 1910261515 | 6 | 6_1_310001 | OXY USA, INC | [7 empty] | 211111 | -117.9565 | 33.9659 |  |  | 999 |  |  |  | 90631
06037 |  | California | Los Angeles | 14035611 | 85516313 | 101991912 | 1910261515 | 5 | 5_1_310001 | OXY USA, INC | [7 empty] | 211111 | -117.9565 | 33.9659 |  |  | 999 |  |  |  | 90631
06037 |  | California | Los Angeles | 14035611 | 85516413 | 101991812 | 1910261515 | 4 | 4_1_310001 | OXY USA, INC | [7 empty] | 211111 | -117.9565 | 33.9659 |  |  | 999 |  |  |  | 90631
06037 |  | California | Los Angeles | 14037711 | 101017613 | 101978712 | 1910261502 | 23 | 23_1_31000 | BREITBURN OPERATING L.P. | [7 empty] | 211111 | -118.2754 | 33.9019 |  |  | 999 |  |  |  | 90059
06037 |  | California | Los Angeles | 14037711 | 101017713 | 101978812 | 1910261502 | 24 | 24_1_31000 | BREITBURN OPERATING L.P. | [7 empty] | 211111 | -118.2754 | 33.9019 |  |  | 999 |  |  |  | 90059
06037 |  | California | Los Angeles | 14037711 | 85588113 | 101978412 | 1910261502 | 20 | 20_1_31000 | BREITBURN OPERATING L.P. | [7 empty] | 211111 | -118.2754 | 33.9019 |  |  | 999 |  |  |  | 90059
06037 |  | California | Los Angeles | 14037711 | 85588213 | 101978212 | 1910261502 | 19 | 19_1_31000 | BREITBURN OPERATING L.P. | [7 empty] | 211111 | -118.2754 | 33.9019 |  |  | 999 |  |  |  | 90059
06037 |  | California | Los Angeles | 14037711 | 85588313 | 101978112 | 1910261502 | 18 | 18_1_31000 | BREITBURN OPERATING L.P. | [7 empty] | 211111 | -118.2754 | 33.9019 |  |  | 999 |  |  |  | 90059
06037 |  | California | Los Angeles | 14037711 | 85588413 | 101978012 | 1910261502 | 17 | 17_1_31000 | BREITBURN OPERATING L.P. | [7 empty] | 211111 | -118.2754 | 33.9019 |  |  | 999 |  |  |  | 90059
06037 |  | California | Los Angeles | 14037711 | 85588513 | 101977912 | 1910261502 | 16 | 16_1_31000 | BREITBURN OPERATING L.P. | [7 empty] | 211111 | -118.2754 | 33.9019 |  |  | 999 |  |  |  | 90059
06037 |  | California | Los Angeles | 14037711 | 85588613 | 101977812 | 1910261502 | 15 | 15_1_31000 | BREITBURN OPERATING L.P. | [7 empty] | 211111 | -118.2754 | 33.9019 |  |  | 999 |  |  |  | 90059
06037 |  | California | Los Angeles | 14037711 | 85588713 | 101977712 | 1910261502 | 14 | 14_1_31000 | BREITBURN OPERATING L.P. | [7 empty] | 211111 | -118.2754 | 33.9019 |  |  | 999 |  |  |  | 90059
06037 |  | California | Los Angeles | 14037711 | 85588813 | 101977612 | 1910261502 | 13 | 13_1_31000 | BREITBURN OPERATING L.P. | [7 empty] | 211111 | -118.2754 | 33.9019 |  |  | 999 |  |  |  | 90059
06037 |  | California | Los Angeles | 14037711 | 85588913 | 101977512 | 1910261502 | 12 | 12_1_31000 | BREITBURN OPERATING L.P. | [7 empty] | 211111 | -118.2754 | 33.9019 |  |  | 999 |  |  |  | 90059
06037 |  | California | Los Angeles | 14037711 | 85589013 | 101977412 | 1910261502 | 11 | 11_1_31000 | BREITBURN OPERATING L.P. | [7 empty] | 211111 | -118.2754 | 33.9019 |  |  | 999 |  |  |  | 90059
06037 |  | California | Los Angeles | 14037711 | 85589113 | 101977312 | 1910261502 | 10 | 10_1_31000 | BREITBURN OPERATING L.P. | [7 empty] | 211111 | -118.2754 | 33.9019 |  |  | 999 |  |  |  | 90059
06037 |  | California | Los Angeles | 14037711 | 85589213 | 101980112 | 1910261502 | 9 | 9_1_310001 | BREITBURN OPERATING L.P. | [7 empty] | 211111 | -118.2754 | 33.9019 |  |  | 999 |  |  |  | 90059
06037 |  | California | Los Angeles | 14037711 | 85589313 | 101980012 | 1910261502 | 8 | 8_1_310001 | BREITBURN OPERATING L.P. | [7 empty] | 211111 | -118.2754 | 33.9019 |  |  | 999 |  |  |  | 90059
06037 |  | California | Los Angeles | 14038011 | 85592313 | 101952612 | 1910261488 | 7 | 7_1_310001 | VINTAGE PRODUCTION CALIFORNIA LLC | [7 empty] | 211111 | -118.6241 | 34.4958 |  |  | 999 |  |  |  | 91310
06037 |  | California | Los Angeles | 14038011 | 85592413 | 101951712 | 1910261488 | 16 | 16_1_31000 | VINTAGE PRODUCTION CALIFORNIA LLC | [7 empty] | 211111 | -118.6241 | 34.4958 |  |  | 999 |  |  |  | 91310
06037 |  | California | Los Angeles | 14038011 | 85592513 | 101951612 | 1910261488 | 15 | 15_1_31000 | VINTAGE PRODUCTION CALIFORNIA LLC | [7 empty] | 211111 | -118.6241 | 34.4958 |  |  | 999 |  |  |  | 91310
06037 |  | California | Los Angeles | 14038011 | 85592613 | 101951512 | 1910261488 | 14 | 14_1_31000 | VINTAGE PRODUCTION CALIFORNIA LLC | [7 empty] | 211111 | -118.6241 | 34.4958 |  |  | 999 |  |  |  | 91310
06037 |  | California | Los Angeles | 14038011 | 85592713 | 101951412 | 1910261488 | 13 | 13_1_31000 | VINTAGE PRODUCTION CALIFORNIA LLC | [7 empty] | 211111 | -118.6241 | 34.4958 |  |  | 999 |  |  |  | 91310
06037 |  | California | Los Angeles | 14038011 | 85592813 | 101951312 | 1910261488 | 12 | 12_1_31000 | VINTAGE PRODUCTION CALIFORNIA LLC | [7 empty] | 211111 | -118.6241 | 34.4958 |  |  | 999 |  |  |  | 91310
06037 |  | California | Los Angeles | 14038011 | 85592913 | 101951212 | 1910261488 | 11 | 11_1_31000 | VINTAGE PRODUCTION CALIFORNIA LLC | [7 empty] | 211111 | -118.6241 | 34.4958 |  |  | 999 |  |  |  | 91310
06037 |  | California | Los Angeles | 14038011 | 85593013 | 101951112 | 1910261488 | 10 | 10_1_31000 | VINTAGE PRODUCTION CALIFORNIA LLC | [7 empty] | 211111 | -118.6241 | 34.4958 |  |  | 999 |  |  |  | 91310
06037 |  | California | Los Angeles | 14038011 | 85593113 | 101952812 | 1910261488 | 9 | 9_1_310001 | VINTAGE PRODUCTION CALIFORNIA LLC | [7 empty] | 211111 | -118.6241 | 34.4958 |  |  | 999 |  |  |  | 91310
06037 |  | California | Los Angeles | 14038011 | 85593213 | 101952712 | 1910261488 | 8 | 8_1_310001 | VINTAGE PRODUCTION CALIFORNIA LLC | [7 empty] | 211111 | -118.6241 | 34.4958 |  |  | 999 |  |  |  | 91310
06037 |  | California | Los Angeles | 14038011 | 85593713 | 101951812 | 1910261488 | 2 | 2_1_310004 | VINTAGE PRODUCTION CALIFORNIA LLC | 6.5e-06 | 3e-08 | [5 empty] | 211111 | -118.6241 | 34.4958 |  |  | 999 |  |  |  | 91310
06037 |  | California | Los Angeles | 14044711 | 85603413 | 101738512 | 1910261321 | 14 | 14_1_31000 | BP WEST COAST PRODUCTS, LLC/CARSON TERMI | [7 empty] | 424710 | -118.2573 | 33.802 |  | 131 | 999 |  |  |  | 90745
06037 |  | California | Los Angeles | 14044711 | 85603513 | 101738412 | 1910261321 | 13 | 13_1_31000 | BP WEST COAST PRODUCTS, LLC/CARSON TERMI | [7 empty] | 424710 | -118.2573 | 33.802 |  | 131 | 999 |  |  |  | 90745
06037 |  | California | Los Angeles | 14046111 | 85640513 | 101953612 | 1910261488 | 15 | 15_1_31000 | VINTAGE PRODUCTION CALIFORNIA LLC | [7 empty] | 211111 | -118.6074 | 34.442 |  |  | 999 |  |  |  | 91310
06037 |  | California | Los Angeles | 14046111 | 85640613 | 101953512 | 1910261488 | 14 | 14_1_31000 | VINTAGE PRODUCTION CALIFORNIA LLC | [7 empty] | 211111 | -118.6074 | 34.442 |  |  | 999 |  |  |  | 91310
06037 |  | California | Los Angeles | 14046111 | 85640713 | 101953412 | 1910261488 | 13 | 13_1_31000 | VINTAGE PRODUCTION CALIFORNIA LLC | [7 empty] | 211111 | -118.6074 | 34.442 |  |  | 999 |  |  |  | 91310
06037 |  | California | Los Angeles | 14046111 | 85640813 | 101953312 | 1910261488 | 12 | 12_1_31000 | VINTAGE PRODUCTION CALIFORNIA LLC | [7 empty] | 211111 | -118.6074 | 34.442 |  |  | 999 |  |  |  | 91310
06037 |  | California | Los Angeles | 14046111 | 85640913 | 101953212 | 1910261488 | 11 | 11_1_31000 | VINTAGE PRODUCTION CALIFORNIA LLC | [7 empty] | 211111 | -118.6074 | 34.442 |  |  | 999 |  |  |  | 91310
06037 |  | California | Los Angeles | 14046111 | 85641013 | 101953112 | 1910261488 | 10 | 10_1_31000 | VINTAGE PRODUCTION CALIFORNIA LLC | [7 empty] | 211111 | -118.6074 | 34.442 |  |  | 999 |  |  |  | 91310
06037 |  | California | Los Angeles | 14046111 | 85641113 | 101954712 | 1910261488 | 9 | 9_1_310001 | VINTAGE PRODUCTION CALIFORNIA LLC | [7 empty] | 211111 | -118.6074 | 34.442 |  |  | 999 |  |  |  | 91310
06037 |  | California | Los Angeles | 14046111 | 85641213 | 101954612 | 1910261488 | 8 | 8_1_310001 | VINTAGE PRODUCTION CALIFORNIA LLC | [7 empty] | 211111 | -118.6074 | 34.442 |  |  | 999 |  |  |  | 91310
06037 |  | California | Los Angeles | 14046111 | 85641313 | 101954512 | 1910261488 | 7 | 7_1_310001 | VINTAGE PRODUCTION CALIFORNIA LLC | [7 empty] | 211111 | -118.6074 | 34.442 |  |  | 999 |  |  |  | 91310
06037 |  | California | Los Angeles | 14046111 | 85641413 | 101954412 | 1910261488 | 6 | 6_1_310001 | VINTAGE PRODUCTION CALIFORNIA LLC | [7 empty] | 211111 | -118.6074 | 34.442 |  |  | 999 |  |  |  | 91310
06037 |  | California | Los Angeles | 14046811 | 85668913 | 101749712 | 1910261339 | 2 | 2_1_310004 | PLAINS EXPLORATION & PRODUCTION CO, LP |  | 0.02195 | [5 empty] | 211111 | -118.3636 | 33.9903 |  | 106 | 999 |  |  |  | 90056
06037 |  | California | Los Angeles | 14046811 | 85668913 | 101749812 | 1910261339 | 2 | 2_11_31000 | PLAINS EXPLORATION & PRODUCTION CO, LP | 1.1026 | [6 empty] | 211111 | -118.3636 | 33.9903 |  | 106 | 999 |  |  |  | 90056
06037 |  | California | Los Angeles | 14047211 | 85683713 | 102009912 | 1910261518 | 20 | 20_1_31000 | VINTAGE PRODUCTION CALIFORNIA LLC | [7 empty] | 211111 | -118.5862 | 34.3777 |  |  | 999 |  |  |  | 91381
06037 |  | California | Los Angeles | 14047211 | 85683813 | 102009612 | 1910261518 | 19 | 19_1_31000 | VINTAGE PRODUCTION CALIFORNIA LLC | [7 empty] | 211111 | -118.5862 | 34.3777 |  |  | 999 |  |  |  | 91381
06037 |  | California | Los Angeles | 14047211 | 85683913 | 102009512 | 1910261518 | 18 | 18_1_31000 | VINTAGE PRODUCTION CALIFORNIA LLC | [7 empty] | 211111 | -118.5862 | 34.3777 |  |  | 999 |  |  |  | 91381
06037 |  | California | Los Angeles | 14047211 | 85684013 | 102009412 | 1910261518 | 17 | 17_1_31000 | VINTAGE PRODUCTION CALIFORNIA LLC | [7 empty] | 211111 | -118.5862 | 34.3777 |  |  | 999 |  |  |  | 91381
06037 |  | California | Los Angeles | 14047211 | 85684113 | 102009312 | 1910261518 | 16 | 16_1_31000 | VINTAGE PRODUCTION CALIFORNIA LLC | [7 empty] | 211111 | -118.5862 | 34.3777 |  |  | 999 |  |  |  | 91381
06037 |  | California | Los Angeles | 14047211 | 85684213 | 102009212 | 1910261518 | 15 | 15_1_31000 | VINTAGE PRODUCTION CALIFORNIA LLC | [7 empty] | 211111 | -118.5862 | 34.3777 |  |  | 999 |  |  |  | 91381
06037 |  | California | Los Angeles | 14047211 | 85684313 | 102009112 | 1910261518 | 14 | 14_1_31000 | VINTAGE PRODUCTION CALIFORNIA LLC | [7 empty] | 211111 | -118.5862 | 34.3777 |  |  | 999 |  |  |  | 91381
06037 |  | California | Los Angeles | 14047211 | 85684413 | 102009012 | 1910261518 | 13 | 13_1_31000 | VINTAGE PRODUCTION CALIFORNIA LLC | [7 empty] | 211111 | -118.5862 | 34.3777 |  |  | 999 |  |  |  | 91381
06037 |  | California | Los Angeles | 14047211 | 85684513 | 102008912 | 1910261518 | 12 | 12_1_31000 | VINTAGE PRODUCTION CALIFORNIA LLC | [7 empty] | 211111 | -118.5862 | 34.3777 |  |  | 999 |  |  |  | 91381
06037 |  | California | Los Angeles | 14047211 | 85684613 | 102008812 | 1910261518 | 11 | 11_1_31000 | VINTAGE PRODUCTION CALIFORNIA LLC | [7 empty] | 211111 | -118.5862 | 34.3777 |  |  | 999 |  |  |  | 91381
06037 |  | California | Los Angeles | 14047211 | 85685513 | 102009712 | 1910261518 | 2 | 2_1_310004 | VINTAGE PRODUCTION CALIFORNIA LLC |  | 0.0007 | [5 empty] | 211111 | -118.5862 | 34.3777 |  |  | 999 |  |  |  | 91381
06037 |  | California | Los Angeles | 14047211 | 85685513 | 102009812 | 1910261518 | 2 | 2_11_31000 | VINTAGE PRODUCTION CALIFORNIA LLC | 0.09319 | [6 empty] | 211111 | -118.5862 | 34.3777 |  |  | 999 |  |  |  | 91381
06037 |  | California | Los Angeles | 14056211 | 85894413 | 101758312 | 1910261339 | 19 | 19_1_31000 | PLAINS EXPLORATION & PRODUCTION COMPANY | [7 empty] | 211111 | -118.0936 | 34.0324 |  | 106 | 999 |  |  |  | 90640
06037 |  | California | Los Angeles | 14056211 | 85894513 | 101758212 | 1910261339 | 18 | 18_1_31000 | PLAINS EXPLORATION & PRODUCTION COMPANY | [7 empty] | 211111 | -118.0936 | 34.0324 |  | 106 | 999 |  |  |  | 90640
06037 |  | California | Los Angeles | 14056211 | 85894613 | 101758112 | 1910261339 | 17 | 17_1_31000 | PLAINS EXPLORATION & PRODUCTION COMPANY | [7 empty] | 211111 | -118.0936 | 34.0324 |  | 106 | 999 |  |  |  | 90640
06037 |  | California | Los Angeles | 14056211 | 85894713 | 101758012 | 1910261339 | 16 | 16_1_31000 | PLAINS EXPLORATION & PRODUCTION COMPANY | [7 empty] | 211111 | -118.0936 | 34.0324 |  | 106 | 999 |  |  |  | 90640
06037 |  | California | Los Angeles | 14056211 | 85894813 | 101757912 | 1910261339 | 15 | 15_1_31000 | PLAINS EXPLORATION & PRODUCTION COMPANY | [7 empty] | 211111 | -118.0936 | 34.0324 |  | 106 | 999 |  |  |  | 90640
06037 |  | California | Los Angeles | 14056211 | 85894913 | 101757812 | 1910261339 | 14 | 14_1_31000 | PLAINS EXPLORATION & PRODUCTION COMPANY | [7 empty] | 211111 | -118.0936 | 34.0324 |  | 106 | 999 |  |  |  | 90640
06037 |  | California | Los Angeles | 14056211 | 85895013 | 101757712 | 1910261339 | 13 | 13_1_31000 | PLAINS EXPLORATION & PRODUCTION COMPANY | [7 empty] | 211111 | -118.0936 | 34.0324 |  | 106 | 999 |  |  |  | 90640
06037 |  | California | Los Angeles | 14056211 | 85895113 | 101757612 | 1910261339 | 12 | 12_1_31000 | PLAINS EXPLORATION & PRODUCTION COMPANY | [7 empty] | 211111 | -118.0936 | 34.0324 |  | 106 | 999 |  |  |  | 90640
06037 |  | California | Los Angeles | 14056211 | 85895213 | 101757512 | 1910261339 | 11 | 11_1_31000 | PLAINS EXPLORATION & PRODUCTION COMPANY | [7 empty] | 211111 | -118.0936 | 34.0324 |  | 106 | 999 |  |  |  | 90640
06037 |  | California | Los Angeles | 14059111 | 86014313 | 101993212 | 1910261516 | 7 | 7_1_310001 | OXY USA, INC. | [7 empty] | 211111 | -117.9547 | 33.9532 |  |  | 999 |  |  |  | 90631
06037 |  | California | Los Angeles | 14059111 | 86014413 | 101993112 | 1910261516 | 6 | 6_1_310001 | OXY USA, INC. | [7 empty] | 211111 | -117.9547 | 33.9532 |  |  | 999 |  |  |  | 90631
06037 |  | California | Los Angeles | 14059111 | 86014513 | 101993012 | 1910261516 | 5 | 5_1_310001 | OXY USA, INC. | [7 empty] | 211111 | -117.9547 | 33.9532 |  |  | 999 |  |  |  | 90631
06037 |  | California | Los Angeles | 14059111 | 86014613 | 101992912 | 1910261516 | 4 | 4_1_310001 | OXY USA, INC. | [7 empty] | 211111 | -117.9547 | 33.9532 |  |  | 999 |  |  |  | 90631
06037 |  | California | Los Angeles | 14059111 | 86014713 | 101992812 | 1910261516 | 3 | 3_1_310001 | OXY USA, INC. | [7 empty] | 211111 | -117.9547 | 33.9532 |  |  | 999 |  |  |  | 90631
06037 |  | California | Los Angeles | 14059111 | 86014813 | 101992712 | 1910261516 | 2 | 2_1_310001 | OXY USA, INC. | [7 empty] | 211111 | -117.9547 | 33.9532 |  |  | 999 |  |  |  | 90631
06037 |  | California | Los Angeles | 14059111 | 86014913 | 101992412 | 1910261516 | 1 | 1_1_310001 | OXY USA, INC. | [7 empty] | 211111 | -117.9547 | 33.9532 |  |  | 999 |  |  |  | 90631
06037 |  | California | Los Angeles | 14078411 | 101254713 | 102615412 | 1910265789 | 6 | 6_1_310001 | GRANER OIL CO/SCHILLING | [7 empty] | 211111 | -118.1877 | 33.8026 |  |  | 999 |  |  |  | 90806
06037 |  | California | Los Angeles | 14078411 | 101254813 | 102615512 | 1910265789 | 7 | 7_1_310001 | GRANER OIL CO/SCHILLING | [7 empty] | 211111 | -118.1877 | 33.8026 |  |  | 999 |  |  |  | 90806
06037 |  | California | Los Angeles | 14078411 | 101254913 | 102615612 | 1910265789 | 8 | 8_1_310001 | GRANER OIL CO/SCHILLING | [7 empty] | 211111 | -118.1877 | 33.8026 |  |  | 999 |  |  |  | 90806
06037 |  | California | Los Angeles | 14079711 | 85811513 | 101980512 | 1910261502 | 12 | 12_1_31000 | BREITBURN OPERATING LP | [7 empty] | 211111 | -118.0641 | 33.9418 |  |  | 999 |  |  |  | 90670
06037 |  | California | Los Angeles | 14079711 | 85811613 | 101980412 | 1910261502 | 11 | 11_1_31000 | BREITBURN OPERATING LP | [7 empty] | 211111 | -118.0641 | 33.9418 |  |  | 999 |  |  |  | 90670
06037 |  | California | Los Angeles | 14079711 | 85811713 | 101980312 | 1910261502 | 10 | 10_1_31000 | BREITBURN OPERATING LP | [7 empty] | 211111 | -118.0641 | 33.9418 |  |  | 999 |  |  |  | 90670
06037 |  | California | Los Angeles | 14079711 | 85811813 | 101981312 | 1910261502 | 9 | 9_1_310001 | BREITBURN OPERATING LP | [7 empty] | 211111 | -118.0641 | 33.9418 |  |  | 999 |  |  |  | 90670
06037 |  | California | Los Angeles | 14079711 | 85811913 | 101981212 | 1910261502 | 8 | 8_1_310001 | BREITBURN OPERATING LP | [7 empty] | 211111 | -118.0641 | 33.9418 |  |  | 999 |  |  |  | 90670
06037 |  | California | Los Angeles | 14079711 | 85812013 | 101981112 | 1910261502 | 7 | 7_1_310001 | BREITBURN OPERATING LP | [7 empty] | 211111 | -118.0641 | 33.9418 |  |  | 999 |  |  |  | 90670
06037 |  | California | Los Angeles | 14079711 | 85812113 | 101981012 | 1910261502 | 6 | 6_1_310001 | BREITBURN OPERATING LP | [7 empty] | 211111 | -118.0641 | 33.9418 |  |  | 999 |  |  |  | 90670
06037 |  | California | Los Angeles | 14079711 | 85812213 | 101980912 | 1910261502 | 5 | 5_1_310001 | BREITBURN OPERATING LP | [7 empty] | 211111 | -118.0641 | 33.9418 |  |  | 999 |  |  |  | 90670
06037 |  | California | Los Angeles | 14079711 | 85812313 | 101980812 | 1910261502 | 4 | 4_1_310001 | BREITBURN OPERATING LP | [7 empty] | 211111 | -118.0641 | 33.9418 |  |  | 999 |  |  |  | 90670
06037 |  | California | Los Angeles | 14079711 | 85812413 | 101980712 | 1910261502 | 3 | 3_1_310001 | BREITBURN OPERATING LP | [7 empty] | 211111 | -118.0641 | 33.9418 |  |  | 999 |  |  |  | 90670
06037 |  | California | Los Angeles | 14079711 | 85812513 | 101980612 | 1910261502 | 2 | 2_1_310001 | BREITBURN OPERATING LP | [7 empty] | 211111 | -118.0641 | 33.9418 |  |  | 999 |  |  |  | 90670
06037 |  | California | Los Angeles | 14079811 | 85813513 | 101959112 | 1910261492 | 20 | 20_1_31000 | SIGNAL HILL PETROLEUM, INC. | [7 empty] | 211111 | -118.097 | 33.7596 |  |  | 999 |  |  |  | 90803
06037 |  | California | Los Angeles | 14079811 | 85813613 | 101958812 | 1910261492 | 19 | 19_1_31000 | SIGNAL HILL PETROLEUM, INC. | [7 empty] | 211111 | -118.097 | 33.7596 |  |  | 999 |  |  |  | 90803
06037 |  | California | Los Angeles | 14079811 | 85813713 | 101958712 | 1910261492 | 18 | 18_1_31000 | SIGNAL HILL PETROLEUM, INC. | [7 empty] | 211111 | -118.097 | 33.7596 |  |  | 999 |  |  |  | 90803
06037 |  | California | Los Angeles | 14079811 | 85813813 | 101958612 | 1910261492 | 17 | 17_1_31000 | SIGNAL HILL PETROLEUM, INC. | [7 empty] | 211111 | -118.097 | 33.7596 |  |  | 999 |  |  |  | 90803
06037 |  | California | Los Angeles | 14079811 | 85813913 | 101958512 | 1910261492 | 16 | 16_1_31000 | SIGNAL HILL PETROLEUM, INC. | [7 empty] | 211111 | -118.097 | 33.7596 |  |  | 999 |  |  |  | 90803
06037 |  | California | Los Angeles | 14079811 | 85814013 | 101958412 | 1910261492 | 15 | 15_1_31000 | SIGNAL HILL PETROLEUM, INC. | [7 empty] | 211111 | -118.097 | 33.7596 |  |  | 999 |  |  |  | 90803
06037 |  | California | Los Angeles | 14079811 | 85814113 | 101958312 | 1910261492 | 14 | 14_1_31000 | SIGNAL HILL PETROLEUM, INC. | [7 empty] | 211111 | -118.097 | 33.7596 |  |  | 999 |  |  |  | 90803
06037 |  | California | Los Angeles | 14079811 | 85814213 | 101958212 | 1910261492 | 13 | 13_1_31000 | SIGNAL HILL PETROLEUM, INC. | [7 empty] | 211111 | -118.097 | 33.7596 |  |  | 999 |  |  |  | 90803
06037 |  | California | Los Angeles | 14079811 | 85814313 | 101958112 | 1910261492 | 12 | 12_1_31000 | SIGNAL HILL PETROLEUM, INC. | [7 empty] | 211111 | -118.097 | 33.7596 |  |  | 999 |  |  |  | 90803
06037 |  | California | Los Angeles | 14079811 | 85814413 | 101958012 | 1910261492 | 11 | 11_1_31000 | SIGNAL HILL PETROLEUM, INC. | [7 empty] | 211111 | -118.097 | 33.7596 |  |  | 999 |  |  |  | 90803
06037 |  | California | Los Angeles | 14079811 | 85814513 | 101957912 | 1910261492 | 10 | 10_1_31000 | SIGNAL HILL PETROLEUM, INC. | [7 empty] | 211111 | -118.097 | 33.7596 |  |  | 999 |  |  |  | 90803
06037 |  | California | Los Angeles | 14079811 | 85814613 | 101959912 | 1910261492 | 9 | 9_1_310001 | SIGNAL HILL PETROLEUM, INC. | [7 empty] | 211111 | -118.097 | 33.7596 |  |  | 999 |  |  |  | 90803
06037 |  | California | Los Angeles | 14079811 | 85814713 | 101959812 | 1910261492 | 8 | 8_1_310001 | SIGNAL HILL PETROLEUM, INC. | [7 empty] | 211111 | -118.097 | 33.7596 |  |  | 999 |  |  |  | 90803
06037 |  | California | Los Angeles | 14079811 | 85814813 | 101959712 | 1910261492 | 7 | 7_1_310001 | SIGNAL HILL PETROLEUM, INC. | [7 empty] | 211111 | -118.097 | 33.7596 |  |  | 999 |  |  |  | 90803
06037 |  | California | Los Angeles | 14079811 | 85814913 | 101959612 | 1910261492 | 6 | 6_1_310001 | SIGNAL HILL PETROLEUM, INC. | [7 empty] | 211111 | -118.097 | 33.7596 |  |  | 999 |  |  |  | 90803
06037 |  | California | Los Angeles | 14079811 | 85815013 | 101959512 | 1910261492 | 5 | 5_1_310001 | SIGNAL HILL PETROLEUM, INC. | [7 empty] | 211111 | -118.097 | 33.7596 |  |  | 999 |  |  |  | 90803
06037 |  | California | Los Angeles | 16025411 | 101019013 | 101983412 | 1910261502 | 10 | 10_1_31000 | BREITBURN OPERATING L.P. | [7 empty] | 211111 | -118.2725 | 33.8974 |  |  | 999 |  |  |  | 90247
06037 |  | California | Los Angeles | 16025411 | 101019113 | 101983512 | 1910261502 | 11 | 11_1_31000 | BREITBURN OPERATING L.P. | [7 empty] | 211111 | -118.2725 | 33.8974 |  |  | 999 |  |  |  | 90247
06037 |  | California | Los Angeles | 16025411 | 101019213 | 101983612 | 1910261502 | 12 | 12_1_31000 | BREITBURN OPERATING L.P. | [7 empty] | 211111 | -118.2725 | 33.8974 |  |  | 999 |  |  |  | 90247
06037 |  | California | Los Angeles | 16025411 | 101019313 | 101983712 | 1910261502 | 13 | 13_1_31000 | BREITBURN OPERATING L.P. | [7 empty] | 211111 | -118.2725 | 33.8974 |  |  | 999 |  |  |  | 90247
06037 |  | California | Los Angeles | 16025411 | 101019413 | 101983812 | 1910261502 | 14 | 14_1_31000 | BREITBURN OPERATING L.P. | [7 empty] | 211111 | -118.2725 | 33.8974 |  |  | 999 |  |  |  | 90247
06037 |  | California | Los Angeles | 16025411 | 101019613 | 101984012 | 1910261502 | 3 | 3_1_310001 | BREITBURN OPERATING L.P. | [7 empty] | 211111 | -118.2725 | 33.8974 |  |  | 999 |  |  |  | 90247
06037 |  | California | Los Angeles | 16025411 | 101019713 | 101984112 | 1910261502 | 4 | 4_1_310001 | BREITBURN OPERATING L.P. | [7 empty] | 211111 | -118.2725 | 33.8974 |  |  | 999 |  |  |  | 90247
06037 |  | California | Los Angeles | 16025411 | 101019813 | 101984212 | 1910261502 | 5 | 5_1_310001 | BREITBURN OPERATING L.P. | [7 empty] | 211111 | -118.2725 | 33.8974 |  |  | 999 |  |  |  | 90247
06037 |  | California | Los Angeles | 16025411 | 101019913 | 101984312 | 1910261502 | 6 | 6_1_310001 | BREITBURN OPERATING L.P. | [7 empty] | 211111 | -118.2725 | 33.8974 |  |  | 999 |  |  |  | 90247
06037 |  | California | Los Angeles | 16025411 | 101020013 | 101984412 | 1910261502 | 7 | 7_1_310001 | BREITBURN OPERATING L.P. | [7 empty] | 211111 | -118.2725 | 33.8974 |  |  | 999 |  |  |  | 90247
06037 |  | California | Los Angeles | 16025411 | 101020113 | 101984512 | 1910261502 | 8 | 8_1_310001 | BREITBURN OPERATING L.P. | [7 empty] | 211111 | -118.2725 | 33.8974 |  |  | 999 |  |  |  | 90247
06037 |  | California | Los Angeles | 16025411 | 101020213 | 101984612 | 1910261502 | 9 | 9_1_310001 | BREITBURN OPERATING L.P. | [7 empty] | 211111 | -118.2725 | 33.8974 |  |  | 999 |  |  |  | 90247
06037 |  | California | Los Angeles | 16026511 | 101201013 | 102475812 | 1910264003 | 2 | 2_1_310001 | GRANER OIL CO/WILSON, ORR & BAASS | [7 empty] | 211111 | -118.3227 | 33.8113 |  |  | 999 |  |  |  | 90807
06037 |  | California | Los Angeles | 16026511 | 101201113 | 102475912 | 1910264003 | 3 | 3_1_310001 | GRANER OIL CO/WILSON, ORR & BAASS | [7 empty] | 211111 | -118.3227 | 33.8113 |  |  | 999 |  |  |  | 90807
06037 |  | California | Los Angeles | 16026511 | 101201213 | 102476012 | 1910264003 | 4 | 4_1_310001 | GRANER OIL CO/WILSON, ORR & BAASS | [7 empty] | 211111 | -118.3227 | 33.8113 |  |  | 999 |  |  |  | 90807
06037 |  | California | Los Angeles | 16027211 | 101041913 | 102058912 | 1910261582 | 10 | 10_1_31000 | LCW OIL OPERATIONS LLC | [7 empty] | 211111 | -118.1094 | 33.7587 |  |  | 999 |  |  |  | 90803
06037 |  | California | Los Angeles | 16027211 | 101042013 | 102059012 | 1910261582 | 11 | 11_1_31000 | LCW OIL OPERATIONS LLC | [7 empty] | 211111 | -118.1094 | 33.7587 |  |  | 999 |  |  |  | 90803
06037 |  | California | Los Angeles | 16027211 | 101042113 | 102059112 | 1910261582 | 12 | 12_1_31000 | LCW OIL OPERATIONS LLC | [7 empty] | 211111 | -118.1094 | 33.7587 |  |  | 999 |  |  |  | 90803
06037 |  | California | Los Angeles | 16027211 | 101042213 | 102059212 | 1910261582 | 13 | 13_1_31000 | LCW OIL OPERATIONS LLC | [7 empty] | 211111 | -118.1094 | 33.7587 |  |  | 999 |  |  |  | 90803
06037 |  | California | Los Angeles | 16027211 | 101042313 | 102059312 | 1910261582 | 14 | 14_1_31000 | LCW OIL OPERATIONS LLC | [7 empty] | 211111 | -118.1094 | 33.7587 |  |  | 999 |  |  |  | 90803
06037 |  | California | Los Angeles | 16027211 | 101042413 | 102059412 | 1910261582 | 15 | 15_1_31000 | LCW OIL OPERATIONS LLC | [7 empty] | 211111 | -118.1094 | 33.7587 |  |  | 999 |  |  |  | 90803
06037 |  | California | Los Angeles | 16027211 | 101042513 | 102059512 | 1910261582 | 16 | 16_1_31000 | LCW OIL OPERATIONS LLC | [7 empty] | 211111 | -118.1094 | 33.7587 |  |  | 999 |  |  |  | 90803
06037 |  | California | Los Angeles | 16027211 | 101042613 | 102059612 | 1910261582 | 17 | 17_1_31000 | LCW OIL OPERATIONS LLC | [7 empty] | 211111 | -118.1094 | 33.7587 |  |  | 999 |  |  |  | 90803
06037 |  | California | Los Angeles | 16027211 | 101042713 | 102059712 | 1910261582 | 18 | 18_1_31000 | LCW OIL OPERATIONS LLC | [7 empty] | 211111 | -118.1094 | 33.7587 |  |  | 999 |  |  |  | 90803
06037 |  | California | Los Angeles | 16027211 | 101042813 | 102059812 | 1910261582 | 19 | 19_1_31000 | LCW OIL OPERATIONS LLC | [7 empty] | 211111 | -118.1094 | 33.7587 |  |  | 999 |  |  |  | 90803
06037 |  | California | Los Angeles | 16027211 | 101043013 | 102060012 | 1910261582 | 20 | 20_1_31000 | LCW OIL OPERATIONS LLC | [7 empty] | 211111 | -118.1094 | 33.7587 |  |  | 999 |  |  |  | 90803
06037 |  | California | Los Angeles | 16027211 | 101043413 | 102060612 | 1910261582 | 3 | 3_1_310001 | LCW OIL OPERATIONS LLC | [7 empty] | 211111 | -118.1094 | 33.7587 |  |  | 999 |  |  |  | 90803
06037 |  | California | Los Angeles | 16027211 | 101043513 | 102060712 | 1910261582 | 4 | 4_1_310001 | LCW OIL OPERATIONS LLC | [7 empty] | 211111 | -118.1094 | 33.7587 |  |  | 999 |  |  |  | 90803
06037 |  | California | Los Angeles | 16027211 | 101043613 | 102060812 | 1910261582 | 5 | 5_1_310001 | LCW OIL OPERATIONS LLC | [7 empty] | 211111 | -118.1094 | 33.7587 |  |  | 999 |  |  |  | 90803
06037 |  | California | Los Angeles | 16027211 | 101043713 | 102060912 | 1910261582 | 6 | 6_1_310001 | LCW OIL OPERATIONS LLC | [7 empty] | 211111 | -118.1094 | 33.7587 |  |  | 999 |  |  |  | 90803
06037 |  | California | Los Angeles | 16027211 | 101043813 | 102061012 | 1910261582 | 7 | 7_1_310001 | LCW OIL OPERATIONS LLC | [7 empty] | 211111 | -118.1094 | 33.7587 |  |  | 999 |  |  |  | 90803
06037 |  | California | Los Angeles | 16027211 | 101043913 | 102061112 | 1910261582 | 8 | 8_1_310001 | LCW OIL OPERATIONS LLC | [7 empty] | 211111 | -118.1094 | 33.7587 |  |  | 999 |  |  |  | 90803
06037 |  | California | Los Angeles | 16027211 | 101044013 | 102061212 | 1910261582 | 9 | 9_1_310001 | LCW OIL OPERATIONS LLC | [7 empty] | 211111 | -118.1094 | 33.7587 |  |  | 999 |  |  |  | 90803
06037 |  | California | Los Angeles | 16028011 | 101024113 | 101995012 | 1910261516 | 10 | 10_1_31000 | OXY USA, INC. | [7 empty] | 211111 | -118.1618 | 34.0087 |  |  | 999 |  |  |  | 90040
06037 |  | California | Los Angeles | 16028011 | 101024213 | 101995112 | 1910261516 | 11 | 11_1_31000 | OXY USA, INC. | [7 empty] | 211111 | -118.1618 | 34.0087 |  |  | 999 |  |  |  | 90040
06037 |  | California | Los Angeles | 16028011 | 101024313 | 101995212 | 1910261516 | 12 | 12_1_31000 | OXY USA, INC. | [7 empty] | 211111 | -118.1618 | 34.0087 |  |  | 999 |  |  |  | 90040
06037 |  | California | Los Angeles | 16028011 | 101024713 | 101995612 | 1910261516 | 5 | 5_1_310001 | OXY USA, INC. | [7 empty] | 211111 | -118.1618 | 34.0087 |  |  | 999 |  |  |  | 90040
06037 |  | California | Los Angeles | 16028011 | 101024813 | 101995712 | 1910261516 | 6 | 6_1_310001 | OXY USA, INC. | [7 empty] | 211111 | -118.1618 | 34.0087 |  |  | 999 |  |  |  | 90040
06037 |  | California | Los Angeles | 16028011 | 101024913 | 101995812 | 1910261516 | 7 | 7_1_310001 | OXY USA, INC. | [7 empty] | 211111 | -118.1618 | 34.0087 |  |  | 999 |  |  |  | 90040
06037 |  | California | Los Angeles | 16028011 | 101025013 | 101995912 | 1910261516 | 8 | 8_1_310001 | OXY USA, INC. | [7 empty] | 211111 | -118.1618 | 34.0087 |  |  | 999 |  |  |  | 90040
06037 |  | California | Los Angeles | 16028011 | 101025113 | 101996012 | 1910261516 | 9 | 9_1_310001 | OXY USA, INC. | [7 empty] | 211111 | -118.1618 | 34.0087 |  |  | 999 |  |  |  | 90040
06037 |  | California | Los Angeles | 16028111 | 100994613 | 101912312 | 1910261446 | 10 | 10_1_31000 | PLAINS EXPLORATION AND PRODUCTION CO | [7 empty] | 211111 | -118.2964 | 34.0255 |  |  | 999 |  |  |  | 90007
06037 |  | California | Los Angeles | 16028111 | 100994713 | 101912412 | 1910261446 | 11 | 11_1_31000 | PLAINS EXPLORATION AND PRODUCTION CO | [7 empty] | 211111 | -118.2964 | 34.0255 |  |  | 999 |  |  |  | 90007
06037 |  | California | Los Angeles | 16028111 | 100994813 | 101912512 | 1910261446 | 12 | 12_1_31000 | PLAINS EXPLORATION AND PRODUCTION CO | [7 empty] | 211111 | -118.2964 | 34.0255 |  |  | 999 |  |  |  | 90007
06037 |  | California | Los Angeles | 16028111 | 100994913 | 101912612 | 1910261446 | 13 | 13_1_31000 | PLAINS EXPLORATION AND PRODUCTION CO | [7 empty] | 211111 | -118.2964 | 34.0255 |  |  | 999 |  |  |  | 90007
06037 |  | California | Los Angeles | 16028111 | 100995313 | 101913312 | 1910261446 | 5 | 5_1_310001 | PLAINS EXPLORATION AND PRODUCTION CO | [7 empty] | 211111 | -118.2964 | 34.0255 |  |  | 999 |  |  |  | 90007
06037 |  | California | Los Angeles | 16028111 | 100995413 | 101913412 | 1910261446 | 6 | 6_1_310001 | PLAINS EXPLORATION AND PRODUCTION CO | [7 empty] | 211111 | -118.2964 | 34.0255 |  |  | 999 |  |  |  | 90007
06037 |  | California | Los Angeles | 16028111 | 100995513 | 101913512 | 1910261446 | 7 | 7_1_310001 | PLAINS EXPLORATION AND PRODUCTION CO | [7 empty] | 211111 | -118.2964 | 34.0255 |  |  | 999 |  |  |  | 90007
06037 |  | California | Los Angeles | 16028111 | 100995613 | 101913612 | 1910261446 | 8 | 8_1_310001 | PLAINS EXPLORATION AND PRODUCTION CO | [7 empty] | 211111 | -118.2964 | 34.0255 |  |  | 999 |  |  |  | 90007
06037 |  | California | Los Angeles | 16028111 | 100995713 | 101913712 | 1910261446 | 9 | 9_1_310001 | PLAINS EXPLORATION AND PRODUCTION CO | [7 empty] | 211111 | -118.2964 | 34.0255 |  |  | 999 |  |  |  | 90007
06037 |  | California | Los Angeles | 16028311 | 101036013 | 102048512 | 1910261563 | 10 | 10_1_31000 | ROSECRANS ENERGY | [7 empty] | 211111 | -124.1981 | 40.7924 |  |  | 999 |  |  |  | 90061
06037 |  | California | Los Angeles | 16028311 | 101036113 | 102048612 | 1910261563 | 11 | 11_1_31000 | ROSECRANS ENERGY | [7 empty] | 211111 | -124.1981 | 40.7924 |  |  | 999 |  |  |  | 90061
06037 |  | California | Los Angeles | 16028311 | 101036213 | 102048712 | 1910261563 | 12 | 12_1_31000 | ROSECRANS ENERGY | [7 empty] | 211111 | -124.1981 | 40.7924 |  |  | 999 |  |  |  | 90061
06037 |  | California | Los Angeles | 16028311 | 101036313 | 102048812 | 1910261563 | 13 | 13_1_31000 | ROSECRANS ENERGY | [7 empty] | 211111 | -124.1981 | 40.7924 |  |  | 999 |  |  |  | 90061
06037 |  | California | Los Angeles | 16028311 | 101036413 | 102048912 | 1910261563 | 14 | 14_1_31000 | ROSECRANS ENERGY | [7 empty] | 211111 | -124.1981 | 40.7924 |  |  | 999 |  |  |  | 90061
06037 |  | California | Los Angeles | 16028311 | 101036513 | 102049012 | 1910261563 | 15 | 15_1_31000 | ROSECRANS ENERGY | [7 empty] | 211111 | -124.1981 | 40.7924 |  |  | 999 |  |  |  | 90061
06037 |  | California | Los Angeles | 16028311 | 101036613 | 102049112 | 1910261563 | 16 | 16_1_31000 | ROSECRANS ENERGY | [7 empty] | 211111 | -124.1981 | 40.7924 |  |  | 999 |  |  |  | 90061
06037 |  | California | Los Angeles | 16028311 | 101036713 | 102049212 | 1910261563 | 17 | 17_1_31000 | ROSECRANS ENERGY | [7 empty] | 211111 | -124.1981 | 40.7924 |  |  | 999 |  |  |  | 90061
06037 |  | California | Los Angeles | 16028311 | 101036813 | 102049312 | 1910261563 | 18 | 18_1_31000 | ROSECRANS ENERGY | [7 empty] | 211111 | -124.1981 | 40.7924 |  |  | 999 |  |  |  | 90061
06037 |  | California | Los Angeles | 16028311 | 101036913 | 102049412 | 1910261563 | 19 | 19_1_31000 | ROSECRANS ENERGY | [7 empty] | 211111 | -124.1981 | 40.7924 |  |  | 999 |  |  |  | 90061
06037 |  | California | Los Angeles | 16028311 | 101037413 | 102050212 | 1910261563 | 6 | 6_1_310001 | ROSECRANS ENERGY | [7 empty] | 211111 | -124.1981 | 40.7924 |  |  | 999 |  |  |  | 90061
06037 |  | California | Los Angeles | 16028311 | 101037513 | 102050312 | 1910261563 | 7 | 7_1_310001 | ROSECRANS ENERGY | [7 empty] | 211111 | -124.1981 | 40.7924 |  |  | 999 |  |  |  | 90061
06037 |  | California | Los Angeles | 16028311 | 101037613 | 102050412 | 1910261563 | 8 | 8_1_310001 | ROSECRANS ENERGY | [7 empty] | 211111 | -124.1981 | 40.7924 |  |  | 999 |  |  |  | 90061
06037 |  | California | Los Angeles | 16028311 | 101037713 | 102050512 | 1910261563 | 9 | 9_1_310001 | ROSECRANS ENERGY | [7 empty] | 211111 | -124.1981 | 40.7924 |  |  | 999 |  |  |  | 90061
06037 |  | California | Los Angeles | 16029311 | 101091613 | 102119012 | 1910261655 | 1 | 1_1_310001 | VINTAGE PRODUCTION CALIFORNIA LLC | [7 empty] | 211111 | -118.6929 | 34.433 |  |  | 999 |  |  |  | 91384
06037 |  | California | Los Angeles | 16029311 | 101091713 | 102119112 | 1910261655 | 2 | 2_1_310001 | VINTAGE PRODUCTION CALIFORNIA LLC | [7 empty] | 211111 | -118.6929 | 34.433 |  |  | 999 |  |  |  | 91384
06037 |  | California | Los Angeles | 16029311 | 101091813 | 102119212 | 1910261655 | 3 | 3_1_310001 | VINTAGE PRODUCTION CALIFORNIA LLC | [7 empty] | 211111 | -118.6929 | 34.433 |  |  | 999 |  |  |  | 91384
06037 |  | California | Los Angeles | 16029311 | 101091913 | 102119312 | 1910261655 | 4 | 4_1_310001 | VINTAGE PRODUCTION CALIFORNIA LLC | [7 empty] | 211111 | -118.6929 | 34.433 |  |  | 999 |  |  |  | 91384
06037 |  | California | Los Angeles | 16029311 | 101092013 | 102119412 | 1910261655 | 5 | 5_1_310001 | VINTAGE PRODUCTION CALIFORNIA LLC | [7 empty] | 211111 | -118.6929 | 34.433 |  |  | 999 |  |  |  | 91384
06037 |  | California | Los Angeles | 16029311 | 101092113 | 102119512 | 1910261655 | 6 | 6_1_310001 | VINTAGE PRODUCTION CALIFORNIA LLC | [7 empty] | 211111 | -118.6929 | 34.433 |  |  | 999 |  |  |  | 91384
06037 |  | California | Los Angeles | 16029311 | 101092213 | 102119612 | 1910261655 | 7 | 7_1_310001 | VINTAGE PRODUCTION CALIFORNIA LLC | [7 empty] | 211111 | -118.6929 | 34.433 |  |  | 999 |  |  |  | 91384
06037 |  | California | Los Angeles | 16029311 | 101092313 | 102119712 | 1910261655 | 8 | 8_1_310001 | VINTAGE PRODUCTION CALIFORNIA LLC | [7 empty] | 211111 | -118.6929 | 34.433 |  |  | 999 |  |  |  | 91384
06037 |  | California | Los Angeles | 16069711 | 101088813 | 102115512 | 1910261653 | 28 | 28_1_31000 | E&B NATURAL RESOURCES MANAGEMENT CORP | [7 empty] | 541611 | -118.2755 | 33.8055 |  |  | 999 |  |  |  | 90745
06037 |  | California | Los Angeles | 16069711 | 101088913 | 102115612 | 1910261653 | 29 | 29_1_31000 | E&B NATURAL RESOURCES MANAGEMENT CORP | [7 empty] | 541611 | -118.2755 | 33.8055 |  |  | 999 |  |  |  | 90745
06037 |  | California | Los Angeles | 164911 | 77181713 | 101381112 | 1910261012 | 1 | 1_1_310001 | TIDELANDS OIL PRODUCTION CO | [7 empty] | 211111 | -118.2415 | 33.7786 |  | 106 | 999 |  |  |  | 90744
06037 |  | California | Los Angeles | 164911 | 77181813 | 101381412 | 1910261012 | 2 | 2_1_310001 | TIDELANDS OIL PRODUCTION CO | [7 empty] | 211111 | -118.2415 | 33.7786 |  | 106 | 999 |  |  |  | 90744
06037 |  | California | Los Angeles | 164911 | 77181913 | 101381512 | 1910261012 | 3 | 3_1_310001 | TIDELANDS OIL PRODUCTION CO | [7 empty] | 211111 | -118.2415 | 33.7786 |  | 106 | 999 |  |  |  | 90744
06037 |  | California | Los Angeles | 164911 | 77182013 | 101381612 | 1910261012 | 4 | 4_1_310001 | TIDELANDS OIL PRODUCTION CO | [7 empty] | 211111 | -118.2415 | 33.7786 |  | 106 | 999 |  |  |  | 90744
06037 |  | California | Los Angeles | 164911 | 77182113 | 101381712 | 1910261012 | 5 | 5_1_310001 | TIDELANDS OIL PRODUCTION CO | [7 empty] | 211111 | -118.2415 | 33.7786 |  | 106 | 999 |  |  |  | 90744
06037 |  | California | Los Angeles | 164911 | 77182213 | 101381812 | 1910261012 | 6 | 6_1_310001 | TIDELANDS OIL PRODUCTION CO | [7 empty] | 211111 | -118.2415 | 33.7786 |  | 106 | 999 |  |  |  | 90744
06037 |  | California | Los Angeles | 164911 | 77182313 | 101381912 | 1910261012 | 7 | 7_1_310001 | TIDELANDS OIL PRODUCTION CO | [7 empty] | 211111 | -118.2415 | 33.7786 |  | 106 | 999 |  |  |  | 90744
06037 |  | California | Los Angeles | 164911 | 77182413 | 101382012 | 1910261012 | 8 | 8_1_310001 | TIDELANDS OIL PRODUCTION CO | [7 empty] | 211111 | -118.2415 | 33.7786 |  | 106 | 999 |  |  |  | 90744
06037 |  | California | Los Angeles | 2080111 | 101450713 | 103622512 | 1910269708 | 24 | 24_1_31000 | THE TERMO COMPANY | [7 empty] | 211111 | -118.2196 | 34.0695 |  | 106 | 999 |  |  |  | 90050
06037 |  | California | Los Angeles | 2080111 | 43106213 | 103620712 | 1910269708 | 1 | 1_1_310004 | THE TERMO COMPANY |  | 0.00065 | [5 empty] | 211111 | -118.2196 | 34.0695 |  | 106 | 999 |  |  |  | 90050 |  | R63-0036
06037 |  | California | Los Angeles | 2080111 | 43106213 | 103620812 | 1910269708 | 1 | 1_11_31000 | THE TERMO COMPANY | 0.14144 | [6 empty] | 211111 | -118.2196 | 34.0695 |  | 106 | 999 |  |  |  | 90050
06037 |  | California | Los Angeles | 2080111 | 43106313 | 103620912 | 1910269708 | 10 | 10_1_31000 | THE TERMO COMPANY | [7 empty] | 211111 | -118.2196 | 34.0695 |  | 106 | 999 |  |  |  | 90050 |  | R63-0036
06037 |  | California | Los Angeles | 2080111 | 43106413 | 103622412 | 1910269708 | 23 | 23_1_31000 | THE TERMO COMPANY | [7 empty] | 211111 | -118.2196 | 34.0695 |  | 106 | 999 |  |  |  | 90050 |  | R63-0087
06037 |  | California | Los Angeles | 2080111 | 43107013 | 103621912 | 1910269708 | 2 | 2_1_310004 | THE TERMO COMPANY |  | 0.00032 | [5 empty] | 211111 | -118.2196 | 34.0695 |  | 106 | 999 |  |  |  | 90050 |  | R63-0036
06037 |  | California | Los Angeles | 2080111 | 43107013 | 103622012 | 1910269708 | 2 | 2_11_31000 | THE TERMO COMPANY | 0.06895 | [6 empty] | 211111 | -118.2196 | 34.0695 |  | 106 | 999 |  |  |  | 90050
06037 |  | California | Los Angeles | 2080111 | 77809513 | 103621012 | 1910269708 | 11 | 11_1_31000 | THE TERMO COMPANY | [7 empty] | 211111 | -118.2196 | 34.0695 |  | 106 | 999 |  |  |  | 90050
06037 |  | California | Los Angeles | 2080111 | 77809613 | 103621112 | 1910269708 | 12 | 12_1_31000 | THE TERMO COMPANY | [7 empty] | 211111 | -118.2196 | 34.0695 |  | 106 | 999 |  |  |  | 90050
06037 |  | California | Los Angeles | 2080111 | 77809713 | 103621212 | 1910269708 | 13 | 13_1_31000 | THE TERMO COMPANY | [7 empty] | 211111 | -118.2196 | 34.0695 |  | 106 | 999 |  |  |  | 90050
06037 |  | California | Los Angeles | 2080111 | 77809813 | 103621312 | 1910269708 | 14 | 14_1_31000 | THE TERMO COMPANY | [7 empty] | 211111 | -118.2196 | 34.0695 |  | 106 | 999 |  |  |  | 90050
06037 |  | California | Los Angeles | 2080111 | 77809913 | 103621412 | 1910269708 | 15 | 15_1_31000 | THE TERMO COMPANY | [7 empty] | 211111 | -118.2196 | 34.0695 |  | 106 | 999 |  |  |  | 90050
06037 |  | California | Los Angeles | 2080111 | 77810013 | 103621512 | 1910269708 | 16 | 16_1_31000 | THE TERMO COMPANY | [7 empty] | 211111 | -118.2196 | 34.0695 |  | 106 | 999 |  |  |  | 90050
06037 |  | California | Los Angeles | 2080111 | 77810113 | 103621612 | 1910269708 | 17 | 17_1_31000 | THE TERMO COMPANY | [7 empty] | 211111 | -118.2196 | 34.0695 |  | 106 | 999 |  |  |  | 90050
06037 |  | California | Los Angeles | 2080111 | 77810213 | 103621712 | 1910269708 | 18 | 18_1_31000 | THE TERMO COMPANY | [7 empty] | 211111 | -118.2196 | 34.0695 |  | 106 | 999 |  |  |  | 90050
06037 |  | California | Los Angeles | 2080111 | 77810313 | 103621812 | 1910269708 | 19 | 19_1_31000 | THE TERMO COMPANY | [7 empty] | 211111 | -118.2196 | 34.0695 |  | 106 | 999 |  |  |  | 90050
06037 |  | California | Los Angeles | 2080111 | 77810413 | 103622112 | 1910269708 | 20 | 20_1_31000 | THE TERMO COMPANY | [7 empty] | 211111 | -118.2196 | 34.0695 |  | 106 | 999 |  |  |  | 90050
06037 |  | California | Los Angeles | 2081111 | 76168013 | 103630012 | 1910269815 | 9 | 9_1_310001 | PACIFIC COAST ENERGY COMPANY LP | [7 empty] | 211111 | -118.3911 | 34.0553 |  | 106 | 999 |  |  |  | 90035
06037 |  | California | Los Angeles | 2081111 | 76168113 | 103627812 | 1910269815 | 10 | 10_1_31000 | PACIFIC COAST ENERGY COMPANY LP | [7 empty] | 211111 | -118.3911 | 34.0553 |  | 106 | 999 |  |  |  | 90035
06037 |  | California | Los Angeles | 2081111 | 76168213 | 103627912 | 1910269815 | 11 | 11_1_31000 | PACIFIC COAST ENERGY COMPANY LP | [7 empty] | 211111 | -118.3911 | 34.0553 |  | 106 | 999 |  |  |  | 90035
06037 |  | California | Los Angeles | 2081111 | 76168313 | 103628012 | 1910269815 | 12 | 12_1_31000 | PACIFIC COAST ENERGY COMPANY LP | [7 empty] | 211111 | -118.3911 | 34.0553 |  | 106 | 999 |  |  |  | 90035
06037 |  | California | Los Angeles | 2081111 | 76168413 | 103628112 | 1910269815 | 13 | 13_1_31000 | PACIFIC COAST ENERGY COMPANY LP | [7 empty] | 211111 | -118.3911 | 34.0553 |  | 106 | 999 |  |  |  | 90035
06037 |  | California | Los Angeles | 2081111 | 76168513 | 103628212 | 1910269815 | 14 | 14_1_31000 | PACIFIC COAST ENERGY COMPANY LP | [7 empty] | 211111 | -118.3911 | 34.0553 |  | 106 | 999 |  |  |  | 90035
06037 |  | California | Los Angeles | 2081111 | 76168613 | 103628312 | 1910269815 | 15 | 15_1_31000 | PACIFIC COAST ENERGY COMPANY LP | [7 empty] | 211111 | -118.3911 | 34.0553 |  | 106 | 999 |  |  |  | 90035
06037 |  | California | Los Angeles | 2081111 | 76168713 | 103628412 | 1910269815 | 16 | 16_1_31000 | PACIFIC COAST ENERGY COMPANY LP | [7 empty] | 211111 | -118.3911 | 34.0553 |  | 106 | 999 |  |  |  | 90035
06037 |  | California | Los Angeles | 2081111 | 76168813 | 103628512 | 1910269815 | 17 | 17_1_31000 | PACIFIC COAST ENERGY COMPANY LP | [7 empty] | 211111 | -118.3911 | 34.0553 |  | 106 | 999 |  |  |  | 90035
06037 |  | California | Los Angeles | 2081111 | 76168913 | 103628612 | 1910269815 | 18 | 18_1_31000 | PACIFIC COAST ENERGY COMPANY LP | [7 empty] | 211111 | -118.3911 | 34.0553 |  | 106 | 999 |  |  |  | 90035
06037 |  | California | Los Angeles | 2081111 | 76169013 | 103628712 | 1910269815 | 19 | 19_1_31000 | PACIFIC COAST ENERGY COMPANY LP | [7 empty] | 211111 | -118.3911 | 34.0553 |  | 106 | 999 |  |  |  | 90035
06037 |  | California | Los Angeles | 2081111 | 76169113 | 103628912 | 1910269815 | 20 | 20_1_31000 | PACIFIC COAST ENERGY COMPANY LP | [7 empty] | 211111 | -118.3911 | 34.0553 |  | 106 | 999 |  |  |  | 90035
06037 |  | California | Los Angeles | 2081111 | 76169713 | 103629712 | 1910269815 | 6 | 6_1_310001 | PACIFIC COAST ENERGY COMPANY LP | [7 empty] | 211111 | -118.3911 | 34.0553 |  | 106 | 999 |  |  |  | 90035
06037 |  | California | Los Angeles | 2081111 | 76169813 | 103629812 | 1910269815 | 7 | 7_1_310001 | PACIFIC COAST ENERGY COMPANY LP | [7 empty] | 211111 | -118.3911 | 34.0553 |  | 106 | 999 |  |  |  | 90035
06037 |  | California | Los Angeles | 2081111 | 76169913 | 103629912 | 1910269815 | 8 | 8_1_310001 | PACIFIC COAST ENERGY COMPANY LP | [7 empty] | 211111 | -118.3911 | 34.0553 |  | 106 | 999 |  |  |  | 90035
06037 |  | California | Los Angeles | 2081211 | 101452113 | 103632112 | 1910269815 | 25 | 25_1_31000 | PACIFIC COAST ENERGY COMPANY LP | [7 empty] | 211111 | -118.4579 | 34.0585 |  |  | 999 |  |  |  | 90025
06037 |  | California | Los Angeles | 2081211 | 101452213 | 103632212 | 1910269815 | 26 | 26_1_31000 | PACIFIC COAST ENERGY COMPANY LP | [7 empty] | 211111 | -118.4579 | 34.0585 |  |  | 999 |  |  |  | 90025
06037 |  | California | Los Angeles | 2081211 | 101452313 | 103632312 | 1910269815 | 27 | 27_1_31000 | PACIFIC COAST ENERGY COMPANY LP | [7 empty] | 211111 | -118.4579 | 34.0585 |  |  | 999 |  |  |  | 90025
06037 |  | California | Los Angeles | 2081211 | 101452413 | 103632412 | 1910269815 | 28 | 28_1_31000 | PACIFIC COAST ENERGY COMPANY LP | [7 empty] | 211111 | -118.4579 | 34.0585 |  |  | 999 |  |  |  | 90025
06037 |  | California | Los Angeles | 2081211 | 101452513 | 103632512 | 1910269815 | 29 | 29_1_31000 | PACIFIC COAST ENERGY COMPANY LP | [7 empty] | 211111 | -118.4579 | 34.0585 |  |  | 999 |  |  |  | 90025
06037 |  | California | Los Angeles | 2081211 | 76171113 | 103630612 | 1910269815 | 12 | 12_1_31000 | PACIFIC COAST ENERGY COMPANY LP | [7 empty] | 211111 | -118.4579 | 34.0585 |  |  | 999 |  |  |  | 90025
06037 |  | California | Los Angeles | 2081211 | 76171213 | 103630712 | 1910269815 | 13 | 13_1_31000 | PACIFIC COAST ENERGY COMPANY LP | [7 empty] | 211111 | -118.4579 | 34.0585 |  |  | 999 |  |  |  | 90025
06037 |  | California | Los Angeles | 2081211 | 76171313 | 103630812 | 1910269815 | 14 | 14_1_31000 | PACIFIC COAST ENERGY COMPANY LP | [7 empty] | 211111 | -118.4579 | 34.0585 |  |  | 999 |  |  |  | 90025
06037 |  | California | Los Angeles | 2081211 | 76171413 | 103630912 | 1910269815 | 15 | 15_1_31000 | PACIFIC COAST ENERGY COMPANY LP | [7 empty] | 211111 | -118.4579 | 34.0585 |  |  | 999 |  |  |  | 90025
06037 |  | California | Los Angeles | 2081211 | 76171513 | 103631012 | 1910269815 | 16 | 16_1_31000 | PACIFIC COAST ENERGY COMPANY LP | [7 empty] | 211111 | -118.4579 | 34.0585 |  |  | 999 |  |  |  | 90025
06037 |  | California | Los Angeles | 2081211 | 76171613 | 103631112 | 1910269815 | 17 | 17_1_31000 | PACIFIC COAST ENERGY COMPANY LP | [7 empty] | 211111 | -118.4579 | 34.0585 |  |  | 999 |  |  |  | 90025
06037 |  | California | Los Angeles | 2081211 | 76171713 | 103631212 | 1910269815 | 18 | 18_1_31000 | PACIFIC COAST ENERGY COMPANY LP | [7 empty] | 211111 | -118.4579 | 34.0585 |  |  | 999 |  |  |  | 90025
06037 |  | California | Los Angeles | 2081211 | 76171813 | 103631312 | 1910269815 | 19 | 19_1_31000 | PACIFIC COAST ENERGY COMPANY LP | [7 empty] | 211111 | -118.4579 | 34.0585 |  |  | 999 |  |  |  | 90025
06037 |  | California | Los Angeles | 2081211 | 76171913 | 103631612 | 1910269815 | 20 | 20_1_31000 | PACIFIC COAST ENERGY COMPANY LP | [7 empty] | 211111 | -118.4579 | 34.0585 |  |  | 999 |  |  |  | 90025
06037 |  | California | Los Angeles | 2081211 | 76172213 | 103631912 | 1910269815 | 23 | 23_1_31000 | PACIFIC COAST ENERGY COMPANY LP | [7 empty] | 211111 | -118.4579 | 34.0585 |  |  | 999 |  |  |  | 90025
06037 |  | California | Los Angeles | 2081211 | 76172313 | 103632012 | 1910269815 | 24 | 24_1_31000 | PACIFIC COAST ENERGY COMPANY LP | [7 empty] | 211111 | -118.4579 | 34.0585 |  |  | 999 |  |  |  | 90025
06037 |  | California | Los Angeles | 2104011 | 76086113 | 102673112 | 1910266811 | 1 | 1_1_310004 | TIDELANDS OIL PRODUCTION COMPANY, ETAL | 0.34651 | 0.00159 | [5 empty] | 211111 | -118.2174 | 33.7628 |  | 106 | 999 |  |  |  | 90802
06037 |  | California | Los Angeles | 2104011 | 76087713 | 102674612 | 1910266811 | 17 | 17_1_31000 | TIDELANDS OIL PRODUCTION COMPANY, ETAL | [7 empty] | 211111 | -118.2174 | 33.7628 |  | 106 | 999 |  |  |  | 90802
06037 |  | California | Los Angeles | 2104011 | 76087813 | 102674712 | 1910266811 | 18 | 18_1_31000 | TIDELANDS OIL PRODUCTION COMPANY, ETAL | [7 empty] | 211111 | -118.2174 | 33.7628 |  | 106 | 999 |  |  |  | 90802
06037 |  | California | Los Angeles | 2104011 | 76087913 | 102674812 | 1910266811 | 19 | 19_1_31000 | TIDELANDS OIL PRODUCTION COMPANY, ETAL | [7 empty] | 211111 | -118.2174 | 33.7628 |  | 106 | 999 |  |  |  | 90802
06037 |  | California | Los Angeles | 2104011 | 76088013 | 102675012 | 1910266811 | 20 | 20_1_31000 | TIDELANDS OIL PRODUCTION COMPANY, ETAL | [7 empty] | 211111 | -118.2174 | 33.7628 |  | 106 | 999 |  |  |  | 90802
06037 |  | California | Los Angeles | 2104011 | 76088313 | 102675312 | 1910266811 | 23 | 23_1_31000 | TIDELANDS OIL PRODUCTION COMPANY, ETAL | [7 empty] | 211111 | -118.2174 | 33.7628 |  | 106 | 999 |  |  |  | 90802
06037 |  | California | Los Angeles | 2104011 | 76088413 | 102675412 | 1910266811 | 24 | 24_1_31000 | TIDELANDS OIL PRODUCTION COMPANY, ETAL | [7 empty] | 211111 | -118.2174 | 33.7628 |  | 106 | 999 |  |  |  | 90802
06037 |  | California | Los Angeles | 2124911 | 100956313 | 101800512 | 1910261362 | 25 | 25_1_31000 | HILLCREST BEVERLY OIL CORP | [7 empty] | 211111 | -118.4133 | 34.0455 |  | 106 | 999 |  |  |  | 90064
06037 |  | California | Los Angeles | 2124911 | 100956413 | 101800612 | 1910261362 | 26 | 26_1_31000 | HILLCREST BEVERLY OIL CORP | [7 empty] | 211111 | -118.4133 | 34.0455 |  | 106 | 999 |  |  |  | 90064
06037 |  | California | Los Angeles | 2124911 | 77237813 | 101801612 | 1910261362 | 9 | 9_1_310001 | HILLCREST BEVERLY OIL CORP | [7 empty] | 211111 | -118.4133 | 34.0455 |  | 106 | 999 |  |  |  | 90064
06037 |  | California | Los Angeles | 2124911 | 77237913 | 101798912 | 1910261362 | 10 | 10_1_31000 | HILLCREST BEVERLY OIL CORP | [7 empty] | 211111 | -118.4133 | 34.0455 |  | 106 | 999 |  |  |  | 90064
06037 |  | California | Los Angeles | 2124911 | 77238013 | 101799012 | 1910261362 | 11 | 11_1_31000 | HILLCREST BEVERLY OIL CORP | [7 empty] | 211111 | -118.4133 | 34.0455 |  | 106 | 999 |  |  |  | 90064
06037 |  | California | Los Angeles | 2124911 | 77238113 | 101799112 | 1910261362 | 12 | 12_1_31000 | HILLCREST BEVERLY OIL CORP | [7 empty] | 211111 | -118.4133 | 34.0455 |  | 106 | 999 |  |  |  | 90064
06037 |  | California | Los Angeles | 2124911 | 77238213 | 101799212 | 1910261362 | 13 | 13_1_31000 | HILLCREST BEVERLY OIL CORP | [7 empty] | 211111 | -118.4133 | 34.0455 |  | 106 | 999 |  |  |  | 90064
06037 |  | California | Los Angeles | 2124911 | 77238313 | 101799312 | 1910261362 | 14 | 14_1_31000 | HILLCREST BEVERLY OIL CORP | [7 empty] | 211111 | -118.4133 | 34.0455 |  | 106 | 999 |  |  |  | 90064
06037 |  | California | Los Angeles | 2124911 | 77238413 | 101799412 | 1910261362 | 15 | 15_1_31000 | HILLCREST BEVERLY OIL CORP | [7 empty] | 211111 | -118.4133 | 34.0455 |  | 106 | 999 |  |  |  | 90064
06037 |  | California | Los Angeles | 2124911 | 77238513 | 101799512 | 1910261362 | 16 | 16_1_31000 | HILLCREST BEVERLY OIL CORP | [7 empty] | 211111 | -118.4133 | 34.0455 |  | 106 | 999 |  |  |  | 90064
06037 |  | California | Los Angeles | 2124911 | 77238613 | 101799612 | 1910261362 | 17 | 17_1_31000 | HILLCREST BEVERLY OIL CORP | [7 empty] | 211111 | -118.4133 | 34.0455 |  | 106 | 999 |  |  |  | 90064
06037 |  | California | Los Angeles | 2124911 | 77238713 | 101799712 | 1910261362 | 18 | 18_1_31000 | HILLCREST BEVERLY OIL CORP | [7 empty] | 211111 | -118.4133 | 34.0455 |  | 106 | 999 |  |  |  | 90064
06037 |  | California | Los Angeles | 2124911 | 77238813 | 101799812 | 1910261362 | 19 | 19_1_31000 | HILLCREST BEVERLY OIL CORP | [7 empty] | 211111 | -118.4133 | 34.0455 |  | 106 | 999 |  |  |  | 90064
06037 |  | California | Los Angeles | 2124911 | 77238913 | 101800012 | 1910261362 | 20 | 20_1_31000 | HILLCREST BEVERLY OIL CORP | [7 empty] | 211111 | -118.4133 | 34.0455 |  | 106 | 999 |  |  |  | 90064
06037 |  | California | Los Angeles | 2124911 | 77239213 | 101800312 | 1910261362 | 23 | 23_1_31000 | HILLCREST BEVERLY OIL CORP | [7 empty] | 211111 | -118.4133 | 34.0455 |  | 106 | 999 |  |  |  | 90064
06037 |  | California | Los Angeles | 2124911 | 77239313 | 101800412 | 1910261362 | 24 | 24_1_31000 | HILLCREST BEVERLY OIL CORP | [7 empty] | 211111 | -118.4133 | 34.0455 |  | 106 | 999 |  |  |  | 90064
06037 |  | California | Los Angeles | 2206811 | 77767813 | 103522712 | 1910268251 | 14 | 14_1_31000 | BREA CANON OIL CO | [7 empty] | 211111 | -118.263 | 33.7992 |  | 106 | 999 |  |  |  | 90670
06037 |  | California | Los Angeles | 2206811 | 77767913 | 103522812 | 1910268251 | 15 | 15_1_31000 | BREA CANON OIL CO | [7 empty] | 211111 | -118.263 | 33.7992 |  | 106 | 999 |  |  |  | 90670
06037 |  | California | Los Angeles | 2206811 | 77768013 | 103522912 | 1910268251 | 16 | 16_1_31000 | BREA CANON OIL CO | [7 empty] | 211111 | -118.263 | 33.7992 |  | 106 | 999 |  |  |  | 90670
06037 |  | California | Los Angeles | 2206811 | 77768113 | 103523012 | 1910268251 | 17 | 17_1_31000 | BREA CANON OIL CO | [7 empty] | 211111 | -118.263 | 33.7992 |  | 106 | 999 |  |  |  | 90670
06037 |  | California | Los Angeles | 2206811 | 77768213 | 103523112 | 1910268251 | 18 | 18_1_31000 | BREA CANON OIL CO | [7 empty] | 211111 | -118.263 | 33.7992 |  | 106 | 999 |  |  |  | 90670
06037 |  | California | Los Angeles | 2206811 | 77768313 | 103523212 | 1910268251 | 19 | 19_1_31000 | BREA CANON OIL CO | [7 empty] | 211111 | -118.263 | 33.7992 |  | 106 | 999 |  |  |  | 90670
06037 |  | California | Los Angeles | 2206811 | 77768713 | 103523912 | 1910268251 | 5 | 5_1_310001 | BREA CANON OIL CO | [7 empty] | 211111 | -118.263 | 33.7992 |  | 106 | 999 |  |  |  | 90670
06037 |  | California | Los Angeles | 2206811 | 77768813 | 103524012 | 1910268251 | 6 | 6_1_310001 | BREA CANON OIL CO | [7 empty] | 211111 | -118.263 | 33.7992 |  | 106 | 999 |  |  |  | 90670
06037 |  | California | Los Angeles | 2206811 | 77768913 | 103524112 | 1910268251 | 7 | 7_1_310001 | BREA CANON OIL CO | [7 empty] | 211111 | -118.263 | 33.7992 |  | 106 | 999 |  |  |  | 90670
06037 |  | California | Los Angeles | 2206811 | 77769013 | 103524212 | 1910268251 | 8 | 8_1_310001 | BREA CANON OIL CO | [7 empty] | 211111 | -118.263 | 33.7992 |  | 106 | 999 |  |  |  | 90670
06037 |  | California | Los Angeles | 2206811 | 77769113 | 103524312 | 1910268251 | 9 | 9_1_310001 | BREA CANON OIL CO | [7 empty] | 211111 | -118.263 | 33.7992 |  | 106 | 999 |  |  |  | 90670
06037 |  | California | Los Angeles | 2206811 | 77769213 | 103522312 | 1910268251 | 10 | 10_1_31000 | BREA CANON OIL CO | [7 empty] | 211111 | -118.263 | 33.7992 |  | 106 | 999 |  |  |  | 90670
06037 |  | California | Los Angeles | 2206811 | 77769313 | 103522412 | 1910268251 | 11 | 11_1_31000 | BREA CANON OIL CO | [7 empty] | 211111 | -118.263 | 33.7992 |  | 106 | 999 |  |  |  | 90670
06037 |  | California | Los Angeles | 2206811 | 77769413 | 103522512 | 1910268251 | 12 | 12_1_31000 | BREA CANON OIL CO | [7 empty] | 211111 | -118.263 | 33.7992 |  | 106 | 999 |  |  |  | 90670
06037 |  | California | Los Angeles | 2206811 | 77769513 | 103522612 | 1910268251 | 13 | 13_1_31000 | BREA CANON OIL CO | [7 empty] | 211111 | -118.263 | 33.7992 |  | 106 | 999 |  |  |  | 90670
06037 |  | California | Los Angeles | 245611 | 77003613 | 101421312 | 1910261060 | 7 | 7_1_310001 | VENOCO INC | [7 empty] | 211111 | -118.4102 | 34.0595 |  | 106 | 999 |  |  |  | 90212
06037 |  | California | Los Angeles | 245611 | 77003713 | 101421412 | 1910261060 | 8 | 8_1_310001 | VENOCO INC | [7 empty] | 211111 | -118.4102 | 34.0595 |  | 106 | 999 |  |  |  | 90212
06037 |  | California | Los Angeles | 245611 | 77003813 | 101421512 | 1910261060 | 9 | 9_1_310001 | VENOCO INC | [7 empty] | 211111 | -118.4102 | 34.0595 |  | 106 | 999 |  |  |  | 90212
06037 |  | California | Los Angeles | 245611 | 77003913 | 101419012 | 1910261060 | 10 | 10_1_31000 | VENOCO INC | [7 empty] | 211111 | -118.4102 | 34.0595 |  | 106 | 999 |  |  |  | 90212
06037 |  | California | Los Angeles | 245611 | 77004013 | 101419112 | 1910261060 | 11 | 11_1_31000 | VENOCO INC | [7 empty] | 211111 | -118.4102 | 34.0595 |  | 106 | 999 |  |  |  | 90212
06037 |  | California | Los Angeles | 245611 | 77004113 | 101419212 | 1910261060 | 12 | 12_1_31000 | VENOCO INC | [7 empty] | 211111 | -118.4102 | 34.0595 |  | 106 | 999 |  |  |  | 90212
06037 |  | California | Los Angeles | 245611 | 77004213 | 101419312 | 1910261060 | 13 | 13_1_31000 | VENOCO INC | [7 empty] | 211111 | -118.4102 | 34.0595 |  | 106 | 999 |  |  |  | 90212
06037 |  | California | Los Angeles | 245611 | 77004313 | 101419412 | 1910261060 | 14 | 14_1_31000 | VENOCO INC | [7 empty] | 211111 | -118.4102 | 34.0595 |  | 106 | 999 |  |  |  | 90212
06037 |  | California | Los Angeles | 245611 | 77004413 | 101419512 | 1910261060 | 15 | 15_1_31000 | VENOCO INC | [7 empty] | 211111 | -118.4102 | 34.0595 |  | 106 | 999 |  |  |  | 90212
06037 |  | California | Los Angeles | 245611 | 77004513 | 101419612 | 1910261060 | 16 | 16_1_31000 | VENOCO INC | [7 empty] | 211111 | -118.4102 | 34.0595 |  | 106 | 999 |  |  |  | 90212
06037 |  | California | Los Angeles | 245611 | 77004613 | 101419712 | 1910261060 | 17 | 17_1_31000 | VENOCO INC | [7 empty] | 211111 | -118.4102 | 34.0595 |  | 106 | 999 |  |  |  | 90212
06037 |  | California | Los Angeles | 245611 | 77004713 | 101419812 | 1910261060 | 18 | 18_1_31000 | VENOCO INC | [7 empty] | 211111 | -118.4102 | 34.0595 |  | 106 | 999 |  |  |  | 90212
06037 |  | California | Los Angeles | 245611 | 77004813 | 101419912 | 1910261060 | 19 | 19_1_31000 | VENOCO INC | [7 empty] | 211111 | -118.4102 | 34.0595 |  | 106 | 999 |  |  |  | 90212
06037 |  | California | Los Angeles | 245611 | 77004913 | 101420112 | 1910261060 | 20 | 20_1_31000 | VENOCO INC | [7 empty] | 211111 | -118.4102 | 34.0595 |  | 106 | 999 |  |  |  | 90212
06037 |  | California | Los Angeles | 245611 | 77005213 | 101420412 | 1910261060 | 23 | 23_1_31000 | VENOCO INC | [7 empty] | 211111 | -118.4102 | 34.0595 |  | 106 | 999 |  |  |  | 90212
06037 |  | California | Los Angeles | 27311 | 101438313 | 103579012 | 1910268931 | 5 | 5_1_310001 | GRANER OIL CO/DARBY & MEADER | [7 empty] | 211111 | -118.1835 | 33.8377 |  | 106 | 999 |  |  |  | 90806
06037 |  | California | Los Angeles | 27311 | 101438413 | 103579112 | 1910268931 | 6 | 6_1_310001 | GRANER OIL CO/DARBY & MEADER | [7 empty] | 211111 | -118.1835 | 33.8377 |  | 106 | 999 |  |  |  | 90806
06037 |  | California | Los Angeles | 27311 | 101438513 | 103579212 | 1910268931 | 7 | 7_1_310001 | GRANER OIL CO/DARBY & MEADER | [7 empty] | 211111 | -118.1835 | 33.8377 |  | 106 | 999 |  |  |  | 90806
06037 |  | California | Los Angeles | 27311 | 101438613 | 103579312 | 1910268931 | 8 | 8_1_310001 | GRANER OIL CO/DARBY & MEADER | [7 empty] | 211111 | -118.1835 | 33.8377 |  | 106 | 999 |  |  |  | 90806
06037 |  | California | Los Angeles | 27311 | 101438713 | 103579412 | 1910268931 | 9 | 9_1_310001 | GRANER OIL CO/DARBY & MEADER | [7 empty] | 211111 | -118.1835 | 33.8377 |  | 106 | 999 |  |  |  | 90806
06037 |  | California | Los Angeles | 27511 | 76159113 | 103579712 | 1910268932 | 2 | 2_1_310001 | GRANER OIL CO/CHRISTENSON #1& EUREKA 1&2 | [7 empty] | 211111 | -118.1872 | 33.8173 |  | 106 | 999 |  |  |  | 90807
06037 |  | California | Los Angeles | 27511 | 76159213 | 103579812 | 1910268932 | 3 | 3_1_310001 | GRANER OIL CO/CHRISTENSON #1& EUREKA 1&2 | [7 empty] | 211111 | -118.1872 | 33.8173 |  | 106 | 999 |  |  |  | 90807
06037 |  | California | Los Angeles | 27511 | 76159313 | 103579912 | 1910268932 | 4 | 4_1_310001 | GRANER OIL CO/CHRISTENSON #1& EUREKA 1&2 | [7 empty] | 211111 | -118.1872 | 33.8173 |  | 106 | 999 |  |  |  | 90807
06037 |  | California | Los Angeles | 27611 | 101439213 | 103580612 | 1910268932 | 5 | 5_1_310001 | GRANER OIL CO/HAVENSTRITE-MCKENZIE | [7 empty] | 211111 | -118.1856 | 33.812 |  | 106 | 999 |  |  |  | 90807
06037 |  | California | Los Angeles | 27611 | 101439313 | 103580712 | 1910268932 | 6 | 6_1_310001 | GRANER OIL CO/HAVENSTRITE-MCKENZIE | [7 empty] | 211111 | -118.1856 | 33.812 |  | 106 | 999 |  |  |  | 90807
06037 |  | California | Los Angeles | 27611 | 101439413 | 103580812 | 1910268932 | 7 | 7_1_310001 | GRANER OIL CO/HAVENSTRITE-MCKENZIE | [7 empty] | 211111 | -118.1856 | 33.812 |  | 106 | 999 |  |  |  | 90807
06037 |  | California | Los Angeles | 397111 | 76406213 | 102458312 | 1910263949 | 5 | 5_1_310001 | THE LANSDALE COMPANY | [7 empty] | 211111 | -118.1237 | 33.7685 |  | 106 | 999 |  |  |  | 90814
06037 |  | California | Los Angeles | 397111 | 76406313 | 102458412 | 1910263949 | 6 | 6_1_310001 | THE LANSDALE COMPANY | [7 empty] | 211111 | -118.1237 | 33.7685 |  | 106 | 999 |  |  |  | 90814
06037 |  | California | Los Angeles | 397111 | 76406413 | 102458512 | 1910263949 | 7 | 7_1_310001 | THE LANSDALE COMPANY | [7 empty] | 211111 | -118.1237 | 33.7685 |  | 106 | 999 |  |  |  | 90814
06037 |  | California | Los Angeles | 397111 | 76406513 | 102458612 | 1910263949 | 8 | 8_1_310001 | THE LANSDALE COMPANY | [7 empty] | 211111 | -118.1237 | 33.7685 |  | 106 | 999 |  |  |  | 90814
06037 |  | California | Los Angeles | 397111 | 76406613 | 102458712 | 1910263949 | 9 | 9_1_310001 | THE LANSDALE COMPANY | [7 empty] | 211111 | -118.1237 | 33.7685 |  | 106 | 999 |  |  |  | 90814
06037 |  | California | Los Angeles | 397111 | 76406713 | 102457212 | 1910263949 | 10 | 10_1_31000 | THE LANSDALE COMPANY | [7 empty] | 211111 | -118.1237 | 33.7685 |  | 106 | 999 |  |  |  | 90814
06037 |  | California | Los Angeles | 397111 | 76406813 | 102457312 | 1910263949 | 11 | 11_1_31000 | THE LANSDALE COMPANY | [7 empty] | 211111 | -118.1237 | 33.7685 |  | 106 | 999 |  |  |  | 90814
06037 |  | California | Los Angeles | 397111 | 76406913 | 102457412 | 1910263949 | 12 | 12_1_31000 | THE LANSDALE COMPANY | [7 empty] | 211111 | -118.1237 | 33.7685 |  | 106 | 999 |  |  |  | 90814
06037 |  | California | Los Angeles | 397111 | 76407013 | 102457512 | 1910263949 | 13 | 13_1_31000 | THE LANSDALE COMPANY | [7 empty] | 211111 | -118.1237 | 33.7685 |  | 106 | 999 |  |  |  | 90814
06037 |  | California | Los Angeles | 397111 | 76407113 | 102457612 | 1910263949 | 14 | 14_1_31000 | THE LANSDALE COMPANY | [7 empty] | 211111 | -118.1237 | 33.7685 |  | 106 | 999 |  |  |  | 90814
06037 |  | California | Los Angeles | 397111 | 76407213 | 102457712 | 1910263949 | 15 | 15_1_31000 | THE LANSDALE COMPANY | [7 empty] | 211111 | -118.1237 | 33.7685 |  | 106 | 999 |  |  |  | 90814
06037 |  | California | Los Angeles | 4085911 | 100935113 | 101661212 | 1910261248 | 9 | 9_1_310001 | ARCO TERMINAL SERVICES CORPORATION | [7 empty] | 493190 | -118.1611 | 33.86 |  |  | 999 |  |  |  | 90813
06037 |  | California | Los Angeles | 440611 | 76945413 | 103276212 | 1910268003 | 23 | 23_1_31000 | TIDELANDS OIL PRODUCTION CO | [7 empty] | 211111 | -118.2042 | 33.7531 |  | 106 | 999 |  |  |  | 90802
06037 |  | California | Los Angeles | 440611 | 76945513 | 103276312 | 1910268003 | 24 | 24_1_31000 | TIDELANDS OIL PRODUCTION CO | [7 empty] | 211111 | -118.2042 | 33.7531 |  | 106 | 999 |  |  |  | 90802
06037 |  | California | Los Angeles | 440611 | 76945613 | 103276412 | 1910268003 | 25 | 25_1_31000 | TIDELANDS OIL PRODUCTION CO | [7 empty] | 211111 | -118.2042 | 33.7531 |  | 106 | 999 |  |  |  | 90802
06037 |  | California | Los Angeles | 440611 | 76945713 | 103276512 | 1910268003 | 26 | 26_1_31000 | TIDELANDS OIL PRODUCTION CO | [7 empty] | 211111 | -118.2042 | 33.7531 |  | 106 | 999 |  |  |  | 90802
06037 |  | California | Los Angeles | 440611 | 76945813 | 103276612 | 1910268003 | 27 | 27_1_31000 | TIDELANDS OIL PRODUCTION CO | [7 empty] | 211111 | -118.2042 | 33.7531 |  | 106 | 999 |  |  |  | 90802
06037 |  | California | Los Angeles | 440611 | 76945913 | 103276712 | 1910268003 | 28 | 28_1_31000 | TIDELANDS OIL PRODUCTION CO | [7 empty] | 211111 | -118.2042 | 33.7531 |  | 106 | 999 |  |  |  | 90802
06037 |  | California | Los Angeles | 440611 | 76946413 | 103273512 | 1910268003 | 1 | 1_1_310004 | TIDELANDS OIL PRODUCTION CO |  | 0.00402 | [5 empty] | 211111 | -118.2042 | 33.7531 |  | 106 | 999 |  |  |  | 90802
06037 |  | California | Los Angeles | 440611 | 76946413 | 103273612 | 1910268003 | 1 | 1_11_31000 | TIDELANDS OIL PRODUCTION CO | 0.87543 | [6 empty] | 211111 | -118.2042 | 33.7531 |  | 106 | 999 |  |  |  | 90802
06037 |  | California | Los Angeles | 440711 | 75882813 | 103280912 | 1910268003 | 2 | 2_1_310004 | THUMS LONG BEACH | 0.03386 | 0.00015 | [5 empty] | 211111 | -118.1919 | 33.7501 |  | 106 | 999 |  |  |  | 90802
06037 |  | California | Los Angeles | 440711 | 75882813 | 103281012 | 1910268003 | 2 | 2_11_31000 | THUMS LONG BEACH | 0.04166 | [6 empty] | 211111 | -118.1919 | 33.7501 |  | 106 | 999 |  |  |  | 90802
06037 |  | California | Los Angeles | 440711 | 75885213 | 103281712 | 1910268003 | 26 | 26_1_31000 | THUMS LONG BEACH | [7 empty] | 211111 | -118.1919 | 33.7501 |  | 106 | 999 |  |  |  | 90802
06037 |  | California | Los Angeles | 440711 | 75885313 | 103281812 | 1910268003 | 27 | 27_1_31000 | THUMS LONG BEACH | [7 empty] | 211111 | -118.1919 | 33.7501 |  | 106 | 999 |  |  |  | 90802
06037 |  | California | Los Angeles | 440711 | 75885413 | 103281912 | 1910268003 | 28 | 28_1_31000 | THUMS LONG BEACH | [7 empty] | 211111 | -118.1919 | 33.7501 |  | 106 | 999 |  |  |  | 90802
06037 |  | California | Los Angeles | 440711 | 75885513 | 103282012 | 1910268003 | 29 | 29_1_31000 | THUMS LONG BEACH | [7 empty] | 211111 | -118.1919 | 33.7501 |  | 106 | 999 |  |  |  | 90802
06037 |  | California | Los Angeles | 440711 | 75885613 | 103282312 | 1910268003 | 30 | 30_1_31000 | THUMS LONG BEACH | [7 empty] | 211111 | -118.1919 | 33.7501 |  | 106 | 999 |  |  |  | 90802
06037 |  | California | Los Angeles | 440711 | 75885713 | 103282412 | 1910268003 | 31 | 31_1_31000 | THUMS LONG BEACH | [7 empty] | 211111 | -118.1919 | 33.7501 |  | 106 | 999 |  |  |  | 90802
06037 |  | California | Los Angeles | 440711 | 75885813 | 103282512 | 1910268003 | 32 | 32_1_31000 | THUMS LONG BEACH | [7 empty] | 211111 | -118.1919 | 33.7501 |  | 106 | 999 |  |  |  | 90802
06037 |  | California | Los Angeles | 440711 | 75885913 | 103282612 | 1910268003 | 33 | 33_1_31000 | THUMS LONG BEACH | [7 empty] | 211111 | -118.1919 | 33.7501 |  | 106 | 999 |  |  |  | 90802
06037 |  | California | Los Angeles | 440711 | 75886013 | 103282712 | 1910268003 | 34 | 34_1_31000 | THUMS LONG BEACH | [7 empty] | 211111 | -118.1919 | 33.7501 |  | 106 | 999 |  |  |  | 90802
06037 |  | California | Los Angeles | 440711 | 75886113 | 103282812 | 1910268003 | 35 | 35_1_31000 | THUMS LONG BEACH | [7 empty] | 211111 | -118.1919 | 33.7501 |  | 106 | 999 |  |  |  | 90802
06037 |  | California | Los Angeles | 440711 | 75886213 | 103282912 | 1910268003 | 36 | 36_1_31000 | THUMS LONG BEACH | [7 empty] | 211111 | -118.1919 | 33.7501 |  | 106 | 999 |  |  |  | 90802
06037 |  | California | Los Angeles | 440711 | 75886313 | 103283012 | 1910268003 | 37 | 37_1_31000 | THUMS LONG BEACH | [7 empty] | 211111 | -118.1919 | 33.7501 |  | 106 | 999 |  |  |  | 90802
06037 |  | California | Los Angeles | 440711 | 75886613 | 103283512 | 1910268003 | 40 | 40_1_31000 | THUMS LONG BEACH | [7 empty] | 211111 | -118.1919 | 33.7501 |  | 106 | 999 |  |  |  | 90802
06037 |  | California | Los Angeles | 440711 | 75886713 | 103283612 | 1910268003 | 41 | 41_1_31000 | THUMS LONG BEACH | [7 empty] | 211111 | -118.1919 | 33.7501 |  | 106 | 999 |  |  |  | 90802
06037 |  | California | Los Angeles | 509811 | 101184713 | 102380012 | 1910263061 | 20 | 20_1_31000 | HILLCREST BEVERLY OIL CORP | [7 empty] | 211111 | -118.4064 | 34.0522 |  | 106 | 999 |  |  |  | 90064
06037 |  | California | Los Angeles | 509811 | 75735113 | 102381112 | 1910263061 | 7 | 7_1_310001 | HILLCREST BEVERLY OIL CORP | [7 empty] | 211111 | -118.4064 | 34.0522 |  | 106 | 999 |  |  |  | 90064
06037 |  | California | Los Angeles | 509811 | 75735213 | 102381212 | 1910263061 | 8 | 8_1_310001 | HILLCREST BEVERLY OIL CORP | [7 empty] | 211111 | -118.4064 | 34.0522 |  | 106 | 999 |  |  |  | 90064
06037 |  | California | Los Angeles | 509811 | 75735313 | 102381312 | 1910263061 | 9 | 9_1_310001 | HILLCREST BEVERLY OIL CORP | [7 empty] | 211111 | -118.4064 | 34.0522 |  | 106 | 999 |  |  |  | 90064
06037 |  | California | Los Angeles | 509811 | 75735413 | 102379212 | 1910263061 | 13 | 13_1_31000 | HILLCREST BEVERLY OIL CORP | [7 empty] | 211111 | -118.4064 | 34.0522 |  | 106 | 999 |  |  |  | 90064
06037 |  | California | Los Angeles | 509811 | 75735513 | 102379312 | 1910263061 | 14 | 14_1_31000 | HILLCREST BEVERLY OIL CORP | [7 empty] | 211111 | -118.4064 | 34.0522 |  | 106 | 999 |  |  |  | 90064
06037 |  | California | Los Angeles | 509811 | 75735613 | 102379412 | 1910263061 | 15 | 15_1_31000 | HILLCREST BEVERLY OIL CORP | [7 empty] | 211111 | -118.4064 | 34.0522 |  | 106 | 999 |  |  |  | 90064
06037 |  | California | Los Angeles | 509811 | 75735713 | 102379512 | 1910263061 | 16 | 16_1_31000 | HILLCREST BEVERLY OIL CORP | [7 empty] | 211111 | -118.4064 | 34.0522 |  | 106 | 999 |  |  |  | 90064
06037 |  | California | Los Angeles | 509811 | 75735813 | 102379612 | 1910263061 | 17 | 17_1_31000 | HILLCREST BEVERLY OIL CORP | [7 empty] | 211111 | -118.4064 | 34.0522 |  | 106 | 999 |  |  |  | 90064
06037 |  | California | Los Angeles | 509811 | 75735913 | 102379712 | 1910263061 | 18 | 18_1_31000 | HILLCREST BEVERLY OIL CORP | [7 empty] | 211111 | -118.4064 | 34.0522 |  | 106 | 999 |  |  |  | 90064
06037 |  | California | Los Angeles | 509811 | 75736013 | 102379812 | 1910263061 | 19 | 19_1_31000 | HILLCREST BEVERLY OIL CORP | [7 empty] | 211111 | -118.4064 | 34.0522 |  | 106 | 999 |  |  |  | 90064
06037 |  | California | Los Angeles | 509811 | 75736113 | 102378912 | 1910263061 | 10 | 10_1_31000 | HILLCREST BEVERLY OIL CORP | [7 empty] | 211111 | -118.4064 | 34.0522 |  | 106 | 999 |  |  |  | 90064
06037 |  | California | Los Angeles | 509811 | 75736213 | 102379012 | 1910263061 | 11 | 11_1_31000 | HILLCREST BEVERLY OIL CORP | [7 empty] | 211111 | -118.4064 | 34.0522 |  | 106 | 999 |  |  |  | 90064
06037 |  | California | Los Angeles | 509811 | 75736313 | 102379112 | 1910263061 | 12 | 12_1_31000 | HILLCREST BEVERLY OIL CORP | [7 empty] | 211111 | -118.4064 | 34.0522 |  | 106 | 999 |  |  |  | 90064
06037 |  | California | Los Angeles | 5634611 | 77943113 | 103168112 | 1910268001 | 28 | 28_1_31000 | ULTRAMAR INC (NSR USE ONLY) | [7 empty] | 493190 | -118.2661 | 33.7592 |  |  | 999 |  |  |  | 90744
06037 |  | California | Los Angeles | 5634911 | 78069213 | 103373212 | 1910268003 | 12 | 12_1_31000 | EQUILON ENTER.LLC , SHELL OIL PROD. U S | [7 empty] | 424710 | -118.4749 | 34.2184 |  |  | 999 |  |  |  | 91406
06037 |  | California | Los Angeles | 5682011 | 78186313 | 103259412 | 1910268002 | 25 | 25_1_31000 | ARCO TERMINAL SERVICES CORP | [7 empty] | 424710 | -118.1546 | 33.797 |  | 131 | 999 |  |  |  | 90755
06037 |  | California | Los Angeles | 5682711 | 101354013 | 103060412 | 1910268001 | 27 | 27_1_31000 | SO CAL GAS CO (EIS USE) | [7 empty] | 486210 | -118.1091 | 34.0232 |  | 106 | 999 |  |  |  | 90640
06037 |  | California | Los Angeles | 62011 | 75771413 | 102717712 | 1910267606 | 8 | 8_1_310001 | THE TERMO CO | [7 empty] | 211111 | -118.1148 | 33.7624 |  |  | 999 |  |  |  | 90803
06037 |  | California | Los Angeles | 62011 | 75771513 | 102717812 | 1910267606 | 9 | 9_1_310001 | THE TERMO CO | [7 empty] | 211111 | -118.1148 | 33.7624 |  |  | 999 |  |  |  | 90803
06037 |  | California | Los Angeles | 62011 | 75771613 | 102715112 | 1910267606 | 10 | 10_1_31000 | THE TERMO CO | [7 empty] | 211111 | -118.1148 | 33.7624 |  |  | 999 |  |  |  | 90803
06037 |  | California | Los Angeles | 62011 | 75771713 | 102715212 | 1910267606 | 11 | 11_1_31000 | THE TERMO CO | [7 empty] | 211111 | -118.1148 | 33.7624 |  |  | 999 |  |  |  | 90803
06037 |  | California | Los Angeles | 62011 | 75771813 | 102715312 | 1910267606 | 12 | 12_1_31000 | THE TERMO CO | [7 empty] | 211111 | -118.1148 | 33.7624 |  |  | 999 |  |  |  | 90803
06037 |  | California | Los Angeles | 62011 | 75771913 | 102715412 | 1910267606 | 13 | 13_1_31000 | THE TERMO CO | [7 empty] | 211111 | -118.1148 | 33.7624 |  |  | 999 |  |  |  | 90803
06037 |  | California | Los Angeles | 62011 | 75772013 | 102715512 | 1910267606 | 14 | 14_1_31000 | THE TERMO CO | [7 empty] | 211111 | -118.1148 | 33.7624 |  |  | 999 |  |  |  | 90803
06037 |  | California | Los Angeles | 62011 | 75772113 | 102715612 | 1910267606 | 15 | 15_1_31000 | THE TERMO CO | [7 empty] | 211111 | -118.1148 | 33.7624 |  |  | 999 |  |  |  | 90803
06037 |  | California | Los Angeles | 62011 | 75772213 | 102715712 | 1910267606 | 16 | 16_1_31000 | THE TERMO CO | [7 empty] | 211111 | -118.1148 | 33.7624 |  |  | 999 |  |  |  | 90803
06037 |  | California | Los Angeles | 62011 | 75772313 | 102715812 | 1910267606 | 17 | 17_1_31000 | THE TERMO CO | [7 empty] | 211111 | -118.1148 | 33.7624 |  |  | 999 |  |  |  | 90803
06037 |  | California | Los Angeles | 62011 | 75772413 | 102715912 | 1910267606 | 18 | 18_1_31000 | THE TERMO CO | [7 empty] | 211111 | -118.1148 | 33.7624 |  |  | 999 |  |  |  | 90803
06037 |  | California | Los Angeles | 62011 | 75772513 | 102716012 | 1910267606 | 19 | 19_1_31000 | THE TERMO CO | [7 empty] | 211111 | -118.1148 | 33.7624 |  |  | 999 |  |  |  | 90803
06037 |  | California | Los Angeles | 62011 | 75772613 | 102716312 | 1910267606 | 20 | 20_1_31000 | THE TERMO CO | [7 empty] | 211111 | -118.1148 | 33.7624 |  |  | 999 |  |  |  | 90803
06037 |  | California | Los Angeles | 62011 | 75772913 | 102716612 | 1910267606 | 23 | 23_1_31000 | THE TERMO CO | [7 empty] | 211111 | -118.1148 | 33.7624 |  |  | 999 |  |  |  | 90803
06037 |  | California | Los Angeles | 62911 | 101278513 | 102719212 | 1910267659 | 5 | 5_1_310001 | LOS ANGELES WEST TERMINAL FUEL CORP | [7 empty] | 488190 | -124.1981 | 40.7924 |  |  | 999 |  |  |  | 90045
06037 |  | California | Los Angeles | 88211 | 77277113 | 103525112 | 1910268251 | 13 | 13_1_31000 | BREA CANON OIL COMPANY INC | [7 empty] | 211111 | -118.2985 | 33.808 |  | 106 | 999 |  |  |  | 90710
06037 |  | California | Los Angeles | 88211 | 77277213 | 103525212 | 1910268251 | 14 | 14_1_31000 | BREA CANON OIL COMPANY INC | [7 empty] | 211111 | -118.2985 | 33.808 |  | 106 | 999 |  |  |  | 90710
06037 |  | California | Los Angeles | 88211 | 77277313 | 103525312 | 1910268251 | 15 | 15_1_31000 | BREA CANON OIL COMPANY INC | [7 empty] | 211111 | -118.2985 | 33.808 |  | 106 | 999 |  |  |  | 90710
06037 |  | California | Los Angeles | 88211 | 77277413 | 103525412 | 1910268251 | 16 | 16_1_31000 | BREA CANON OIL COMPANY INC | [7 empty] | 211111 | -118.2985 | 33.808 |  | 106 | 999 |  |  |  | 90710
06037 |  | California | Los Angeles | 88211 | 77277513 | 103525512 | 1910268251 | 17 | 17_1_31000 | BREA CANON OIL COMPANY INC | [7 empty] | 211111 | -118.2985 | 33.808 |  | 106 | 999 |  |  |  | 90710
06037 |  | California | Los Angeles | 88211 | 77277613 | 103525612 | 1910268251 | 18 | 18_1_31000 | BREA CANON OIL COMPANY INC | [7 empty] | 211111 | -118.2985 | 33.808 |  | 106 | 999 |  |  |  | 90710
06037 |  | California | Los Angeles | 88211 | 77277713 | 103525712 | 1910268251 | 19 | 19_1_31000 | BREA CANON OIL COMPANY INC | [7 empty] | 211111 | -118.2985 | 33.808 |  | 106 | 999 |  |  |  | 90710
06037 |  | California | Los Angeles | 88211 | 77277813 | 103525912 | 1910268251 | 20 | 20_1_31000 | BREA CANON OIL COMPANY INC | [7 empty] | 211111 | -118.2985 | 33.808 |  | 106 | 999 |  |  |  | 90710
06037 |  | California | Los Angeles | 88211 | 77278113 | 103526212 | 1910268251 | 23 | 23_1_31000 | BREA CANON OIL COMPANY INC | [7 empty] | 211111 | -118.2985 | 33.808 |  | 106 | 999 |  |  |  | 90710
06037 |  | California | Los Angeles | 88211 | 77278213 | 103526312 | 1910268251 | 24 | 24_1_31000 | BREA CANON OIL COMPANY INC | [7 empty] | 211111 | -118.2985 | 33.808 |  | 106 | 999 |  |  |  | 90710
06037 |  | California | Los Angeles | 88211 | 77278313 | 103526412 | 1910268251 | 25 | 25_1_31000 | BREA CANON OIL COMPANY INC | [7 empty] | 211111 | -118.2985 | 33.808 |  | 106 | 999 |  |  |  | 90710
06037 |  | California | Los Angeles | 88211 | 77278413 | 103526512 | 1910268251 | 26 | 26_1_31000 | BREA CANON OIL COMPANY INC | [7 empty] | 211111 | -118.2985 | 33.808 |  | 106 | 999 |  |  |  | 90710
06037 |  | California | Los Angeles | 88211 | 77278513 | 103526612 | 1910268251 | 27 | 27_1_31000 | BREA CANON OIL COMPANY INC | [7 empty] | 211111 | -118.2985 | 33.808 |  | 106 | 999 |  |  |  | 90710
06037 |  | California | Los Angeles | 88211 | 77278613 | 103526712 | 1910268251 | 28 | 28_1_31000 | BREA CANON OIL COMPANY INC | [7 empty] | 211111 | -118.2985 | 33.808 |  | 106 | 999 |  |  |  | 90710
06037 |  | California | Los Angeles | 88211 | 77278713 | 103526812 | 1910268251 | 29 | 29_1_31000 | BREA CANON OIL COMPANY INC | [7 empty] | 211111 | -118.2985 | 33.808 |  | 106 | 999 |  |  |  | 90710
06037 |  | California | Los Angeles | 88211 | 77278813 | 103527012 | 1910268251 | 30 | 30_1_31000 | BREA CANON OIL COMPANY INC | [7 empty] | 211111 | -118.2985 | 33.808 |  | 106 | 999 |  |  |  | 90710
06037 |  | California | Los Angeles | 89811 | 101420113 | 103534512 | 1910268350 | 28 | 28_1_31000 | THE TERMO COMPANY | [7 empty] | 211111 | -118.5492 | 34.2398 |  |  | 999 |  |  |  | 91324
06037 |  | California | Los Angeles | 89811 | 101420213 | 103534612 | 1910268350 | 29 | 29_1_31000 | THE TERMO COMPANY | [7 empty] | 211111 | -118.5492 | 34.2398 |  |  | 999 |  |  |  | 91324
06037 |  | California | Los Angeles | 89811 | 101420313 | 103534812 | 1910268350 | 30 | 30_1_31000 | THE TERMO COMPANY | [7 empty] | 211111 | -118.5492 | 34.2398 |  |  | 999 |  |  |  | 91324
06037 |  | California | Los Angeles | 89811 | 101420413 | 103534912 | 1910268350 | 31 | 31_1_31000 | THE TERMO COMPANY | [7 empty] | 211111 | -118.5492 | 34.2398 |  |  | 999 |  |  |  | 91324
06037 |  | California | Los Angeles | 89811 | 101420513 | 103535012 | 1910268350 | 32 | 32_1_31000 | THE TERMO COMPANY | [7 empty] | 211111 | -118.5492 | 34.2398 |  |  | 999 |  |  |  | 91324
06037 |  | California | Los Angeles | 89811 | 101420613 | 103535112 | 1910268350 | 33 | 33_1_31000 | THE TERMO COMPANY | [7 empty] | 211111 | -118.5492 | 34.2398 |  |  | 999 |  |  |  | 91324
06037 |  | California | Los Angeles | 89811 | 75757113 | 103533512 | 1910268350 | 19 | 19_1_31000 | THE TERMO COMPANY | [7 empty] | 211111 | -118.5492 | 34.2398 |  |  | 999 |  |  |  | 91324
06037 |  | California | Los Angeles | 89811 | 75757213 | 103533712 | 1910268350 | 20 | 20_1_31000 | THE TERMO COMPANY | [7 empty] | 211111 | -118.5492 | 34.2398 |  |  | 999 |  |  |  | 91324
06037 |  | California | Los Angeles | 89811 | 75757513 | 103534012 | 1910268350 | 23 | 23_1_31000 | THE TERMO COMPANY | [7 empty] | 211111 | -118.5492 | 34.2398 |  |  | 999 |  |  |  | 91324
06037 |  | California | Los Angeles | 89811 | 75757613 | 103534112 | 1910268350 | 24 | 24_1_31000 | THE TERMO COMPANY | [7 empty] | 211111 | -118.5492 | 34.2398 |  |  | 999 |  |  |  | 91324
06037 |  | California | Los Angeles | 89811 | 75757713 | 103534212 | 1910268350 | 25 | 25_1_31000 | THE TERMO COMPANY | [7 empty] | 211111 | -118.5492 | 34.2398 |  |  | 999 |  |  |  | 91324
06037 |  | California | Los Angeles | 89811 | 75757813 | 103534312 | 1910268350 | 26 | 26_1_31000 | THE TERMO COMPANY | [7 empty] | 211111 | -118.5492 | 34.2398 |  |  | 999 |  |  |  | 91324
06037 |  | California | Los Angeles | 89811 | 75757913 | 103534412 | 1910268350 | 27 | 27_1_31000 | THE TERMO COMPANY | [7 empty] | 211111 | -118.5492 | 34.2398 |  |  | 999 |  |  |  | 91324
06037 |  | California | Los Angeles | 89811 | 75758013 | 103531912 | 1910268350 | 1 | 1_1_310004 | THE TERMO COMPANY | 0.18843 | 0.00086 | [5 empty] | 211111 | -118.5492 | 34.2398 |  |  | 999 |  |  |  | 91324
06037 |  | California | Los Angeles | 89811 | 75758113 | 103533612 | 1910268350 | 2 | 2_1_310004 | THE TERMO COMPANY | 0.20039 | 0.00092 | [5 empty] | 211111 | -118.5492 | 34.2398 |  |  | 999 |  |  |  | 91324
06037 |  | California | Los Angeles | 89911 | 77770813 | 103535812 | 1910268350 | 1 | 1_1_310004 | THE TERMO CO | 0.0897 | 0.00041 | [5 empty] | 211111 | -118.6753 | 34.475 |  |  | 999 |  |  |  | 91384
06037 |  | California | Los Angeles | 89911 | 77770913 | 103537512 | 1910268350 | 2 | 2_1_310004 | THE TERMO CO | 0.1339 | 0.00061 | [5 empty] | 211111 | -118.6753 | 34.475 |  |  | 999 |  |  |  | 91384
06037 |  | California | Los Angeles | 89911 | 77772413 | 103537212 | 1910268350 | 17 | 17_1_31000 | THE TERMO CO | [7 empty] | 211111 | -118.6753 | 34.475 |  |  | 999 |  |  |  | 91384
06037 |  | California | Los Angeles | 89911 | 77772513 | 103537312 | 1910268350 | 18 | 18_1_31000 | THE TERMO CO | [7 empty] | 211111 | -118.6753 | 34.475 |  |  | 999 |  |  |  | 91384
06037 |  | California | Los Angeles | 89911 | 77772613 | 103537412 | 1910268350 | 19 | 19_1_31000 | THE TERMO CO | [7 empty] | 211111 | -118.6753 | 34.475 |  |  | 999 |  |  |  | 91384
06037 |  | California | Los Angeles | 89911 | 77772713 | 103537612 | 1910268350 | 20 | 20_1_31000 | THE TERMO CO | [7 empty] | 211111 | -118.6753 | 34.475 |  |  | 999 |  |  |  | 91384
06037 |  | California | Los Angeles | 89911 | 77773013 | 103537912 | 1910268350 | 23 | 23_1_31000 | THE TERMO CO | [7 empty] | 211111 | -118.6753 | 34.475 |  |  | 999 |  |  |  | 91384
06037 |  | California | Los Angeles | 89911 | 77773113 | 103538012 | 1910268350 | 24 | 24_1_31000 | THE TERMO CO | [7 empty] | 211111 | -118.6753 | 34.475 |  |  | 999 |  |  |  | 91384
06037 |  | California | Los Angeles | 89911 | 77773213 | 103538112 | 1910268350 | 25 | 25_1_31000 | THE TERMO CO | [7 empty] | 211111 | -118.6753 | 34.475 |  |  | 999 |  |  |  | 91384
06037 |  | California | Los Angeles | 89911 | 77773313 | 103538212 | 1910268350 | 26 | 26_1_31000 | THE TERMO CO | [7 empty] | 211111 | -118.6753 | 34.475 |  |  | 999 |  |  |  | 91384
06037 |  | California | Los Angeles | 89911 | 77773413 | 103538312 | 1910268350 | 27 | 27_1_31000 | THE TERMO CO | [7 empty] | 211111 | -118.6753 | 34.475 |  |  | 999 |  |  |  | 91384
06037 |  | California | Los Angeles | 89911 | 77773513 | 103538412 | 1910268350 | 28 | 28_1_31000 | THE TERMO CO | [7 empty] | 211111 | -118.6753 | 34.475 |  |  | 999 |  |  |  | 91384
06037 |  | California | Los Angeles | 89911 | 77773613 | 103538512 | 1910268350 | 29 | 29_1_31000 | THE TERMO CO | [7 empty] | 211111 | -118.6753 | 34.475 |  |  | 999 |  |  |  | 91384
06037 |  | California | Los Angeles | 89911 | 77773713 | 103538712 | 1910268350 | 30 | 30_1_31000 | THE TERMO CO | [7 empty] | 211111 | -118.6753 | 34.475 |  |  | 999 |  |  |  | 91384
06037 |  | California | Los Angeles | 89911 | 77773813 | 103538812 | 1910268350 | 31 | 31_1_31000 | THE TERMO CO | [7 empty] | 211111 | -118.6753 | 34.475 |  |  | 999 |  |  |  | 91384
06037 |  | California | Los Angeles | 89911 | 77773913 | 103538912 | 1910268350 | 32 | 32_1_31000 | THE TERMO CO | [7 empty] | 211111 | -118.6753 | 34.475 |  |  | 999 |  |  |  | 91384
06037 |  | California | Los Angeles | 99411 | 101211013 | 102526612 | 1910264587 | 7 | 7_1_310001 | GRANER OIL CO ROSEMOND LEASE | [7 empty] | 211111 | -118.1671 | 33.8007 |  | 106 | 999 |  |  |  | 90755
06037 |  | California | Los Angeles | 99411 | 101211113 | 102526712 | 1910264587 | 8 | 8_1_310001 | GRANER OIL CO ROSEMOND LEASE | [7 empty] | 211111 | -118.1671 | 33.8007 |  | 106 | 999 |  |  |  | 90755
06037 |  | California | Los Angeles | 99411 | 76068113 | 102526512 | 1910264587 | 6 | 6_1_310001 | GRANER OIL CO ROSEMOND LEASE | [7 empty] | 211111 | -118.1671 | 33.8007 |  | 106 | 999 |  |  |  | 90755
06039 |  | California | Madera | 1567011 | 44361113 | 42142812 | 201430936 | 2 | 2 | ARMSTRONG PETROLEUM CORPORATION |  | 0.341 |  |  | 455 | 112.6 | 35.2 | 211111 | -120.2673 | 36.7895 |  | 106 | 999 |  |  |  | 00000 |  | R63-0036
06053 |  | California | Monterey | 2039511 | 42020613 | 96927212 | 270715602 | 20 | 20_1_31000 | EXXONMOBIL CORP | 0.4 | [6 empty] | 486110 | -120.8611 | 35.9498 |  |  | 999 |  |  |  | 93450 |  | R63-0040
06053 |  | California | Monterey | 2039511 | 42020813 | 96927412 | 270715602 | 22 | 22_1_31000 | EXXONMOBIL CORP | 0.4 | [6 empty] | 486110 | -120.8611 | 35.9498 |  |  | 999 |  |  |  | 93450 |  | R63-0040
06053 |  | California | Monterey | 2039511 | 42021013 | 96927312 | 270715602 | 21 | 21_1_31000 | EXXONMOBIL CORP | 0.4 | [6 empty] | 486110 | -120.8611 | 35.9498 |  |  | 999 |  |  |  | 93450 |  | R63-0040
06053 |  | California | Monterey | 2228011 | 42674913 | 40633312 | 27071523 | 90051 | 90051 | AERA ENERGY LLC |  |  |  |  | 400 | 214.3 |  | 211111 | -120.8578 | 35.9515 |  | 106 | 999 |  |  |  | 93450 |  | R63-0040
06053 |  | California | Monterey | 2228011 | 42675113 | 40633112 | 27071523 | 91001 | 91001 | AERA ENERGY LLC |  |  |  |  | 79 | 7.9 | 3 | 211111 | -120.8578 | 35.9515 |  | 106 | 999 |  |  |  | 93450 |  | R63-0036
06053 |  | California | Monterey | 2228011 | 42675213 | 40632012 | 27071523 | 92001 | 92001 | AERA ENERGY LLC |  |  |  |  | 434 | 99.7 | 30.5 | 211111 | -120.8578 | 35.9515 |  | 106 | 999 |  |  |  | 93450 |  | R63-0036
06053 |  | California | Monterey | 2228011 | 42675313 | 40631912 | 27071523 | 92002 | 92002 | AERA ENERGY LLC |  |  |  |  | 434 | 99.7 | 30.5 | 211111 | -120.8578 | 35.9515 |  | 106 | 999 |  |  |  | 93450 |  | R63-0036
06053 |  | California | Monterey | 2228011 | 42675413 | 40632812 | 27071523 | 90006 | 90006 | AERA ENERGY LLC |  |  |  |  | 150 | 291.2 |  | 211111 | -120.8578 | 35.9515 |  | 106 | 999 |  |  |  | 93450 |  | R63-0040
06053 |  | California | Monterey | 2228011 | 42675513 | 40633512 | 27071523 | 93002 | 93001 | AERA ENERGY LLC |  |  |  |  | 175 | 85.5 | 11.4 | 211111 | -120.8578 | 35.9515 |  | 106 | 999 |  |  |  | 93450 |  | R63-0036
06053 |  | California | Monterey | 2228011 | 42675613 | 40633512 | 27071523 | 93003 | 93001 | AERA ENERGY LLC |  |  |  |  | 175 | 85.5 | 11.4 | 211111 | -120.8578 | 35.9515 |  | 106 | 999 |  |  |  | 93450 |  | R63-0036
06053 |  | California | Monterey | 2228011 | 42676013 | 40632912 | 27071523 | 90036 | 90036 | AERA ENERGY LLC |  |  |  |  | 400 | 187 |  | 211111 | -120.8578 | 35.9515 |  | 106 | 999 |  |  |  | 93450 |  | R63-0040
06053 |  | California | Monterey | 2228011 | 42676113 | 40631812 | 27071523 | 90035 | 90035 | AERA ENERGY LLC |  |  |  |  | 400 | 187 |  | 211111 | -120.8578 | 35.9515 |  | 106 | 999 |  |  |  | 93450 |  | R63-0040
06053 |  | California | Monterey | 2228011 | 42676213 | 40633212 | 27071523 | 90033 | 90033 | AERA ENERGY LLC |  |  |  |  | 150 | 317 |  | 211111 | -120.8578 | 35.9515 |  | 106 | 999 |  |  |  | 93450 |  | R63-0040
06053 |  | California | Monterey | 2228011 | 42676313 | 40632412 | 27071523 | 90007 | 90007 | AERA ENERGY LLC |  |  |  |  | 150 | 291.2 |  | 211111 | -120.8578 | 35.9515 |  | 106 | 999 |  |  |  | 93450 |  | R63-0040
06053 |  | California | Monterey | 2228011 | 42676413 | 40632512 | 27071523 | 90005 | 90005 | AERA ENERGY LLC |  |  |  |  | 150 | 291.2 |  | 211111 | -120.8578 | 35.9515 |  | 106 | 999 |  |  |  | 93450 |  | R63-0040
06053 |  | California | Monterey | 2228011 | 42676513 | 40632212 | 27071523 | 90004 | 90004 | AERA ENERGY LLC |  |  |  |  | 150 | 291.2 |  | 211111 | -120.8578 | 35.9515 |  | 106 | 999 |  |  |  | 93450 |  | R63-0040
06053 |  | California | Monterey | 2228011 | 42676613 | 40632712 | 27071523 | 90003 | 90003 | AERA ENERGY LLC |  |  |  |  | 150 | 291.2 |  | 211111 | -120.8578 | 35.9515 |  | 106 | 999 |  |  |  | 93450 |  | R63-0040
06053 |  | California | Monterey | 2228011 | 42676713 | 40632612 | 27071523 | 90002 | 90002 | AERA ENERGY LLC |  |  |  |  | 150 | 291.2 |  | 211111 | -120.8578 | 35.9515 |  | 106 | 999 |  |  |  | 93450 |  | R63-0040
06053 |  | California | Monterey | 2228011 | 42676813 | 40631712 | 27071523 | 90053 | 90053 | AERA ENERGY LLC |  |  |  |  | 400 | 214.3 |  | 211111 | -120.8578 | 35.9515 |  | 106 | 999 |  |  |  | 93450 |  | R63-0040
06053 |  | California | Monterey | 2228011 | 42676913 | 40632312 | 27071523 | 90032 | 90032 | AERA ENERGY LLC |  |  |  |  | 150 | 291.2 |  | 211111 | -120.8578 | 35.9515 |  | 106 | 999 |  |  |  | 93450 |  | R63-0040
06053 |  | California | Monterey | 2228011 | 42677013 | 96898212 | 27071523 | 9 | 9_1_310005 | AERA ENERGY LLC | [7 empty] | 211111 | -120.8578 | 35.9515 |  | 106 | 999 |  |  |  | 93450 |  | R63-0036
06053 |  | California | Monterey | 2228011 | 42677113 | 96897812 | 27071523 | 7 | 7_1_310001 | AERA ENERGY LLC | [7 empty] | 211111 | -120.8578 | 35.9515 |  | 106 | 999 |  |  |  | 93450 |  | R63-0036
06053 |  | California | Monterey | 2228011 | 42677213 | 96897212 | 27071523 | 1 | 1_2_310004 | AERA ENERGY LLC | 21.06 | 0.53 | [5 empty] | 211111 | -120.8578 | 35.9515 |  | 106 | 999 |  |  |  | 93450 |  | R63-0040
06053 |  | California | Monterey | 2228011 | 42677213 | 96898012 | 27071523 | 1 | 1_1_310004 | AERA ENERGY LLC | 10.05 | 0.52 | [5 empty] | 211111 | -120.8578 | 35.9515 |  | 106 | 999 |  |  |  | 93450
06053 |  | California | Monterey | 2228011 | 42677313 | 96897312 | 27071523 | 2 | 2_1_310004 | AERA ENERGY LLC | 2.64 | [6 empty] | 211111 | -120.8578 | 35.9515 |  | 106 | 999 |  |  |  | 93450 |  | R63-0040
06053 |  | California | Monterey | 2228011 | 42677713 | 96897712 | 27071523 | 6 | 6_1_310001 | AERA ENERGY LLC | [7 empty] | 211111 | -120.8578 | 35.9515 |  | 106 | 999 |  |  |  | 93450 |  | R63-0036
06053 |  | California | Monterey | 2228011 | 42677813 | 96897912 | 27071523 | 8 | 8_1_404003 | AERA ENERGY LLC | [7 empty] | 211111 | -120.8578 | 35.9515 |  | 106 | 999 |  |  |  | 93450 |  | R63-0036
06053 |  | California | Monterey | 2228011 | 42677813 | 96898112 | 27071523 | 8 | 8_2_404003 | AERA ENERGY LLC | [7 empty] | 211111 | -120.8578 | 35.9515 |  | 106 | 999 |  |  |  | 93450
06053 |  | California | Monterey | 2228911 | 42673313 | 96934712 | 270715272 | 8 | 8_1_310002 | CHEVRON U.S.A. | [7 empty] | 211111 | -120.8722 | 35.9518 |  | 106 | 999 |  |  |  | 93450 |  | R63-0087
06053 |  | California | Monterey | 2228911 | 42673613 | 96934012 | 270715272 | 2 | 2_1_310004 | CHEVRON U.S.A. | [7 empty] | 211111 | -120.8722 | 35.9518 |  | 106 | 999 |  |  |  | 93450 |  | R63-0040
06053 |  | California | Monterey | 2228911 | 42673613 | 96934112 | 270715272 | 2 | 2_2_310004 | CHEVRON U.S.A. | 41.555 | 18.275 | [5 empty] | 211111 | -120.8722 | 35.9518 |  | 106 | 999 |  |  |  | 93450 |  | R63-0040
06053 |  | California | Monterey | 2228911 | 42673613 | 96934212 | 270715272 | 2 | 2_3_310004 | CHEVRON U.S.A. | 5.3 | 9.42 | [5 empty] | 211111 | -120.8722 | 35.9518 |  | 106 | 999 |  |  |  | 93450 |  | R63-0040
06053 |  | California | Monterey | 2228911 | 42673713 | 96935012 | 270715272 | 11 | 11_1_31000 | CHEVRON U.S.A. | [7 empty] | 211111 | -120.8722 | 35.9518 |  | 106 | 999 |  |  |  | 93450 |  | R63-0036
06053 |  | California | Monterey | 2228911 | 42674013 | 96934612 | 270715272 | 7 | 7_1_310001 | CHEVRON U.S.A. | [7 empty] | 211111 | -120.8722 | 35.9518 |  | 106 | 999 |  |  |  | 93450 |  | R63-0036
06053 |  | California | Monterey | 2228911 | 75692213 | 96935412 | 270715272 | 41 | 41_1_31000 | CHEVRON U.S.A. | 5.55 | 0.024 | [5 empty] | 211111 | -120.8722 | 35.9518 |  | 106 | 999 |  |  |  | 93450
06053 |  | California | Monterey | 2228911 | 75692313 | 70350412 | 270715272 | 42 | 42 | CHEVRON U.S.A. |  |  | 20 | 1.5 | 240 | 26.7 |  | 211111 | -120.8722 | 35.9518 |  | 106 | 999 |  |  |  | 93450
06053 |  | California | Monterey | 2228911 | 75692913 | 70351012 | 270715272 | 52 | 52 | CHEVRON U.S.A. | [7 empty] | 211111 | -120.8722 | 35.9518 |  | 106 | 999 |  |  |  | 93450
06059 |  | California | Orange | 10158811 | 101530613 | 103817512 | 3010261437 | 13 | 13_1_31000 | DCOR LLC | [7 empty] | 211111 | -118.1152 | 33.7322 |  | 109 | 999 |  |  |  | 90740
06059 |  | California | Orange | 10158811 | 101530713 | 103817612 | 3010261437 | 14 | 14_1_31000 | DCOR LLC | [7 empty] | 211111 | -118.1152 | 33.7322 |  | 109 | 999 |  |  |  | 90740
06059 |  | California | Orange | 10158811 | 101530813 | 103817712 | 3010261437 | 15 | 15_1_31000 | DCOR LLC | [7 empty] | 211111 | -118.1152 | 33.7322 |  | 109 | 999 |  |  |  | 90740
06059 |  | California | Orange | 10158811 | 101530913 | 103817812 | 3010261437 | 16 | 16_1_31000 | DCOR LLC | [7 empty] | 211111 | -118.1152 | 33.7322 |  | 109 | 999 |  |  |  | 90740
06059 |  | California | Orange | 10158811 | 101531013 | 103817912 | 3010261437 | 17 | 17_1_31000 | DCOR LLC | [7 empty] | 211111 | -118.1152 | 33.7322 |  | 109 | 999 |  |  |  | 90740
06059 |  | California | Orange | 10158811 | 101531113 | 103818012 | 3010261437 | 18 | 18_1_31000 | DCOR LLC | [7 empty] | 211111 | -118.1152 | 33.7322 |  | 109 | 999 |  |  |  | 90740
06059 |  | California | Orange | 10158811 | 101531213 | 103818112 | 3010261437 | 19 | 19_1_31000 | DCOR LLC | [7 empty] | 211111 | -118.1152 | 33.7322 |  | 109 | 999 |  |  |  | 90740
06059 |  | California | Orange | 10158811 | 101531413 | 103818412 | 3010261437 | 20 | 20_1_31000 | DCOR LLC | [7 empty] | 211111 | -118.1152 | 33.7322 |  | 109 | 999 |  |  |  | 90740
06059 |  | California | Orange | 10158811 | 101531513 | 103818512 | 3010261437 | 21 | 21_1_31000 | DCOR LLC | [7 empty] | 211111 | -118.1152 | 33.7322 |  | 109 | 999 |  |  |  | 90740
06059 |  | California | Orange | 10169811 | 101508713 | 103773112 | 3010261214 | 30 | 30_1_31000 | PACIFIC COAST ENERGY COMPANY LP | [7 empty] | 211111 | -117.9048 | 33.8995 |  |  | 999 |  |  |  | 92835
06059 |  | California | Orange | 10169811 | 101508813 | 103773212 | 3010261214 | 31 | 31_1_31000 | PACIFIC COAST ENERGY COMPANY LP | [7 empty] | 211111 | -117.9048 | 33.8995 |  |  | 999 |  |  |  | 92835
06059 |  | California | Orange | 10169811 | 101508913 | 103773312 | 3010261214 | 32 | 32_1_31000 | PACIFIC COAST ENERGY COMPANY LP | [7 empty] | 211111 | -117.9048 | 33.8995 |  |  | 999 |  |  |  | 92835
06059 |  | California | Orange | 10169811 | 101509013 | 103773412 | 3010261214 | 33 | 33_1_31000 | PACIFIC COAST ENERGY COMPANY LP | [7 empty] | 211111 | -117.9048 | 33.8995 |  |  | 999 |  |  |  | 92835
06059 |  | California | Orange | 10169811 | 76554613 | 103771312 | 3010261214 | 14 | 14_1_31000 | PACIFIC COAST ENERGY COMPANY LP | [7 empty] | 211111 | -117.9048 | 33.8995 |  |  | 999 |  |  |  | 92835
06059 |  | California | Orange | 10169811 | 76554713 | 103771412 | 3010261214 | 15 | 15_1_31000 | PACIFIC COAST ENERGY COMPANY LP | [7 empty] | 211111 | -117.9048 | 33.8995 |  |  | 999 |  |  |  | 92835
06059 |  | California | Orange | 10169811 | 76554813 | 103771512 | 3010261214 | 16 | 16_1_31000 | PACIFIC COAST ENERGY COMPANY LP | [7 empty] | 211111 | -117.9048 | 33.8995 |  |  | 999 |  |  |  | 92835
06059 |  | California | Orange | 10169811 | 76554913 | 103771612 | 3010261214 | 17 | 17_1_31000 | PACIFIC COAST ENERGY COMPANY LP | [7 empty] | 211111 | -117.9048 | 33.8995 |  |  | 999 |  |  |  | 92835
06059 |  | California | Orange | 10169811 | 76555013 | 103771712 | 3010261214 | 18 | 18_1_31000 | PACIFIC COAST ENERGY COMPANY LP | [7 empty] | 211111 | -117.9048 | 33.8995 |  |  | 999 |  |  |  | 92835
06059 |  | California | Orange | 10169811 | 76555113 | 103771812 | 3010261214 | 19 | 19_1_31000 | PACIFIC COAST ENERGY COMPANY LP | [7 empty] | 211111 | -117.9048 | 33.8995 |  |  | 999 |  |  |  | 92835
06059 |  | California | Orange | 10169811 | 76555213 | 103772012 | 3010261214 | 20 | 20_1_31000 | PACIFIC COAST ENERGY COMPANY LP | [7 empty] | 211111 | -117.9048 | 33.8995 |  |  | 999 |  |  |  | 92835
06059 |  | California | Orange | 10169811 | 76555313 | 103772112 | 3010261214 | 21 | 21_1_31000 | PACIFIC COAST ENERGY COMPANY LP | [7 empty] | 211111 | -117.9048 | 33.8995 |  |  | 999 |  |  |  | 92835
06059 |  | California | Orange | 10169811 | 76555413 | 103772212 | 3010261214 | 22 | 22_1_31000 | PACIFIC COAST ENERGY COMPANY LP | [7 empty] | 211111 | -117.9048 | 33.8995 |  |  | 999 |  |  |  | 92835
06059 |  | California | Orange | 10169811 | 76555513 | 103772312 | 3010261214 | 23 | 23_1_31000 | PACIFIC COAST ENERGY COMPANY LP | [7 empty] | 211111 | -117.9048 | 33.8995 |  |  | 999 |  |  |  | 92835
06059 |  | California | Orange | 10169811 | 76555613 | 103772412 | 3010261214 | 24 | 24_1_31000 | PACIFIC COAST ENERGY COMPANY LP | [7 empty] | 211111 | -117.9048 | 33.8995 |  |  | 999 |  |  |  | 92835
06059 |  | California | Orange | 10169811 | 76555713 | 103772512 | 3010261214 | 25 | 25_1_31000 | PACIFIC COAST ENERGY COMPANY LP | [7 empty] | 211111 | -117.9048 | 33.8995 |  |  | 999 |  |  |  | 92835
06059 |  | California | Orange | 10169811 | 76555813 | 103772612 | 3010261214 | 26 | 26_1_31000 | PACIFIC COAST ENERGY COMPANY LP | [7 empty] | 211111 | -117.9048 | 33.8995 |  |  | 999 |  |  |  | 92835
06059 |  | California | Orange | 10169811 | 76555913 | 103772712 | 3010261214 | 27 | 27_1_31000 | PACIFIC COAST ENERGY COMPANY LP | [7 empty] | 211111 | -117.9048 | 33.8995 |  |  | 999 |  |  |  | 92835
06059 |  | California | Orange | 10169811 | 76556013 | 103772812 | 3010261214 | 28 | 28_1_31000 | PACIFIC COAST ENERGY COMPANY LP | [7 empty] | 211111 | -117.9048 | 33.8995 |  |  | 999 |  |  |  | 92835
06059 |  | California | Orange | 10169811 | 76556113 | 103772912 | 3010261214 | 29 | 29_1_31000 | PACIFIC COAST ENERGY COMPANY LP | [7 empty] | 211111 | -117.9048 | 33.8995 |  |  | 999 |  |  |  | 92835
06059 |  | California | Orange | 10184011 | 77609013 | 103711712 | 3010261094 | 14 | 14_1_31000 | BRIDGEMARK CORPORATION | [7 empty] | 211111 | -117.8432 | 33.8757 |  |  | 999 |  |  |  | 92870
06059 |  | California | Orange | 10184011 | 77609113 | 103711812 | 3010261094 | 15 | 15_1_31000 | BRIDGEMARK CORPORATION | [7 empty] | 211111 | -117.8432 | 33.8757 |  |  | 999 |  |  |  | 92870
06059 |  | California | Orange | 10184011 | 77609213 | 103711912 | 3010261094 | 16 | 16_1_31000 | BRIDGEMARK CORPORATION | [7 empty] | 211111 | -117.8432 | 33.8757 |  |  | 999 |  |  |  | 92870
06059 |  | California | Orange | 10184011 | 77609313 | 103712012 | 3010261094 | 17 | 17_1_31000 | BRIDGEMARK CORPORATION | [7 empty] | 211111 | -117.8432 | 33.8757 |  |  | 999 |  |  |  | 92870
06059 |  | California | Orange | 10184011 | 77609413 | 103712112 | 3010261094 | 18 | 18_1_31000 | BRIDGEMARK CORPORATION | [7 empty] | 211111 | -117.8432 | 33.8757 |  |  | 999 |  |  |  | 92870
06059 |  | California | Orange | 10184011 | 77609513 | 103712212 | 3010261094 | 19 | 19_1_31000 | BRIDGEMARK CORPORATION | [7 empty] | 211111 | -117.8432 | 33.8757 |  |  | 999 |  |  |  | 92870
06059 |  | California | Orange | 10184011 | 77609613 | 103712412 | 3010261094 | 20 | 20_1_31000 | BRIDGEMARK CORPORATION | [7 empty] | 211111 | -117.8432 | 33.8757 |  |  | 999 |  |  |  | 92870
06059 |  | California | Orange | 10184011 | 77609713 | 103712512 | 3010261094 | 21 | 21_1_31000 | BRIDGEMARK CORPORATION | [7 empty] | 211111 | -117.8432 | 33.8757 |  |  | 999 |  |  |  | 92870
06059 |  | California | Orange | 10184011 | 77609813 | 103712612 | 3010261094 | 22 | 22_1_31000 | BRIDGEMARK CORPORATION | [7 empty] | 211111 | -117.8432 | 33.8757 |  |  | 999 |  |  |  | 92870
06059 |  | California | Orange | 10184011 | 77609913 | 103712712 | 3010261094 | 23 | 23_1_31000 | BRIDGEMARK CORPORATION | [7 empty] | 211111 | -117.8432 | 33.8757 |  |  | 999 |  |  |  | 92870
06059 |  | California | Orange | 10184011 | 77610013 | 103712812 | 3010261094 | 24 | 24_1_31000 | BRIDGEMARK CORPORATION | [7 empty] | 211111 | -117.8432 | 33.8757 |  |  | 999 |  |  |  | 92870
06059 |  | California | Orange | 10184011 | 77610113 | 103712912 | 3010261094 | 25 | 25_1_31000 | BRIDGEMARK CORPORATION | [7 empty] | 211111 | -117.8432 | 33.8757 |  |  | 999 |  |  |  | 92870
06059 |  | California | Orange | 10184011 | 77610213 | 103713012 | 3010261094 | 26 | 26_1_31000 | BRIDGEMARK CORPORATION | [7 empty] | 211111 | -117.8432 | 33.8757 |  |  | 999 |  |  |  | 92870
06059 |  | California | Orange | 10184011 | 77610313 | 103713112 | 3010261094 | 27 | 27_1_31000 | BRIDGEMARK CORPORATION | [7 empty] | 211111 | -117.8432 | 33.8757 |  |  | 999 |  |  |  | 92870
06059 |  | California | Orange | 10184011 | 77610413 | 103713212 | 3010261094 | 28 | 28_1_31000 | BRIDGEMARK CORPORATION | [7 empty] | 211111 | -117.8432 | 33.8757 |  |  | 999 |  |  |  | 92870
06059 |  | California | Orange | 10184011 | 77610513 | 103713312 | 3010261094 | 29 | 29_1_31000 | BRIDGEMARK CORPORATION | [7 empty] | 211111 | -117.8432 | 33.8757 |  |  | 999 |  |  |  | 92870
06059 |  | California | Orange | 13488011 | 101457713 | 103649412 | 3010261034 | 16 | 16_1_31000 | BRIDGEMARK CORPORATION | [7 empty] | 211111 | -117.8608 | 33.845 |  |  | 999 |  |  |  | 92806
06059 |  | California | Orange | 13488011 | 76590013 | 103648712 | 3010261034 | 1 | 1_1_310004 | BRIDGEMARK CORPORATION | 0.11901 | 0.00054 | [5 empty] | 211111 | -117.8608 | 33.845 |  |  | 999 |  |  |  | 92806
06059 |  | California | Orange | 13488011 | 76590413 | 103650012 | 3010261034 | 5 | 5_1_310001 | BRIDGEMARK CORPORATION | [7 empty] | 211111 | -117.8608 | 33.845 |  |  | 999 |  |  |  | 92806
06059 |  | California | Orange | 13488011 | 76590513 | 103650112 | 3010261034 | 6 | 6_1_310001 | BRIDGEMARK CORPORATION | [7 empty] | 211111 | -117.8608 | 33.845 |  |  | 999 |  |  |  | 92806
06059 |  | California | Orange | 13488011 | 76590613 | 103650212 | 3010261034 | 7 | 7_1_310001 | BRIDGEMARK CORPORATION | [7 empty] | 211111 | -117.8608 | 33.845 |  |  | 999 |  |  |  | 92806
06059 |  | California | Orange | 13488011 | 76590713 | 103650312 | 3010261034 | 8 | 8_1_310001 | BRIDGEMARK CORPORATION | [7 empty] | 211111 | -117.8608 | 33.845 |  |  | 999 |  |  |  | 92806
06059 |  | California | Orange | 13488011 | 76590813 | 103650412 | 3010261034 | 9 | 9_1_310001 | BRIDGEMARK CORPORATION | [7 empty] | 211111 | -117.8608 | 33.845 |  |  | 999 |  |  |  | 92806
06059 |  | California | Orange | 13488011 | 76590913 | 103648812 | 3010261034 | 10 | 10_1_31000 | BRIDGEMARK CORPORATION | [7 empty] | 211111 | -117.8608 | 33.845 |  |  | 999 |  |  |  | 92806
06059 |  | California | Orange | 13488011 | 76591013 | 103648912 | 3010261034 | 11 | 11_1_31000 | BRIDGEMARK CORPORATION | [7 empty] | 211111 | -117.8608 | 33.845 |  |  | 999 |  |  |  | 92806
06059 |  | California | Orange | 13488011 | 76591113 | 103649012 | 3010261034 | 12 | 12_1_31000 | BRIDGEMARK CORPORATION | [7 empty] | 211111 | -117.8608 | 33.845 |  |  | 999 |  |  |  | 92806
06059 |  | California | Orange | 13488011 | 76591213 | 103649112 | 3010261034 | 13 | 13_1_31000 | BRIDGEMARK CORPORATION | [7 empty] | 211111 | -117.8608 | 33.845 |  |  | 999 |  |  |  | 92806
06059 |  | California | Orange | 13488011 | 76591313 | 103649212 | 3010261034 | 14 | 14_1_31000 | BRIDGEMARK CORPORATION | [7 empty] | 211111 | -117.8608 | 33.845 |  |  | 999 |  |  |  | 92806
06059 |  | California | Orange | 13488011 | 76591413 | 103649312 | 3010261034 | 15 | 15_1_31000 | BRIDGEMARK CORPORATION | [7 empty] | 211111 | -117.8608 | 33.845 |  |  | 999 |  |  |  | 92806
06059 |  | California | Orange | 14080611 | 101553413 | 103850712 | 3010261504 | 26 | 26_1_31000 | BREITBURN OPERATING L.P. | [7 empty] | 211111 | -117.8361 | 33.9224 |  |  | 999 |  |  |  | 92823
06059 |  | California | Orange | 14080611 | 85825213 | 103850612 | 3010261504 | 25 | 25_1_31000 | BREITBURN OPERATING L.P. | [7 empty] | 211111 | -117.8361 | 33.9224 |  |  | 999 |  |  |  | 92823
06059 |  | California | Orange | 14080611 | 85825313 | 103850512 | 3010261504 | 24 | 24_1_31000 | BREITBURN OPERATING L.P. | [7 empty] | 211111 | -117.8361 | 33.9224 |  |  | 999 |  |  |  | 92823
06059 |  | California | Orange | 14080611 | 85825413 | 103850412 | 3010261504 | 23 | 23_1_31000 | BREITBURN OPERATING L.P. | [7 empty] | 211111 | -117.8361 | 33.9224 |  |  | 999 |  |  |  | 92823
06059 |  | California | Orange | 14080611 | 85825513 | 103850312 | 3010261504 | 22 | 22_1_31000 | BREITBURN OPERATING L.P. | [7 empty] | 211111 | -117.8361 | 33.9224 |  |  | 999 |  |  |  | 92823
06059 |  | California | Orange | 14080611 | 85825613 | 103850212 | 3010261504 | 21 | 21_1_31000 | BREITBURN OPERATING L.P. | [7 empty] | 211111 | -117.8361 | 33.9224 |  |  | 999 |  |  |  | 92823
06059 |  | California | Orange | 14080611 | 85825713 | 103850112 | 3010261504 | 20 | 20_1_31000 | BREITBURN OPERATING L.P. | [7 empty] | 211111 | -117.8361 | 33.9224 |  |  | 999 |  |  |  | 92823
06059 |  | California | Orange | 14080611 | 85825813 | 103849912 | 3010261504 | 19 | 19_1_31000 | BREITBURN OPERATING L.P. | [7 empty] | 211111 | -117.8361 | 33.9224 |  |  | 999 |  |  |  | 92823
06059 |  | California | Orange | 14080611 | 85825913 | 103849812 | 3010261504 | 18 | 18_1_31000 | BREITBURN OPERATING L.P. | [7 empty] | 211111 | -117.8361 | 33.9224 |  |  | 999 |  |  |  | 92823
06059 |  | California | Orange | 14080611 | 85826013 | 103849712 | 3010261504 | 17 | 17_1_31000 | BREITBURN OPERATING L.P. | [7 empty] | 211111 | -117.8361 | 33.9224 |  |  | 999 |  |  |  | 92823
06059 |  | California | Orange | 14080611 | 85826113 | 103849612 | 3010261504 | 16 | 16_1_31000 | BREITBURN OPERATING L.P. | [7 empty] | 211111 | -117.8361 | 33.9224 |  |  | 999 |  |  |  | 92823
06059 |  | California | Orange | 14080611 | 85826213 | 103849512 | 3010261504 | 15 | 15_1_31000 | BREITBURN OPERATING L.P. | [7 empty] | 211111 | -117.8361 | 33.9224 |  |  | 999 |  |  |  | 92823
06059 |  | California | Orange | 14080611 | 85826313 | 103849412 | 3010261504 | 14 | 14_1_31000 | BREITBURN OPERATING L.P. | [7 empty] | 211111 | -117.8361 | 33.9224 |  |  | 999 |  |  |  | 92823
06059 |  | California | Orange | 14080611 | 85826413 | 103849312 | 3010261504 | 13 | 13_1_31000 | BREITBURN OPERATING L.P. | [7 empty] | 211111 | -117.8361 | 33.9224 |  |  | 999 |  |  |  | 92823
06059 |  | California | Orange | 14080611 | 85826513 | 103849212 | 3010261504 | 12 | 12_1_31000 | BREITBURN OPERATING L.P. | [7 empty] | 211111 | -117.8361 | 33.9224 |  |  | 999 |  |  |  | 92823
06059 |  | California | Orange | 14080611 | 85826613 | 103849112 | 3010261504 | 11 | 11_1_31000 | BREITBURN OPERATING L.P. | [7 empty] | 211111 | -117.8361 | 33.9224 |  |  | 999 |  |  |  | 92823
06059 |  | California | Orange | 14080611 | 85827513 | 103850012 | 3010261504 | 2 | 2_1_310004 | BREITBURN OPERATING L.P. | 0.23725 | 0.00109 | [5 empty] | 211111 | -117.8361 | 33.9224 |  |  | 999 |  |  |  | 92823
06059 |  | California | Orange | 16017211 | 101576913 | 103902412 | 3010261660 | 26 | 26_1_31000 | BETA OFFSHORE | [7 empty] | 211111 | -118.0032 | 33.6757 |  |  | 999 |  |  |  | 92648
06059 |  | California | Orange | 16017211 | 101577013 | 103902512 | 3010261660 | 27 | 27_1_31000 | BETA OFFSHORE | [7 empty] | 211111 | -118.0032 | 33.6757 |  |  | 999 |  |  |  | 92648
06059 |  | California | Orange | 16017211 | 101577113 | 103902612 | 3010261660 | 28 | 28_1_31000 | BETA OFFSHORE | [7 empty] | 211111 | -118.0032 | 33.6757 |  |  | 999 |  |  |  | 92648
06059 |  | California | Orange | 16017211 | 101577213 | 103902712 | 3010261660 | 29 | 29_1_31000 | BETA OFFSHORE | [7 empty] | 211111 | -118.0032 | 33.6757 |  |  | 999 |  |  |  | 92648
06059 |  | California | Orange | 16017211 | 101577413 | 103903012 | 3010261660 | 30 | 30_1_31000 | BETA OFFSHORE | [7 empty] | 211111 | -118.0032 | 33.6757 |  |  | 999 |  |  |  | 92648
06059 |  | California | Orange | 16017211 | 101577513 | 103903112 | 3010261660 | 31 | 31_1_31000 | BETA OFFSHORE | [7 empty] | 211111 | -118.0032 | 33.6757 |  |  | 999 |  |  |  | 92648
06059 |  | California | Orange | 16017211 | 101577613 | 103903212 | 3010261660 | 32 | 32_1_31000 | BETA OFFSHORE | [7 empty] | 211111 | -118.0032 | 33.6757 |  |  | 999 |  |  |  | 92648
06059 |  | California | Orange | 16017211 | 101577713 | 103903312 | 3010261660 | 33 | 33_1_31000 | BETA OFFSHORE | [7 empty] | 211111 | -118.0032 | 33.6757 |  |  | 999 |  |  |  | 92648
06059 |  | California | Orange | 16017211 | 101577813 | 103903412 | 3010261660 | 34 | 34_1_31000 | BETA OFFSHORE | [7 empty] | 211111 | -118.0032 | 33.6757 |  |  | 999 |  |  |  | 92648
06059 |  | California | Orange | 16017211 | 101577913 | 103903512 | 3010261660 | 35 | 35_1_31000 | BETA OFFSHORE | [7 empty] | 211111 | -118.0032 | 33.6757 |  |  | 999 |  |  |  | 92648
06059 |  | California | Orange | 16017211 | 101578013 | 103903612 | 3010261660 | 36 | 36_1_31000 | BETA OFFSHORE | [7 empty] | 211111 | -118.0032 | 33.6757 |  |  | 999 |  |  |  | 92648
06059 |  | California | Orange | 16017211 | 101578113 | 103903712 | 3010261660 | 37 | 37_1_31000 | BETA OFFSHORE | [7 empty] | 211111 | -118.0032 | 33.6757 |  |  | 999 |  |  |  | 92648
06059 |  | California | Orange | 16017211 | 101578213 | 103903812 | 3010261660 | 38 | 38_1_31000 | BETA OFFSHORE | [7 empty] | 211111 | -118.0032 | 33.6757 |  |  | 999 |  |  |  | 92648
06059 |  | California | Orange | 16027311 | 101555413 | 103853912 | 3010261515 | 1 | 1_1_310004 | LINN OPERATING, INC |  | 0.00218 | [5 empty] | 211111 | -117.8624 | 33.923 |  |  | 999 |  |  |  | 92821
06059 |  | California | Orange | 16027311 | 101555413 | 103854012 | 3010261515 | 1 | 1_11_31000 | LINN OPERATING, INC | 0.14335 | [6 empty] | 211111 | -117.8624 | 33.923 |  |  | 999 |  |  |  | 92821
06059 |  | California | Orange | 16027311 | 101555913 | 103854912 | 3010261515 | 14 | 14_1_31000 | LINN OPERATING, INC | [7 empty] | 211111 | -117.8624 | 33.923 |  |  | 999 |  |  |  | 92821
06059 |  | California | Orange | 16027311 | 101556013 | 103855012 | 3010261515 | 15 | 15_1_31000 | LINN OPERATING, INC | [7 empty] | 211111 | -117.8624 | 33.923 |  |  | 999 |  |  |  | 92821
06059 |  | California | Orange | 16027311 | 101556113 | 103855112 | 3010261515 | 16 | 16_1_31000 | LINN OPERATING, INC | [7 empty] | 211111 | -117.8624 | 33.923 |  |  | 999 |  |  |  | 92821
06059 |  | California | Orange | 16027311 | 101556213 | 103855212 | 3010261515 | 17 | 17_1_31000 | LINN OPERATING, INC | [7 empty] | 211111 | -117.8624 | 33.923 |  |  | 999 |  |  |  | 92821
06059 |  | California | Orange | 16027311 | 101556313 | 103855312 | 3010261515 | 18 | 18_1_31000 | LINN OPERATING, INC | [7 empty] | 211111 | -117.8624 | 33.923 |  |  | 999 |  |  |  | 92821
06059 |  | California | Orange | 16027311 | 101556413 | 103855412 | 3010261515 | 19 | 19_1_31000 | LINN OPERATING, INC | [7 empty] | 211111 | -117.8624 | 33.923 |  |  | 999 |  |  |  | 92821
06059 |  | California | Orange | 16027311 | 101556613 | 103855612 | 3010261515 | 20 | 20_1_31000 | LINN OPERATING, INC | [7 empty] | 211111 | -117.8624 | 33.923 |  |  | 999 |  |  |  | 92821
06059 |  | California | Orange | 16027311 | 101556713 | 103855712 | 3010261515 | 21 | 21_1_31000 | LINN OPERATING, INC | [7 empty] | 211111 | -117.8624 | 33.923 |  |  | 999 |  |  |  | 92821
06059 |  | California | Orange | 16027311 | 101556813 | 103855812 | 3010261515 | 22 | 22_1_31000 | LINN OPERATING, INC | [7 empty] | 211111 | -117.8624 | 33.923 |  |  | 999 |  |  |  | 92821
06059 |  | California | Orange | 16027311 | 101556913 | 103855912 | 3010261515 | 23 | 23_1_31000 | LINN OPERATING, INC | [7 empty] | 211111 | -117.8624 | 33.923 |  |  | 999 |  |  |  | 92821
06059 |  | California | Orange | 16027411 | 101557813 | 103857412 | 3010261520 | 10 | 10_1_31000 | LINN WESTERN OPERATING INC | [7 empty] | 211111 | -117.8762 | 33.9414 |  |  | 999 |  |  |  | 92821
06059 |  | California | Orange | 16027411 | 101557913 | 103857512 | 3010261520 | 11 | 11_1_31000 | LINN WESTERN OPERATING INC | [7 empty] | 211111 | -117.8762 | 33.9414 |  |  | 999 |  |  |  | 92821
06059 |  | California | Orange | 16027411 | 101558013 | 103857612 | 3010261520 | 12 | 12_1_31000 | LINN WESTERN OPERATING INC | [7 empty] | 211111 | -117.8762 | 33.9414 |  |  | 999 |  |  |  | 92821
06059 |  | California | Orange | 16027411 | 101558113 | 103857712 | 3010261520 | 13 | 13_1_31000 | LINN WESTERN OPERATING INC | [7 empty] | 211111 | -117.8762 | 33.9414 |  |  | 999 |  |  |  | 92821
06059 |  | California | Orange | 16027411 | 101558213 | 103857812 | 3010261520 | 14 | 14_1_31000 | LINN WESTERN OPERATING INC | [7 empty] | 211111 | -117.8762 | 33.9414 |  |  | 999 |  |  |  | 92821
06059 |  | California | Orange | 16027411 | 101558313 | 103857912 | 3010261520 | 15 | 15_1_31000 | LINN WESTERN OPERATING INC | [7 empty] | 211111 | -117.8762 | 33.9414 |  |  | 999 |  |  |  | 92821
06059 |  | California | Orange | 16027411 | 101558813 | 103858712 | 3010261520 | 6 | 6_1_310001 | LINN WESTERN OPERATING INC | [7 empty] | 211111 | -117.8762 | 33.9414 |  |  | 999 |  |  |  | 92821
06059 |  | California | Orange | 16027411 | 101558913 | 103858812 | 3010261520 | 7 | 7_1_310001 | LINN WESTERN OPERATING INC | [7 empty] | 211111 | -117.8762 | 33.9414 |  |  | 999 |  |  |  | 92821
06059 |  | California | Orange | 16027411 | 101559013 | 103858912 | 3010261520 | 8 | 8_1_310001 | LINN WESTERN OPERATING INC | [7 empty] | 211111 | -117.8762 | 33.9414 |  |  | 999 |  |  |  | 92821
06059 |  | California | Orange | 16027411 | 101559113 | 103859012 | 3010261520 | 9 | 9_1_310001 | LINN WESTERN OPERATING INC | [7 empty] | 211111 | -117.8762 | 33.9414 |  |  | 999 |  |  |  | 92821
06059 |  | California | Orange | 16027511 | 101553713 | 103852212 | 3010261514 | 10 | 10_1_31000 | LINN WESTERN OPERATING, INC | [7 empty] | 211111 | -117.9022 | 33.932 |  |  | 999 |  |  |  | 92821
06059 |  | California | Orange | 16027511 | 101553813 | 103852312 | 3010261514 | 2 | 2_1_310001 | LINN WESTERN OPERATING, INC | [7 empty] | 211111 | -117.9022 | 33.932 |  |  | 999 |  |  |  | 92821
06059 |  | California | Orange | 16027511 | 101553913 | 103852412 | 3010261514 | 3 | 3_1_310001 | LINN WESTERN OPERATING, INC | [7 empty] | 211111 | -117.9022 | 33.932 |  |  | 999 |  |  |  | 92821
06059 |  | California | Orange | 16027511 | 101554013 | 103852512 | 3010261514 | 4 | 4_1_310001 | LINN WESTERN OPERATING, INC | [7 empty] | 211111 | -117.9022 | 33.932 |  |  | 999 |  |  |  | 92821
06059 |  | California | Orange | 16027511 | 101554113 | 103852612 | 3010261514 | 5 | 5_1_310001 | LINN WESTERN OPERATING, INC | [7 empty] | 211111 | -117.9022 | 33.932 |  |  | 999 |  |  |  | 92821
06059 |  | California | Orange | 16027511 | 101554213 | 103852712 | 3010261514 | 6 | 6_1_310001 | LINN WESTERN OPERATING, INC | [7 empty] | 211111 | -117.9022 | 33.932 |  |  | 999 |  |  |  | 92821
06059 |  | California | Orange | 16027511 | 101554313 | 103852812 | 3010261514 | 7 | 7_1_310001 | LINN WESTERN OPERATING, INC | [7 empty] | 211111 | -117.9022 | 33.932 |  |  | 999 |  |  |  | 92821
06059 |  | California | Orange | 16027511 | 101554413 | 103852912 | 3010261514 | 8 | 8_1_310001 | LINN WESTERN OPERATING, INC | [7 empty] | 211111 | -117.9022 | 33.932 |  |  | 999 |  |  |  | 92821
06059 |  | California | Orange | 16027511 | 101554513 | 103853012 | 3010261514 | 9 | 9_1_310001 | LINN WESTERN OPERATING, INC | [7 empty] | 211111 | -117.9022 | 33.932 |  |  | 999 |  |  |  | 92821
06059 |  | California | Orange | 16027911 | 101596913 | 103932412 | 3010261697 | 25 | 25_1_31000 | OXY USA INC | [7 empty] | 211111 | -118.014 | 33.6717 |  |  | 999 |  |  |  | 92648
06059 |  | California | Orange | 16027911 | 101597013 | 103932512 | 3010261697 | 26 | 26_1_31000 | OXY USA INC | [7 empty] | 211111 | -118.014 | 33.6717 |  |  | 999 |  |  |  | 92648
06059 |  | California | Orange | 16027911 | 101597113 | 103932612 | 3010261697 | 27 | 27_1_31000 | OXY USA INC | [7 empty] | 211111 | -118.014 | 33.6717 |  |  | 999 |  |  |  | 92648
06059 |  | California | Orange | 16027911 | 101597213 | 103932712 | 3010261697 | 28 | 28_1_31000 | OXY USA INC | [7 empty] | 211111 | -118.014 | 33.6717 |  |  | 999 |  |  |  | 92648
06059 |  | California | Orange | 16027911 | 101597313 | 103932812 | 3010261697 | 29 | 29_1_31000 | OXY USA INC | [7 empty] | 211111 | -118.014 | 33.6717 |  |  | 999 |  |  |  | 92648
06059 |  | California | Orange | 16027911 | 101597513 | 103933112 | 3010261697 | 30 | 30_1_31000 | OXY USA INC | [7 empty] | 211111 | -118.014 | 33.6717 |  |  | 999 |  |  |  | 92648
06059 |  | California | Orange | 16027911 | 101597613 | 103933212 | 3010261697 | 31 | 31_1_31000 | OXY USA INC | [7 empty] | 211111 | -118.014 | 33.6717 |  |  | 999 |  |  |  | 92648
06059 |  | California | Orange | 16027911 | 101597713 | 103933312 | 3010261697 | 32 | 32_1_31000 | OXY USA INC | [7 empty] | 211111 | -118.014 | 33.6717 |  |  | 999 |  |  |  | 92648
06059 |  | California | Orange | 16027911 | 101597813 | 103933412 | 3010261697 | 33 | 33_1_31000 | OXY USA INC | [7 empty] | 211111 | -118.014 | 33.6717 |  |  | 999 |  |  |  | 92648
06059 |  | California | Orange | 16027911 | 101597913 | 103933512 | 3010261697 | 34 | 34_1_31000 | OXY USA INC | [7 empty] | 211111 | -118.014 | 33.6717 |  |  | 999 |  |  |  | 92648
06059 |  | California | Orange | 16027911 | 101598013 | 103933612 | 3010261697 | 35 | 35_1_31000 | OXY USA INC | [7 empty] | 211111 | -118.014 | 33.6717 |  |  | 999 |  |  |  | 92648
06059 |  | California | Orange | 16027911 | 101598113 | 103933712 | 3010261697 | 36 | 36_1_31000 | OXY USA INC | [7 empty] | 211111 | -118.014 | 33.6717 |  |  | 999 |  |  |  | 92648
06059 |  | California | Orange | 16027911 | 101598213 | 103933812 | 3010261697 | 37 | 37_1_31000 | OXY USA INC | [7 empty] | 211111 | -118.014 | 33.6717 |  |  | 999 |  |  |  | 92648
06059 |  | California | Orange | 16027911 | 101598313 | 103933912 | 3010261697 | 38 | 38_1_31000 | OXY USA INC | [7 empty] | 211111 | -118.014 | 33.6717 |  |  | 999 |  |  |  | 92648
06059 |  | California | Orange | 16027911 | 101598413 | 103934012 | 3010261697 | 39 | 39_1_31000 | OXY USA INC | [7 empty] | 211111 | -118.014 | 33.6717 |  |  | 999 |  |  |  | 92648
06059 |  | California | Orange | 16027911 | 101598613 | 103934312 | 3010261697 | 40 | 40_1_31000 | OXY USA INC | [7 empty] | 211111 | -118.014 | 33.6717 |  |  | 999 |  |  |  | 92648
06059 |  | California | Orange | 16027911 | 101598713 | 103934412 | 3010261697 | 41 | 41_1_31000 | OXY USA INC | [7 empty] | 211111 | -118.014 | 33.6717 |  |  | 999 |  |  |  | 92648
06059 |  | California | Orange | 2242511 | 101457813 | 103651912 | 3010261034 | 17 | 17_1_31000 | BRIDGEMARK CORPORATION | [7 empty] | 211111 | -117.8651 | 33.846 |  |  | 999 |  |  |  | 92806
06059 |  | California | Orange | 2242511 | 101457913 | 103652012 | 3010261034 | 18 | 18_1_31000 | BRIDGEMARK CORPORATION | [7 empty] | 211111 | -117.8651 | 33.846 |  |  | 999 |  |  |  | 92806
06059 |  | California | Orange | 2242511 | 101458013 | 103652112 | 3010261034 | 19 | 19_1_31000 | BRIDGEMARK CORPORATION | [7 empty] | 211111 | -117.8651 | 33.846 |  |  | 999 |  |  |  | 92806
06059 |  | California | Orange | 2242511 | 101458113 | 103652412 | 3010261034 | 20 | 20_1_31000 | BRIDGEMARK CORPORATION | [7 empty] | 211111 | -117.8651 | 33.846 |  |  | 999 |  |  |  | 92806
06059 |  | California | Orange | 2242511 | 101458213 | 103652512 | 3010261034 | 21 | 21_1_31000 | BRIDGEMARK CORPORATION | [7 empty] | 211111 | -117.8651 | 33.846 |  |  | 999 |  |  |  | 92806
06059 |  | California | Orange | 2242511 | 101458313 | 103652612 | 3010261034 | 22 | 22_1_31000 | BRIDGEMARK CORPORATION | [7 empty] | 211111 | -117.8651 | 33.846 |  |  | 999 |  |  |  | 92806
06059 |  | California | Orange | 2242511 | 101458413 | 103652712 | 3010261034 | 23 | 23_1_31000 | BRIDGEMARK CORPORATION | [7 empty] | 211111 | -117.8651 | 33.846 |  |  | 999 |  |  |  | 92806
06059 |  | California | Orange | 2242511 | 101458513 | 103652812 | 3010261034 | 24 | 24_1_31000 | BRIDGEMARK CORPORATION | [7 empty] | 211111 | -117.8651 | 33.846 |  |  | 999 |  |  |  | 92806
06059 |  | California | Orange | 2242511 | 101458613 | 103652912 | 3010261034 | 25 | 25_1_31000 | BRIDGEMARK CORPORATION | [7 empty] | 211111 | -117.8651 | 33.846 |  |  | 999 |  |  |  | 92806
06059 |  | California | Orange | 2242511 | 101458713 | 103653012 | 3010261034 | 26 | 26_1_31000 | BRIDGEMARK CORPORATION | [7 empty] | 211111 | -117.8651 | 33.846 |  |  | 999 |  |  |  | 92806
06059 |  | California | Orange | 2242511 | 101458813 | 103653112 | 3010261034 | 27 | 27_1_31000 | BRIDGEMARK CORPORATION | [7 empty] | 211111 | -117.8651 | 33.846 |  |  | 999 |  |  |  | 92806
06059 |  | California | Orange | 2242511 | 101458913 | 103653212 | 3010261034 | 28 | 28_1_31000 | BRIDGEMARK CORPORATION | [7 empty] | 211111 | -117.8651 | 33.846 |  |  | 999 |  |  |  | 92806
06059 |  | California | Orange | 2242511 | 77899513 | 103650512 | 3010261034 | 1 | 1_1_310004 | BRIDGEMARK CORPORATION | 0.11901 | 0.00054 | [5 empty] | 211111 | -117.8651 | 33.846 |  |  | 999 |  |  |  | 92806
06059 |  | California | Orange | 2248511 | 42664013 | 103668212 | 3010261040 | 44 | 44_1_31000 | AERA ENERGY LLC | [7 empty] | 211111 | -118.014 | 33.6717 |  | 106 | 999 |  |  |  | 92648 |  | R63-0087
06059 |  | California | Orange | 2248511 | 77950013 | 103667112 | 3010261040 | 35 | 35_1_31000 | AERA ENERGY LLC | [7 empty] | 211111 | -118.014 | 33.6717 |  | 106 | 999 |  |  |  | 92648
06059 |  | California | Orange | 2248511 | 77950113 | 103667212 | 3010261040 | 36 | 36_1_31000 | AERA ENERGY LLC | [7 empty] | 211111 | -118.014 | 33.6717 |  | 106 | 999 |  |  |  | 92648
06059 |  | California | Orange | 2248511 | 77950213 | 103667312 | 3010261040 | 37 | 37_1_31000 | AERA ENERGY LLC | [7 empty] | 211111 | -118.014 | 33.6717 |  | 106 | 999 |  |  |  | 92648
06059 |  | California | Orange | 2248511 | 77950313 | 103667412 | 3010261040 | 38 | 38_1_31000 | AERA ENERGY LLC | [7 empty] | 211111 | -118.014 | 33.6717 |  | 106 | 999 |  |  |  | 92648
06059 |  | California | Orange | 2248511 | 77950413 | 103667512 | 3010261040 | 39 | 39_1_31000 | AERA ENERGY LLC | [7 empty] | 211111 | -118.014 | 33.6717 |  | 106 | 999 |  |  |  | 92648
06059 |  | California | Orange | 2248511 | 77950513 | 103667812 | 3010261040 | 40 | 40_1_31000 | AERA ENERGY LLC | [7 empty] | 211111 | -118.014 | 33.6717 |  | 106 | 999 |  |  |  | 92648
06059 |  | California | Orange | 2248511 | 77950613 | 103667912 | 3010261040 | 41 | 41_1_31000 | AERA ENERGY LLC | [7 empty] | 211111 | -118.014 | 33.6717 |  | 106 | 999 |  |  |  | 92648
06059 |  | California | Orange | 2248511 | 77950713 | 103668012 | 3010261040 | 42 | 42_1_31000 | AERA ENERGY LLC | [7 empty] | 211111 | -118.014 | 33.6717 |  | 106 | 999 |  |  |  | 92648
06059 |  | California | Orange | 2248511 | 77950813 | 103668112 | 3010261040 | 43 | 43_1_31000 | AERA ENERGY LLC | [7 empty] | 211111 | -118.014 | 33.6717 |  | 106 | 999 |  |  |  | 92648
06059 |  | California | Orange | 2248511 | 77950913 | 103668312 | 3010261040 | 45 | 45_1_31000 | AERA ENERGY LLC | [7 empty] | 211111 | -118.014 | 33.6717 |  | 106 | 999 |  |  |  | 92648
06059 |  | California | Orange | 2248511 | 77951013 | 103668412 | 3010261040 | 46 | 46_1_31000 | AERA ENERGY LLC | [7 empty] | 211111 | -118.014 | 33.6717 |  | 106 | 999 |  |  |  | 92648
06059 |  | California | Orange | 2248511 | 77951113 | 103668512 | 3010261040 | 47 | 47_1_31000 | AERA ENERGY LLC | [7 empty] | 211111 | -118.014 | 33.6717 |  | 106 | 999 |  |  |  | 92648
06059 |  | California | Orange | 2248511 | 77951213 | 103668612 | 3010261040 | 48 | 48_1_31000 | AERA ENERGY LLC | [7 empty] | 211111 | -118.014 | 33.6717 |  | 106 | 999 |  |  |  | 92648
06059 |  | California | Orange | 2248511 | 77951313 | 103668712 | 3010261040 | 49 | 49_1_31000 | AERA ENERGY LLC | [7 empty] | 211111 | -118.014 | 33.6717 |  | 106 | 999 |  |  |  | 92648
06059 |  | California | Orange | 2248511 | 77951413 | 103669012 | 3010261040 | 50 | 50_1_31000 | AERA ENERGY LLC | [7 empty] | 211111 | -118.014 | 33.6717 |  | 106 | 999 |  |  |  | 92648
06059 |  | California | Orange | 2248511 | 77951513 | 103669112 | 3010261040 | 51 | 51_1_31000 | AERA ENERGY LLC | [7 empty] | 211111 | -118.014 | 33.6717 |  | 106 | 999 |  |  |  | 92648
06059 |  | California | Orange | 2248511 | 77951613 | 103669212 | 3010261040 | 52 | 52_1_31000 | AERA ENERGY LLC | [7 empty] | 211111 | -118.014 | 33.6717 |  | 106 | 999 |  |  |  | 92648
06059 |  | California | Orange | 2527311 | 77836113 | 104158212 | 3010268303 | 1 | 1_1_310004 | PLEGEL OIL CO,(JOE J LEASE)E & R PLEGEL | 0.07085 | 0.00032 | [5 empty] | 211111 | -117.8354 | 33.8799 |  |  | 999 |  |  |  | 92886
06059 |  | California | Orange | 2527311 | 77836213 | 104159612 | 3010268303 | 2 | 2_1_310004 | PLEGEL OIL CO,(JOE J LEASE)E & R PLEGEL | 0.00474 | 2e-05 | [5 empty] | 211111 | -117.8354 | 33.8799 |  |  | 999 |  |  |  | 92886
06059 |  | California | Orange | 2527311 | 77836313 | 104160512 | 3010268303 | 3 | 3_1_310004 | PLEGEL OIL CO,(JOE J LEASE)E & R PLEGEL | 0.00942 | 4e-05 | [5 empty] | 211111 | -117.8354 | 33.8799 |  |  | 999 |  |  |  | 92886
06059 |  | California | Orange | 2527311 | 77836413 | 104160612 | 3010268303 | 4 | 4_1_310004 | PLEGEL OIL CO,(JOE J LEASE)E & R PLEGEL | 0.00942 | 4e-05 | [5 empty] | 211111 | -117.8354 | 33.8799 |  |  | 999 |  |  |  | 92886
06059 |  | California | Orange | 2527311 | 77837313 | 104158912 | 3010268303 | 13 | 13_1_31000 | PLEGEL OIL CO,(JOE J LEASE)E & R PLEGEL | [7 empty] | 211111 | -117.8354 | 33.8799 |  |  | 999 |  |  |  | 92886
06059 |  | California | Orange | 2527311 | 77837413 | 104159012 | 3010268303 | 14 | 14_1_31000 | PLEGEL OIL CO,(JOE J LEASE)E & R PLEGEL | [7 empty] | 211111 | -117.8354 | 33.8799 |  |  | 999 |  |  |  | 92886
06059 |  | California | Orange | 2527311 | 77837513 | 104159112 | 3010268303 | 15 | 15_1_31000 | PLEGEL OIL CO,(JOE J LEASE)E & R PLEGEL | [7 empty] | 211111 | -117.8354 | 33.8799 |  |  | 999 |  |  |  | 92886
06059 |  | California | Orange | 2527311 | 77837613 | 104159212 | 3010268303 | 16 | 16_1_31000 | PLEGEL OIL CO,(JOE J LEASE)E & R PLEGEL | [7 empty] | 211111 | -117.8354 | 33.8799 |  |  | 999 |  |  |  | 92886
06059 |  | California | Orange | 2527311 | 77837713 | 104159312 | 3010268303 | 17 | 17_1_31000 | PLEGEL OIL CO,(JOE J LEASE)E & R PLEGEL | [7 empty] | 211111 | -117.8354 | 33.8799 |  |  | 999 |  |  |  | 92886
06059 |  | California | Orange | 2527311 | 77837813 | 104159412 | 3010268303 | 18 | 18_1_31000 | PLEGEL OIL CO,(JOE J LEASE)E & R PLEGEL | [7 empty] | 211111 | -117.8354 | 33.8799 |  |  | 999 |  |  |  | 92886
06059 |  | California | Orange | 2527311 | 77837913 | 104159512 | 3010268303 | 19 | 19_1_31000 | PLEGEL OIL CO,(JOE J LEASE)E & R PLEGEL | [7 empty] | 211111 | -117.8354 | 33.8799 |  |  | 999 |  |  |  | 92886
06059 |  | California | Orange | 2527311 | 77838013 | 104159712 | 3010268303 | 20 | 20_1_31000 | PLEGEL OIL CO,(JOE J LEASE)E & R PLEGEL | [7 empty] | 211111 | -117.8354 | 33.8799 |  |  | 999 |  |  |  | 92886
06059 |  | California | Orange | 2527311 | 77838113 | 104159812 | 3010268303 | 21 | 21_1_31000 | PLEGEL OIL CO,(JOE J LEASE)E & R PLEGEL | [7 empty] | 211111 | -117.8354 | 33.8799 |  |  | 999 |  |  |  | 92886
06059 |  | California | Orange | 2527311 | 77838213 | 104159912 | 3010268303 | 22 | 22_1_31000 | PLEGEL OIL CO,(JOE J LEASE)E & R PLEGEL | [7 empty] | 211111 | -117.8354 | 33.8799 |  |  | 999 |  |  |  | 92886
06059 |  | California | Orange | 2527311 | 77838313 | 104160012 | 3010268303 | 23 | 23_1_31000 | PLEGEL OIL CO,(JOE J LEASE)E & R PLEGEL | [7 empty] | 211111 | -117.8354 | 33.8799 |  |  | 999 |  |  |  | 92886
06059 |  | California | Orange | 2527311 | 77838413 | 104160112 | 3010268303 | 24 | 24_1_31000 | PLEGEL OIL CO,(JOE J LEASE)E & R PLEGEL | [7 empty] | 211111 | -117.8354 | 33.8799 |  |  | 999 |  |  |  | 92886
06059 |  | California | Orange | 2527311 | 77838513 | 104160212 | 3010268303 | 25 | 25_1_31000 | PLEGEL OIL CO,(JOE J LEASE)E & R PLEGEL | [7 empty] | 211111 | -117.8354 | 33.8799 |  |  | 999 |  |  |  | 92886
06059 |  | California | Orange | 2527311 | 77838613 | 104160312 | 3010268303 | 26 | 26_1_31000 | PLEGEL OIL CO,(JOE J LEASE)E & R PLEGEL | [7 empty] | 211111 | -117.8354 | 33.8799 |  |  | 999 |  |  |  | 92886
06059 |  | California | Orange | 2527311 | 77838713 | 104160412 | 3010268303 | 27 | 27_1_31000 | PLEGEL OIL CO,(JOE J LEASE)E & R PLEGEL | [7 empty] | 211111 | -117.8354 | 33.8799 |  |  | 999 |  |  |  | 92886
06059 |  | California | Orange | 391011 | 75926313 | 104001012 | 3010263518 | 1 | 1_1_310004 | NEWPORT BEACH CITY - UTILITIES DEPT | 0.16607 | 0.00076 | [5 empty] | 211111 | -117.9464 | 33.6266 |  | 106 | 999 |  |  |  | 92663
06059 |  | California | Orange | 391011 | 75927213 | 104001112 | 3010263518 | 10 | 10_1_31000 | NEWPORT BEACH CITY - UTILITIES DEPT | [7 empty] | 211111 | -117.9464 | 33.6266 |  | 106 | 999 |  |  |  | 92663
06059 |  | California | Orange | 391011 | 75927313 | 104001212 | 3010263518 | 11 | 11_1_31000 | NEWPORT BEACH CITY - UTILITIES DEPT | [7 empty] | 211111 | -117.9464 | 33.6266 |  | 106 | 999 |  |  |  | 92663
06059 |  | California | Orange | 391011 | 75927413 | 104001312 | 3010263518 | 12 | 12_1_31000 | NEWPORT BEACH CITY - UTILITIES DEPT | [7 empty] | 211111 | -117.9464 | 33.6266 |  | 106 | 999 |  |  |  | 92663
06059 |  | California | Orange | 391011 | 75927513 | 104001412 | 3010263518 | 13 | 13_1_31000 | NEWPORT BEACH CITY - UTILITIES DEPT | [7 empty] | 211111 | -117.9464 | 33.6266 |  | 106 | 999 |  |  |  | 92663
06059 |  | California | Orange | 391011 | 75927613 | 104001512 | 3010263518 | 14 | 14_1_31000 | NEWPORT BEACH CITY - UTILITIES DEPT | [7 empty] | 211111 | -117.9464 | 33.6266 |  | 106 | 999 |  |  |  | 92663
06059 |  | California | Orange | 391011 | 75927713 | 104001612 | 3010263518 | 15 | 15_1_31000 | NEWPORT BEACH CITY - UTILITIES DEPT | [7 empty] | 211111 | -117.9464 | 33.6266 |  | 106 | 999 |  |  |  | 92663
06059 |  | California | Orange | 391011 | 75927813 | 104001712 | 3010263518 | 16 | 16_1_31000 | NEWPORT BEACH CITY - UTILITIES DEPT | [7 empty] | 211111 | -117.9464 | 33.6266 |  | 106 | 999 |  |  |  | 92663
06059 |  | California | Orange | 391011 | 75927913 | 104001812 | 3010263518 | 17 | 17_1_31000 | NEWPORT BEACH CITY - UTILITIES DEPT | [7 empty] | 211111 | -117.9464 | 33.6266 |  | 106 | 999 |  |  |  | 92663
06059 |  | California | Orange | 391011 | 75928013 | 104001912 | 3010263518 | 18 | 18_1_31000 | NEWPORT BEACH CITY - UTILITIES DEPT | [7 empty] | 211111 | -117.9464 | 33.6266 |  | 106 | 999 |  |  |  | 92663
06059 |  | California | Orange | 391011 | 75928113 | 104002012 | 3010263518 | 19 | 19_1_31000 | NEWPORT BEACH CITY - UTILITIES DEPT | [7 empty] | 211111 | -117.9464 | 33.6266 |  | 106 | 999 |  |  |  | 92663
06059 |  | California | Orange | 391011 | 75928213 | 104002312 | 3010263518 | 20 | 20_1_31000 | NEWPORT BEACH CITY - UTILITIES DEPT | [7 empty] | 211111 | -117.9464 | 33.6266 |  | 106 | 999 |  |  |  | 92663
06059 |  | California | Orange | 391011 | 75928313 | 104002412 | 3010263518 | 21 | 21_1_31000 | NEWPORT BEACH CITY - UTILITIES DEPT | [7 empty] | 211111 | -117.9464 | 33.6266 |  | 106 | 999 |  |  |  | 92663
06059 |  | California | Orange | 391011 | 75928413 | 104002512 | 3010263518 | 22 | 22_1_31000 | NEWPORT BEACH CITY - UTILITIES DEPT | [7 empty] | 211111 | -117.9464 | 33.6266 |  | 106 | 999 |  |  |  | 92663
06059 |  | California | Orange | 391011 | 75928513 | 104002612 | 3010263518 | 23 | 23_1_31000 | NEWPORT BEACH CITY - UTILITIES DEPT | [7 empty] | 211111 | -117.9464 | 33.6266 |  | 106 | 999 |  |  |  | 92663
06059 |  | California | Orange | 391011 | 75928613 | 104002712 | 3010263518 | 24 | 24_1_31000 | NEWPORT BEACH CITY - UTILITIES DEPT | [7 empty] | 211111 | -117.9464 | 33.6266 |  | 106 | 999 |  |  |  | 92663
06059 |  | California | Orange | 391011 | 75928713 | 104002812 | 3010263518 | 25 | 25_1_31000 | NEWPORT BEACH CITY - UTILITIES DEPT | [7 empty] | 211111 | -117.9464 | 33.6266 |  | 106 | 999 |  |  |  | 92663
06059 |  | California | Orange | 470911 | 101611113 | 104009512 | 3010264277 | 12 | 12_1_31000 | WEST NEWPORT OIL CO | [7 empty] | 211111 | -117.9415 | 33.636 |  | 106 | 999 |  |  |  | 92627
06059 |  | California | Orange | 470911 | 101611213 | 104009612 | 3010264277 | 13 | 13_1_31000 | WEST NEWPORT OIL CO | [7 empty] | 211111 | -117.9415 | 33.636 |  | 106 | 999 |  |  |  | 92627
06059 |  | California | Orange | 470911 | 101611313 | 104009712 | 3010264277 | 14 | 14_1_31000 | WEST NEWPORT OIL CO | [7 empty] | 211111 | -117.9415 | 33.636 |  | 106 | 999 |  |  |  | 92627
06059 |  | California | Orange | 470911 | 101611413 | 104009812 | 3010264277 | 15 | 15_1_31000 | WEST NEWPORT OIL CO | [7 empty] | 211111 | -117.9415 | 33.636 |  | 106 | 999 |  |  |  | 92627
06059 |  | California | Orange | 470911 | 101611513 | 104009912 | 3010264277 | 16 | 16_1_31000 | WEST NEWPORT OIL CO | [7 empty] | 211111 | -117.9415 | 33.636 |  | 106 | 999 |  |  |  | 92627
06059 |  | California | Orange | 470911 | 101611613 | 104010012 | 3010264277 | 17 | 17_1_31000 | WEST NEWPORT OIL CO | [7 empty] | 211111 | -117.9415 | 33.636 |  | 106 | 999 |  |  |  | 92627
06059 |  | California | Orange | 470911 | 101611713 | 104010112 | 3010264277 | 18 | 18_1_31000 | WEST NEWPORT OIL CO | [7 empty] | 211111 | -117.9415 | 33.636 |  | 106 | 999 |  |  |  | 92627
06059 |  | California | Orange | 470911 | 101611813 | 104010212 | 3010264277 | 19 | 19_1_31000 | WEST NEWPORT OIL CO | [7 empty] | 211111 | -117.9415 | 33.636 |  | 106 | 999 |  |  |  | 92627
06059 |  | California | Orange | 470911 | 75945413 | 104009112 | 3010264277 | 1 | 1_1_310004 | WEST NEWPORT OIL CO | [7 empty] | 211111 | -117.9415 | 33.636 |  | 106 | 999 |  |  |  | 92627
06059 |  | California | Orange | 470911 | 75945413 | 104009212 | 3010264277 | 1 | 1_11_31000 | WEST NEWPORT OIL CO | 0.04797 | 0.12488 | [5 empty] | 211111 | -117.9415 | 33.636 |  | 106 | 999 |  |  |  | 92627
06059 |  | California | Orange | 470911 | 75945613 | 104010612 | 3010264277 | 3 | 3_1_310004 | WEST NEWPORT OIL CO | [7 empty] | 211111 | -117.9415 | 33.636 |  | 106 | 999 |  |  |  | 92627
06059 |  | California | Orange | 470911 | 75945613 | 104010712 | 3010264277 | 3 | 3_11_31000 | WEST NEWPORT OIL CO | 0.00524 | 0.01365 | [5 empty] | 211111 | -117.9415 | 33.636 |  | 106 | 999 |  |  |  | 92627
06059 |  | California | Orange | 470911 | 75946213 | 104011612 | 3010264277 | 9 | 9_1_310001 | WEST NEWPORT OIL CO | [7 empty] | 211111 | -117.9415 | 33.636 |  | 106 | 999 |  |  |  | 92627
06059 |  | California | Orange | 470911 | 75946313 | 104009312 | 3010264277 | 10 | 10_1_31000 | WEST NEWPORT OIL CO | [7 empty] | 211111 | -117.9415 | 33.636 |  | 106 | 999 |  |  |  | 92627
06059 |  | California | Orange | 470911 | 75946413 | 104009412 | 3010264277 | 11 | 11_1_31000 | WEST NEWPORT OIL CO | [7 empty] | 211111 | -117.9415 | 33.636 |  | 106 | 999 |  |  |  | 92627
06059 |  | California | Orange | 503711 | 75930413 | 104015012 | 3010264547 | 9 | 9_1_310001 | O N I S, DBA, CARMEUSE INDUSTRIAL SANDS | [7 empty] | 212322 | -117.5863 | 33.5147 |  | 112 | 999 |  |  |  | 92675
06059 |  | California | Orange | 505711 | 76310913 | 104020512 | 3010264770 | 16 | 16_1_31000 | HELLMAN PROPERTIES LLC | [7 empty] | 211111 | -118.0793 | 33.7558 |  | 106 | 999 |  |  |  | 90740
06059 |  | California | Orange | 505711 | 76311013 | 104020612 | 3010264770 | 17 | 17_1_31000 | HELLMAN PROPERTIES LLC | [7 empty] | 211111 | -118.0793 | 33.7558 |  | 106 | 999 |  |  |  | 90740
06059 |  | California | Orange | 505711 | 76311113 | 104020712 | 3010264770 | 18 | 18_1_31000 | HELLMAN PROPERTIES LLC | [7 empty] | 211111 | -118.0793 | 33.7558 |  | 106 | 999 |  |  |  | 90740
06059 |  | California | Orange | 505711 | 76311213 | 104020812 | 3010264770 | 19 | 19_1_31000 | HELLMAN PROPERTIES LLC | [7 empty] | 211111 | -118.0793 | 33.7558 |  | 106 | 999 |  |  |  | 90740
06059 |  | California | Orange | 505711 | 76311313 | 104021012 | 3010264770 | 20 | 20_1_31000 | HELLMAN PROPERTIES LLC | [7 empty] | 211111 | -118.0793 | 33.7558 |  | 106 | 999 |  |  |  | 90740
06059 |  | California | Orange | 505711 | 76311413 | 104021112 | 3010264770 | 21 | 21_1_31000 | HELLMAN PROPERTIES LLC | [7 empty] | 211111 | -118.0793 | 33.7558 |  | 106 | 999 |  |  |  | 90740
06059 |  | California | Orange | 505711 | 76311513 | 104021212 | 3010264770 | 22 | 22_1_31000 | HELLMAN PROPERTIES LLC | [7 empty] | 211111 | -118.0793 | 33.7558 |  | 106 | 999 |  |  |  | 90740
06059 |  | California | Orange | 505711 | 76312613 | 104022512 | 3010264770 | 5 | 5_1_310001 | HELLMAN PROPERTIES LLC | [7 empty] | 211111 | -118.0793 | 33.7558 |  | 106 | 999 |  |  |  | 90740
06059 |  | California | Orange | 505711 | 76312713 | 104022612 | 3010264770 | 6 | 6_1_310001 | HELLMAN PROPERTIES LLC | [7 empty] | 211111 | -118.0793 | 33.7558 |  | 106 | 999 |  |  |  | 90740
06059 |  | California | Orange | 505711 | 76312813 | 104022712 | 3010264770 | 7 | 7_1_310001 | HELLMAN PROPERTIES LLC | [7 empty] | 211111 | -118.0793 | 33.7558 |  | 106 | 999 |  |  |  | 90740
06059 |  | California | Orange | 505711 | 76312913 | 104022812 | 3010264770 | 8 | 8_1_310001 | HELLMAN PROPERTIES LLC | [7 empty] | 211111 | -118.0793 | 33.7558 |  | 106 | 999 |  |  |  | 90740
06059 |  | California | Orange | 505711 | 76313013 | 104022912 | 3010264770 | 9 | 9_1_310001 | HELLMAN PROPERTIES LLC | [7 empty] | 211111 | -118.0793 | 33.7558 |  | 106 | 999 |  |  |  | 90740
06059 |  | California | Orange | 505711 | 76313113 | 104019912 | 3010264770 | 10 | 10_1_31000 | HELLMAN PROPERTIES LLC | [7 empty] | 211111 | -118.0793 | 33.7558 |  | 106 | 999 |  |  |  | 90740
06059 |  | California | Orange | 505711 | 76313213 | 104020012 | 3010264770 | 11 | 11_1_31000 | HELLMAN PROPERTIES LLC | [7 empty] | 211111 | -118.0793 | 33.7558 |  | 106 | 999 |  |  |  | 90740
06059 |  | California | Orange | 505711 | 76313313 | 104020112 | 3010264770 | 12 | 12_1_31000 | HELLMAN PROPERTIES LLC | [7 empty] | 211111 | -118.0793 | 33.7558 |  | 106 | 999 |  |  |  | 90740
06059 |  | California | Orange | 505711 | 76313413 | 104020212 | 3010264770 | 13 | 13_1_31000 | HELLMAN PROPERTIES LLC | [7 empty] | 211111 | -118.0793 | 33.7558 |  | 106 | 999 |  |  |  | 90740
06059 |  | California | Orange | 505711 | 76313513 | 104020312 | 3010264770 | 14 | 14_1_31000 | HELLMAN PROPERTIES LLC | [7 empty] | 211111 | -118.0793 | 33.7558 |  | 106 | 999 |  |  |  | 90740
06059 |  | California | Orange | 505711 | 76313613 | 104020412 | 3010264770 | 15 | 15_1_31000 | HELLMAN PROPERTIES LLC | [7 empty] | 211111 | -118.0793 | 33.7558 |  | 106 | 999 |  |  |  | 90740
06059 |  | California | Orange | 763811 | 77126013 | 103777012 | 3010261247 | 5 | 5_1_310001 | GREKA OIL & GAS, INC | [7 empty] | 211111 | -117.8226 | 33.8699 |  |  | 999 |  |  |  | 92870
06059 |  | California | Orange | 763811 | 77126113 | 103777112 | 3010261247 | 6 | 6_1_310001 | GREKA OIL & GAS, INC | [7 empty] | 211111 | -117.8226 | 33.8699 |  |  | 999 |  |  |  | 92870
06059 |  | California | Orange | 763811 | 77126213 | 103777212 | 3010261247 | 7 | 7_1_310001 | GREKA OIL & GAS, INC | [7 empty] | 211111 | -117.8226 | 33.8699 |  |  | 999 |  |  |  | 92870
06059 |  | California | Orange | 763811 | 77126313 | 103777312 | 3010261247 | 8 | 8_1_310001 | GREKA OIL & GAS, INC | [7 empty] | 211111 | -117.8226 | 33.8699 |  |  | 999 |  |  |  | 92870
06059 |  | California | Orange | 763811 | 77126413 | 103777412 | 3010261247 | 9 | 9_1_310001 | GREKA OIL & GAS, INC | [7 empty] | 211111 | -117.8226 | 33.8699 |  |  | 999 |  |  |  | 92870
06059 |  | California | Orange | 763811 | 77126513 | 103776212 | 3010261247 | 10 | 10_1_31000 | GREKA OIL & GAS, INC | [7 empty] | 211111 | -117.8226 | 33.8699 |  |  | 999 |  |  |  | 92870
06059 |  | California | Orange | 763811 | 77126613 | 103776312 | 3010261247 | 11 | 11_1_31000 | GREKA OIL & GAS, INC | [7 empty] | 211111 | -117.8226 | 33.8699 |  |  | 999 |  |  |  | 92870
06061 |  | California | Placer | 13533011 | 100285013 | 98249712 | 311623236 | 11604 | 11604_1_31 | SFPP, LP | [7 empty] | 424710 | -121.2465 | 38.781 |  |  | 999 |  |  |  | 95677
06065 |  | California | Riverside | 13484211 | 76274413 | 104341812 | 3310265004 | 4 | 4_1_310001 | WHITEWATER ROCK & SUPPLY CO | [7 empty] | 212319 | -116.6036 | 33.9394 |  |  | 999 |  |  |  | 92282
06065 |  | California | Riverside | 4939411 | 86015213 | 104197312 | 3305183101 | 777 | 777_77_310 | SOUTHERN CALIFORNIA GAS CO. | [7 empty] | 486210 | -114.6437 | 33.6054 |  | 110 | 999 |  |  |  | 92226
06071 |  | California | San Bernardino | 15782811 | 101821513 | 104740412 | 3610264024 | 10 | 10_1_31000 | KMT OIL CO | [7 empty] | 211111 | -117.7221 | 33.9972 |  |  | 999 |  |  |  | 91710
06071 |  | California | San Bernardino | 15782811 | 101821613 | 104740512 | 3610264024 | 11 | 11_1_31000 | KMT OIL CO | [7 empty] | 211111 | -117.7221 | 33.9972 |  |  | 999 |  |  |  | 91710
06071 |  | California | San Bernardino | 15782811 | 101821713 | 104740612 | 3610264024 | 12 | 12_1_31000 | KMT OIL CO | [7 empty] | 211111 | -117.7221 | 33.9972 |  |  | 999 |  |  |  | 91710
06071 |  | California | San Bernardino | 15782811 | 101821813 | 104740712 | 3610264024 | 13 | 13_1_31000 | KMT OIL CO | [7 empty] | 211111 | -117.7221 | 33.9972 |  |  | 999 |  |  |  | 91710
06071 |  | California | San Bernardino | 15782811 | 101821913 | 104740812 | 3610264024 | 14 | 14_1_31000 | KMT OIL CO | [7 empty] | 211111 | -117.7221 | 33.9972 |  |  | 999 |  |  |  | 91710
06071 |  | California | San Bernardino | 15782811 | 101822013 | 104740912 | 3610264024 | 15 | 15_1_31000 | KMT OIL CO | [7 empty] | 211111 | -117.7221 | 33.9972 |  |  | 999 |  |  |  | 91710
06071 |  | California | San Bernardino | 15782811 | 101822113 | 104741012 | 3610264024 | 16 | 16_1_31000 | KMT OIL CO | [7 empty] | 211111 | -117.7221 | 33.9972 |  |  | 999 |  |  |  | 91710
06071 |  | California | San Bernardino | 15782811 | 101822213 | 104741112 | 3610264024 | 17 | 17_1_31000 | KMT OIL CO | [7 empty] | 211111 | -117.7221 | 33.9972 |  |  | 999 |  |  |  | 91710
06071 |  | California | San Bernardino | 15782811 | 101822313 | 104741212 | 3610264024 | 18 | 18_1_31000 | KMT OIL CO | [7 empty] | 211111 | -117.7221 | 33.9972 |  |  | 999 |  |  |  | 91710
06071 |  | California | San Bernardino | 15782811 | 101823013 | 104742212 | 3610264024 | 5 | 5_1_310001 | KMT OIL CO | [7 empty] | 211111 | -117.7221 | 33.9972 |  |  | 999 |  |  |  | 91710
06071 |  | California | San Bernardino | 15782811 | 101823113 | 104742312 | 3610264024 | 6 | 6_1_310001 | KMT OIL CO | [7 empty] | 211111 | -117.7221 | 33.9972 |  |  | 999 |  |  |  | 91710
06071 |  | California | San Bernardino | 15782811 | 101823213 | 104742412 | 3610264024 | 7 | 7_1_310001 | KMT OIL CO | [7 empty] | 211111 | -117.7221 | 33.9972 |  |  | 999 |  |  |  | 91710
06071 |  | California | San Bernardino | 15782811 | 101823313 | 104742512 | 3610264024 | 8 | 8_1_310001 | KMT OIL CO | [7 empty] | 211111 | -117.7221 | 33.9972 |  |  | 999 |  |  |  | 91710
06071 |  | California | San Bernardino | 15782811 | 101823413 | 104742612 | 3610264024 | 9 | 9_1_310001 | KMT OIL CO | [7 empty] | 211111 | -117.7221 | 33.9972 |  |  | 999 |  |  |  | 91710
06071 |  | California | San Bernardino | 2334811 | 39685613 | 80615112 | 3605183100 | 20294 | 20294 | SOUTHERN CALIFORNIA GAS CO |  |  | 35 | 13.3 | 975 | 5609 |  | 486210 | -117.451 | 34.559 |  |  | 999 |  |  |  | 92301
06071 |  | California | San Bernardino | 2334811 | 85858613 | 104466512 | 3605183100 | 10 | 10_10_3100 | SOUTHERN CALIFORNIA GAS CO | [7 empty] | 486210 | -117.451 | 34.559 |  |  | 999 |  |  |  | 92301
06071 |  | California | San Bernardino | 2334911 | 85481213 | 104467112 | 3605183100 | 3 | 3_1_310002 | SOUTHERN CALIFORNIA GAS CO | [7 empty] | 486210 | -114.612 | 34.696 |  |  | 999 |  |  |  | 92363
06071 |  | California | San Bernardino | 2335011 | 39680413 | 37879012 | 3605183100 | 21301 | 1301 | SOUTHERN CALIFORNIA GAS CO |  |  | 27 | 1.2 | 947 | 70.2 |  | 486210 | -114.6263 | 34.853 |  |  | 999 |  |  |  | 92363
06071 |  | California | San Bernardino | 2335011 | 85396113 | 104468412 | 3605183100 | 8 | 8_1_310002 | SOUTHERN CALIFORNIA GAS CO | [7 empty] | 486210 | -114.6263 | 34.853 |  |  | 999 |  |  |  | 92363
06071 |  | California | San Bernardino | 2335011 | 85396213 | 104467812 | 3605183100 | 2 | 1401 | SOUTHERN CALIFORNIA GAS CO | 0.081747 | 0.0052402 | [5 empty] | 486210 | -114.6263 | 34.853 |  |  | 999 |  |  |  | 92363
06077 |  | California | San Joaquin | 10016111 | 57638513 | 51346212 | 3914304238 | 5 | 5 | LODI GAS STORAGE LLC | 0.34006 | 0.00672 |  |  | 68 | 83.3 | 12.2 | 486210 | -121.263 | 38.1979 | 1 |  | 999 |  |  |  | 95220
06077 |  | California | San Joaquin | 10016111 | 57638613 | 51450312 | 3914304238 | 6 | 6 | LODI GAS STORAGE LLC | 0.38284 | 0.00756 |  |  | 68 | 83.3 | 12.2 | 486210 | -121.263 | 38.1979 | 1 |  | 999 |  |  |  | 95220
06077 |  | California | San Joaquin | 13861411 | 84990613 | 77589712 | 391430846 | 4 | 4 | SHELL PIPELINE COMPANY LP | [7 empty] | 486110 | -121.5363 | 37.7177 |  |  | 999 |  |  |  | 90810
06077 |  | California | San Joaquin | 1421511 | 84915813 | 77502812 | 3914303271 | 4 | 4 | VINTAGE PETROLEUM, INC. |  |  |  |  | 68 | 83.3 |  | 211111 | -121.426 | 37.74 |  |  | 999 |  |  |  | 00000
06077 |  | California | San Joaquin | 1646211 | 44992713 | 105690412 | 3914302133 | 15 | 15_1_31000 | UNOCAL OIL AND GAS DIVISION | [7 empty] | 211111 | -121.4223 | 37.8536 |  | 106 | 999 |  |  |  | 95206 |  | R63-0036
06077 |  | California | San Joaquin | 1646211 | 44992813 | 105691012 | 3914302133 | 28 | 28_1_40301 | UNOCAL OIL AND GAS DIVISION | [7 empty] | 211111 | -121.4223 | 37.8536 |  | 106 | 999 |  |  |  | 95206 |  | R63-0036
06077 |  | California | San Joaquin | 1646211 | 44992913 | 105690912 | 3914302133 | 27 | 27_1_40301 | UNOCAL OIL AND GAS DIVISION | [7 empty] | 211111 | -121.4223 | 37.8536 |  | 106 | 999 |  |  |  | 95206 |  | R63-0036
06077 |  | California | San Joaquin | 1646211 | 44993013 | 105690712 | 3914302133 | 26 | 26_1_40400 | UNOCAL OIL AND GAS DIVISION | [7 empty] | 211111 | -121.4223 | 37.8536 |  | 106 | 999 |  |  |  | 95206 |  | R63-0036
06077 |  | California | San Joaquin | 1646211 | 44993113 | 105690612 | 3914302133 | 25 | 25_1_40400 | UNOCAL OIL AND GAS DIVISION | [7 empty] | 211111 | -121.4223 | 37.8536 |  | 106 | 999 |  |  |  | 95206 |  | R63-0036
06077 |  | California | San Joaquin | 1646211 | 44993213 | 105690812 | 3914302133 | 24 | 24_1_40301 | UNOCAL OIL AND GAS DIVISION | [7 empty] | 211111 | -121.4223 | 37.8536 |  | 106 | 999 |  |  |  | 95206 |  | R63-0036
06077 |  | California | San Joaquin | 1646211 | 44993513 | 105690512 | 3914302133 | 16 | 16_1_31000 | UNOCAL OIL AND GAS DIVISION | [7 empty] | 211111 | -121.4223 | 37.8536 |  | 106 | 999 |  |  |  | 95206 |  | R63-0036
06077 |  | California | San Joaquin | 1646211 | 44993713 | 105690312 | 3914302133 | 14 | 14_1_31000 | UNOCAL OIL AND GAS DIVISION | [7 empty] | 211111 | -121.4223 | 37.8536 |  | 106 | 999 |  |  |  | 95206 |  | R63-0036
06077 |  | California | San Joaquin | 1646211 | 44993813 | 105690212 | 3914302133 | 13 | 13_1_31000 | UNOCAL OIL AND GAS DIVISION | [7 empty] | 211111 | -121.4223 | 37.8536 |  | 106 | 999 |  |  |  | 95206 |  | R63-0036
06077 |  | California | San Joaquin | 1646211 | 44994013 | 105690012 | 3914302133 | 11 | 11_1_31000 | UNOCAL OIL AND GAS DIVISION | [7 empty] | 211111 | -121.4223 | 37.8536 |  | 106 | 999 |  |  |  | 95206 |  | R63-0036
06077 |  | California | San Joaquin | 1646211 | 44994213 | 42713212 | 3914302133 | 1 | 1 | UNOCAL OIL AND GAS DIVISION |  |  | 6 | 0.2 | 360 | 2.4 |  | 211111 | -121.4223 | 37.8536 |  | 106 | 999 |  |  |  | 95206 |  | R63-0087
06077 |  | California | San Joaquin | 1646211 | 44994313 | 105690112 | 3914302133 | 12 | 12_1_31000 | UNOCAL OIL AND GAS DIVISION | [7 empty] | 211111 | -121.4223 | 37.8536 |  | 106 | 999 |  |  |  | 95206 |  | R63-0087
06077 |  | California | San Joaquin | 1646211 | 44994413 | 42714412 | 3914302133 | 2 | 2 | UNOCAL OIL AND GAS DIVISION |  |  | 8 | 0.3 | 355 | 2.8 |  | 211111 | -121.4223 | 37.8536 |  | 106 | 999 |  |  |  | 95206 |  | R63-0087
06077 |  | California | San Joaquin | 1646211 | 44994513 | 42713812 | 3914302133 | 3 | 3 | UNOCAL OIL AND GAS DIVISION |  |  | 9 | 0.3 | 285 | 2.6 |  | 211111 | -121.4223 | 37.8536 |  | 106 | 999 |  |  |  | 95206 |  | R63-0087
06077 |  | California | San Joaquin | 2112511 | 84909113 | 77496112 | 391430370 | 8 | 8 | VINTAGE PRODUCTION CALIFORNIA LLC |  |  |  |  | 68 | 83.3 |  | 211111 | -121.3426 | 37.8728 |  |  | 999 |  |  |  | 00000
06077 |  | California | San Joaquin | 848611 | 45884913 | 43598712 | 3914302054 | 1 | 1 | GRAHAM ROYALTY LTD. |  |  | 20 | 1 | 910 | 17.1 |  | 541360 | -121.3468 | 37.8692 |  |  | 999 |  |  |  | 95206 |  | R63-0036
06079 |  | California | San Luis Obispo | 1243811 | 43718413 | 97338612 | 40113157 | 1 | 1_2_310001 | UNOCAL, GUADALUPE | [7 empty] | 211111 | -120.6315 | 34.9782 |  | 106 | 999 |  |  |  | 93434 |  | R63-0036
06083 |  | California | Santa Barbara | 13577811 | 78809013 | 98043612 | 4209258015 | 5439 | 5439_1_310 | PLATFORM HIDALGO | [7 empty] | 211111 | -120.6823 | 34.469 |  | 109 | 999 |  |  |  | 93117
06083 |  | California | Santa Barbara | 13577811 | 78809113 | 98043512 | 4209258015 | 5438 | 5438_1_310 | PLATFORM HIDALGO | [7 empty] | 211111 | -120.6823 | 34.469 |  | 109 | 999 |  |  |  | 93117
06083 |  | California | Santa Barbara | 13577811 | 78809213 | 98043412 | 4209258015 | 5437 | 5437_1_310 | PLATFORM HIDALGO | [7 empty] | 211111 | -120.6823 | 34.469 |  | 109 | 999 |  |  |  | 93117
06083 |  | California | Santa Barbara | 13577811 | 78809313 | 98043312 | 4209258015 | 5436 | 5436_1_310 | PLATFORM HIDALGO | [7 empty] | 211111 | -120.6823 | 34.469 |  | 109 | 999 |  |  |  | 93117
06083 |  | California | Santa Barbara | 13578911 | 78832013 | 97773212 | 4211254466 | 9908 | 9908_1_310 | CROSS DEVELOPMENT LEASE | [7 empty] | 211111 | -120.4055 | 34.8217 |  |  | 999 |  |  |  | 00000
06083 |  | California | Santa Barbara | 13578911 | 78832113 | 97773112 | 4211254466 | 9907 | 9907_1_310 | CROSS DEVELOPMENT LEASE | [7 empty] | 211111 | -120.4055 | 34.8217 |  |  | 999 |  |  |  | 00000
06083 |  | California | Santa Barbara | 13579111 | 78833213 | 97603212 | 4211253837 | 3464 | 3464_1_310 | LOMPOC FEE | [7 empty] | 211111 | -120.4352 | 34.7038 |  |  | 999 |  |  |  | 00000
06083 |  | California | Santa Barbara | 13579111 | 78833313 | 69857412 | 4211253837 | 3463 | 124 | LOMPOC FEE |  |  | 8 | 2 | 68 | 0.8 |  | 211111 | -120.4352 | 34.7038 |  |  | 999 |  |  |  | 00000
06083 |  | California | Santa Barbara | 13579111 | 78833413 | 97603112 | 4211253837 | 3462 | 3462_1_310 | LOMPOC FEE | [7 empty] | 211111 | -120.4352 | 34.7038 |  |  | 999 |  |  |  | 00000
06083 |  | California | Santa Barbara | 13584711 | 78996713 | 97225612 | 4211253520 | 3276 | 3276_1_310 | GAVIOTA PUMP STATION | [7 empty] | 486110 | -120.2137 | 34.4727 |  |  | 999 |  |  |  | 93117
06083 |  | California | Santa Barbara | 13585011 | 79009013 | 97520912 | 4211253605 | 9060 | 9060_1_310 | WILLIAMS B LEASE | [7 empty] | 211111 | -120.4055 | 34.8217 |  |  | 999 |  |  |  | 00000
06083 |  | California | Santa Barbara | 13585011 | 79009113 | 97520812 | 4211253605 | 9059 | 9059_1_310 | WILLIAMS B LEASE | [7 empty] | 211111 | -120.4055 | 34.8217 |  |  | 999 |  |  |  | 00000
06083 |  | California | Santa Barbara | 13585911 | 79035313 | 97476112 | 4211254122 | 4069 | 4069_1_310 | BRADLEY LANDS LEASE | [7 empty] | 211111 | -120.3532 | 34.8805 |  |  | 999 |  |  |  | 00000
06083 |  | California | Santa Barbara | 13585911 | 79035413 | 97476012 | 4211254122 | 4068 | 4068_2_310 | BRADLEY LANDS LEASE | [7 empty] | 211111 | -120.3532 | 34.8805 |  |  | 999 |  |  |  | 00000
06083 |  | California | Santa Barbara | 13585911 | 79035613 | 97475812 | 4211254122 | 4064 | 4064_2_310 | BRADLEY LANDS LEASE | [7 empty] | 211111 | -120.3532 | 34.8805 |  |  | 999 |  |  |  | 00000
06083 |  | California | Santa Barbara | 13586311 | 79050313 | 97614012 | 4211253031 | 8602 | 8602_1_310 | SOLADINO LEASE | [7 empty] | 211111 | -120.4767 | 34.4162 |  |  | 999 |  |  |  | 00000
06083 |  | California | Santa Barbara | 13586311 | 79050513 | 97613712 | 4211253031 | 5324 | 5324_1_310 | SOLADINO LEASE | [7 empty] | 211111 | -120.4767 | 34.4162 |  |  | 999 |  |  |  | 00000
06083 |  | California | Santa Barbara | 13586311 | 79050813 | 97613412 | 4211253031 | 5267 | 5267_1_310 | SOLADINO LEASE | [7 empty] | 211111 | -120.4767 | 34.4162 |  |  | 999 |  |  |  | 00000
06083 |  | California | Santa Barbara | 13586311 | 79051213 | 97613012 | 4211253031 | 5263 | 5263_1_310 | SOLADINO LEASE | [7 empty] | 211111 | -120.4767 | 34.4162 |  |  | 999 |  |  |  | 00000
06083 |  | California | Santa Barbara | 13586311 | 79051513 | 97615712 | 4211253031 | 5259 | 5259_1_310 | SOLADINO LEASE | [7 empty] | 211111 | -120.4767 | 34.4162 |  |  | 999 |  |  |  | 00000
06083 |  | California | Santa Barbara | 13586311 | 79051613 | 97615612 | 4211253031 | 1848 | 1848_2_310 | SOLADINO LEASE | [7 empty] | 211111 | -120.4767 | 34.4162 |  |  | 999 |  |  |  | 00000
06083 |  | California | Santa Barbara | 13586311 | 79051713 | 97615512 | 4211253031 | 1845 | 1845_1_310 | SOLADINO LEASE | [7 empty] | 211111 | -120.4767 | 34.4162 |  |  | 999 |  |  |  | 00000
06083 |  | California | Santa Barbara | 13586311 | 79051813 | 97615412 | 4211253031 | 1844 | 1844_2_310 | SOLADINO LEASE | [7 empty] | 211111 | -120.4767 | 34.4162 |  |  | 999 |  |  |  | 00000
06083 |  | California | Santa Barbara | 13586311 | 79051913 | 97615312 | 4211253031 | 1841 | 1841_1_310 | SOLADINO LEASE | 1.0304 | [6 empty] | 211111 | -120.4767 | 34.4162 |  |  | 999 |  |  |  | 00000
06083 |  | California | Santa Barbara | 13684411 | 79082913 | 97957112 | 4211254508 | 4543 | 4543_1_310 | ADAM B LEASE | [7 empty] | 211111 | -120.4063 | 34.9313 |  |  | 999 |  |  |  | 00000
06083 |  | California | Santa Barbara | 13684411 | 79083013 | 97957312 | 4211254508 | 4542 | 4542_1_310 | ADAM B LEASE | [7 empty] | 211111 | -120.4063 | 34.9313 |  |  | 999 |  |  |  | 00000
06083 |  | California | Santa Barbara | 13685711 | 79002413 | 97269212 | 4211254117 | 4030 | 4030_1_310 | ARKLEY FEE | [7 empty] | 211111 | -120.4352 | 34.7038 |  |  | 999 |  |  |  | 00000
06083 |  | California | Santa Barbara | 13685711 | 79002513 | 97269112 | 4211254117 | 4029 | 4029_1_310 | ARKLEY FEE | [7 empty] | 211111 | -120.4352 | 34.7038 |  |  | 999 |  |  |  | 00000
06083 |  | California | Santa Barbara | 13685711 | 79002613 | 97269012 | 4211254117 | 4027 | 4027_1_310 | ARKLEY FEE | [7 empty] | 211111 | -120.4352 | 34.7038 |  |  | 999 |  |  |  | 00000
06083 |  | California | Santa Barbara | 13686611 | 79025113 | 97626412 | 4211253225 | 2680 | 2680_1_310 | BETTIGA LEASE | [7 empty] | 211111 | -120.4063 | 34.9313 |  |  | 999 |  |  |  | 00000
06083 |  | California | Santa Barbara | 13686611 | 79025213 | 97626612 | 4211253225 | 2682 | 2682_1_310 | BETTIGA LEASE | [7 empty] | 211111 | -120.4063 | 34.9313 |  |  | 999 |  |  |  | 00000
06083 |  | California | Santa Barbara | 13686611 | 79025313 | 97626512 | 4211253225 | 2681 | 2681_1_310 | BETTIGA LEASE | [7 empty] | 211111 | -120.4063 | 34.9313 |  |  | 999 |  |  |  | 00000
06083 |  | California | Santa Barbara | 13686811 | 79089113 | 97553512 | 4211252637 | 1446 | 1446_1_310 | BLAIR LEASE | [7 empty] | 211111 | -120.2495 | 34.7088 |  |  | 999 |  |  |  | 93440
06083 |  | California | Santa Barbara | 13686811 | 79089413 | 97552712 | 4211252637 | 1443 | 1443_1_310 | BLAIR LEASE | 0.39 | 0.01 | [5 empty] | 211111 | -120.2495 | 34.7088 |  |  | 999 |  |  |  | 93440
06083 |  | California | Santa Barbara | 13686811 | 79089513 | 97552612 | 4211252637 | 1442 | 1442_1_310 | BLAIR LEASE | [7 empty] | 211111 | -120.2495 | 34.7088 |  |  | 999 |  |  |  | 93440
06083 |  | California | Santa Barbara | 13686811 | 79090213 | 97551912 | 4211252637 | 1426 | 1426_1_310 | BLAIR LEASE | [7 empty] | 211111 | -120.2495 | 34.7088 |  |  | 999 |  |  |  | 93440
06083 |  | California | Santa Barbara | 13686811 | 79091113 | 97551312 | 4211252637 | 1413 | 1413_1_310 | BLAIR LEASE | 1.018 | 0.021432 | [5 empty] | 211111 | -120.2495 | 34.7088 |  |  | 999 |  |  |  | 93440
06083 |  | California | Santa Barbara | 13686811 | 79091213 | 70328612 | 4211252637 | 1412 | 417 | BLAIR LEASE | 2.4888 | 0.23703 | 13 | 0.5 | 500 | 122.6 |  | 211111 | -120.2495 | 34.7088 |  |  | 999 |  |  |  | 93440
06083 |  | California | Santa Barbara | 13686911 | 78811413 | 97237912 | 4211258673 | 5818 | 5818_1_310 | BLAIR LEASE #2 - SIERRA RESOURCES | [7 empty] | 211111 | -120.2276 | 34.7119 |  |  | 999 |  |  |  | 93444
06083 |  | California | Santa Barbara | 13687111 | 78863913 | 97573712 | 4211253212 | 2616 | 2616_1_310 | ARELLANES LEASE | [7 empty] | 211111 | -120.507 | 34.8586 |  |  | 999 |  |  |  | 00000
06083 |  | California | Santa Barbara | 13687111 | 78864013 | 97573512 | 4211253212 | 2614 | 2614_2_310 | ARELLANES LEASE | [7 empty] | 211111 | -120.507 | 34.8586 |  |  | 999 |  |  |  | 00000
06083 |  | California | Santa Barbara | 13687111 | 78864113 | 97573612 | 4211253212 | 2615 | 2615_1_310 | ARELLANES LEASE | [7 empty] | 211111 | -120.507 | 34.8586 |  |  | 999 |  |  |  | 00000
06083 |  | California | Santa Barbara | 13687211 | 78992413 | 70149912 | 4211253851 | 3503 | 1939 | DAVIS B LEASE |  |  |  |  | 68 | 83.3 |  | 211111 | -120.1506 | 34.7272 |  |  | 999 |  |  |  | 00000
06083 |  | California | Santa Barbara | 13687211 | 78992513 | 70150012 | 4211253851 | 3502 | 2021 | DAVIS B LEASE |  |  |  |  | 68 | 83.3 |  | 211111 | -120.1506 | 34.7272 |  |  | 999 |  |  |  | 00000
06083 |  | California | Santa Barbara | 13687211 | 78992613 | 70150112 | 4211253851 | 3501 | 1938 | DAVIS B LEASE |  |  |  |  | 68 | 83.3 |  | 211111 | -120.1506 | 34.7272 |  |  | 999 |  |  |  | 00000
06083 |  | California | Santa Barbara | 13687311 | 79032513 | 97935312 | 4211254116 | 5644 | 5644_1_310 | DAVIS C LEASE | [7 empty] | 211111 | -120.1506 | 34.7272 |  |  | 999 |  |  |  | 00000
06083 |  | California | Santa Barbara | 13687311 | 79032613 | 70239112 | 4211254116 | 4020 | 1942 | DAVIS C LEASE |  |  |  |  | 68 | 83.3 |  | 211111 | -120.1506 | 34.7272 |  |  | 999 |  |  |  | 00000
06083 |  | California | Santa Barbara | 13687311 | 79032713 | 97935212 | 4211254116 | 4019 | 4019_2_310 | DAVIS C LEASE | [7 empty] | 211111 | -120.1506 | 34.7272 |  |  | 999 |  |  |  | 00000
06083 |  | California | Santa Barbara | 13687311 | 79032813 | 97935112 | 4211254116 | 4018 | 4018_2_310 | DAVIS C LEASE | [7 empty] | 211111 | -120.1506 | 34.7272 |  |  | 999 |  |  |  | 00000
06083 |  | California | Santa Barbara | 13687411 | 78806513 | 69796812 | 4211253306 | 2885 | 1885 | BLOCKMAN LEASE |  |  |  |  | 68 | 83.3 |  | 211111 | -120.3221 | 34.8276 |  |  | 999 |  |  |  | 00000
06083 |  | California | Santa Barbara | 13687411 | 78806613 | 69796812 | 4211253306 | 2884 | 1885 | BLOCKMAN LEASE |  |  |  |  | 68 | 83.3 |  | 211111 | -120.3221 | 34.8276 |  |  | 999 |  |  |  | 00000
06083 |  | California | Santa Barbara | 13687411 | 78806713 | 97500512 | 4211253306 | 2883 | 2883_2_310 | BLOCKMAN LEASE | [7 empty] | 211111 | -120.3221 | 34.8276 |  |  | 999 |  |  |  | 00000
06083 |  | California | Santa Barbara | 13687611 | 79025413 | 97573912 | 4211253226 | 2692 | 2692_1_310 | BRADLEY II LEASE | [7 empty] | 211111 | -120.4063 | 34.9313 |  |  | 999 |  |  |  | 00000
06083 |  | California | Santa Barbara | 13687611 | 79025513 | 97573812 | 4211253226 | 2691 | 2691_1_310 | BRADLEY II LEASE | [7 empty] | 211111 | -120.4063 | 34.9313 |  |  | 999 |  |  |  | 00000
06083 |  | California | Santa Barbara | 13687711 | 78828213 | 97934912 | 4211254103 | 8510 | 8510_1_310 | BRADLEY LANDS/BRADLEY CONSOLIDATED LEASE | [7 empty] | 211111 | -120.3652 | 34.8466 |  |  | 999 |  |  |  | 00000
06083 |  | California | Santa Barbara | 13687711 | 78828313 | 97934812 | 4211254103 | 8509 | 8509_1_310 | BRADLEY LANDS/BRADLEY CONSOLIDATED LEASE | [7 empty] | 211111 | -120.3652 | 34.8466 |  |  | 999 |  |  |  | 00000
06083 |  | California | Santa Barbara | 13687711 | 78828413 | 97934712 | 4211254103 | 8508 | 8508_1_310 | BRADLEY LANDS/BRADLEY CONSOLIDATED LEASE | [7 empty] | 211111 | -120.3652 | 34.8466 |  |  | 999 |  |  |  | 00000
06083 |  | California | Santa Barbara | 13687711 | 78828713 | 97934412 | 4211254103 | 8504 | 8504_1_310 | BRADLEY LANDS/BRADLEY CONSOLIDATED LEASE | [7 empty] | 211111 | -120.3652 | 34.8466 |  |  | 999 |  |  |  | 00000
06083 |  | California | Santa Barbara | 13687711 | 78829613 | 97931012 | 4211254103 | 5619 | 5619_1_310 | BRADLEY LANDS/BRADLEY CONSOLIDATED LEASE | [7 empty] | 211111 | -120.3652 | 34.8466 |  |  | 999 |  |  |  | 00000
06083 |  | California | Santa Barbara | 13687711 | 78829813 | 97933912 | 4211254103 | 5617 | 5617_1_310 | BRADLEY LANDS/BRADLEY CONSOLIDATED LEASE | [7 empty] | 211111 | -120.3652 | 34.8466 |  |  | 999 |  |  |  | 00000
06083 |  | California | Santa Barbara | 13687711 | 78829913 | 97933812 | 4211254103 | 5616 | 5616_1_310 | BRADLEY LANDS/BRADLEY CONSOLIDATED LEASE | [7 empty] | 211111 | -120.3652 | 34.8466 |  |  | 999 |  |  |  | 00000
06083 |  | California | Santa Barbara | 13687711 | 78830013 | 97933712 | 4211254103 | 5615 | 5615_1_310 | BRADLEY LANDS/BRADLEY CONSOLIDATED LEASE | [7 empty] | 211111 | -120.3652 | 34.8466 |  |  | 999 |  |  |  | 00000
06083 |  | California | Santa Barbara | 13687711 | 78830113 | 97933612 | 4211254103 | 5614 | 5614_1_310 | BRADLEY LANDS/BRADLEY CONSOLIDATED LEASE | [7 empty] | 211111 | -120.3652 | 34.8466 |  |  | 999 |  |  |  | 00000
06083 |  | California | Santa Barbara | 13687711 | 78830213 | 97933512 | 4211254103 | 5188 | 5188_1_310 | BRADLEY LANDS/BRADLEY CONSOLIDATED LEASE | [7 empty] | 211111 | -120.3652 | 34.8466 |  |  | 999 |  |  |  | 00000
06083 |  | California | Santa Barbara | 13687711 | 78830513 | 97933212 | 4211254103 | 3903 | 3903_2_310 | BRADLEY LANDS/BRADLEY CONSOLIDATED LEASE | [7 empty] | 211111 | -120.3652 | 34.8466 |  |  | 999 |  |  |  | 00000
06083 |  | California | Santa Barbara | 13687711 | 78830613 | 97933112 | 4211254103 | 3901 | 3901_1_310 | BRADLEY LANDS/BRADLEY CONSOLIDATED LEASE | [7 empty] | 211111 | -120.3652 | 34.8466 |  |  | 999 |  |  |  | 00000
06083 |  | California | Santa Barbara | 13687711 | 78830713 | 97933012 | 4211254103 | 3900 | 3900_1_310 | BRADLEY LANDS/BRADLEY CONSOLIDATED LEASE | [7 empty] | 211111 | -120.3652 | 34.8466 |  |  | 999 |  |  |  | 00000
06083 |  | California | Santa Barbara | 13687711 | 78830813 | 97932912 | 4211254103 | 3899 | 3899_1_310 | BRADLEY LANDS/BRADLEY CONSOLIDATED LEASE | [7 empty] | 211111 | -120.3652 | 34.8466 |  |  | 999 |  |  |  | 00000
06083 |  | California | Santa Barbara | 13687711 | 78831213 | 97932512 | 4211254103 | 3894 | 3894_1_310 | BRADLEY LANDS/BRADLEY CONSOLIDATED LEASE | 0.10898 | 0.0278 | [5 empty] | 211111 | -120.3652 | 34.8466 |  |  | 999 |  |  |  | 00000
06083 |  | California | Santa Barbara | 13687711 | 78831613 | 97931912 | 4211254103 | 3889 | 3889_1_310 | BRADLEY LANDS/BRADLEY CONSOLIDATED LEASE | [7 empty] | 211111 | -120.3652 | 34.8466 |  |  | 999 |  |  |  | 00000
06083 |  | California | Santa Barbara | 13687711 | 78831713 | 97931812 | 4211254103 | 3887 | 3887_1_310 | BRADLEY LANDS/BRADLEY CONSOLIDATED LEASE | [7 empty] | 211111 | -120.3652 | 34.8466 |  |  | 999 |  |  |  | 00000
06083 |  | California | Santa Barbara | 13687711 | 78831813 | 97930912 | 4211254103 | 3886 | 3886_1_310 | BRADLEY LANDS/BRADLEY CONSOLIDATED LEASE | [7 empty] | 211111 | -120.3652 | 34.8466 |  |  | 999 |  |  |  | 00000
06083 |  | California | Santa Barbara | 13687811 | 79007013 | 70183012 | 4211253482 | 3201 | 1949 | BROWN LEASE |  |  |  |  | 68 | 83.3 |  | 211111 | -120.1506 | 34.7272 |  |  | 999 |  |  |  | 00000
06083 |  | California | Santa Barbara | 13687811 | 79007113 | 70183012 | 4211253482 | 3200 | 1949 | BROWN LEASE |  |  |  |  | 68 | 83.3 |  | 211111 | -120.1506 | 34.7272 |  |  | 999 |  |  |  | 00000
06083 |  | California | Santa Barbara | 13687811 | 79007213 | 70183012 | 4211253482 | 3199 | 1949 | BROWN LEASE |  |  |  |  | 68 | 83.3 |  | 211111 | -120.1506 | 34.7272 |  |  | 999 |  |  |  | 00000
06083 |  | California | Santa Barbara | 13688011 | 78802013 | 97271912 | 4211253206 | 8203 | 8203_1_310 | CAL COAST LEASE (ORCUTT HILL) | [7 empty] | 211111 | -120.3986 | 34.8292 |  |  | 999 |  |  |  | 00000
06083 |  | California | Santa Barbara | 13688011 | 78802113 | 97271812 | 4211253206 | 8202 | 8202_1_310 | CAL COAST LEASE (ORCUTT HILL) | [7 empty] | 211111 | -120.3986 | 34.8292 |  |  | 999 |  |  |  | 00000
06083 |  | California | Santa Barbara | 13688011 | 78802213 | 97271712 | 4211253206 | 2479 | 2479_1_310 | CAL COAST LEASE (ORCUTT HILL) | [7 empty] | 211111 | -120.3986 | 34.8292 |  |  | 999 |  |  |  | 00000
06083 |  | California | Santa Barbara | 13688011 | 78802313 | 97271612 | 4211253206 | 2478 | 2478_1_310 | CAL COAST LEASE (ORCUTT HILL) | [7 empty] | 211111 | -120.3986 | 34.8292 |  |  | 999 |  |  |  | 00000
06083 |  | California | Santa Barbara | 13688011 | 78802413 | 97271512 | 4211253206 | 2477 | 2477_2_310 | CAL COAST LEASE (ORCUTT HILL) | [7 empty] | 211111 | -120.3986 | 34.8292 |  |  | 999 |  |  |  | 00000
06083 |  | California | Santa Barbara | 13688011 | 78802513 | 97271412 | 4211253206 | 2451 | 2451_1_310 | CAL COAST LEASE (ORCUTT HILL) | [7 empty] | 211111 | -120.3986 | 34.8292 |  |  | 999 |  |  |  | 00000
06083 |  | California | Santa Barbara | 13688011 | 78802713 | 97271112 | 4211253206 | 2449 | 2449_3_310 | CAL COAST LEASE (ORCUTT HILL) | [7 empty] | 211111 | -120.3986 | 34.8292 |  |  | 999 |  |  |  | 00000
06083 |  | California | Santa Barbara | 13688111 | 79048713 | 70262212 | 4211253041 | 1917 | 1912 | CALIFORNIA LEASE |  |  |  |  | 68 | 83.3 |  | 211111 | -120.3212 | 34.8546 |  |  | 999 |  |  |  | 00000
06083 |  | California | Santa Barbara | 13688111 | 79048913 | 70262212 | 4211253041 | 1916 | 1912 | CALIFORNIA LEASE |  |  |  |  | 68 | 83.3 |  | 211111 | -120.3212 | 34.8546 |  |  | 999 |  |  |  | 00000
06083 |  | California | Santa Barbara | 13688611 | 79077413 | 97751412 | 4211253028 | 1823 | 1823_1_310 | CANTIN LEASE | [7 empty] | 211111 | -120.2999 | 34.837 |  |  | 999 |  |  |  | 00000
06083 |  | California | Santa Barbara | 13688611 | 79077513 | 97751312 | 4211253028 | 1819 | 1819_1_310 | CANTIN LEASE | [7 empty] | 211111 | -120.2999 | 34.837 |  |  | 999 |  |  |  | 00000
06083 |  | California | Santa Barbara | 13688611 | 79077713 | 97751112 | 4211253028 | 1808 | 1808_1_310 | CANTIN LEASE | 0.67368 | 0.061868 | [5 empty] | 211111 | -120.2999 | 34.837 |  |  | 999 |  |  |  | 00000
06083 |  | California | Santa Barbara | 13688611 | 79077813 | 97751012 | 4211253028 | 1806 | 1806_2_310 | CANTIN LEASE | [7 empty] | 211111 | -120.2999 | 34.837 |  |  | 999 |  |  |  | 00000
06083 |  | California | Santa Barbara | 13688611 | 79078313 | 97751512 | 4211253028 | 1824 | 1824_1_310 | CANTIN LEASE | [7 empty] | 211111 | -120.2999 | 34.837 |  |  | 999 |  |  |  | 00000
06083 |  | California | Santa Barbara | 13688711 | 79071213 | 97331812 | 4211254017 | 3768 | 3768_1_310 | CAREAGA #1 | [7 empty] | 211111 | -120.3462 | 34.756 |  |  | 999 |  |  |  | 00000
06083 |  | California | Santa Barbara | 13688711 | 79071313 | 97331712 | 4211254017 | 3767 | 3767_2_310 | CAREAGA #1 | [7 empty] | 211111 | -120.3462 | 34.756 |  |  | 999 |  |  |  | 00000
06083 |  | California | Santa Barbara | 13688711 | 79071513 | 97331512 | 4211254017 | 3764 | 3764_1_310 | CAREAGA #1 | 0.11 | 0.02 | [5 empty] | 211111 | -120.3462 | 34.756 |  |  | 999 |  |  |  | 00000
06083 |  | California | Santa Barbara | 13688711 | 79071713 | 97331312 | 4211254017 | 3762 | 3762_1_310 | CAREAGA #1 | [7 empty] | 211111 | -120.3462 | 34.756 |  |  | 999 |  |  |  | 00000
06083 |  | California | Santa Barbara | 13688911 | 79049513 | 70264012 | 4211253251 | 2825 | 1946 | CARRANZA LEASE |  |  |  |  | 68 | 83.3 |  | 211111 | -120.1506 | 34.7272 |  |  | 999 |  |  |  | 93455
06083 |  | California | Santa Barbara | 13688911 | 79049613 | 70264012 | 4211253251 | 2824 | 1946 | CARRANZA LEASE |  |  |  |  | 68 | 83.3 |  | 211111 | -120.1506 | 34.7272 |  |  | 999 |  |  |  | 93455
06083 |  | California | Santa Barbara | 13688911 | 79049713 | 97785412 | 4211253251 | 2823 | 2823_1_310 | CARRANZA LEASE | [7 empty] | 211111 | -120.1506 | 34.7272 |  |  | 999 |  |  |  | 93455
06083 |  | California | Santa Barbara | 13688911 | 79049813 | 97785312 | 4211253251 | 2822 | 2822_2_310 | CARRANZA LEASE | [7 empty] | 211111 | -120.1506 | 34.7272 |  |  | 999 |  |  |  | 93455
06083 |  | California | Santa Barbara | 13689611 | 100188513 | 97602012 | 4211253000 | 1533 | 1533_1_310 | CHAMBERLIN LEASE | 0.26121 | 0.60863 | [5 empty] | 211111 | -120.1474 | 34.7266 |  |  | 999 |  |  |  | 00000
06083 |  | California | Santa Barbara | 13689611 | 78914113 | 70026812 | 4211253000 | 1551 | 2024 | CHAMBERLIN LEASE |  |  |  |  | 68 | 83.3 |  | 211111 | -120.1474 | 34.7266 |  |  | 999 |  |  |  | 00000
06083 |  | California | Santa Barbara | 13689611 | 78914213 | 70026812 | 4211253000 | 1550 | 2024 | CHAMBERLIN LEASE |  |  |  |  | 68 | 83.3 |  | 211111 | -120.1474 | 34.7266 |  |  | 999 |  |  |  | 00000
06083 |  | California | Santa Barbara | 13689611 | 78914313 | 97602312 | 4211253000 | 1549 | 1549_1_310 | CHAMBERLIN LEASE | [7 empty] | 211111 | -120.1474 | 34.7266 |  |  | 999 |  |  |  | 00000
06083 |  | California | Santa Barbara | 13689611 | 78914413 | 97602212 | 4211253000 | 1548 | 1548_1_310 | CHAMBERLIN LEASE | [7 empty] | 211111 | -120.1474 | 34.7266 |  |  | 999 |  |  |  | 00000
06083 |  | California | Santa Barbara | 13689611 | 78915113 | 97601912 | 4211253000 | 1532 | 1532_2_310 | CHAMBERLIN LEASE | [7 empty] | 211111 | -120.1474 | 34.7266 |  |  | 999 |  |  |  | 00000
06083 |  | California | Santa Barbara | 13689611 | 78915313 | 97601812 | 4211253000 | 1530 | 1530_1_310 | CHAMBERLIN LEASE | 0.25337 | 0.043073 | [5 empty] | 211111 | -120.1474 | 34.7266 |  |  | 999 |  |  |  | 00000
06083 |  | California | Santa Barbara | 13691111 | 79081813 | 98006912 | 4211253204 | 2448 | 2448_1_310 | CONOCO LEASE | [7 empty] | 211111 | -120.2574 | 34.7991 |  |  | 999 |  |  |  | 00000
06083 |  | California | Santa Barbara | 13691111 | 79081913 | 98006812 | 4211253204 | 2447 | 2447_1_310 | CONOCO LEASE | [7 empty] | 211111 | -120.2574 | 34.7991 |  |  | 999 |  |  |  | 00000
06083 |  | California | Santa Barbara | 13691111 | 79082013 | 98006712 | 4211253204 | 2446 | 2446_2_310 | CONOCO LEASE | [7 empty] | 211111 | -120.2574 | 34.7991 |  |  | 999 |  |  |  | 00000
06083 |  | California | Santa Barbara | 13691211 | 78838113 | 97625912 | 4211253213 | 2630 | 2630_1_310 | CONTINENTAL LEASE | [7 empty] | 211111 | -120.2576 | 34.7946 |  |  | 999 |  |  |  | 93454
06083 |  | California | Santa Barbara | 13691211 | 78838213 | 97625812 | 4211253213 | 2627 | 2627_1_310 | CONTINENTAL LEASE | [7 empty] | 211111 | -120.2576 | 34.7946 |  |  | 999 |  |  |  | 93454
06083 |  | California | Santa Barbara | 13691211 | 78838413 | 97625612 | 4211253213 | 2625 | 2625_2_310 | CONTINENTAL LEASE | [7 empty] | 211111 | -120.2576 | 34.7946 |  |  | 999 |  |  |  | 93454
06083 |  | California | Santa Barbara | 13691611 | 79062513 | 97840212 | 4211254545 | 4591 | 4591_1_310 | CREE SECURITY LEASE | [7 empty] | 211111 | -120.4063 | 34.9313 |  |  | 999 |  |  |  | 00000
06083 |  | California | Santa Barbara | 13691611 | 79062613 | 97840112 | 4211254545 | 4590 | 4590_1_310 | CREE SECURITY LEASE | [7 empty] | 211111 | -120.4063 | 34.9313 |  |  | 999 |  |  |  | 00000
06083 |  | California | Santa Barbara | 13691911 | 78783013 | 97263012 | 4211253002 | 1571 | 1571_2_310 | DAVIS LEASE | [7 empty] | 211111 | -120.1506 | 34.7272 |  |  | 999 |  |  |  | 00000
06083 |  | California | Santa Barbara | 13691911 | 78783113 | 69759612 | 4211253002 | 1564 | 1983 | DAVIS LEASE | 0.2424 | 0.041207 | 13 | 1.7 | 460 | 7.9 |  | 211111 | -120.1506 | 34.7272 |  |  | 999 |  |  |  | 00000
06083 |  | California | Santa Barbara | 13691911 | 78783413 | 69759812 | 4211253002 | 1560 | 1980 | DAVIS LEASE | 0.31994 | 0.042889 | 26.8 | 2.3 | 460 | 19.8 |  | 211111 | -120.1506 | 34.7272 |  |  | 999 |  |  |  | 00000
06083 |  | California | Santa Barbara | 13691911 | 78783613 | 97262812 | 4211253002 | 1558 | 1558_1_310 | DAVIS LEASE | 0.15239 | 0.025906 | [5 empty] | 211111 | -120.1506 | 34.7272 |  |  | 999 |  |  |  | 00000
06083 |  | California | Santa Barbara | 13691911 | 78783713 | 69760012 | 4211253002 | 1557 | 1979 | DAVIS LEASE |  |  |  |  | 68 | 83.3 |  | 211111 | -120.1506 | 34.7272 |  |  | 999 |  |  |  | 00000
06083 |  | California | Santa Barbara | 13691911 | 78783813 | 69760112 | 4211253002 | 1556 | 1978 | DAVIS LEASE |  |  |  |  | 68 | 83.3 |  | 211111 | -120.1506 | 34.7272 |  |  | 999 |  |  |  | 00000
06083 |  | California | Santa Barbara | 13691911 | 78784713 | 69759512 | 4211253002 | 1577 | 2025 | DAVIS LEASE |  |  |  |  | 68 | 83.3 |  | 211111 | -120.1506 | 34.7272 |  |  | 999 |  |  |  | 00000
06083 |  | California | Santa Barbara | 13691911 | 78784813 | 97263212 | 4211253002 | 1576 | 1576_1_310 | DAVIS LEASE | [7 empty] | 211111 | -120.1506 | 34.7272 |  |  | 999 |  |  |  | 00000
06083 |  | California | Santa Barbara | 13691911 | 78784913 | 97263112 | 4211253002 | 1573 | 1573_1_310 | DAVIS LEASE | [7 empty] | 211111 | -120.1506 | 34.7272 |  |  | 999 |  |  |  | 00000
06083 |  | California | Santa Barbara | 13692011 | 78890613 | 97585112 | 4211253511 | 3239 | 3239_1_310 | DELANEY TUNNEL LEASE | [7 empty] | 211111 | -120.2996 | 34.8451 |  |  | 999 |  |  |  | 00000
06083 |  | California | Santa Barbara | 13692011 | 78890813 | 97584912 | 4211253511 | 3237 | 3237_1_310 | DELANEY TUNNEL LEASE | 0.033 | 0.021359 | [5 empty] | 211111 | -120.2996 | 34.8451 |  |  | 999 |  |  |  | 00000
06083 |  | California | Santa Barbara | 13692011 | 78890913 | 97584812 | 4211253511 | 3236 | 3236_2_310 | DELANEY TUNNEL LEASE | [7 empty] | 211111 | -120.2996 | 34.8451 |  |  | 999 |  |  |  | 00000
06083 |  | California | Santa Barbara | 13692011 | 78891013 | 97584712 | 4211253511 | 3235 | 3235_1_310 | DELANEY TUNNEL LEASE | [7 empty] | 211111 | -120.2996 | 34.8451 |  |  | 999 |  |  |  | 00000
06083 |  | California | Santa Barbara | 13692011 | 78891113 | 97584612 | 4211253511 | 3234 | 3234_1_310 | DELANEY TUNNEL LEASE | [7 empty] | 211111 | -120.2996 | 34.8451 |  |  | 999 |  |  |  | 00000
06083 |  | California | Santa Barbara | 13692111 | 78997313 | 97351412 | 4211253314 | 2940 | 2940_1_310 | DOME LEASE | [7 empty] | 211111 | -120.3986 | 34.8292 |  |  | 999 |  |  |  | 00000
06083 |  | California | Santa Barbara | 13692111 | 78997413 | 97351312 | 4211253314 | 2938 | 2938_1_310 | DOME LEASE | [7 empty] | 211111 | -120.3986 | 34.8292 |  |  | 999 |  |  |  | 00000
06083 |  | California | Santa Barbara | 13692111 | 78997513 | 97351212 | 4211253314 | 2937 | 2937_2_310 | DOME LEASE | [7 empty] | 211111 | -120.3986 | 34.8292 |  |  | 999 |  |  |  | 00000
06083 |  | California | Santa Barbara | 13692211 | 78999413 | 70159012 | 4211254127 | 4107 | 1900 | DOMINION LEASE |  |  |  |  | 68 | 83.3 |  | 211111 | -120.2996 | 34.8451 |  |  | 999 |  |  |  | 93454
06083 |  | California | Santa Barbara | 13692411 | 78932413 | 97830912 | 4211254465 | 9906 | 9906_1_310 | EAST VALLEY FARMS LEASE | [7 empty] | 211111 | -120.4055 | 34.8217 |  |  | 999 |  |  |  | 00000
06083 |  | California | Santa Barbara | 13692411 | 78932513 | 97830812 | 4211254465 | 9905 | 9905_1_310 | EAST VALLEY FARMS LEASE | [7 empty] | 211111 | -120.4055 | 34.8217 |  |  | 999 |  |  |  | 00000
06083 |  | California | Santa Barbara | 13692611 | 78993013 | 97264112 | 4211253802 | 3359 | 3359_1_310 | EEFSON LEASE | [7 empty] | 211111 | -120.4352 | 34.7038 |  |  | 999 |  |  |  | 00000
06083 |  | California | Santa Barbara | 13692611 | 78993113 | 97264012 | 4211253802 | 3358 | 3358_1_310 | EEFSON LEASE | [7 empty] | 211111 | -120.4352 | 34.7038 |  |  | 999 |  |  |  | 00000
06083 |  | California | Santa Barbara | 13692611 | 78993213 | 97263912 | 4211253802 | 3357 | 3357_1_310 | EEFSON LEASE | [7 empty] | 211111 | -120.4352 | 34.7038 |  |  | 999 |  |  |  | 00000
06083 |  | California | Santa Barbara | 13692811 | 79086213 | 97935612 | 42112528 | 8022 | 1159 | ELLWOOD ONSHORE FACILITY | [7 empty] | 211111 | -119.9068 | 34.4312 |  | 106 | 999 |  |  |  | 93117
06083 |  | California | Santa Barbara | 13692811 | 79087113 | 70323312 | 42112528 | 304 | 1140 | ELLWOOD ONSHORE FACILITY |  |  |  |  | 68 | 83.3 |  | 211111 | -119.9068 | 34.4312 |  | 106 | 999 |  |  |  | 93117
06083 |  | California | Santa Barbara | 13692811 | 79087913 | 97935712 | 42112528 | 288 | 288_3_3100 | ELLWOOD ONSHORE FACILITY | 0.38882 | 0.25435 | [5 empty] | 211111 | -119.9068 | 34.4312 |  | 106 | 999 |  |  |  | 93117
06083 |  | California | Santa Barbara | 13692811 | 79087913 | 97935812 | 42112528 | 288 | 288_4_3100 | ELLWOOD ONSHORE FACILITY | 0.000781 | 0.023931 | [5 empty] | 211111 | -119.9068 | 34.4312 |  | 106 | 999 |  |  |  | 93117
06083 |  | California | Santa Barbara | 13692811 | 79087913 | 97936312 | 42112528 | 288 | 288_2_3100 | ELLWOOD ONSHORE FACILITY | 2.3845 | 1.5598 | [5 empty] | 211111 | -119.9068 | 34.4312 |  | 106 | 999 |  |  |  | 93117
06083 |  | California | Santa Barbara | 13692811 | 79088013 | 70323812 | 42112528 | 287 | 1148 | ELLWOOD ONSHORE FACILITY | 0.1032 | 0.04629 | 29.9 | 19.5 | 1430 | 353.4 |  | 211111 | -119.9068 | 34.4312 |  | 106 | 999 |  |  |  | 93117
06083 |  | California | Santa Barbara | 13692811 | 79088013 | 97938412 | 42112528 | 287 | 287_2_3100 | ELLWOOD ONSHORE FACILITY | 0.18629 | 0.05969 | [5 empty] | 211111 | -119.9068 | 34.4312 |  | 106 | 999 |  |  |  | 93117
06083 |  | California | Santa Barbara | 13692811 | 79088013 | 97938512 | 42112528 | 287 | 287_4_3100 | ELLWOOD ONSHORE FACILITY | 0.13304 | 0.35558 | [5 empty] | 211111 | -119.9068 | 34.4312 |  | 106 | 999 |  |  |  | 93117
06083 |  | California | Santa Barbara | 13692811 | 79088113 | 70323912 | 42112528 | 286 | 1149 | ELLWOOD ONSHORE FACILITY | 0.30388 | 0.13631 | 32.2 | 6 | 1430 | 147.5 |  | 211111 | -119.9068 | 34.4312 |  | 106 | 999 |  |  |  | 93117
06083 |  | California | Santa Barbara | 13692811 | 79088113 | 97938312 | 42112528 | 286 | 286_2_3100 | ELLWOOD ONSHORE FACILITY | 0.4755 | 0.15236 | [5 empty] | 211111 | -119.9068 | 34.4312 |  | 106 | 999 |  |  |  | 93117
06083 |  | California | Santa Barbara | 13692811 | 79088213 | 70324012 | 42112528 | 285 | 1146 | ELLWOOD ONSHORE FACILITY | 0.72291 | 1.2572 | 27.5 | 1.2 | 558 | 104.6 |  | 211111 | -119.9068 | 34.4312 |  | 106 | 999 |  |  |  | 93117
06083 |  | California | Santa Barbara | 13692911 | 78814413 | 97475512 | 4211254114 | 103944 | 103944_1_3 | ENOS LEASE (CONWAY OIL) | [7 empty] | 211111 | -120.4173 | 34.9288 |  |  | 999 |  |  |  | 00000
06083 |  | California | Santa Barbara | 13692911 | 78814613 | 97475312 | 4211254114 | 4015 | 4015_1_310 | ENOS LEASE (CONWAY OIL) | [7 empty] | 211111 | -120.4173 | 34.9288 |  |  | 999 |  |  |  | 00000
06083 |  | California | Santa Barbara | 13692911 | 78814813 | 97475212 | 4211254114 | 4013 | 4013_1_310 | ENOS LEASE (CONWAY OIL) | [7 empty] | 211111 | -120.4173 | 34.9288 |  |  | 999 |  |  |  | 00000
06083 |  | California | Santa Barbara | 13692911 | 78814913 | 97475112 | 4211254114 | 4012 | 4012_2_310 | ENOS LEASE (CONWAY OIL) | [7 empty] | 211111 | -120.4173 | 34.9288 |  |  | 999 |  |  |  | 00000
06083 |  | California | Santa Barbara | 13692911 | 78815013 | 97475012 | 4211254114 | 4011 | 4011_1_310 | ENOS LEASE (CONWAY OIL) | 0.2534 | 0.46543 | [5 empty] | 211111 | -120.4173 | 34.9288 |  |  | 999 |  |  |  | 00000
06083 |  | California | Santa Barbara | 13693011 | 78933813 | 97358312 | 4211253315 | 8487 | 8487_1_310 | ESCOLLE LEASE | [7 empty] | 211111 | -120.3986 | 34.8292 |  |  | 999 |  |  |  | 00000
06083 |  | California | Santa Barbara | 13693011 | 78933913 | 97358212 | 4211253315 | 8485 | 8485_1_310 | ESCOLLE LEASE | [7 empty] | 211111 | -120.3986 | 34.8292 |  |  | 999 |  |  |  | 00000
06083 |  | California | Santa Barbara | 13693011 | 78934313 | 97357512 | 4211253315 | 5734 | 5734_1_310 | ESCOLLE LEASE | [7 empty] | 211111 | -120.3986 | 34.8292 |  |  | 999 |  |  |  | 00000
06083 |  | California | Santa Barbara | 13693011 | 78934413 | 97357412 | 4211253315 | 2943 | 2943_1_310 | ESCOLLE LEASE | [7 empty] | 211111 | -120.3986 | 34.8292 |  |  | 999 |  |  |  | 00000
06083 |  | California | Santa Barbara | 13693011 | 78934513 | 97357312 | 4211253315 | 2942 | 2942_2_310 | ESCOLLE LEASE | [7 empty] | 211111 | -120.3986 | 34.8292 |  |  | 999 |  |  |  | 00000
06083 |  | California | Santa Barbara | 13693111 | 78890113 | 97264612 | 4211253832 | 5283 | 5283_1_310 | JESUS MARIA A LEASE | [7 empty] | 211111 | -120.4352 | 34.7038 |  |  | 999 |  |  |  | 00000
06083 |  | California | Santa Barbara | 13693111 | 78890213 | 97264512 | 4211253832 | 3461 | 3461_1_310 | JESUS MARIA A LEASE | [7 empty] | 211111 | -120.4352 | 34.7038 |  |  | 999 |  |  |  | 00000
06083 |  | California | Santa Barbara | 13693111 | 78890313 | 97264412 | 4211253832 | 3460 | 3460_1_310 | JESUS MARIA A LEASE | [7 empty] | 211111 | -120.4352 | 34.7038 |  |  | 999 |  |  |  | 00000
06083 |  | California | Santa Barbara | 13693511 | 79084413 | 97942012 | 4211253316 | 2948 | 2948_1_310 | FOLSOM LEASE | [7 empty] | 211111 | -120.3986 | 34.8292 |  |  | 999 |  |  |  | 00000
06083 |  | California | Santa Barbara | 13693511 | 79084513 | 97941912 | 4211253316 | 2947 | 2947_1_310 | FOLSOM LEASE | [7 empty] | 211111 | -120.3986 | 34.8292 |  |  | 999 |  |  |  | 00000
06083 |  | California | Santa Barbara | 13693511 | 79084613 | 97942112 | 4211253316 | 2946 | 2946_2_310 | FOLSOM LEASE | [7 empty] | 211111 | -120.3986 | 34.8292 |  |  | 999 |  |  |  | 00000
06083 |  | California | Santa Barbara | 13693811 | 78806113 | 97785712 | 4211253313 | 2930 | 2930_1_310 | FOX LEASE | [7 empty] | 211111 | -120.3986 | 34.8292 |  |  | 999 |  |  |  | 00000
06083 |  | California | Santa Barbara | 13693811 | 78806313 | 97785612 | 4211253313 | 2929 | 2929_1_310 | FOX LEASE | [7 empty] | 211111 | -120.3986 | 34.8292 |  |  | 999 |  |  |  | 00000
06083 |  | California | Santa Barbara | 13694011 | 78891913 | 97520012 | 4211253325 | 3139 | 3139_1_310 | FULLERTON LEASE | [7 empty] | 211111 | -120.2689 | 34.7831 |  |  | 999 |  |  |  | 00000
06083 |  | California | Santa Barbara | 13694011 | 78892913 | 97520212 | 4211253325 | 3141 | 3141_1_310 | FULLERTON LEASE | [7 empty] | 211111 | -120.2689 | 34.7831 |  |  | 999 |  |  |  | 00000
06083 |  | California | Santa Barbara | 13694011 | 78893013 | 97520112 | 4211253325 | 3140 | 3140_1_310 | FULLERTON LEASE | [7 empty] | 211111 | -120.2689 | 34.7831 |  |  | 999 |  |  |  | 00000
06083 |  | California | Santa Barbara | 13694011 | 78893113 | 97519912 | 4211253325 | 3138 | 3138_1_310 | FULLERTON LEASE | [7 empty] | 211111 | -120.2689 | 34.7831 |  |  | 999 |  |  |  | 00000
06083 |  | California | Santa Barbara | 13694011 | 78893213 | 97519812 | 4211253325 | 3137 | 3137_1_310 | FULLERTON LEASE | [7 empty] | 211111 | -120.2689 | 34.7831 |  |  | 999 |  |  |  | 00000
06083 |  | California | Santa Barbara | 13694011 | 78893313 | 97519712 | 4211253325 | 3136 | 3136_1_310 | FULLERTON LEASE | [7 empty] | 211111 | -120.2689 | 34.7831 |  |  | 999 |  |  |  | 00000
06083 |  | California | Santa Barbara | 13694011 | 78893413 | 97519612 | 4211253325 | 3135 | 3135_2_310 | FULLERTON LEASE | [7 empty] | 211111 | -120.2689 | 34.7831 |  |  | 999 |  |  |  | 00000
06083 |  | California | Santa Barbara | 13694211 | 79071013 | 97634312 | 4211253495 | 3205 | 3205_2_310 | GETTY HOBBS LEASE (ORCUTT HILL) | [7 empty] | 211111 | -120.4063 | 34.9313 |  |  | 999 |  |  |  | 00000
06083 |  | California | Santa Barbara | 13694311 | 78936513 | 97794312 | 4211253326 | 3154 | 3154_1_310 | GIBSON LEASE | [7 empty] | 211111 | -120.2574 | 34.7991 |  |  | 999 |  |  |  | 00000
06083 |  | California | Santa Barbara | 13694311 | 78936613 | 97794212 | 4211253326 | 3153 | 3153_1_310 | GIBSON LEASE | [7 empty] | 211111 | -120.2574 | 34.7991 |  |  | 999 |  |  |  | 00000
06083 |  | California | Santa Barbara | 13694311 | 78936713 | 97794112 | 4211253326 | 3143 | 3143_2_310 | GIBSON LEASE | [7 empty] | 211111 | -120.2574 | 34.7991 |  |  | 999 |  |  |  | 00000
06083 |  | California | Santa Barbara | 13694411 | 79084113 | 97268912 | 4211254102 | 9902 | 9902_1_310 | GOLCO LEASE | [7 empty] | 211111 | -120.3652 | 34.8466 |  |  | 999 |  |  |  | 00000
06083 |  | California | Santa Barbara | 13694411 | 79084213 | 97268812 | 4211254102 | 3885 | 3885_1_310 | GOLCO LEASE | [7 empty] | 211111 | -120.3652 | 34.8466 |  |  | 999 |  |  |  | 00000
06083 |  | California | Santa Barbara | 13694411 | 79084313 | 97268712 | 4211254102 | 3881 | 3881_1_310 | GOLCO LEASE | [7 empty] | 211111 | -120.3652 | 34.8466 |  |  | 999 |  |  |  | 00000
06083 |  | California | Santa Barbara | 13694911 | 100222413 | 97929012 | 4211253042 | 1935 | 1935_1_310 | GOODWIN A LEASE | [7 empty] | 211111 | -120.3212 | 34.8546 |  |  | 999 |  |  |  | 93454
06083 |  | California | Santa Barbara | 13694911 | 100223213 | 97930112 | 4211253042 | 100556 | 100556_1_3 | GOODWIN A LEASE | [7 empty] | 211111 | -120.3212 | 34.8546 |  |  | 999 |  |  |  | 93454
06083 |  | California | Santa Barbara | 13694911 | 78785113 | 69762312 | 4211253042 | 1934 | 1785 | GOODWIN A LEASE |  |  |  |  | 68 | 83.3 |  | 211111 | -120.3212 | 34.8546 |  |  | 999 |  |  |  | 93454
06083 |  | California | Santa Barbara | 13694911 | 78785213 | 69762312 | 4211253042 | 1933 | 1785 | GOODWIN A LEASE |  |  |  |  | 68 | 83.3 |  | 211111 | -120.3212 | 34.8546 |  |  | 999 |  |  |  | 93454
06083 |  | California | Santa Barbara | 13695011 | 78813313 | 97830512 | 4211254113 | 4003 | 4003_1_310 | GOODWIN LEASE | [7 empty] | 211111 | -120.3107 | 34.8427 |  |  | 999 |  |  |  | 00000
06083 |  | California | Santa Barbara | 13695111 | 78993313 | 97500812 | 4211253318 | 2956 | 2956_1_310 | GRACIOSA LEASE | [7 empty] | 211111 | -120.3986 | 34.8292 |  |  | 999 |  |  |  | 00000
06083 |  | California | Santa Barbara | 13695111 | 78993413 | 97500712 | 4211253318 | 2955 | 2955_1_310 | GRACIOSA LEASE | [7 empty] | 211111 | -120.3986 | 34.8292 |  |  | 999 |  |  |  | 00000
06083 |  | California | Santa Barbara | 13695111 | 78993513 | 97500612 | 4211253318 | 2954 | 2954_2_310 | GRACIOSA LEASE | [7 empty] | 211111 | -120.3986 | 34.8292 |  |  | 999 |  |  |  | 00000
06083 |  | California | Santa Barbara | 13695211 | 79059113 | 97473112 | 4211254008 | 3679 | 3679_1_310 | GREKA - LOS FLORES LEASE | [7 empty] | 211111 | -120.3212 | 34.8546 |  |  | 999 |  |  |  | 00000
06083 |  | California | Santa Barbara | 13695211 | 79059213 | 97473012 | 4211254008 | 3678 | 3678_2_310 | GREKA - LOS FLORES LEASE | [7 empty] | 211111 | -120.3212 | 34.8546 |  |  | 999 |  |  |  | 00000
06083 |  | California | Santa Barbara | 13695211 | 79059313 | 97472912 | 4211254008 | 3677 | 3677_1_310 | GREKA - LOS FLORES LEASE | [7 empty] | 211111 | -120.3212 | 34.8546 |  |  | 999 |  |  |  | 00000
06083 |  | California | Santa Barbara | 13695211 | 79059413 | 97472712 | 4211254008 | 3657 | 3657_1_310 | GREKA - LOS FLORES LEASE | 0.30896 | 0.003152 | [5 empty] | 211111 | -120.3212 | 34.8546 |  |  | 999 |  |  |  | 00000
06083 |  | California | Santa Barbara | 13695211 | 79059613 | 97472512 | 4211254008 | 3653 | 3653_1_310 | GREKA - LOS FLORES LEASE | [7 empty] | 211111 | -120.3212 | 34.8546 |  |  | 999 |  |  |  | 00000
06083 |  | California | Santa Barbara | 13695211 | 79059913 | 97472112 | 4211254008 | 3650 | 3650_1_310 | GREKA - LOS FLORES LEASE | [7 empty] | 211111 | -120.3212 | 34.8546 |  |  | 999 |  |  |  | 00000
06083 |  | California | Santa Barbara | 13695611 | 100189413 | 97608612 | 4211253007 | 113546 | 113546_1_3 | GWP FEE | 0.038984 | 0.024147 | [5 empty] | 211111 | -120.2999 | 34.837 |  |  | 999 |  |  |  | 00000
06083 |  | California | Santa Barbara | 13695611 | 100189513 | 97608712 | 4211253007 | 113547 | 113547_1_3 | GWP FEE | 0.032919 | 0.015725 | [5 empty] | 211111 | -120.2999 | 34.837 |  |  | 999 |  |  |  | 00000
06083 |  | California | Santa Barbara | 13695611 | 78864913 | 97608412 | 4211253007 | 5646 | 5646_1_310 | GWP FEE | [7 empty] | 211111 | -120.2999 | 34.837 |  |  | 999 |  |  |  | 00000
06083 |  | California | Santa Barbara | 13695611 | 78865113 | 97608212 | 4211253007 | 5643 | 5643_1_310 | GWP FEE | [7 empty] | 211111 | -120.2999 | 34.837 |  |  | 999 |  |  |  | 00000
06083 |  | California | Santa Barbara | 13695611 | 78865313 | 97606412 | 4211253007 | 1644 | 1644_1_310 | GWP FEE | [7 empty] | 211111 | -120.2999 | 34.837 |  |  | 999 |  |  |  | 00000
06083 |  | California | Santa Barbara | 13695611 | 78865913 | 97610612 | 4211253007 | 1637 | 1637_2_310 | GWP FEE | [7 empty] | 211111 | -120.2999 | 34.837 |  |  | 999 |  |  |  | 00000
06083 |  | California | Santa Barbara | 13695611 | 78866013 | 97610512 | 4211253007 | 1636 | 1636_1_310 | GWP FEE | 0.785 | 0.065005 | [5 empty] | 211111 | -120.2999 | 34.837 |  |  | 999 |  |  |  | 00000
06083 |  | California | Santa Barbara | 13695611 | 78866113 | 97610412 | 4211253007 | 1635 | 1635_2_310 | GWP FEE | [7 empty] | 211111 | -120.2999 | 34.837 |  |  | 999 |  |  |  | 00000
06083 |  | California | Santa Barbara | 13695611 | 78866213 | 97610312 | 4211253007 | 1634 | 1634_1_310 | GWP FEE | 1.4949 | 0.12379 | [5 empty] | 211111 | -120.2999 | 34.837 |  |  | 999 |  |  |  | 00000
06083 |  | California | Santa Barbara | 13695611 | 78867713 | 97606512 | 4211253007 | 1613 | 1613_1_310 | GWP FEE | [7 empty] | 211111 | -120.2999 | 34.837 |  |  | 999 |  |  |  | 00000
06083 |  | California | Santa Barbara | 13695711 | 78919213 | 97556712 | 4211253777 | 6335 | 6335_1_310 | H.P. BOYNE LEASE | [7 empty] | 211111 | -120.1835 | 34.7253 |  |  | 999 |  |  |  | 00000
06083 |  | California | Santa Barbara | 13695711 | 78919913 | 97554712 | 4211253777 | 3346 | 3346_1_310 | H.P. BOYNE LEASE | [7 empty] | 211111 | -120.1835 | 34.7253 |  |  | 999 |  |  |  | 00000
06083 |  | California | Santa Barbara | 13695711 | 78920213 | 97554412 | 4211253777 | 3341 | 3341_1_310 | H.P. BOYNE LEASE | [7 empty] | 211111 | -120.1835 | 34.7253 |  |  | 999 |  |  |  | 00000
06083 |  | California | Santa Barbara | 13695711 | 78920413 | 97554112 | 4211253777 | 3338 | 3338_3_310 | H.P. BOYNE LEASE | [7 empty] | 211111 | -120.1835 | 34.7253 |  |  | 999 |  |  |  | 00000
06083 |  | California | Santa Barbara | 13695811 | 79033313 | 70240612 | 4211253852 | 3507 | 1928 | CHAMBERLIN B LEASE |  |  |  |  | 68 | 83.3 |  | 211111 | -120.1506 | 34.7272 |  |  | 999 |  |  |  | 00000
06083 |  | California | Santa Barbara | 13695811 | 79033413 | 70240612 | 4211253852 | 3506 | 1928 | CHAMBERLIN B LEASE |  |  |  |  | 68 | 83.3 |  | 211111 | -120.1506 | 34.7272 |  |  | 999 |  |  |  | 00000
06083 |  | California | Santa Barbara | 13695811 | 79033513 | 97265112 | 4211253852 | 3505 | 3505_2_310 | CHAMBERLIN B LEASE | [7 empty] | 211111 | -120.1506 | 34.7272 |  |  | 999 |  |  |  | 00000
06083 |  | California | Santa Barbara | 13695911 | 78827213 | 97998912 | 4211254013 | 3707 | 3707_1_310 | HANCOCK LEASE | [7 empty] | 211111 | -120.3949 | 34.9464 |  |  | 999 |  |  |  | 00000
06083 |  | California | Santa Barbara | 13695911 | 78827313 | 97998812 | 4211254013 | 3706 | 3706_1_310 | HANCOCK LEASE | [7 empty] | 211111 | -120.3949 | 34.9464 |  |  | 999 |  |  |  | 00000
06083 |  | California | Santa Barbara | 13695911 | 78827413 | 98000312 | 4211254013 | 3700 | 3700_1_310 | HANCOCK LEASE | [7 empty] | 211111 | -120.3949 | 34.9464 |  |  | 999 |  |  |  | 00000
06083 |  | California | Santa Barbara | 13695911 | 78827713 | 97999812 | 4211254013 | 3692 | 3692_2_310 | HANCOCK LEASE | [7 empty] | 211111 | -120.3949 | 34.9464 |  |  | 999 |  |  |  | 00000
06083 |  | California | Santa Barbara | 13696311 | 79048413 | 70261812 | 4211253017 | 1741 | 1895 | HARBORDT LEASE |  |  |  |  | 68 | 83.3 |  | 211111 | -120.3212 | 34.8546 |  |  | 999 |  |  |  | 00000
06083 |  | California | Santa Barbara | 13696311 | 79048513 | 97928012 | 4211253017 | 1732 | 1732_1_310 | HARBORDT LEASE | [7 empty] | 211111 | -120.3212 | 34.8546 |  |  | 999 |  |  |  | 00000
06083 |  | California | Santa Barbara | 13696311 | 79048613 | 97927912 | 4211253017 | 1730 | 1730_1_310 | HARBORDT LEASE | [7 empty] | 211111 | -120.3212 | 34.8546 |  |  | 999 |  |  |  | 00000
06083 |  | California | Santa Barbara | 13696411 | 78805813 | 97501112 | 4211253319 | 2961 | 2961_1_310 | HARTNELL LEASE | [7 empty] | 211111 | -120.3986 | 34.8292 |  |  | 999 |  |  |  | 00000
06083 |  | California | Santa Barbara | 13696411 | 78805913 | 97501012 | 4211253319 | 2960 | 2960_1_310 | HARTNELL LEASE | [7 empty] | 211111 | -120.3986 | 34.8292 |  |  | 999 |  |  |  | 00000
06083 |  | California | Santa Barbara | 13696411 | 78806013 | 97500912 | 4211253319 | 2959 | 2959_2_310 | HARTNELL LEASE | [7 empty] | 211111 | -120.3986 | 34.8292 |  |  | 999 |  |  |  | 00000
06083 |  | California | Santa Barbara | 13696511 | 79070513 | 97603512 | 4211253839 | 3467 | 3467_1_310 | HILL LEASE | [7 empty] | 211111 | -120.4352 | 34.7038 |  |  | 999 |  |  |  | 00000
06083 |  | California | Santa Barbara | 13696511 | 79070613 | 97603412 | 4211253839 | 3466 | 3466_1_310 | HILL LEASE | [7 empty] | 211111 | -120.4352 | 34.7038 |  |  | 999 |  |  |  | 00000
06083 |  | California | Santa Barbara | 13696511 | 79070713 | 97603312 | 4211253839 | 3465 | 3465_1_310 | HILL LEASE | [7 empty] | 211111 | -120.4352 | 34.7038 |  |  | 999 |  |  |  | 00000
06083 |  | California | Santa Barbara | 13696611 | 79053713 | 97786012 | 4211253320 | 2972 | 2972_1_310 | HOBBS LEASE | [7 empty] | 211111 | -120.3986 | 34.8292 |  |  | 999 |  |  |  | 00000
06083 |  | California | Santa Barbara | 13696611 | 79053813 | 97785912 | 4211253320 | 2971 | 2971_1_310 | HOBBS LEASE | [7 empty] | 211111 | -120.3986 | 34.8292 |  |  | 999 |  |  |  | 00000
06083 |  | California | Santa Barbara | 13696611 | 79053913 | 97786112 | 4211253320 | 2970 | 2970_2_310 | HOBBS LEASE | [7 empty] | 211111 | -120.3986 | 34.8292 |  |  | 999 |  |  |  | 00000
06083 |  | California | Santa Barbara | 13696811 | 78939313 | 98012012 | 4211253309 | 5707 | 5707_1_310 | JESUS MARIA LEASE (VAFB) | [7 empty] | 211111 | -120.4352 | 34.7038 |  |  | 999 |  |  |  | 00000
06083 |  | California | Santa Barbara | 13696811 | 78939413 | 98011912 | 4211253309 | 2913 | 2913_2_310 | JESUS MARIA LEASE (VAFB) | [7 empty] | 211111 | -120.4352 | 34.7038 |  |  | 999 |  |  |  | 00000
06083 |  | California | Santa Barbara | 13696911 | 78797613 | 97757412 | 4211253092 | 8480 | 8480_1_310 | JIM HOPKINS LEASE | [7 empty] | 211111 | -120.4184 | 34.8928 |  |  | 999 |  |  |  | 93454
06083 |  | California | Santa Barbara | 13696911 | 78798013 | 97757012 | 4211253092 | 2132 | 2132_1_310 | JIM HOPKINS LEASE | [7 empty] | 211111 | -120.4184 | 34.8928 |  |  | 999 |  |  |  | 93454
06083 |  | California | Santa Barbara | 13696911 | 78798113 | 97756912 | 4211253092 | 2131 | 2131_1_310 | JIM HOPKINS LEASE | [7 empty] | 211111 | -120.4184 | 34.8928 |  |  | 999 |  |  |  | 93454
06083 |  | California | Santa Barbara | 13696911 | 78798213 | 97756812 | 4211253092 | 2129 | 2129_1_310 | JIM HOPKINS LEASE | [7 empty] | 211111 | -120.4184 | 34.8928 |  |  | 999 |  |  |  | 93454
06083 |  | California | Santa Barbara | 13696911 | 78798313 | 97756712 | 4211253092 | 2128 | 2128_1_310 | JIM HOPKINS LEASE | [7 empty] | 211111 | -120.4184 | 34.8928 |  |  | 999 |  |  |  | 93454
06083 |  | California | Santa Barbara | 13696911 | 78798413 | 97756612 | 4211253092 | 2127 | 2127_1_310 | JIM HOPKINS LEASE | [7 empty] | 211111 | -120.4184 | 34.8928 |  |  | 999 |  |  |  | 93454
06083 |  | California | Santa Barbara | 13696911 | 78798513 | 97756512 | 4211253092 | 2126 | 2126_1_310 | JIM HOPKINS LEASE | [7 empty] | 211111 | -120.4184 | 34.8928 |  |  | 999 |  |  |  | 93454
06083 |  | California | Santa Barbara | 13696911 | 78798813 | 97756212 | 4211253092 | 2123 | 2123_2_310 | JIM HOPKINS LEASE | [7 empty] | 211111 | -120.4184 | 34.8928 |  |  | 999 |  |  |  | 93454
06083 |  | California | Santa Barbara | 13696911 | 78798913 | 97756112 | 4211253092 | 2122 | 2122_1_310 | JIM HOPKINS LEASE | [7 empty] | 211111 | -120.4184 | 34.8928 |  |  | 999 |  |  |  | 93454
06083 |  | California | Santa Barbara | 13696911 | 78799013 | 97756012 | 4211253092 | 2120 | 2120_1_310 | JIM HOPKINS LEASE | [7 empty] | 211111 | -120.4184 | 34.8928 |  |  | 999 |  |  |  | 93454
06083 |  | California | Santa Barbara | 13696911 | 78799113 | 97755912 | 4211253092 | 2119 | 2119_1_310 | JIM HOPKINS LEASE | [7 empty] | 211111 | -120.4184 | 34.8928 |  |  | 999 |  |  |  | 93454
06083 |  | California | Santa Barbara | 13696911 | 78799213 | 97755812 | 4211253092 | 2118 | 2118_1_310 | JIM HOPKINS LEASE | [7 empty] | 211111 | -120.4184 | 34.8928 |  |  | 999 |  |  |  | 93454
06083 |  | California | Santa Barbara | 13696911 | 78800213 | 97754812 | 4211253092 | 2105 | 2105_1_310 | JIM HOPKINS LEASE | [7 empty] | 211111 | -120.4184 | 34.8928 |  |  | 999 |  |  |  | 93454
06083 |  | California | Santa Barbara | 13697111 | 78925213 | 98001712 | 4211254101 | 3869 | 3869_1_310 | KEMP LEASE | [7 empty] | 211111 | -120.3652 | 34.8466 |  |  | 999 |  |  |  | 00000
06083 |  | California | Santa Barbara | 13697111 | 78925313 | 98001612 | 4211254101 | 3868 | 3868_1_310 | KEMP LEASE | [7 empty] | 211111 | -120.3652 | 34.8466 |  |  | 999 |  |  |  | 00000
06083 |  | California | Santa Barbara | 13697111 | 78925413 | 98001512 | 4211254101 | 3865 | 3865_2_310 | KEMP LEASE | [7 empty] | 211111 | -120.3652 | 34.8466 |  |  | 999 |  |  |  | 00000
06083 |  | California | Santa Barbara | 13697211 | 78912113 | 70021512 | 4211251734 | 5209 | 519 | LA GOLETA |  |  |  |  | 1200 | 15.5 |  | 486210 | -119.812 | 34.424 |  |  | 999 |  |  |  | 93117
06083 |  | California | Santa Barbara | 13697311 | 79075113 | 97510812 | 4211253069 | 5709 | 5709_1_310 | LA PURISIMA LEASE | [7 empty] | 211111 | -120.4352 | 34.7038 |  |  | 999 |  |  |  | 93436
06083 |  | California | Santa Barbara | 13697311 | 79075413 | 97510412 | 4211253069 | 2047 | 2047_1_310 | LA PURISIMA LEASE | [7 empty] | 211111 | -120.4352 | 34.7038 |  |  | 999 |  |  |  | 93436
06083 |  | California | Santa Barbara | 13697411 | 78844213 | 97272412 | 4211253231 | 2708 | 2708_1_310 | LAINE LEASE | [7 empty] | 211111 | -120.4063 | 34.9313 |  |  | 999 |  |  |  | 00000
06083 |  | California | Santa Barbara | 13697411 | 78844313 | 97272312 | 4211253231 | 2707 | 2707_2_310 | LAINE LEASE | [7 empty] | 211111 | -120.4063 | 34.9313 |  |  | 999 |  |  |  | 00000
06083 |  | California | Santa Barbara | 13697511 | 78997813 | 97616012 | 4211254022 | 9901 | 9901_1_310 | LAKEVIEW LEASE | [7 empty] | 211111 | -120.3652 | 34.8466 |  |  | 999 |  |  |  | 00000
06083 |  | California | Santa Barbara | 13697511 | 78998013 | 97615812 | 4211254022 | 3822 | 3822_1_310 | LAKEVIEW LEASE | [7 empty] | 211111 | -120.3652 | 34.8466 |  |  | 999 |  |  |  | 00000
06083 |  | California | Santa Barbara | 13697811 | 100214413 | 97835012 | 4211254132 | 4148 | 4148_1_310 | LLOYD LEASE | [7 empty] | 211111 | -120.3212 | 34.8546 |  |  | 999 |  |  |  | 00000
06083 |  | California | Santa Barbara | 13697811 | 100214513 | 97835112 | 4211254132 | 4149 | 4149_1_310 | LLOYD LEASE | [7 empty] | 211111 | -120.3212 | 34.8546 |  |  | 999 |  |  |  | 00000
06083 |  | California | Santa Barbara | 13697811 | 100214913 | 97835512 | 4211254132 | 100435 | 100435_1_3 | LLOYD LEASE | [7 empty] | 211111 | -120.3212 | 34.8546 |  |  | 999 |  |  |  | 00000
06083 |  | California | Santa Barbara | 13697811 | 78832213 | 69856112 | 4211254132 | 100437 | 1904 | LLOYD LEASE |  |  |  |  | 68 | 83.3 |  | 211111 | -120.3212 | 34.8546 |  |  | 999 |  |  |  | 00000
06083 |  | California | Santa Barbara | 13697811 | 78832313 | 69856112 | 4211254132 | 4155 | 1904 | LLOYD LEASE |  |  |  |  | 68 | 83.3 |  | 211111 | -120.3212 | 34.8546 |  |  | 999 |  |  |  | 00000
06083 |  | California | Santa Barbara | 13697811 | 78832413 | 69856112 | 4211254132 | 4151 | 1904 | LLOYD LEASE |  |  |  |  | 68 | 83.3 |  | 211111 | -120.3212 | 34.8546 |  |  | 999 |  |  |  | 00000
06083 |  | California | Santa Barbara | 13698011 | 78845213 | 97562012 | 4211253095 | 8758 | 8758_1_310 | LOMPOC OIL AND GAS PLANT | [7 empty] | 211111 | -120.4346 | 34.7245 |  | 106 | 999 |  |  |  | 93437
06083 |  | California | Santa Barbara | 13698011 | 78845313 | 97561912 | 4211253095 | 8757 | 8757_1_310 | LOMPOC OIL AND GAS PLANT | [7 empty] | 211111 | -120.4346 | 34.7245 |  | 106 | 999 |  |  |  | 93437
06083 |  | California | Santa Barbara | 13698011 | 78845413 | 97561812 | 4211253095 | 8756 | 8756_1_310 | LOMPOC OIL AND GAS PLANT | [7 empty] | 211111 | -120.4346 | 34.7245 |  | 106 | 999 |  |  |  | 93437
06083 |  | California | Santa Barbara | 13698011 | 78845513 | 97561712 | 4211253095 | 8755 | 8755_1_310 | LOMPOC OIL AND GAS PLANT | [7 empty] | 211111 | -120.4346 | 34.7245 |  | 106 | 999 |  |  |  | 93437
06083 |  | California | Santa Barbara | 13698011 | 78845613 | 97561612 | 4211253095 | 8754 | 8754_1_310 | LOMPOC OIL AND GAS PLANT | [7 empty] | 211111 | -120.4346 | 34.7245 |  | 106 | 999 |  |  |  | 93437
06083 |  | California | Santa Barbara | 13698011 | 78845713 | 97561512 | 4211253095 | 8752 | 8752_1_310 | LOMPOC OIL AND GAS PLANT | [7 empty] | 211111 | -120.4346 | 34.7245 |  | 106 | 999 |  |  |  | 93437
06083 |  | California | Santa Barbara | 13698011 | 78845813 | 97561412 | 4211253095 | 8751 | 8751_1_310 | LOMPOC OIL AND GAS PLANT | [7 empty] | 211111 | -120.4346 | 34.7245 |  | 106 | 999 |  |  |  | 93437
06083 |  | California | Santa Barbara | 13698011 | 78845913 | 97561312 | 4211253095 | 8750 | 8750_1_310 | LOMPOC OIL AND GAS PLANT | [7 empty] | 211111 | -120.4346 | 34.7245 |  | 106 | 999 |  |  |  | 93437
06083 |  | California | Santa Barbara | 13698011 | 78846013 | 97561212 | 4211253095 | 8749 | 8749_1_310 | LOMPOC OIL AND GAS PLANT | [7 empty] | 211111 | -120.4346 | 34.7245 |  | 106 | 999 |  |  |  | 93437
06083 |  | California | Santa Barbara | 13698011 | 78846113 | 97561112 | 4211253095 | 8747 | 8747_1_310 | LOMPOC OIL AND GAS PLANT | [7 empty] | 211111 | -120.4346 | 34.7245 |  | 106 | 999 |  |  |  | 93437
06083 |  | California | Santa Barbara | 13698011 | 78848313 | 97563212 | 4211253095 | 2170 | 2170_1_310 | LOMPOC OIL AND GAS PLANT | 0.48 | [6 empty] | 211111 | -120.4346 | 34.7245 |  | 106 | 999 |  |  |  | 93437
06083 |  | California | Santa Barbara | 13698011 | 78848413 | 97563112 | 4211253095 | 2169 | 2169_1_310 | LOMPOC OIL AND GAS PLANT | 0.11188 | [6 empty] | 211111 | -120.4346 | 34.7245 |  | 106 | 999 |  |  |  | 93437
06083 |  | California | Santa Barbara | 13698011 | 78848813 | 97562712 | 4211253095 | 2155 | 2155_1_310 | LOMPOC OIL AND GAS PLANT | 0.30817 | [6 empty] | 211111 | -120.4346 | 34.7245 |  | 106 | 999 |  |  |  | 93437
06083 |  | California | Santa Barbara | 13698111 | 78908213 | 97359812 | 4211253005 | 1597 | 1597_2_310 | LOS ALAMOS FEE | [7 empty] | 211111 | -120.2999 | 34.837 |  |  | 999 |  |  |  | 93455
06083 |  | California | Santa Barbara | 13698111 | 78908313 | 97359712 | 4211253005 | 1596 | 1596_1_310 | LOS ALAMOS FEE | [7 empty] | 211111 | -120.2999 | 34.837 |  |  | 999 |  |  |  | 93455
06083 |  | California | Santa Barbara | 13698111 | 78908413 | 97359612 | 4211253005 | 1595 | 1595_1_310 | LOS ALAMOS FEE | [7 empty] | 211111 | -120.2999 | 34.837 |  |  | 999 |  |  |  | 93455
06083 |  | California | Santa Barbara | 13698111 | 78909713 | 97359912 | 4211253005 | 1600 | 1600_2_310 | LOS ALAMOS FEE | [7 empty] | 211111 | -120.2999 | 34.837 |  |  | 999 |  |  |  | 93455
06083 |  | California | Santa Barbara | 13698111 | 78909813 | 97360312 | 4211253005 | 1606 | 1606_1_310 | LOS ALAMOS FEE | [7 empty] | 211111 | -120.2999 | 34.837 |  |  | 999 |  |  |  | 93455
06083 |  | California | Santa Barbara | 13698211 | 78987013 | 97474412 | 4211254106 | 3939 | 3939_2_310 | LUTON LEASE | [7 empty] | 211111 | -120.1506 | 34.7272 |  |  | 999 |  |  |  | 00000
06083 |  | California | Santa Barbara | 13698211 | 78987113 | 97474312 | 4211254106 | 3937 | 3937_2_310 | LUTON LEASE | [7 empty] | 211111 | -120.1506 | 34.7272 |  |  | 999 |  |  |  | 00000
06083 |  | California | Santa Barbara | 13698311 | 79023813 | 97633312 | 4211251946 | 9016 | 9016_1_310 | MAGENHEIMER LEASES (A, B, C) | [7 empty] | 211111 | -120.2685 | 34.7948 |  |  | 999 |  |  |  | 00000
06083 |  | California | Santa Barbara | 13698311 | 79024013 | 97633012 | 4211251946 | 1300 | 1300_1_310 | MAGENHEIMER LEASES (A, B, C) | [7 empty] | 211111 | -120.2685 | 34.7948 |  |  | 999 |  |  |  | 00000
06083 |  | California | Santa Barbara | 13698311 | 79024213 | 97632812 | 4211251946 | 1298 | 1298_1_310 | MAGENHEIMER LEASES (A, B, C) | [7 empty] | 211111 | -120.2685 | 34.7948 |  |  | 999 |  |  |  | 00000
06083 |  | California | Santa Barbara | 13698311 | 79024313 | 97632712 | 4211251946 | 1293 | 1293_2_310 | MAGENHEIMER LEASES (A, B, C) | [7 empty] | 211111 | -120.2685 | 34.7948 |  |  | 999 |  |  |  | 00000
06083 |  | California | Santa Barbara | 13698311 | 79024513 | 97632512 | 4211251946 | 1291 | 1291_1_310 | MAGENHEIMER LEASES (A, B, C) | 0.26148 | 0.037354 | [5 empty] | 211111 | -120.2685 | 34.7948 |  |  | 999 |  |  |  | 00000
06083 |  | California | Santa Barbara | 13698311 | 79024613 | 97632412 | 4211251946 | 1290 | 1290_1_310 | MAGENHEIMER LEASES (A, B, C) | [7 empty] | 211111 | -120.2685 | 34.7948 |  |  | 999 |  |  |  | 00000
06083 |  | California | Santa Barbara | 13698511 | 78864213 | 97637512 | 4211253234 | 2734 | 2734_1_310 | MCFADDEN LEASE | [7 empty] | 211111 | -120.4063 | 34.9313 |  |  | 999 |  |  |  | 00000
06083 |  | California | Santa Barbara | 13698511 | 78864313 | 97637412 | 4211253234 | 2733 | 2733_1_310 | MCFADDEN LEASE | [7 empty] | 211111 | -120.4063 | 34.9313 |  |  | 999 |  |  |  | 00000
06083 |  | California | Santa Barbara | 13698511 | 78864413 | 97637312 | 4211253234 | 2732 | 2732_2_310 | MCFADDEN LEASE | [7 empty] | 211111 | -120.4063 | 34.9313 |  |  | 999 |  |  |  | 00000
06083 |  | California | Santa Barbara | 13698611 | 79063313 | 97238712 | 4211254464 | 9904 | 9904_1_310 | MCKENZIE LEASE | [7 empty] | 211111 | -120.4055 | 34.8217 |  |  | 999 |  |  |  | 00000
06083 |  | California | Santa Barbara | 13698611 | 79063413 | 97238612 | 4211254464 | 9903 | 9903_1_310 | MCKENZIE LEASE | [7 empty] | 211111 | -120.4055 | 34.8217 |  |  | 999 |  |  |  | 00000
06083 |  | California | Santa Barbara | 13699111 | 79002113 | 97277612 | 4211254521 | 4574 | 4574_1_310 | MORETTI B LEASE | [7 empty] | 211111 | -120.4063 | 34.9313 |  |  | 999 |  |  |  | 00000
06083 |  | California | Santa Barbara | 13699111 | 79002213 | 97277512 | 4211254521 | 4573 | 4573_1_310 | MORETTI B LEASE | [7 empty] | 211111 | -120.4063 | 34.9313 |  |  | 999 |  |  |  | 00000
06083 |  | California | Santa Barbara | 13699111 | 79002313 | 97277412 | 4211254521 | 4572 | 4572_1_310 | MORETTI B LEASE | [7 empty] | 211111 | -120.4063 | 34.9313 |  |  | 999 |  |  |  | 00000
06083 |  | California | Santa Barbara | 13699211 | 78937313 | 97273212 | 4211253303 | 8428 | 8428_1_310 | MORGANTI LEASE | 0.5661 | 1.7149 | [5 empty] | 211111 | -120.507 | 34.8586 |  |  | 999 |  |  |  | 00000
06083 |  | California | Santa Barbara | 13699211 | 78937613 | 97272912 | 4211253303 | 2864 | 2864_1_310 | MORGANTI LEASE | [7 empty] | 211111 | -120.507 | 34.8586 |  |  | 999 |  |  |  | 00000
06083 |  | California | Santa Barbara | 13699211 | 78937713 | 97272812 | 4211253303 | 2862 | 2862_1_310 | MORGANTI LEASE | [7 empty] | 211111 | -120.507 | 34.8586 |  |  | 999 |  |  |  | 00000
06083 |  | California | Santa Barbara | 13699211 | 78937813 | 97272712 | 4211253303 | 2861 | 2861_1_310 | MORGANTI LEASE | [7 empty] | 211111 | -120.507 | 34.8586 |  |  | 999 |  |  |  | 00000
06083 |  | California | Santa Barbara | 13699211 | 78937913 | 97272612 | 4211253303 | 2860 | 2860_1_310 | MORGANTI LEASE | [7 empty] | 211111 | -120.507 | 34.8586 |  |  | 999 |  |  |  | 00000
06083 |  | California | Santa Barbara | 13699211 | 78938313 | 97275012 | 4211253303 | 2832 | 2832_1_310 | MORGANTI LEASE | [7 empty] | 211111 | -120.507 | 34.8586 |  |  | 999 |  |  |  | 00000
06083 |  | California | Santa Barbara | 13699211 | 78938713 | 97274512 | 4211253303 | 2827 | 2827_5_310 | MORGANTI LEASE | [7 empty] | 211111 | -120.507 | 34.8586 |  |  | 999 |  |  |  | 00000
06083 |  | California | Santa Barbara | 13699311 | 100173013 | 97509012 | 4211253018 | 1759 | 1759_2_310 | MORTENSON LEASE | [7 empty] | 211111 | -120.3212 | 34.8546 |  |  | 999 |  |  |  | 00000
06083 |  | California | Santa Barbara | 13699311 | 100173113 | 97509112 | 4211253018 | 1762 | 1762_2_310 | MORTENSON LEASE | [7 empty] | 211111 | -120.3212 | 34.8546 |  |  | 999 |  |  |  | 00000
06083 |  | California | Santa Barbara | 13699311 | 100173213 | 97509212 | 4211253018 | 1763 | 1763_1_310 | MORTENSON LEASE | [7 empty] | 211111 | -120.3212 | 34.8546 |  |  | 999 |  |  |  | 00000
06083 |  | California | Santa Barbara | 13699311 | 100173313 | 97509312 | 4211253018 | 1766 | 1766_1_310 | MORTENSON LEASE | [7 empty] | 211111 | -120.3212 | 34.8546 |  |  | 999 |  |  |  | 00000
06083 |  | California | Santa Barbara | 13699311 | 79049113 | 97508912 | 4211253018 | 1758 | 1758_1_310 | MORTENSON LEASE | [7 empty] | 211111 | -120.3212 | 34.8546 |  |  | 999 |  |  |  | 00000
06083 |  | California | Santa Barbara | 13699311 | 79049213 | 70262612 | 4211253018 | 1749 | 1897 | MORTENSON LEASE |  |  |  |  | 68 | 83.3 |  | 211111 | -120.3212 | 34.8546 |  |  | 999 |  |  |  | 00000
06083 |  | California | Santa Barbara | 13699411 | 78928213 | 97602912 | 4211253799 | 3355 | 3355_1_310 | MURPHY BROTHERS LEASE | [7 empty] | 211111 | -120.4352 | 34.7038 |  |  | 999 |  |  |  | 00000
06083 |  | California | Santa Barbara | 13699411 | 78928313 | 97602812 | 4211253799 | 3354 | 3354_1_310 | MURPHY BROTHERS LEASE | [7 empty] | 211111 | -120.4352 | 34.7038 |  |  | 999 |  |  |  | 00000
06083 |  | California | Santa Barbara | 13699511 | 79079413 | 98011712 | 4211253304 | 2870 | 2870_1_310 | MUSCIO LEASE | [7 empty] | 211111 | -120.507 | 34.8586 |  |  | 999 |  |  |  | 00000
06083 |  | California | Santa Barbara | 13699511 | 79079513 | 98011612 | 4211253304 | 2869 | 2869_1_310 | MUSCIO LEASE | [7 empty] | 211111 | -120.507 | 34.8586 |  |  | 999 |  |  |  | 00000
06083 |  | California | Santa Barbara | 13699511 | 79079613 | 98011512 | 4211253304 | 2868 | 2868_2_310 | MUSCIO LEASE | [7 empty] | 211111 | -120.507 | 34.8586 |  |  | 999 |  |  |  | 00000
06083 |  | California | Santa Barbara | 13699611 | 79091513 | 97691712 | 4211254501 | 8434 | 8434_1_310 | N.R. BONETTI LEASE (CASMALIA) | [7 empty] | 211111 | -120.507 | 34.8586 |  |  | 999 |  |  |  | 00000
06083 |  | California | Santa Barbara | 13699611 | 79091613 | 97691612 | 4211254501 | 8433 | 8433_1_310 | N.R. BONETTI LEASE (CASMALIA) | [7 empty] | 211111 | -120.507 | 34.8586 |  |  | 999 |  |  |  | 00000
06083 |  | California | Santa Barbara | 13699611 | 79091713 | 97691512 | 4211254501 | 8432 | 8432_1_310 | N.R. BONETTI LEASE (CASMALIA) | [7 empty] | 211111 | -120.507 | 34.8586 |  |  | 999 |  |  |  | 00000
06083 |  | California | Santa Barbara | 13699711 | 79006113 | 97604712 | 4211253841 | 6226 | 6226_1_310 | NEWHALL LEASE | 0.041254 | 0.001342 | [5 empty] | 211111 | -120.4652 | 34.7946 |  |  | 999 |  |  |  | 00000
06083 |  | California | Santa Barbara | 13699711 | 79006413 | 97604312 | 4211253841 | 3482 | 3482_1_310 | NEWHALL LEASE | [7 empty] | 211111 | -120.4652 | 34.7946 |  |  | 999 |  |  |  | 00000
06083 |  | California | Santa Barbara | 13699711 | 79006513 | 97604212 | 4211253841 | 3481 | 3481_1_310 | NEWHALL LEASE | [7 empty] | 211111 | -120.4652 | 34.7946 |  |  | 999 |  |  |  | 00000
06083 |  | California | Santa Barbara | 13699711 | 79006813 | 97603712 | 4211253841 | 3478 | 3478_1_310 | NEWHALL LEASE | [7 empty] | 211111 | -120.4652 | 34.7946 |  |  | 999 |  |  |  | 00000
06083 |  | California | Santa Barbara | 13699711 | 79006913 | 97603612 | 4211253841 | 3477 | 3477_2_310 | NEWHALL LEASE | [7 empty] | 211111 | -120.4652 | 34.7946 |  |  | 999 |  |  |  | 00000
06083 |  | California | Santa Barbara | 13699811 | 100183113 | 97576212 | 4211253321 | 112811 | 112811_1_3 | NEWLOVE LEASE | [7 empty] | 211111 | -120.3986 | 34.8292 |  |  | 999 |  |  |  | 00000
06083 |  | California | Santa Barbara | 13699811 | 100183213 | 97576312 | 4211253321 | 112812 | 112812_1_3 | NEWLOVE LEASE | [7 empty] | 211111 | -120.3986 | 34.8292 |  |  | 999 |  |  |  | 00000
06083 |  | California | Santa Barbara | 13699811 | 100183313 | 97576412 | 4211253321 | 112813 | 112813_1_3 | NEWLOVE LEASE | [7 empty] | 211111 | -120.3986 | 34.8292 |  |  | 999 |  |  |  | 00000
06083 |  | California | Santa Barbara | 13699811 | 100183513 | 97576612 | 4211253321 | 112816 | 112816_1_3 | NEWLOVE LEASE | [7 empty] | 211111 | -120.3986 | 34.8292 |  |  | 999 |  |  |  | 00000
06083 |  | California | Santa Barbara | 13699811 | 100183613 | 97576712 | 4211253321 | 112820 | 112820_1_3 | NEWLOVE LEASE | [7 empty] | 211111 | -120.3986 | 34.8292 |  |  | 999 |  |  |  | 00000
06083 |  | California | Santa Barbara | 13699811 | 100183713 | 97576812 | 4211253321 | 112821 | 112821_1_3 | NEWLOVE LEASE | [7 empty] | 211111 | -120.3986 | 34.8292 |  |  | 999 |  |  |  | 00000
06083 |  | California | Santa Barbara | 13699811 | 100183813 | 97576912 | 4211253321 | 112822 | 112822_1_3 | NEWLOVE LEASE | [7 empty] | 211111 | -120.3986 | 34.8292 |  |  | 999 |  |  |  | 00000
06083 |  | California | Santa Barbara | 13699811 | 100183913 | 97577012 | 4211253321 | 112824 | 112824_1_3 | NEWLOVE LEASE | [7 empty] | 211111 | -120.3986 | 34.8292 |  |  | 999 |  |  |  | 00000
06083 |  | California | Santa Barbara | 13699811 | 100184713 | 97579312 | 4211253321 | 107475 | 107475_1_3 | NEWLOVE LEASE | [7 empty] | 211111 | -120.3986 | 34.8292 |  |  | 999 |  |  |  | 00000
06083 |  | California | Santa Barbara | 13699811 | 100184813 | 97579412 | 4211253321 | 109486 | 109486_1_3 | NEWLOVE LEASE | [7 empty] | 211111 | -120.3986 | 34.8292 |  |  | 999 |  |  |  | 00000
06083 |  | California | Santa Barbara | 13699811 | 100185213 | 97574612 | 4211253321 | 109516 | 109516_1_3 | NEWLOVE LEASE | [7 empty] | 211111 | -120.3986 | 34.8292 |  |  | 999 |  |  |  | 00000
06083 |  | California | Santa Barbara | 13699811 | 100185213 | 97574712 | 4211253321 | 109516 | 109516_2_3 | NEWLOVE LEASE | [7 empty] | 211111 | -120.3986 | 34.8292 |  |  | 999 |  |  |  | 00000
06083 |  | California | Santa Barbara | 13699811 | 100185213 | 97574812 | 4211253321 | 109516 | 109516_3_3 | NEWLOVE LEASE | [7 empty] | 211111 | -120.3986 | 34.8292 |  |  | 999 |  |  |  | 00000
06083 |  | California | Santa Barbara | 13699811 | 100185213 | 97574912 | 4211253321 | 109516 | 109516_4_3 | NEWLOVE LEASE | [7 empty] | 211111 | -120.3986 | 34.8292 |  |  | 999 |  |  |  | 00000
06083 |  | California | Santa Barbara | 13699811 | 100185213 | 97575112 | 4211253321 | 109516 | 109516_6_3 | NEWLOVE LEASE | [7 empty] | 211111 | -120.3986 | 34.8292 |  |  | 999 |  |  |  | 00000
06083 |  | California | Santa Barbara | 13699811 | 100185313 | 97575412 | 4211253321 | 109543 | 109543_1_3 | NEWLOVE LEASE | [7 empty] | 211111 | -120.3986 | 34.8292 |  |  | 999 |  |  |  | 00000
06083 |  | California | Santa Barbara | 13699811 | 100185313 | 97575512 | 4211253321 | 109543 | 109543_2_3 | NEWLOVE LEASE | [7 empty] | 211111 | -120.3986 | 34.8292 |  |  | 999 |  |  |  | 00000
06083 |  | California | Santa Barbara | 13699811 | 100185313 | 97575612 | 4211253321 | 109543 | 109543_3_3 | NEWLOVE LEASE | [7 empty] | 211111 | -120.3986 | 34.8292 |  |  | 999 |  |  |  | 00000
06083 |  | California | Santa Barbara | 13699811 | 100185313 | 97575712 | 4211253321 | 109543 | 109543_4_3 | NEWLOVE LEASE | [7 empty] | 211111 | -120.3986 | 34.8292 |  |  | 999 |  |  |  | 00000
06083 |  | California | Santa Barbara | 13699811 | 100185413 | 97575812 | 4211253321 | 112494 | 112494_1_3 | NEWLOVE LEASE | 0.066811 | 0.082961 | [5 empty] | 211111 | -120.3986 | 34.8292 |  |  | 999 |  |  |  | 00000
06083 |  | California | Santa Barbara | 13699811 | 100185513 | 97575912 | 4211253321 | 112500 | 112500_1_3 | NEWLOVE LEASE | [7 empty] | 211111 | -120.3986 | 34.8292 |  |  | 999 |  |  |  | 00000
06083 |  | California | Santa Barbara | 13699811 | 100185613 | 97576012 | 4211253321 | 112501 | 112501_1_3 | NEWLOVE LEASE | [7 empty] | 211111 | -120.3986 | 34.8292 |  |  | 999 |  |  |  | 00000
06083 |  | California | Santa Barbara | 13699811 | 100185713 | 97576112 | 4211253321 | 112810 | 112810_1_3 | NEWLOVE LEASE | [7 empty] | 211111 | -120.3986 | 34.8292 |  |  | 999 |  |  |  | 00000
06083 |  | California | Santa Barbara | 13699811 | 78993613 | 97575312 | 4211253321 | 109530 | 109530_1_3 | NEWLOVE LEASE | 1.8684 | 0.99642 | [5 empty] | 211111 | -120.3986 | 34.8292 |  |  | 999 |  |  |  | 00000
06083 |  | California | Santa Barbara | 13699811 | 78993713 | 97579112 | 4211253321 | 8206 | 8206_1_310 | NEWLOVE LEASE | [7 empty] | 211111 | -120.3986 | 34.8292 |  |  | 999 |  |  |  | 00000
06083 |  | California | Santa Barbara | 13699811 | 78993913 | 97578912 | 4211253321 | 8204 | 8204_1_310 | NEWLOVE LEASE | [7 empty] | 211111 | -120.3986 | 34.8292 |  |  | 999 |  |  |  | 00000
06083 |  | California | Santa Barbara | 13699811 | 78994113 | 97578612 | 4211253321 | 3042 | 3042_1_310 | NEWLOVE LEASE | [7 empty] | 211111 | -120.3986 | 34.8292 |  |  | 999 |  |  |  | 00000
06083 |  | California | Santa Barbara | 13699811 | 78994213 | 97578512 | 4211253321 | 3041 | 3041_1_310 | NEWLOVE LEASE | [7 empty] | 211111 | -120.3986 | 34.8292 |  |  | 999 |  |  |  | 00000
06083 |  | California | Santa Barbara | 13699811 | 78994313 | 97578412 | 4211253321 | 2980 | 2980_1_310 | NEWLOVE LEASE | [7 empty] | 211111 | -120.3986 | 34.8292 |  |  | 999 |  |  |  | 00000
06083 |  | California | Santa Barbara | 13700011 | 79050013 | 98011412 | 4211253236 | 2755 | 2755_1_310 | O'DONNELL FEE LEASE | [7 empty] | 211111 | -120.4063 | 34.9313 |  |  | 999 |  |  |  | 00000
06083 |  | California | Santa Barbara | 13700011 | 79050213 | 98011212 | 4211253236 | 2743 | 2743_1_310 | O'DONNELL FEE LEASE | [7 empty] | 211111 | -120.4063 | 34.9313 |  |  | 999 |  |  |  | 00000
06083 |  | California | Santa Barbara | 13700111 | 78990413 | 97838012 | 4211254467 | 9911 | 9911_1_310 | OLEAN LEASE | [7 empty] | 211111 | -120.4055 | 34.8217 |  |  | 999 |  |  |  | 00000
06083 |  | California | Santa Barbara | 13700111 | 78990513 | 97837912 | 4211254467 | 9909 | 9909_1_310 | OLEAN LEASE | [7 empty] | 211111 | -120.4055 | 34.8217 |  |  | 999 |  |  |  | 00000
06083 |  | California | Santa Barbara | 13700211 | 79080913 | 98012312 | 4211253310 | 2925 | 2925_1_310 | ORCUTT FEE | [7 empty] | 211111 | -120.4352 | 34.7038 |  |  | 999 |  |  |  | 00000
06083 |  | California | Santa Barbara | 13700211 | 79081013 | 98012212 | 4211253310 | 2924 | 2924_2_310 | ORCUTT FEE | [7 empty] | 211111 | -120.4352 | 34.7038 |  |  | 999 |  |  |  | 00000
06083 |  | California | Santa Barbara | 13700411 | 100191213 | 97619612 | 4211254104 | 112692 | 112692_1_3 | ORCUTT HILL COMPRESSOR PLANT | [7 empty] | 211111 | -120.3986 | 34.8292 |  |  | 999 |  |  |  | 00000
06083 |  | California | Santa Barbara | 13700411 | 78986313 | 97619512 | 4211254104 | 9883 | 9883_1_310 | ORCUTT HILL COMPRESSOR PLANT | [7 empty] | 211111 | -120.3986 | 34.8292 |  |  | 999 |  |  |  | 00000
06083 |  | California | Santa Barbara | 13700411 | 78986413 | 97619412 | 4211254104 | 9882 | 9882_1_310 | ORCUTT HILL COMPRESSOR PLANT | [7 empty] | 211111 | -120.3986 | 34.8292 |  |  | 999 |  |  |  | 00000
06083 |  | California | Santa Barbara | 13700711 | 78895313 | 69963012 | 4211253307 | 2894 | 1887 | PALMER STENDL LEASE |  |  |  |  | 68 | 83.3 |  | 211111 | -120.3221 | 34.8276 |  |  | 999 |  |  |  | 00000
06083 |  | California | Santa Barbara | 13700711 | 78895413 | 69963012 | 4211253307 | 2893 | 1887 | PALMER STENDL LEASE |  |  |  |  | 68 | 83.3 |  | 211111 | -120.3221 | 34.8276 |  |  | 999 |  |  |  | 00000
06083 |  | California | Santa Barbara | 13700711 | 78895513 | 97941812 | 4211253307 | 2892 | 2892_2_310 | PALMER STENDL LEASE | [7 empty] | 211111 | -120.3221 | 34.8276 |  |  | 999 |  |  |  | 00000
06083 |  | California | Santa Barbara | 13700811 | 78989413 | 97384212 | 4211254129 | 4123 | 4123_1_310 | ERG RESOURCES PESHINE/TOMPKINS LEASE | [7 empty] | 211111 | -120.5185 | 34.8408 |  |  | 999 |  |  |  | 00000
06083 |  | California | Santa Barbara | 13700811 | 78989513 | 97384112 | 4211254129 | 4122 | 4122_1_310 | ERG RESOURCES PESHINE/TOMPKINS LEASE | [7 empty] | 211111 | -120.5185 | 34.8408 |  |  | 999 |  |  |  | 00000
06083 |  | California | Santa Barbara | 13700811 | 78989613 | 97384012 | 4211254129 | 4121 | 4121_1_310 | ERG RESOURCES PESHINE/TOMPKINS LEASE | [7 empty] | 211111 | -120.5185 | 34.8408 |  |  | 999 |  |  |  | 00000
06083 |  | California | Santa Barbara | 13700811 | 78989713 | 97383912 | 4211254129 | 4120 | 4120_1_310 | ERG RESOURCES PESHINE/TOMPKINS LEASE | [7 empty] | 211111 | -120.5185 | 34.8408 |  |  | 999 |  |  |  | 00000
06083 |  | California | Santa Barbara | 13700811 | 78989813 | 97383812 | 4211254129 | 4119 | 4119_2_310 | ERG RESOURCES PESHINE/TOMPKINS LEASE | [7 empty] | 211111 | -120.5185 | 34.8408 |  |  | 999 |  |  |  | 00000
06083 |  | California | Santa Barbara | 13700811 | 78989913 | 97383712 | 4211254129 | 4118 | 4118_1_310 | ERG RESOURCES PESHINE/TOMPKINS LEASE | 0.37586 | 0.026846 | [5 empty] | 211111 | -120.5185 | 34.8408 |  |  | 999 |  |  |  | 00000
06083 |  | California | Santa Barbara | 13700911 | 100232413 | 98020412 | 4211253322 | 112556 | 112556_1_3 | PINAL LEASE | [7 empty] | 211111 | -120.3986 | 34.8292 |  |  | 999 |  |  |  | 00000
06083 |  | California | Santa Barbara | 13700911 | 78935013 | 98020312 | 4211253322 | 3078 | 3078_1_310 | PINAL LEASE | [7 empty] | 211111 | -120.3986 | 34.8292 |  |  | 999 |  |  |  | 00000
06083 |  | California | Santa Barbara | 13700911 | 78935113 | 98020212 | 4211253322 | 3077 | 3077_1_310 | PINAL LEASE | [7 empty] | 211111 | -120.3986 | 34.8292 |  |  | 999 |  |  |  | 00000
06083 |  | California | Santa Barbara | 13700911 | 78935313 | 98020012 | 4211253322 | 3075 | 3075_1_310 | PINAL LEASE | [7 empty] | 211111 | -120.3986 | 34.8292 |  |  | 999 |  |  |  | 00000
06083 |  | California | Santa Barbara | 13700911 | 78935413 | 98019912 | 4211253322 | 3074 | 3074_1_310 | PINAL LEASE | [7 empty] | 211111 | -120.3986 | 34.8292 |  |  | 999 |  |  |  | 00000
06083 |  | California | Santa Barbara | 13700911 | 78935513 | 98019812 | 4211253322 | 3073 | 3073_1_310 | PINAL LEASE | [7 empty] | 211111 | -120.3986 | 34.8292 |  |  | 999 |  |  |  | 00000
06083 |  | California | Santa Barbara | 13700911 | 78935613 | 98019712 | 4211253322 | 3072 | 3072_2_310 | PINAL LEASE | [7 empty] | 211111 | -120.3986 | 34.8292 |  |  | 999 |  |  |  | 00000
06083 |  | California | Santa Barbara | 13700911 | 78935813 | 98019512 | 4211253322 | 3048 | 3048_1_310 | PINAL LEASE | [7 empty] | 211111 | -120.3986 | 34.8292 |  |  | 999 |  |  |  | 00000
06083 |  | California | Santa Barbara | 13700911 | 78935913 | 98019412 | 4211253322 | 3047 | 3047_1_310 | PINAL LEASE | [7 empty] | 211111 | -120.3986 | 34.8292 |  |  | 999 |  |  |  | 00000
06083 |  | California | Santa Barbara | 13700911 | 78936113 | 98018912 | 4211253322 | 3043 | 3043_3_310 | PINAL LEASE | [7 empty] | 211111 | -120.3986 | 34.8292 |  |  | 999 |  |  |  | 00000
06083 |  | California | Santa Barbara | 13701011 | 78926513 | 97370212 | 4209258004 | 5516 | 5516_1_310 | PLATFORM B | [7 empty] | 211111 | -119.6224 | 34.3323 |  | 106 | 999 |  |  |  | 93105
06083 |  | California | Santa Barbara | 13701011 | 78926613 | 97370112 | 4209258004 | 5515 | 5515_1_310 | PLATFORM B | [7 empty] | 211111 | -119.6224 | 34.3323 |  | 106 | 999 |  |  |  | 93105
06083 |  | California | Santa Barbara | 13701011 | 78926813 | 97369912 | 4209258004 | 5513 | 5513_1_310 | PLATFORM B | [7 empty] | 211111 | -119.6224 | 34.3323 |  | 106 | 999 |  |  |  | 93105
06083 |  | California | Santa Barbara | 13701111 | 79060513 | 97372912 | 4209258006 | 5529 | 5529_1_310 | PLATFORM C | [7 empty] | 211111 | -119.6316 | 34.3332 |  | 109 | 999 |  |  |  | 00000
06083 |  | California | Santa Barbara | 13701111 | 79060613 | 97372812 | 4209258006 | 5528 | 5528_1_310 | PLATFORM C | [7 empty] | 211111 | -119.6316 | 34.3332 |  | 109 | 999 |  |  |  | 00000
06083 |  | California | Santa Barbara | 13701211 | 100126313 | 97234912 | 4209258018 | 102551 | 102551_1_3 | PLATFORM HARMONY | [7 empty] | 211111 | -120.1668 | 34.3859 |  | 109 | 999 |  |  |  | 93117
06083 |  | California | Santa Barbara | 13701211 | 100126413 | 97235012 | 4209258018 | 102552 | 102552_1_3 | PLATFORM HARMONY | [7 empty] | 211111 | -120.1668 | 34.3859 |  | 109 | 999 |  |  |  | 93117
06083 |  | California | Santa Barbara | 13701211 | 100126513 | 97235112 | 4209258018 | 102554 | 102554_1_3 | PLATFORM HARMONY | [7 empty] | 211111 | -120.1668 | 34.3859 |  | 109 | 999 |  |  |  | 93117
06083 |  | California | Santa Barbara | 13701211 | 100126613 | 97237012 | 4209258018 | 102555 | 102555_1_3 | PLATFORM HARMONY | [7 empty] | 211111 | -120.1668 | 34.3859 |  | 109 | 999 |  |  |  | 93117
06083 |  | California | Santa Barbara | 13701211 | 78850913 | 97233612 | 4209258018 | 5343 | 5343_1_310 | PLATFORM HARMONY | [7 empty] | 211111 | -120.1668 | 34.3859 |  | 109 | 999 |  |  |  | 93117
06083 |  | California | Santa Barbara | 13701211 | 78851013 | 97233512 | 4209258018 | 5342 | 5342_1_310 | PLATFORM HARMONY | [7 empty] | 211111 | -120.1668 | 34.3859 |  | 109 | 999 |  |  |  | 93117
06083 |  | California | Santa Barbara | 13701211 | 78851113 | 97233412 | 4209258018 | 5341 | 5341_1_310 | PLATFORM HARMONY | [7 empty] | 211111 | -120.1668 | 34.3859 |  | 109 | 999 |  |  |  | 93117
06083 |  | California | Santa Barbara | 13701211 | 78852213 | 97233712 | 4209258018 | 5344 | 5344_1_310 | PLATFORM HARMONY | [7 empty] | 211111 | -120.1668 | 34.3859 |  | 109 | 999 |  |  |  | 93117
06083 |  | California | Santa Barbara | 13701211 | 78852313 | 97233312 | 4209258018 | 5340 | 5340_1_310 | PLATFORM HARMONY | [7 empty] | 211111 | -120.1668 | 34.3859 |  | 109 | 999 |  |  |  | 93117
06083 |  | California | Santa Barbara | 13701211 | 78852413 | 97233212 | 4209258018 | 5339 | 5339_1_310 | PLATFORM HARMONY | [7 empty] | 211111 | -120.1668 | 34.3859 |  | 109 | 999 |  |  |  | 93117
06083 |  | California | Santa Barbara | 13701211 | 78853213 | 97235512 | 4209258018 | 5330 | 5330_1_310 | PLATFORM HARMONY | 0.14401 | 0.002056 | [5 empty] | 211111 | -120.1668 | 34.3859 |  | 109 | 999 |  |  |  | 93117
06083 |  | California | Santa Barbara | 13701211 | 78853213 | 97235612 | 4209258018 | 5330 | 5330_2_310 | PLATFORM HARMONY | 0.1921 | 2.046 | [5 empty] | 211111 | -120.1668 | 34.3859 |  | 109 | 999 |  |  |  | 93117
06083 |  | California | Santa Barbara | 13701211 | 78853213 | 97235712 | 4209258018 | 5330 | 5330_3_310 | PLATFORM HARMONY | 0.001083 | 0.012389 | [5 empty] | 211111 | -120.1668 | 34.3859 |  | 109 | 999 |  |  |  | 93117
06083 |  | California | Santa Barbara | 13701211 | 78853213 | 97235812 | 4209258018 | 5330 | 5330_4_310 | PLATFORM HARMONY | 0.31705 | 3.3439 | [5 empty] | 211111 | -120.1668 | 34.3859 |  | 109 | 999 |  |  |  | 93117
06083 |  | California | Santa Barbara | 13701411 | 100217913 | 97845612 | 4209258019 | 102539 | 102539_1_3 | PLATFORM HERITAGE | [7 empty] | 211111 | -120.2925 | 34.3586 |  | 109 | 999 |  |  |  | 93117
06083 |  | California | Santa Barbara | 13701411 | 100218013 | 97845712 | 4209258019 | 102540 | 102540_1_3 | PLATFORM HERITAGE | [7 empty] | 211111 | -120.2925 | 34.3586 |  | 109 | 999 |  |  |  | 93117
06083 |  | California | Santa Barbara | 13701411 | 78939613 | 97849812 | 4209258019 | 5368 | 5368_1_310 | PLATFORM HERITAGE | [7 empty] | 211111 | -120.2925 | 34.3586 |  | 109 | 999 |  |  |  | 93117
06083 |  | California | Santa Barbara | 13701411 | 78939713 | 97849712 | 4209258019 | 5367 | 5367_1_310 | PLATFORM HERITAGE | [7 empty] | 211111 | -120.2925 | 34.3586 |  | 109 | 999 |  |  |  | 93117
06083 |  | California | Santa Barbara | 13701411 | 78939813 | 97849512 | 4209258019 | 5365 | 5365_1_310 | PLATFORM HERITAGE | [7 empty] | 211111 | -120.2925 | 34.3586 |  | 109 | 999 |  |  |  | 93117
06083 |  | California | Santa Barbara | 13701411 | 78939913 | 97849412 | 4209258019 | 5364 | 5364_1_310 | PLATFORM HERITAGE | [7 empty] | 211111 | -120.2925 | 34.3586 |  | 109 | 999 |  |  |  | 93117
06083 |  | California | Santa Barbara | 13701411 | 78940013 | 97849312 | 4209258019 | 5363 | 5363_1_310 | PLATFORM HERITAGE | [7 empty] | 211111 | -120.2925 | 34.3586 |  | 109 | 999 |  |  |  | 93117
06083 |  | California | Santa Barbara | 13701411 | 78940613 | 97848312 | 4209258019 | 5354 | 5354_1_310 | PLATFORM HERITAGE | 0.15153 | 0.001657 | [5 empty] | 211111 | -120.2925 | 34.3586 |  | 109 | 999 |  |  |  | 93117
06083 |  | California | Santa Barbara | 13701411 | 78940613 | 97848412 | 4209258019 | 5354 | 5354_2_310 | PLATFORM HERITAGE | 0.19032 | 1.7505 | [5 empty] | 211111 | -120.2925 | 34.3586 |  | 109 | 999 |  |  |  | 93117
06083 |  | California | Santa Barbara | 13701411 | 78940613 | 97848512 | 4209258019 | 5354 | 5354_3_310 | PLATFORM HERITAGE | 0.020391 | 0.16895 | [5 empty] | 211111 | -120.2925 | 34.3586 |  | 109 | 999 |  |  |  | 93117
06083 |  | California | Santa Barbara | 13701411 | 78940613 | 97848612 | 4209258019 | 5354 | 5354_4_310 | PLATFORM HERITAGE | 0.58063 | 5.5171 | [5 empty] | 211111 | -120.2925 | 34.3586 |  | 109 | 999 |  |  |  | 93117
06083 |  | California | Santa Barbara | 13701411 | 78943013 | 97849612 | 4209258019 | 5366 | 5366_1_310 | PLATFORM HERITAGE | [7 empty] | 211111 | -120.2925 | 34.3586 |  | 109 | 999 |  |  |  | 93117
06083 |  | California | Santa Barbara | 13701511 | 79016613 | 98040012 | 4209258014 | 5416 | 5416_1_310 | PLATFORM HERMOSA | [7 empty] | 211111 | -120.6475 | 34.4556 |  | 109 | 999 |  |  |  | 93117
06083 |  | California | Santa Barbara | 13701511 | 79016713 | 98039912 | 4209258014 | 5415 | 5415_1_310 | PLATFORM HERMOSA | [7 empty] | 211111 | -120.6475 | 34.4556 |  | 109 | 999 |  |  |  | 93117
06083 |  | California | Santa Barbara | 13701511 | 79016813 | 98039812 | 4209258014 | 5414 | 5414_1_310 | PLATFORM HERMOSA | [7 empty] | 211111 | -120.6475 | 34.4556 |  | 109 | 999 |  |  |  | 93117
06083 |  | California | Santa Barbara | 13701511 | 79016913 | 98039712 | 4209258014 | 5413 | 5413_1_310 | PLATFORM HERMOSA | [7 empty] | 211111 | -120.6475 | 34.4556 |  | 109 | 999 |  |  |  | 93117
06083 |  | California | Santa Barbara | 13701611 | 79063913 | 97950212 | 4209258005 | 5559 | 5559_1_310 | PLATFORM HILLHOUSE | [7 empty] | 211111 | -119.6041 | 34.3312 |  | 109 | 999 |  |  |  | 00000
06083 |  | California | Santa Barbara | 13701611 | 79064013 | 97950112 | 4209258005 | 5558 | 5558_1_310 | PLATFORM HILLHOUSE | [7 empty] | 211111 | -119.6041 | 34.3312 |  | 109 | 999 |  |  |  | 00000
06083 |  | California | Santa Barbara | 13701611 | 79064313 | 97949712 | 4209258005 | 5541 | 5541_1_310 | PLATFORM HILLHOUSE | [7 empty] | 211111 | -119.6041 | 34.3312 |  | 109 | 999 |  |  |  | 00000
06083 |  | California | Santa Barbara | 13701611 | 79064413 | 97949612 | 4209258005 | 5540 | 5540_1_310 | PLATFORM HILLHOUSE | [7 empty] | 211111 | -119.6041 | 34.3312 |  | 109 | 999 |  |  |  | 00000
06083 |  | California | Santa Barbara | 13701611 | 79064513 | 97949512 | 4209258005 | 5539 | 5539_1_310 | PLATFORM HILLHOUSE | [7 empty] | 211111 | -119.6041 | 34.3312 |  | 109 | 999 |  |  |  | 00000
06083 |  | California | Santa Barbara | 13701711 | 79000113 | 98024812 | 4211258001 | 111371 | 111371_1_3 | PLATFORM HOGAN |  | 0.020331 | [5 empty] | 211111 | -119.5422 | 34.3375 |  | 109 | 999 |  |  |  | 00000
06083 |  | California | Santa Barbara | 13701711 | 79000113 | 98024912 | 4211258001 | 111371 | 111371_2_3 | PLATFORM HOGAN | 0.16534 | 0.089966 | [5 empty] | 211111 | -119.5422 | 34.3375 |  | 109 | 999 |  |  |  | 00000
06083 |  | California | Santa Barbara | 13701711 | 79000113 | 98025012 | 4211258001 | 111371 | 111371_3_3 | PLATFORM HOGAN |  | 0.020331 | [5 empty] | 211111 | -119.5422 | 34.3375 |  | 109 | 999 |  |  |  | 00000
06083 |  | California | Santa Barbara | 13701711 | 79001813 | 98024412 | 4211258001 | 5470 | 5470_1_310 | PLATFORM HOGAN | [7 empty] | 211111 | -119.5422 | 34.3375 |  | 109 | 999 |  |  |  | 00000
06083 |  | California | Santa Barbara | 13701711 | 79001913 | 98024312 | 4211258001 | 5469 | 5469_1_310 | PLATFORM HOGAN | [7 empty] | 211111 | -119.5422 | 34.3375 |  | 109 | 999 |  |  |  | 00000
06083 |  | California | Santa Barbara | 13701811 | 78862313 | 69911212 | 4211253105 | 5882 | 1115 | PLATFORM HOLLY |  |  |  |  | 68 | 83.3 |  | 211111 | -119.9063 | 34.3897 |  | 109 | 999 |  |  |  | 00000
06083 |  | California | Santa Barbara | 13701811 | 78862513 | 69911212 | 4211253105 | 2345 | 1115 | PLATFORM HOLLY |  |  |  |  | 68 | 83.3 |  | 211111 | -119.9063 | 34.3897 |  | 109 | 999 |  |  |  | 00000
06083 |  | California | Santa Barbara | 13701911 | 100217113 | 97841012 | 4211258009 | 102270 | 102270_1_3 | PLATFORM HONDO | [7 empty] | 211111 | -120.0393 | 34.4646 |  | 109 | 999 |  |  |  | 93117
06083 |  | California | Santa Barbara | 13701911 | 100217213 | 97841112 | 4211258009 | 102271 | 102271_1_3 | PLATFORM HONDO | [7 empty] | 211111 | -120.0393 | 34.4646 |  | 109 | 999 |  |  |  | 93117
06083 |  | California | Santa Barbara | 13701911 | 100217313 | 97841212 | 4211258009 | 102272 | 102272_1_3 | PLATFORM HONDO | [7 empty] | 211111 | -120.0393 | 34.4646 |  | 109 | 999 |  |  |  | 93117
06083 |  | California | Santa Barbara | 13701911 | 79003813 | 97844512 | 4211258009 | 5384 | 5384_1_310 | PLATFORM HONDO | [7 empty] | 211111 | -120.0393 | 34.4646 |  | 109 | 999 |  |  |  | 93117
06083 |  | California | Santa Barbara | 13701911 | 79003913 | 97844412 | 4211258009 | 5383 | 5383_1_310 | PLATFORM HONDO | [7 empty] | 211111 | -120.0393 | 34.4646 |  | 109 | 999 |  |  |  | 93117
06083 |  | California | Santa Barbara | 13701911 | 79004613 | 97843412 | 4211258009 | 5375 | 5375_1_310 | PLATFORM HONDO | 0.15249 | 0.024228 | [5 empty] | 211111 | -120.0393 | 34.4646 |  | 109 | 999 |  |  |  | 93117
06083 |  | California | Santa Barbara | 13701911 | 79004613 | 97843512 | 4211258009 | 5375 | 5375_2_310 | PLATFORM HONDO | 0.45148 | 6.9752 | [5 empty] | 211111 | -120.0393 | 34.4646 |  | 109 | 999 |  |  |  | 93117
06083 |  | California | Santa Barbara | 13701911 | 79004613 | 97843612 | 4211258009 | 5375 | 5375_3_310 | PLATFORM HONDO | 0.008928 | 0.11587 | [5 empty] | 211111 | -120.0393 | 34.4646 |  | 109 | 999 |  |  |  | 93117
06083 |  | California | Santa Barbara | 13701911 | 79004613 | 97843712 | 4211258009 | 5375 | 5375_4_310 | PLATFORM HONDO | 0.64247 | 10.6287 | [5 empty] | 211111 | -120.0393 | 34.4646 |  | 109 | 999 |  |  |  | 93117
06083 |  | California | Santa Barbara | 13702011 | 78888413 | 98026112 | 4211258002 | 111640 | 111640_1_3 | PLATFORM HOUCHIN |  | 0.020331 | [5 empty] | 211111 | -119.553 | 34.3349 |  | 109 | 999 |  |  |  | 00000
06083 |  | California | Santa Barbara | 13702011 | 78888413 | 98026212 | 4211258002 | 111640 | 111640_2_3 | PLATFORM HOUCHIN | 0.18227 | 0.099177 | [5 empty] | 211111 | -119.553 | 34.3349 |  | 109 | 999 |  |  |  | 00000
06083 |  | California | Santa Barbara | 13702011 | 78888413 | 98026312 | 4211258002 | 111640 | 111640_3_3 | PLATFORM HOUCHIN |  | 0.020331 | [5 empty] | 211111 | -119.553 | 34.3349 |  | 109 | 999 |  |  |  | 00000
06083 |  | California | Santa Barbara | 13702011 | 78888813 | 98025712 | 4211258002 | 5491 | 5491_1_310 | PLATFORM HOUCHIN | [7 empty] | 211111 | -119.553 | 34.3349 |  | 109 | 999 |  |  |  | 00000
06083 |  | California | Santa Barbara | 13702011 | 78888913 | 98025612 | 4211258002 | 5490 | 5490_1_310 | PLATFORM HOUCHIN | [7 empty] | 211111 | -119.553 | 34.3349 |  | 109 | 999 |  |  |  | 00000
06083 |  | California | Santa Barbara | 13702111 | 78841213 | 97325512 | 4211253170 | 7064 | 7064_2_310 | POPCO | [7 empty] | 211111 | -120.0538 | 34.4633 |  | 106 | 999 |  |  |  | 93117
06083 |  | California | Santa Barbara | 13702211 | 79078613 | 70302012 | 4211253043 | 1945 | 1787 | PORTER LEASE |  |  |  |  | 68 | 83.3 |  | 211111 | -120.3215 | 34.8456 |  |  | 999 |  |  |  | 93454
06083 |  | California | Santa Barbara | 13702311 | 79007313 | 70183412 | 4211253429 | 3167 | 1953 | QUATI LEASE |  |  |  |  | 68 | 83.3 |  | 211111 | -120.1506 | 34.7272 |  |  | 999 |  |  |  | 00000
06083 |  | California | Santa Barbara | 13702311 | 79007413 | 97584112 | 4211253429 | 3166 | 3166_1_310 | QUATI LEASE | [7 empty] | 211111 | -120.1506 | 34.7272 |  |  | 999 |  |  |  | 00000
06083 |  | California | Santa Barbara | 13702311 | 79007513 | 70183412 | 4211253429 | 3165 | 1953 | QUATI LEASE |  |  |  |  | 68 | 83.3 |  | 211111 | -120.1506 | 34.7272 |  |  | 999 |  |  |  | 00000
06083 |  | California | Santa Barbara | 13702511 | 79073213 | 97612312 | 4211253010 | 1705 | 1705_1_310 | RECRUIT FEE | [7 empty] | 211111 | -120.2999 | 34.837 |  |  | 999 |  |  |  | 93454
06083 |  | California | Santa Barbara | 13702511 | 79073413 | 97612112 | 4211253010 | 1702 | 1702_2_310 | RECRUIT FEE | [7 empty] | 211111 | -120.2999 | 34.837 |  |  | 999 |  |  |  | 93454
06083 |  | California | Santa Barbara | 13702511 | 79073513 | 97612012 | 4211253010 | 1700 | 1700_2_310 | RECRUIT FEE | [7 empty] | 211111 | -120.2999 | 34.837 |  |  | 999 |  |  |  | 93454
06083 |  | California | Santa Barbara | 13702711 | 79072813 | 97355712 | 4211253323 | 3081 | 3081_1_310 | RICE RANCH LEASE (ORCUTT HILL) | [7 empty] | 211111 | -120.3986 | 34.8292 |  |  | 999 |  |  |  | 00000
06083 |  | California | Santa Barbara | 13702711 | 79072913 | 97355612 | 4211253323 | 3080 | 3080_1_310 | RICE RANCH LEASE (ORCUTT HILL) | [7 empty] | 211111 | -120.3986 | 34.8292 |  |  | 999 |  |  |  | 00000
06083 |  | California | Santa Barbara | 13702811 | 78807613 | 97691912 | 4211254502 | 4540 | 4540_1_310 | RIGHETTI B LEASE | [7 empty] | 211111 | -120.507 | 34.8586 |  |  | 999 |  |  |  | 00000
06083 |  | California | Santa Barbara | 13702811 | 78807713 | 97691812 | 4211254502 | 4539 | 4539_1_310 | RIGHETTI B LEASE | [7 empty] | 211111 | -120.507 | 34.8586 |  |  | 999 |  |  |  | 00000
06083 |  | California | Santa Barbara | 13702911 | 79005613 | 97912812 | 4211253948 | 3558 | 3558_1_310 | RIGHETTI LEASE | [7 empty] | 211111 | -120.507 | 34.8586 |  |  | 999 |  |  |  | 00000
06083 |  | California | Santa Barbara | 13702911 | 79005713 | 97912712 | 4211253948 | 3557 | 3557_1_310 | RIGHETTI LEASE | [7 empty] | 211111 | -120.507 | 34.8586 |  |  | 999 |  |  |  | 00000
06083 |  | California | Santa Barbara | 13702911 | 79005813 | 97912612 | 4211253948 | 3556 | 3556_1_310 | RIGHETTI LEASE | [7 empty] | 211111 | -120.507 | 34.8586 |  |  | 999 |  |  |  | 00000
06083 |  | California | Santa Barbara | 13703011 | 100140413 | 97336712 | 4211251086 | 110508 | 110508_1_3 | RUSSELL RANCH LEASE | [7 empty] | 211111 | -119.8055 | 34.9888 |  |  | 999 |  |  |  | 93437
06083 |  | California | Santa Barbara | 13703011 | 78877313 | 97334412 | 4211251086 | 938 | 938_1_3100 | RUSSELL RANCH LEASE | [7 empty] | 211111 | -119.8055 | 34.9888 |  |  | 999 |  |  |  | 93437
06083 |  | California | Santa Barbara | 13703011 | 78877413 | 97334312 | 4211251086 | 937 | 937_1_3100 | RUSSELL RANCH LEASE | [7 empty] | 211111 | -119.8055 | 34.9888 |  |  | 999 |  |  |  | 93437
06083 |  | California | Santa Barbara | 13703011 | 78877713 | 97334012 | 4211251086 | 891 | 891_1_3100 | RUSSELL RANCH LEASE | [7 empty] | 211111 | -119.8055 | 34.9888 |  |  | 999 |  |  |  | 93437
06083 |  | California | Santa Barbara | 13703011 | 78877813 | 97333912 | 4211251086 | 890 | 890_2_3100 | RUSSELL RANCH LEASE | [7 empty] | 211111 | -119.8055 | 34.9888 |  |  | 999 |  |  |  | 93437
06083 |  | California | Santa Barbara | 13703811 | 100229013 | 97996812 | 4211253063 | 112214 | 112214_1_3 | SECURITY FEE/THOMAS LEASE | 0.43081 | 0.73512 | [5 empty] | 211111 | -120.3212 | 34.8546 |  |  | 999 |  |  |  | 00000
06083 |  | California | Santa Barbara | 13703811 | 100229713 | 97996112 | 4211253063 | 100299 | 100299_1_3 | SECURITY FEE/THOMAS LEASE | [7 empty] | 211111 | -120.3212 | 34.8546 |  |  | 999 |  |  |  | 00000
06083 |  | California | Santa Barbara | 13703811 | 100229813 | 97996212 | 4211253063 | 100300 | 100300_2_3 | SECURITY FEE/THOMAS LEASE | [7 empty] | 211111 | -120.3212 | 34.8546 |  |  | 999 |  |  |  | 00000
06083 |  | California | Santa Barbara | 13703811 | 79025613 | 70223012 | 4211253063 | 5179 | 1792 | SECURITY FEE/THOMAS LEASE |  |  |  |  | 68 | 83.3 |  | 211111 | -120.3212 | 34.8546 |  |  | 999 |  |  |  | 00000
06083 |  | California | Santa Barbara | 13703811 | 79025713 | 70223012 | 4211253063 | 2030 | 1792 | SECURITY FEE/THOMAS LEASE |  |  |  |  | 68 | 83.3 |  | 211111 | -120.3212 | 34.8546 |  |  | 999 |  |  |  | 00000
06083 |  | California | Santa Barbara | 13703811 | 79025913 | 97996012 | 4211253063 | 2022 | 2022_2_310 | SECURITY FEE/THOMAS LEASE | [7 empty] | 211111 | -120.3212 | 34.8546 |  |  | 999 |  |  |  | 00000
06083 |  | California | Santa Barbara | 13704011 | 79028013 | 97493612 | 4211251074 | 879 | 879_1_3100 | SOUTH CUYAMA UNIT (SCU) | [7 empty] | 211111 | -119.7061 | 34.902 |  |  | 999 |  |  |  | 93254
06083 |  | California | Santa Barbara | 13704011 | 79028113 | 97493512 | 4211251074 | 878 | 878_1_3100 | SOUTH CUYAMA UNIT (SCU) | [7 empty] | 211111 | -119.7061 | 34.902 |  |  | 999 |  |  |  | 93254
06083 |  | California | Santa Barbara | 13704011 | 79028313 | 97493312 | 4211251074 | 875 | 875_1_3100 | SOUTH CUYAMA UNIT (SCU) | [7 empty] | 211111 | -119.7061 | 34.902 |  |  | 999 |  |  |  | 93254
06083 |  | California | Santa Barbara | 13704011 | 79028413 | 97493212 | 4211251074 | 872 | 872_1_3100 | SOUTH CUYAMA UNIT (SCU) | [7 empty] | 211111 | -119.7061 | 34.902 |  |  | 999 |  |  |  | 93254
06083 |  | California | Santa Barbara | 13704011 | 79028713 | 97499712 | 4211251074 | 860 | 860_1_3100 | SOUTH CUYAMA UNIT (SCU) | [7 empty] | 211111 | -119.7061 | 34.902 |  |  | 999 |  |  |  | 93254
06083 |  | California | Santa Barbara | 13704011 | 79029313 | 97499012 | 4211251074 | 760 | 760_1_3100 | SOUTH CUYAMA UNIT (SCU) | [7 empty] | 211111 | -119.7061 | 34.902 |  |  | 999 |  |  |  | 93254
06083 |  | California | Santa Barbara | 13704011 | 79029413 | 97498912 | 4211251074 | 759 | 759_1_3100 | SOUTH CUYAMA UNIT (SCU) | [7 empty] | 211111 | -119.7061 | 34.902 |  |  | 999 |  |  |  | 93254
06083 |  | California | Santa Barbara | 13704011 | 79029513 | 97498812 | 4211251074 | 756 | 756_1_3100 | SOUTH CUYAMA UNIT (SCU) | [7 empty] | 211111 | -119.7061 | 34.902 |  |  | 999 |  |  |  | 93254
06083 |  | California | Santa Barbara | 13704011 | 79029913 | 97498412 | 4211251074 | 745 | 745_1_3100 | SOUTH CUYAMA UNIT (SCU) | [7 empty] | 211111 | -119.7061 | 34.902 |  |  | 999 |  |  |  | 93254
06083 |  | California | Santa Barbara | 13704011 | 79030113 | 97498212 | 4211251074 | 740 | 740_1_3100 | SOUTH CUYAMA UNIT (SCU) | [7 empty] | 211111 | -119.7061 | 34.902 |  |  | 999 |  |  |  | 93254
06083 |  | California | Santa Barbara | 13704011 | 79030213 | 97498112 | 4211251074 | 738 | 738_1_3100 | SOUTH CUYAMA UNIT (SCU) | [7 empty] | 211111 | -119.7061 | 34.902 |  |  | 999 |  |  |  | 93254
06083 |  | California | Santa Barbara | 13704011 | 79030313 | 97498012 | 4211251074 | 736 | 736_2_3100 | SOUTH CUYAMA UNIT (SCU) | [7 empty] | 211111 | -119.7061 | 34.902 |  |  | 999 |  |  |  | 93254
06083 |  | California | Santa Barbara | 13704111 | 79008513 | 97793712 | 4211253324 | 3105 | 3105_1_310 | SQUIRES LEASE | [7 empty] | 211111 | -120.3986 | 34.8292 |  |  | 999 |  |  |  | 00000
06083 |  | California | Santa Barbara | 13704111 | 79008613 | 97793612 | 4211253324 | 3104 | 3104_1_310 | SQUIRES LEASE | [7 empty] | 211111 | -120.3986 | 34.8292 |  |  | 999 |  |  |  | 00000
06083 |  | California | Santa Barbara | 13704111 | 79008713 | 97793512 | 4211253324 | 3103 | 3103_2_310 | SQUIRES LEASE | [7 empty] | 211111 | -120.3986 | 34.8292 |  |  | 999 |  |  |  | 00000
06083 |  | California | Santa Barbara | 13704311 | 78811713 | 98020812 | 4211253327 | 3158 | 3158_1_310 | TEXAS LEASE | [7 empty] | 211111 | -120.2574 | 34.7991 |  |  | 999 |  |  |  | 00000
06083 |  | California | Santa Barbara | 13704311 | 78811813 | 98020712 | 4211253327 | 3157 | 3157_1_310 | TEXAS LEASE | [7 empty] | 211111 | -120.2574 | 34.7991 |  |  | 999 |  |  |  | 00000
06083 |  | California | Santa Barbara | 13704311 | 78811913 | 98020612 | 4211253327 | 3156 | 3156_2_310 | TEXAS LEASE | [7 empty] | 211111 | -120.2574 | 34.7991 |  |  | 999 |  |  |  | 00000
06083 |  | California | Santa Barbara | 13704611 | 100142613 | 97362812 | 4211253200 | 112906 | 112906_2_3 | TOGNAZZINI LEASE | 0.41793 | 0.50749 | [5 empty] | 211111 | -120.2577 | 34.7901 |  |  | 999 |  |  |  | 93454
06083 |  | California | Santa Barbara | 13704611 | 78965813 | 97361712 | 4211253200 | 2418 | 2418_1_310 | TOGNAZZINI LEASE | [7 empty] | 211111 | -120.2577 | 34.7901 |  |  | 999 |  |  |  | 93454
06083 |  | California | Santa Barbara | 13704611 | 78965913 | 97363412 | 4211253200 | 2417 | 2417_1_310 | TOGNAZZINI LEASE | [7 empty] | 211111 | -120.2577 | 34.7901 |  |  | 999 |  |  |  | 93454
06083 |  | California | Santa Barbara | 13704611 | 78966013 | 97363312 | 4211253200 | 2416 | 2416_1_310 | TOGNAZZINI LEASE | [7 empty] | 211111 | -120.2577 | 34.7901 |  |  | 999 |  |  |  | 93454
06083 |  | California | Santa Barbara | 13704611 | 78966313 | 97363112 | 4211253200 | 2413 | 2413_2_310 | TOGNAZZINI LEASE | [7 empty] | 211111 | -120.2577 | 34.7901 |  |  | 999 |  |  |  | 93454
06083 |  | California | Santa Barbara | 13704911 | 78929313 | 70051712 | 4211254126 | 4088 | 1919 | UCB LEASE | [7 empty] | 211111 | -120.3311 | 34.8432 |  |  | 999 |  |  |  | 93455
06083 |  | California | Santa Barbara | 13704911 | 78929413 | 70051712 | 4211254126 | 4087 | 1919 | UCB LEASE | [7 empty] | 211111 | -120.3311 | 34.8432 |  |  | 999 |  |  |  | 93455
06083 |  | California | Santa Barbara | 13704911 | 78929713 | 97589312 | 4211254126 | 4083 | 4083_2_310 | UCB LEASE | [7 empty] | 211111 | -120.3311 | 34.8432 |  |  | 999 |  |  |  | 93455
06083 |  | California | Santa Barbara | 13708011 | 79022313 | 97753512 | 4211253083 | 8478 | 8478_1_310 | UNION SUGAR LEASE | 0.27591 | 0.038572 | [5 empty] | 211111 | -120.4063 | 34.9313 |  |  | 999 |  |  |  | 00000
06083 |  | California | Santa Barbara | 13708011 | 79022413 | 97753412 | 4211253083 | 2098 | 2098_1_310 | UNION SUGAR LEASE | [7 empty] | 211111 | -120.4063 | 34.9313 |  |  | 999 |  |  |  | 00000
06083 |  | California | Santa Barbara | 13708011 | 79022513 | 97753312 | 4211253083 | 2097 | 2097_1_310 | UNION SUGAR LEASE | [7 empty] | 211111 | -120.4063 | 34.9313 |  |  | 999 |  |  |  | 00000
06083 |  | California | Santa Barbara | 13708011 | 79022613 | 97753212 | 4211253083 | 2096 | 2096_1_310 | UNION SUGAR LEASE | [7 empty] | 211111 | -120.4063 | 34.9313 |  |  | 999 |  |  |  | 00000
06083 |  | California | Santa Barbara | 13708011 | 79022713 | 97753112 | 4211253083 | 2095 | 2095_1_310 | UNION SUGAR LEASE | [7 empty] | 211111 | -120.4063 | 34.9313 |  |  | 999 |  |  |  | 00000
06083 |  | California | Santa Barbara | 13708011 | 79022813 | 97753012 | 4211253083 | 2092 | 2092_2_310 | UNION SUGAR LEASE | [7 empty] | 211111 | -120.4063 | 34.9313 |  |  | 999 |  |  |  | 00000
06083 |  | California | Santa Barbara | 13708111 | 78804313 | 97621412 | 4211254108 | 3959 | 3959_1_310 | UNION SUGAR LEASE - CONWAY OIL | [7 empty] | 211111 | -120.5806 | 34.9592 |  |  | 999 |  |  |  | 00000
06083 |  | California | Santa Barbara | 13708111 | 78804413 | 97621312 | 4211254108 | 3958 | 3958_2_310 | UNION SUGAR LEASE - CONWAY OIL | [7 empty] | 211111 | -120.5806 | 34.9592 |  |  | 999 |  |  |  | 00000
06083 |  | California | Santa Barbara | 13708111 | 78804513 | 97621212 | 4211254108 | 3957 | 3957_1_310 | UNION SUGAR LEASE - CONWAY OIL | [7 empty] | 211111 | -120.5806 | 34.9592 |  |  | 999 |  |  |  | 00000
06083 |  | California | Santa Barbara | 13708111 | 78804613 | 97621112 | 4211254108 | 3955 | 3955_1_310 | UNION SUGAR LEASE - CONWAY OIL | [7 empty] | 211111 | -120.5806 | 34.9592 |  |  | 999 |  |  |  | 00000
06083 |  | California | Santa Barbara | 13708111 | 78805413 | 97620212 | 4211254108 | 3946 | 3946_2_310 | UNION SUGAR LEASE - CONWAY OIL | [7 empty] | 211111 | -120.5806 | 34.9592 |  |  | 999 |  |  |  | 00000
06083 |  | California | Santa Barbara | 13708211 | 79044313 | 97752512 | 4211253040 | 1899 | 1899_2_310 | UNITED CALIFORNIA LEASE | [7 empty] | 211111 | -120.3215 | 34.8456 |  |  | 999 |  |  |  | 93454
06083 |  | California | Santa Barbara | 13708211 | 79048213 | 70256712 | 4211253040 | 1902 | 1909 | UNITED CALIFORNIA LEASE |  |  |  |  | 68 | 83.3 |  | 211111 | -120.3215 | 34.8456 |  |  | 999 |  |  |  | 93454
06083 |  | California | Santa Barbara | 13709611 | 79062213 | 98015112 | 4211254536 | 4579 | 4579_1_310 | VINCENT LEASE | [7 empty] | 211111 | -120.4063 | 34.9313 |  |  | 999 |  |  |  | 00000
06083 |  | California | Santa Barbara | 13709611 | 79062313 | 98015012 | 4211254536 | 4578 | 4578_1_310 | VINCENT LEASE | [7 empty] | 211111 | -120.4063 | 34.9313 |  |  | 999 |  |  |  | 00000
06083 |  | California | Santa Barbara | 13709711 | 78812413 | 97622712 | 4211254111 | 3982 | 3982_1_310 | WAITE-BRADLEY/BROOKINGS LEASE | [7 empty] | 211111 | -120.3106 | 34.8454 |  |  | 999 |  |  |  | 93455
06083 |  | California | Santa Barbara | 13709711 | 78812513 | 97622612 | 4211254111 | 3981 | 3981_1_310 | WAITE-BRADLEY/BROOKINGS LEASE | [7 empty] | 211111 | -120.3106 | 34.8454 |  |  | 999 |  |  |  | 93455
06083 |  | California | Santa Barbara | 13709711 | 78812613 | 97622512 | 4211254111 | 3979 | 3979_2_310 | WAITE-BRADLEY/BROOKINGS LEASE | [7 empty] | 211111 | -120.3106 | 34.8454 |  |  | 999 |  |  |  | 93455
06083 |  | California | Santa Barbara | 13709711 | 78812713 | 97622412 | 4211254111 | 3978 | 3978_1_310 | WAITE-BRADLEY/BROOKINGS LEASE | 0.46 | 0.02 | [5 empty] | 211111 | -120.3106 | 34.8454 |  |  | 999 |  |  |  | 93455
06083 |  | California | Santa Barbara | 13709811 | 78994913 | 97356712 | 4211253516 | 3267 | 3267_1_310 | WHEAT LEASE | [7 empty] | 211111 | -120.4389 | 34.9383 |  |  | 999 |  |  |  | 80202
06083 |  | California | Santa Barbara | 13709811 | 78995113 | 97356412 | 4211253516 | 3265 | 3265_1_310 | WHEAT LEASE | [7 empty] | 211111 | -120.4389 | 34.9383 |  |  | 999 |  |  |  | 80202
06083 |  | California | Santa Barbara | 13709811 | 78995213 | 97356312 | 4211253516 | 3264 | 3264_1_310 | WHEAT LEASE | [7 empty] | 211111 | -120.4389 | 34.9383 |  |  | 999 |  |  |  | 80202
06083 |  | California | Santa Barbara | 13709811 | 78995313 | 97356212 | 4211253516 | 3263 | 3263_1_310 | WHEAT LEASE | [7 empty] | 211111 | -120.4389 | 34.9383 |  |  | 999 |  |  |  | 80202
06083 |  | California | Santa Barbara | 13709811 | 78995513 | 97356012 | 4211253516 | 3258 | 3258_1_310 | WHEAT LEASE | 0.011685 | 0.016228 | [5 empty] | 211111 | -120.4389 | 34.9383 |  |  | 999 |  |  |  | 80202
06083 |  | California | Santa Barbara | 13709811 | 78995613 | 97355912 | 4211253516 | 3256 | 3256_1_310 | WHEAT LEASE | [7 empty] | 211111 | -120.4389 | 34.9383 |  |  | 999 |  |  |  | 80202
06083 |  | California | Santa Barbara | 13710011 | 78932613 | 97380112 | 4211254131 | 5939 | 5939_1_310 | WICKENDEN LEASE | [7 empty] | 211111 | -120.2353 | 34.8076 |  |  | 999 |  |  |  | 00000
06083 |  | California | Santa Barbara | 13710011 | 78932713 | 97380012 | 4211254131 | 4147 | 4147_1_310 | WICKENDEN LEASE | [7 empty] | 211111 | -120.2353 | 34.8076 |  |  | 999 |  |  |  | 00000
06083 |  | California | Santa Barbara | 13710011 | 78933013 | 97379712 | 4211254131 | 4143 | 4143_1_310 | WICKENDEN LEASE | [7 empty] | 211111 | -120.2353 | 34.8076 |  |  | 999 |  |  |  | 00000
06083 |  | California | Santa Barbara | 13710111 | 79062713 | 97590112 | 4211254415 | 4515 | 4515_1_310 | WILLIAMS FEE | [7 empty] | 211111 | -120.2999 | 34.837 |  |  | 999 |  |  |  | 00000
06083 |  | California | Santa Barbara | 13710111 | 79062813 | 97590012 | 4211254415 | 4514 | 4514_1_310 | WILLIAMS FEE | [7 empty] | 211111 | -120.2999 | 34.837 |  |  | 999 |  |  |  | 00000
06083 |  | California | Santa Barbara | 13710111 | 79062913 | 97589912 | 4211254415 | 4513 | 4513_1_310 | WILLIAMS FEE | [7 empty] | 211111 | -120.2999 | 34.837 |  |  | 999 |  |  |  | 00000
06083 |  | California | Santa Barbara | 13710211 | 78781313 | 97747512 | 4211253009 | 1656 | 1656_1_310 | WILLIAMS HOLDING LEASE | [7 empty] | 211111 | -120.2999 | 34.837 |  |  | 999 |  |  |  | 00000
06083 |  | California | Santa Barbara | 13710211 | 78782213 | 97748412 | 4211253009 | 1685 | 1685_1_310 | WILLIAMS HOLDING LEASE | [7 empty] | 211111 | -120.2999 | 34.837 |  |  | 999 |  |  |  | 00000
06083 |  | California | Santa Barbara | 13710211 | 78782413 | 97748112 | 4211253009 | 1681 | 1681_1_310 | WILLIAMS HOLDING LEASE | [7 empty] | 211111 | -120.2999 | 34.837 |  |  | 999 |  |  |  | 00000
06083 |  | California | Santa Barbara | 13710211 | 78782713 | 97747812 | 4211253009 | 1676 | 1676_2_310 | WILLIAMS HOLDING LEASE | [7 empty] | 211111 | -120.2999 | 34.837 |  |  | 999 |  |  |  | 00000
06083 |  | California | Santa Barbara | 13710211 | 78782913 | 97747612 | 4211253009 | 1669 | 1669_1_310 | WILLIAMS HOLDING LEASE | [7 empty] | 211111 | -120.2999 | 34.837 |  |  | 999 |  |  |  | 00000
06083 |  | California | Santa Barbara | 13710311 | 78934613 | 97225512 | 4211253512 | 3252 | 3252_1_310 | WILLIAMS HOLDING LEASE (ERG) | [7 empty] | 211111 | -120.2684 | 34.7993 |  |  | 999 |  |  |  | 00000
06083 |  | California | Santa Barbara | 13710311 | 78934713 | 97225412 | 4211253512 | 3251 | 3251_1_310 | WILLIAMS HOLDING LEASE (ERG) | [7 empty] | 211111 | -120.2684 | 34.7993 |  |  | 999 |  |  |  | 00000
06083 |  | California | Santa Barbara | 13710311 | 78934813 | 97225312 | 4211253512 | 3249 | 3249_1_310 | WILLIAMS HOLDING LEASE (ERG) | [7 empty] | 211111 | -120.2684 | 34.7993 |  |  | 999 |  |  |  | 00000
06083 |  | California | Santa Barbara | 14026311 | 85382913 | 97277112 | 4211254512 | 4553 | 4553_1_310 | BETTIGA B LEASE | [7 empty] | 211111 | -120.4063 | 34.9313 |  |  | 999 |  |  |  | 00000
06083 |  | California | Santa Barbara | 14026311 | 85383013 | 97277312 | 4211254512 | 4552 | 4552_1_310 | BETTIGA B LEASE | [7 empty] | 211111 | -120.4063 | 34.9313 |  |  | 999 |  |  |  | 00000
06083 |  | California | Santa Barbara | 14026311 | 85383113 | 97277212 | 4211254512 | 4551 | 4551_1_310 | BETTIGA B LEASE | [7 empty] | 211111 | -120.4063 | 34.9313 |  |  | 999 |  |  |  | 00000
06083 |  | California | Santa Barbara | 14026411 | 85386113 | 97266412 | 4211253035 | 1854 | 1854_1_310 | BEACHFRONT LEASE | [7 empty] | 211111 | -119.9074 | 34.4317 |  |  | 999 |  |  |  | 93117
06083 |  | California | Santa Barbara | 14026511 | 85387113 | 78185212 | 4211253211 | 8405 | 1809 | BELL LEASE (CAT CANYON) |  |  |  |  | 68 | 83.3 |  | 211111 | -120.3221 | 34.8276 |  |  | 999 |  |  |  | 93454
06083 |  | California | Santa Barbara | 14026511 | 85387213 | 78185312 | 4211253211 | 8404 | 1808 | BELL LEASE (CAT CANYON) |  |  |  |  | 68 | 83.3 |  | 211111 | -120.3221 | 34.8276 |  |  | 999 |  |  |  | 93454
06083 |  | California | Santa Barbara | 14026511 | 85387313 | 78185412 | 4211253211 | 8402 | 1807 | BELL LEASE (CAT CANYON) |  |  |  |  | 68 | 83.3 |  | 211111 | -120.3221 | 34.8276 |  |  | 999 |  |  |  | 93454
06083 |  | California | Santa Barbara | 14026511 | 85388113 | 78185612 | 4211253211 | 2607 | 1799 | BELL LEASE (CAT CANYON) |  |  |  |  | 68 | 83.3 |  | 211111 | -120.3221 | 34.8276 |  |  | 999 |  |  |  | 93454
06083 |  | California | Santa Barbara | 14026511 | 85388213 | 78185612 | 4211253211 | 2606 | 1799 | BELL LEASE (CAT CANYON) |  |  |  |  | 68 | 83.3 |  | 211111 | -120.3221 | 34.8276 |  |  | 999 |  |  |  | 93454
06083 |  | California | Santa Barbara | 14026511 | 85388313 | 97784312 | 4211253211 | 2601 | 2601_2_310 | BELL LEASE (CAT CANYON) | [7 empty] | 211111 | -120.3221 | 34.8276 |  |  | 999 |  |  |  | 93454
06083 |  | California | Santa Barbara | 14026511 | 85388513 | 78185912 | 4211253211 | 2521 | 1805 | BELL LEASE (CAT CANYON) |  |  |  |  | 68 | 83.3 |  | 211111 | -120.3221 | 34.8276 |  |  | 999 |  |  |  | 93454
06083 |  | California | Santa Barbara | 14026611 | 85389913 | 97588112 | 4211253497 | 8443 | 8443_1_310 | BATTLES LEASE, SMV FIELD | [7 empty] | 211111 | -120.4063 | 34.9313 |  |  | 999 |  |  |  | 00000
06083 |  | California | Santa Barbara | 14026611 | 85390113 | 97587912 | 4211253497 | 3218 | 3218_1_310 | BATTLES LEASE, SMV FIELD | 0.84741 | 0.025941 | [5 empty] | 211111 | -120.4063 | 34.9313 |  |  | 999 |  |  |  | 00000
06083 |  | California | Santa Barbara | 14026611 | 85390513 | 97587212 | 4211253497 | 3210 | 3210_1_310 | BATTLES LEASE, SMV FIELD | [7 empty] | 211111 | -120.4063 | 34.9313 |  |  | 999 |  |  |  | 00000
06083 |  | California | Santa Barbara | 14026611 | 85390613 | 97587112 | 4211253497 | 3209 | 3209_1_310 | BATTLES LEASE, SMV FIELD | [7 empty] | 211111 | -120.4063 | 34.9313 |  |  | 999 |  |  |  | 00000
06083 |  | California | Santa Barbara | 1562611 | 44741013 | 97782012 | 4211251325 | 8263 | 8263_1_310 | GAVIOTA OIL HEATING FACILITY | [7 empty] | 211111 | -120.2137 | 34.4736 |  | 106 | 999 |  |  |  | 93117 |  | R63-0036
06083 |  | California | Santa Barbara | 1562611 | 44741113 | 97782112 | 4211251325 | 8264 | 8264_1_310 | GAVIOTA OIL HEATING FACILITY | [7 empty] | 211111 | -120.2137 | 34.4736 |  | 106 | 999 |  |  |  | 93117 |  | R63-0036
06083 |  | California | Santa Barbara | 1562611 | 44742013 | 97778412 | 4211251325 | 996 | 996_1_3100 | GAVIOTA OIL HEATING FACILITY | 0.36012 | 0.010591 | [5 empty] | 211111 | -120.2137 | 34.4736 |  | 106 | 999 |  |  |  | 93117 |  | R63-0036
06083 |  | California | Santa Barbara | 1562611 | 44742013 | 97778512 | 4211251325 | 996 | 996_2_3100 | GAVIOTA OIL HEATING FACILITY | 0.063067 | 0.032275 | [5 empty] | 211111 | -120.2137 | 34.4736 |  | 106 | 999 |  |  |  | 93117 |  | R63-0036
06083 |  | California | Santa Barbara | 1562611 | 44742013 | 97778612 | 4211251325 | 996 | 996_3_3100 | GAVIOTA OIL HEATING FACILITY | 0.00373 | 0.001909 | [5 empty] | 211111 | -120.2137 | 34.4736 |  | 106 | 999 |  |  |  | 93117 |  | R63-0036
06083 |  | California | Santa Barbara | 15677111 | 100143613 | 97377512 | 4211251132 | 113894 | 113894_1_3 | CHAMBERLIN LEASE | [7 empty] | 213112 | -117.3717 | 34.0013 |  |  | 999 |  |  |  | 93441
06083 |  | California | Santa Barbara | 15677111 | 100143713 | 97377612 | 4211251132 | 113895 | 113895_1_3 | CHAMBERLIN LEASE | [7 empty] | 213112 | -117.3717 | 34.0013 |  |  | 999 |  |  |  | 93441
06083 |  | California | Santa Barbara | 15677111 | 100143813 | 97377712 | 4211251132 | 113896 | 113896_1_3 | CHAMBERLIN LEASE | [7 empty] | 213112 | -117.3717 | 34.0013 |  |  | 999 |  |  |  | 93441
06083 |  | California | Santa Barbara | 15683711 | 100215813 | 97838912 | 4211251106 | 113543 | 113543_1_3 | BARGE OLYMPIC SPIRIT | [7 empty] | 488320 | -118.2623 | 33.7478 |  |  | 999 |  |  |  | 00000
06083 |  | California | Santa Barbara | 15683711 | 100215913 | 97839012 | 4211251106 | 113544 | 113544_1_3 | BARGE OLYMPIC SPIRIT | [7 empty] | 488320 | -118.2623 | 33.7478 |  |  | 999 |  |  |  | 00000
06083 |  | California | Santa Barbara | 1597811 | 44694213 | 97342712 | 4211251482 | 6581 | 6581_1_310 | LAS FLORES CANYON | [7 empty] | 211111 | -120.0403 | 34.4842 |  | 106 | 999 |  |  |  | 93117 |  | R63-0036
06083 |  | California | Santa Barbara | 1597811 | 44694813 | 97342612 | 4211251482 | 6580 | 6580_1_310 | LAS FLORES CANYON | [7 empty] | 211111 | -120.0403 | 34.4842 |  | 106 | 999 |  |  |  | 93117 |  | R63-0036
06083 |  | California | Santa Barbara | 1597811 | 44694913 | 97342412 | 4211251482 | 6578 | 6578_1_310 | LAS FLORES CANYON | [7 empty] | 211111 | -120.0403 | 34.4842 |  | 106 | 999 |  |  |  | 93117 |  | R63-0036
06083 |  | California | Santa Barbara | 1597811 | 44695713 | 97342312 | 4211251482 | 6577 | 6577_1_310 | LAS FLORES CANYON | [7 empty] | 211111 | -120.0403 | 34.4842 |  | 106 | 999 |  |  |  | 93117 |  | R63-0036
06083 |  | California | Santa Barbara | 1597811 | 44695813 | 97342212 | 4211251482 | 6576 | 6576_1_310 | LAS FLORES CANYON | [7 empty] | 211111 | -120.0403 | 34.4842 |  | 106 | 999 |  |  |  | 93117 |  | R63-0036
06083 |  | California | Santa Barbara | 1597811 | 44695913 | 97342112 | 4211251482 | 6575 | 6575_1_310 | LAS FLORES CANYON | [7 empty] | 211111 | -120.0403 | 34.4842 |  | 106 | 999 |  |  |  | 93117 |  | R63-0036
06083 |  | California | Santa Barbara | 1597811 | 44696013 | 97342012 | 4211251482 | 6574 | 6574_1_310 | LAS FLORES CANYON | [7 empty] | 211111 | -120.0403 | 34.4842 |  | 106 | 999 |  |  |  | 93117 |  | R63-0036
06083 |  | California | Santa Barbara | 1597811 | 44696113 | 97341912 | 4211251482 | 6573 | 6573_1_310 | LAS FLORES CANYON | [7 empty] | 211111 | -120.0403 | 34.4842 |  | 106 | 999 |  |  |  | 93117 |  | R63-0036
06083 |  | California | Santa Barbara | 1597811 | 44696213 | 97341812 | 4211251482 | 6572 | 6572_1_310 | LAS FLORES CANYON | [7 empty] | 211111 | -120.0403 | 34.4842 |  | 106 | 999 |  |  |  | 93117 |  | R63-0036
06083 |  | California | Santa Barbara | 1597811 | 44698513 | 97344812 | 4211251482 | 7885 | 7885_1_310 | LAS FLORES CANYON | [7 empty] | 211111 | -120.0403 | 34.4842 |  | 106 | 999 |  |  |  | 93117 |  | R63-0036
06083 |  | California | Santa Barbara | 1597811 | 44698613 | 97344512 | 4211251482 | 7881 | 7881_1_310 | LAS FLORES CANYON | [7 empty] | 211111 | -120.0403 | 34.4842 |  | 106 | 999 |  |  |  | 93117 |  | R63-0036
06083 |  | California | Santa Barbara | 1597811 | 44698813 | 97343212 | 4211251482 | 7865 | 7865_1_310 | LAS FLORES CANYON | 0.16 | 0.005911 | [5 empty] | 211111 | -120.0403 | 34.4842 |  | 106 | 999 |  |  |  | 93117 |  | R63-0040
06083 |  | California | Santa Barbara | 1597811 | 44699513 | 97344612 | 4211251482 | 7882 | 7882_1_310 | LAS FLORES CANYON | [7 empty] | 211111 | -120.0403 | 34.4842 |  | 106 | 999 |  |  |  | 93117 |  | R63-0036
06083 |  | California | Santa Barbara | 1597811 | 44699913 | 97342812 | 4211251482 | 6582 | 6582_1_310 | LAS FLORES CANYON | [7 empty] | 211111 | -120.0403 | 34.4842 |  | 106 | 999 |  |  |  | 93117 |  | R63-0036
06083 |  | California | Santa Barbara | 1598211 | 44670913 | 97269812 | 4211251517 | 1121 | 1121_2_310 | CAREAGA LEASE | [7 empty] | 211111 | -120.4109 | 34.7844 |  | 106 | 999 |  |  |  | 93456 |  | R63-0036
06083 |  | California | Santa Barbara | 1598211 | 44671213 | 97269912 | 4211251517 | 1126 | 1126_1_310 | CAREAGA LEASE | [7 empty] | 211111 | -120.4109 | 34.7844 |  | 106 | 999 |  |  |  | 93456 |  | R63-0036
06083 |  | California | Santa Barbara | 1598211 | 44671713 | 97270012 | 4211251517 | 1127 | 1127_1_310 | CAREAGA LEASE | [7 empty] | 211111 | -120.4109 | 34.7844 |  | 106 | 999 |  |  |  | 93456 |  | R63-0036
06083 |  | California | Santa Barbara | 1599911 | 44641613 | 105243612 | 4211254011 | 3687 | 3687_1_310 | WILLIAMS HOLDING LEASE (EX RMR) | [7 empty] | 211111 | -120.2773 | 34.859 |  |  | 999 |  |  |  | 93455 |  | R63-0036
06083 |  | California | Santa Barbara | 1599911 | 44641713 | 105243312 | 4211254011 | 3686 | 3686_1_310 | WILLIAMS HOLDING LEASE (EX RMR) | 0.228 | 0.001368 | [5 empty] | 211111 | -120.2773 | 34.859 |  |  | 999 |  |  |  | 93455 |  | R63-0040
06083 |  | California | Santa Barbara | 1599911 | 44641813 | 105243412 | 4211254011 | 3684 | 3684_1_310 | WILLIAMS HOLDING LEASE (EX RMR) | 0.098 | 0.000588 | [5 empty] | 211111 | -120.2773 | 34.859 |  |  | 999 |  |  |  | 93455 |  | R63-0040
06083 |  | California | Santa Barbara | 1599911 | 44642013 | 105243712 | 4211254011 | 3690 | 3690_1_310 | WILLIAMS HOLDING LEASE (EX RMR) | [7 empty] | 211111 | -120.2773 | 34.859 |  |  | 999 |  |  |  | 93455 |  | R63-0036
06083 |  | California | Santa Barbara | 1599911 | 44642213 | 105243812 | 4211254011 | 3689 | 3689_1_310 | WILLIAMS HOLDING LEASE (EX RMR) | [7 empty] | 211111 | -120.2773 | 34.859 |  |  | 999 |  |  |  | 93455 |  | R63-0036
06083 |  | California | Santa Barbara | 1703211 | 44942913 | 97694912 | 4209258003 | 5503 | 5503_1_310 | PLATFORM A | [7 empty] | 211111 | -119.6131 | 34.3314 |  | 109 | 999 |  |  |  | 00000 |  | R63-0036
06083 |  | California | Santa Barbara | 1703211 | 44943113 | 97694812 | 4209258003 | 5502 | 5502_1_310 | PLATFORM A | [7 empty] | 211111 | -119.6131 | 34.3314 |  | 109 | 999 |  |  |  | 00000 |  | R63-0036
06083 |  | California | Santa Barbara | 1703211 | 44943713 | 97694612 | 4209258003 | 5500 | 5500_1_310 | PLATFORM A | [7 empty] | 211111 | -119.6131 | 34.3314 |  | 109 | 999 |  |  |  | 00000 |  | R63-0036
06083 |  | California | Santa Barbara | 1703411 | 44913213 | 98035712 | 4209258013 | 5395 | 5395_1_310 | PLATFORM HARVEST | [7 empty] | 211111 | -120.6819 | 34.4692 |  | 109 | 999 |  |  |  | 93117 |  | R63-0036
06083 |  | California | Santa Barbara | 1703411 | 44914513 | 98035612 | 4209258013 | 5394 | 5394_1_310 | PLATFORM HARVEST | [7 empty] | 211111 | -120.6819 | 34.4692 |  | 109 | 999 |  |  |  | 93117 |  | R63-0036
06083 |  | California | Santa Barbara | 7063411 | 100196113 | 97650412 | 4209258016 | 113720 | 113720_1_3 | PLATFORM IRENE | [7 empty] | 211111 | -120.7294 | 34.6104 |  | 109 | 999 |  |  |  | 00000
06083 |  | California | Santa Barbara | 7063411 | 14627113 | 97649312 | 4209258016 | 5456 | 5456_1_310 | PLATFORM IRENE | [7 empty] | 211111 | -120.7294 | 34.6104 |  | 109 | 999 |  |  |  | 00000 |  | R63-0036
06083 |  | California | Santa Barbara | 7063411 | 14627713 | 97649412 | 4209258016 | 5457 | 5457_1_310 | PLATFORM IRENE | [7 empty] | 211111 | -120.7294 | 34.6104 |  | 109 | 999 |  |  |  | 00000 |  | R63-0036
06083 |  | California | Santa Barbara | 7063411 | 14628213 | 97649012 | 4209258016 | 5453 | 5453_1_310 | PLATFORM IRENE | [7 empty] | 211111 | -120.7294 | 34.6104 |  | 109 | 999 |  |  |  | 00000 |  | R63-0036
06083 |  | California | Santa Barbara | 7063411 | 14628413 | 97649212 | 4209258016 | 5455 | 5455_1_310 | PLATFORM IRENE | [7 empty] | 211111 | -120.7294 | 34.6104 |  | 109 | 999 |  |  |  | 00000 |  | R63-0036
06083 |  | California | Santa Barbara | 7063411 | 14629013 | 97649112 | 4209258016 | 5454 | 5454_1_310 | PLATFORM IRENE | [7 empty] | 211111 | -120.7294 | 34.6104 |  | 109 | 999 |  |  |  | 00000 |  | R63-0036
06083 |  | California | Santa Barbara | 7063911 | 14604413 | 98028812 | 4209258012 | 5480 | 5480_1_310 | PLATFORM HABITAT | [7 empty] | 211111 | -119.5889 | 34.2856 |  | 109 | 999 |  |  |  | 93105 |  | R63-0036
06083 |  | California | Santa Barbara | 7063911 | 14605113 | 98032012 | 4209258012 | 4980 | 4980_1_310 | PLATFORM HABITAT | [7 empty] | 211111 | -119.5889 | 34.2856 |  | 109 | 999 |  |  |  | 93105 |  | R63-0036
06083 |  | California | Santa Barbara | 7063911 | 14605913 | 98028512 | 4209258012 | 4982 | 4982_2_310 | PLATFORM HABITAT | [7 empty] | 211111 | -119.5889 | 34.2856 |  | 109 | 999 |  |  |  | 93105 |  | R63-0036
06083 |  | California | Santa Barbara | 7063911 | 14605913 | 98029112 | 4209258012 | 4982 | 4982_3_310 | PLATFORM HABITAT | [7 empty] | 211111 | -119.5889 | 34.2856 |  | 109 | 999 |  |  |  | 93105 |  | R63-0036
06083 |  | California | Santa Barbara | 7064211 | 100210813 | 97760612 | 42112527 | 112321 | 2230 | CARPINTERIA GAS PLANT | [7 empty] | 211111 | -119.508 | 34.3911 |  | 106 | 999 |  |  |  | 93013
06083 |  | California | Santa Barbara | 7064211 | 100210913 | 97760512 | 42112527 | 112322 | 2229 | CARPINTERIA GAS PLANT | [7 empty] | 211111 | -119.508 | 34.3911 |  | 106 | 999 |  |  |  | 93013
06083 |  | California | Santa Barbara | 7064211 | 14592213 | 69858112 | 42112527 | 245 | 1012 | CARPINTERIA GAS PLANT |  |  |  |  | 68 | 83.3 |  | 211111 | -119.508 | 34.3911 |  | 106 | 999 |  |  |  | 93013 |  | R63-0036
06083 |  | California | Santa Barbara | 7064211 | 14593213 | 69858012 | 42112527 | 246 | 1013 | CARPINTERIA GAS PLANT |  |  |  |  | 68 | 83.3 |  | 211111 | -119.508 | 34.3911 |  | 106 | 999 |  |  |  | 93013 |  | R63-0036
06083 |  | California | Santa Barbara | 7064211 | 14593313 | 69859312 | 42112527 | 191 | 991 | CARPINTERIA GAS PLANT | 0.2503 | 0.005562 |  |  | 68 | 83.3 |  | 211111 | -119.508 | 34.3911 |  | 106 | 999 |  |  |  | 93013 |  | R63-0040
06083 |  | California | Santa Barbara | 7064211 | 14593413 | 69858212 | 42112527 | 244 | 1011 | CARPINTERIA GAS PLANT |  |  |  |  | 68 | 83.3 |  | 211111 | -119.508 | 34.3911 |  | 106 | 999 |  |  |  | 93013 |  | R63-0036
06083 |  | California | Santa Barbara | 7064211 | 14593513 | 69858312 | 42112527 | 243 | 1010 | CARPINTERIA GAS PLANT |  |  |  |  | 68 | 83.3 |  | 211111 | -119.508 | 34.3911 |  | 106 | 999 |  |  |  | 93013 |  | R63-0036
06083 |  | California | Santa Barbara | 7064211 | 14593613 | 69858412 | 42112527 | 242 | 1009 | CARPINTERIA GAS PLANT |  |  |  |  | 68 | 83.3 |  | 211111 | -119.508 | 34.3911 |  | 106 | 999 |  |  |  | 93013 |  | R63-0036
06083 |  | California | Santa Barbara | 7064211 | 14594213 | 69857912 | 42112527 | 247 | 1021 | CARPINTERIA GAS PLANT |  |  |  |  | 68 | 83.3 |  | 211111 | -119.508 | 34.3911 |  | 106 | 999 |  |  |  | 93013 |  | R63-0036
06083 |  | California | Santa Barbara | 7064211 | 14595813 | 69859612 | 42112527 | 8168 | 2204 | CARPINTERIA GAS PLANT |  |  |  |  | 68 | 83.3 |  | 211111 | -119.508 | 34.3911 |  | 106 | 999 |  |  |  | 93013 |  | R63-0036
06083 |  | California | Santa Barbara | 7064211 | 14595913 | 69859512 | 42112527 | 8169 | 2205 | CARPINTERIA GAS PLANT |  |  |  |  | 68 | 83.3 |  | 211111 | -119.508 | 34.3911 |  | 106 | 999 |  |  |  | 93013 |  | R63-0036
06083 |  | California | Santa Barbara | 7064211 | 14596013 | 69859412 | 42112527 | 8170 | 2221 | CARPINTERIA GAS PLANT |  |  |  |  | 68 | 83.3 |  | 211111 | -119.508 | 34.3911 |  | 106 | 999 |  |  |  | 93013 |  | R63-0036
06083 |  | California | Santa Barbara | 821911 | 45500613 | 97744212 | 4211253736 | 3334 | 3334_1_310 | ARMELIN LEASE | [7 empty] | 211111 | -120.419 | 34.8747 |  | 106 | 999 |  |  |  | 00000 |  | R63-0036
06083 |  | California | Santa Barbara | 821911 | 45500913 | 97744012 | 4211253736 | 3326 | 3326_2_310 | ARMELIN LEASE | [7 empty] | 211111 | -120.419 | 34.8747 |  | 106 | 999 |  |  |  | 00000 |  | R63-0036
06095 |  | California | Solano | 1213311 | 78321613 | 98506712 | 4816355263 | 42 | 42_1_31000 | WESTERN METALS CORPORATION | [7 empty] | 211111 | -121.751 | 38.2617 |  |  | 999 |  |  |  | 00000
06095 |  | California | Solano | 1213511 | 78360513 | 98506912 | 4816355266 | 42 | 42_1_31000 | CONCORDIA RESOURCES, INC. | [7 empty] | 211111 | -121.7082 | 38.2073 |  |  | 999 |  |  |  | 94571
06095 |  | California | Solano | 1233711 | 44120113 | 98516012 | 4816355392 | 42 | 42_1_31000 | SLAWSON, DONALD C. EXPLORATION COMPANY, | [7 empty] | 211111 | -121.7168 | 38.4975 |  | 106 | 999 |  |  |  | 00000 |  | R63-0036
06095 |  | California | Solano | 1391911 | 43317213 | 98517212 | 4816355423 | 42 | 42_1_31000 | VINTAGE PRODUCTION CALIFORNIA LLC | [7 empty] | 211111 | -121.613 | 38.264 |  | 106 | 999 |  |  |  | 00000 |  | R63-0036
06095 |  | California | Solano | 13979911 | 84795313 | 98523512 | 4816355529 | 42 | 42_1_31000 | ABA ENERGY CORPORATION | [7 empty] | 211111 | -121.741 | 38.178 |  |  | 999 |  |  |  | 00000
06095 |  | California | Solano | 14019911 | 84828413 | 98525912 | 4816355567 | 42 | 42_1_31000 | ABA ENERGY CORPORATION | [7 empty] | 211111 | -121.7591 | 38.192 |  |  | 999 |  |  |  | 00000
06095 |  | California | Solano | 14157511 | 84821913 | 98523012 | 4816355522 | 42 | 42_1_31000 | CAPITOL OIL CORPORATION | [7 empty] | 211111 | -121.723 | 38.438 |  |  | 999 |  |  |  | 00000
06095 |  | California | Solano | 16020311 | 100348113 | 98526212 | 4816355571 | 42 | 42_2_31000 | PACIFIC GAS & ELECTRIC COMPANY | [7 empty] | 221118 | -122.0004 | 38.2861 |  |  | 999 |  |  |  | 00000
06095 |  | California | Solano | 16025511 | 100346413 | 98517312 | 4816355429 | 42 | 42_1_31000 | CAPITOL OIL CORPORATION | [7 empty] | 211111 | -124.1981 | 40.7924 |  |  | 999 |  |  |  | 00000
06095 |  | California | Solano | 1670811 | 100340513 | 98456012 | 4813033424 | 27 | 27_1_40400 | VENOCO, INC | [7 empty] | 221210 | -122.019 | 38.2415 |  |  | 999 |  |  |  | 94585
06095 |  | California | Solano | 1670811 | 100340513 | 98456112 | 4813033424 | 27 | 27_71_4040 | VENOCO, INC | [7 empty] | 221210 | -122.019 | 38.2415 |  |  | 999 |  |  |  | 94585
06095 |  | California | Solano | 1670811 | 100340613 | 98456212 | 4813033424 | 28 | 28_1_40400 | VENOCO, INC | [7 empty] | 221210 | -122.019 | 38.2415 |  |  | 999 |  |  |  | 94585
06095 |  | California | Solano | 1670811 | 100340713 | 98456312 | 4813033424 | 29 | 29_1_40400 | VENOCO, INC | [7 empty] | 221210 | -122.019 | 38.2415 |  |  | 999 |  |  |  | 94585
06095 |  | California | Solano | 1670811 | 100340813 | 98456412 | 4813033424 | 30 | 30_1_40400 | VENOCO, INC | [7 empty] | 221210 | -122.019 | 38.2415 |  |  | 999 |  |  |  | 94585
06095 |  | California | Solano | 1670811 | 100340813 | 98456512 | 4813033424 | 30 | 30_71_4040 | VENOCO, INC | [7 empty] | 221210 | -122.019 | 38.2415 |  |  | 999 |  |  |  | 94585
06095 |  | California | Solano | 1670811 | 78263913 | 98456612 | 4813033424 | 50 | 50_1_40400 | VENOCO, INC | [7 empty] | 221210 | -122.019 | 38.2415 |  |  | 999 |  |  |  | 94585
06095 |  | California | Solano | 1670811 | 78263913 | 98456712 | 4813033424 | 50 | 50_71_4040 | VENOCO, INC | [7 empty] | 221210 | -122.019 | 38.2415 |  |  | 999 |  |  |  | 94585
06095 |  | California | Solano | 630011 | 45357313 | 98511412 | 4816355307 | 42 | 42_1_31000 | CPN PIPELINE COMPANY | 0.01 | [6 empty] | 211111 | -121.705 | 38.1297 |  | 106 | 999 |  |  |  | 00000 |  | R63-0036
06095 |  | California | Solano | 9925411 | 54261513 | 98518712 | 4816355463 | 42 | 42_1_31000 | CPN PIPELINE COMPANY | [7 empty] | 486210 | -121.8088 | 38.1695 |  |  | 999 |  |  |  | 00000
06095 |  | California | Solano | 9926111 | 54261313 | 98518112 | 4816355447 | 42 | 42_1_31000 | ROYALE ENERGY, INC. | [7 empty] | 211111 | -121.7412 | 38.1265 |  |  | 999 |  |  |  | 00000
06099 |  | California | Stanislaus | 655211 | 45597013 | 105381112 | 5014301121 | 1010 | 1010_1_310 | UNION OIL COMPANY OF CA | [7 empty] | 486110 | -120.6643 | 35.247 |  | 106 | 999 |  |  |  | 93406 |  | R63-0036
06101 |  | California | Sutter | 15663911 | 100109913 | 97061412 | 5116082188 | 1 | 1_1_310002 | VENOCO SANBORN 30-7 | 1.3498 | [6 empty] | 211111 | -121.9019 | 39.1212 |  |  | 999 |  |  |  | 00000
06101 |  | California | Sutter | 15665811 | 100115213 | 97102612 | 5116082245 | 1 | 1_1_310002 | VENOCO BUTTES CARROLL 32-2, 3, 4, 5 | 3.3199 | [6 empty] | 111110 | -121.8755 | 39.1952 |  |  | 999 |  |  |  | 00000
06101 |  | California | Sutter | 2214311 | 42441113 | 96969012 | 5116082028 | 7 | 7_1_310002 | TEXCAL ENERGY | [7 empty] | 211111 | -121.866 | 39.188 |  |  | 999 |  |  |  | 95982 |  | R63-0036
06103 |  | California | Tehama | 1152811 | 43759513 | 41579712 | 521632107 | 2 | 2 | VINTAGE PETROLEUM (TOLLE 27-1) | 0.055 | 0.0003 | 8 | 0.5 | 800 | 1.6 |  | 211111 | -122.179 | 39.8206 |  |  | 999 |  |  |  | 96021 |  | R63-0087
06103 |  | California | Tehama | 1153411 | 43757613 | 41577312 | 521632126 | 4 | 4 | ATLANTIC OIL COMPANY | 0.03 |  | 8 | 0.5 | 800 | 1.6 |  | 211111 | -122.1669 | 39.8195 |  |  | 999 |  |  |  | 96021 |  | R63-0036
06103 |  | California | Tehama | 1168311 | 43756113 | 41576112 | 521632149 | 2 | 2 | ATLAS OPERATING LLC | 0.05 | 0.0003 | 12 | 0.5 | 800 | 1.6 |  | 211111 | -122.1427 | 39.8363 |  | 106 | 999 |  |  |  | 96021 |  | R63-0036
06103 |  | California | Tehama | 1168411 | 43756013 | 41576012 | 521632150 | 2 | 2 | THE TERMO COMPANY | 0.07 | 0.0004 | 8 | 0.5 | 800 | 0.8 |  | 211111 | -122.0965 | 39.8292 |  | 106 | 999 |  |  |  | 96021 |  | R63-0036
06103 |  | California | Tehama | 1168611 | 43755713 | 41575712 | 521632154 | 1 | 1 | VINTAGE PETROLEUM | 0.05 |  | 12 | 0.5 | 800 | 1.6 |  | 211111 | -122.2068 | 39.8075 |  |  | 999 |  |  |  | 96021 |  | R63-0087
06103 |  | California | Tehama | 14020811 | 84830813 | 77341012 | 521632430 | 3 | 3 | LARIO OIL & GAS COMPANY | 0.3285 |  | 8 | 0.5 | 800 | 1.6 |  | 211111 | -122.1275 | 39.9126 |  |  | 999 |  |  |  | 96021
06103 |  | California | Tehama | 14147611 | 84813613 | 77276912 | 521632245 | 2 | 2 | ROYALE ENERGY INC | 0.11 | 0.001 | 12 | 0.5 | 800 | 1.6 |  | 211111 | -122.1044 | 39.8344 |  |  | 999 |  |  |  | 96021
06103 |  | California | Tehama | 14207211 | 84693713 | 76974012 | 521632432 | 1 | 1 | TOWNE EXPLORATION COMPANY | 0.1183 |  | 12 | 0.5 | 800 | 1.6 |  | 211111 | -122.2587 | 39.814 |  |  | 999 |  |  |  | 96021
06103 |  | California | Tehama | 14207611 | 84694213 | 76975712 | 521632373 | 3 | 3 | ATLAS OPERATING LLC | 0.169 |  | 12 | 0.5 | 800 | 1.6 |  | 211111 | -122.1413 | 39.8645 |  |  | 999 |  |  |  | 96021
06103 |  | California | Tehama | 14215011 | 84721013 | 77053512 | 521632520 | 1 | 1 | ATLAS OPERATING LLC | 0.13 |  | 12 | 0.5 | 800 | 0.8 |  | 211111 | -122.1331 | 39.8421 |  |  | 999 |  |  |  | 96021
06103 |  | California | Tehama | 14215411 | 100351313 | 98530712 | 521632407 | 2 | 2 | VENOCO, INC | 0.11 |  | 8 | 0.5 | 800 | 1.6 |  | 211111 | -122.175 | 39.818 |  |  | 999 |  |  |  | 96021
06103 |  | California | Tehama | 14219511 | 84694513 | 76976012 | 521632405 | 1 | 1 | ROYALE ENERGY INC | 0.22 |  | 8 | 0.5 | 800 | 1.6 |  | 211111 | -122.0909 | 39.8431 |  |  | 999 |  |  |  | 96021
06103 |  | California | Tehama | 1455311 | 44232913 | 42019612 | 521632231 | 2 | 2 | ROYALE ENERGY INC | 0.07 |  | 12 | 0.5 | 800 | 1.6 |  | 211111 | -122.1411 | 39.865 |  | 106 | 999 |  |  |  | 96021 |  | R63-0036
06103 |  | California | Tehama | 1455811 | 44232013 | 77249512 | 521632246 | 2 | 2 | ROYALE ENERGY INC | 0.05 | 0.0003 | 8 | 0.5 | 800 | 1.6 |  | 211111 | -122.0909 | 39.8431 |  | 106 | 999 |  |  |  | 96021 |  | R63-0036
06103 |  | California | Tehama | 1457611 | 44228513 | 42015212 | 52163239 | 1 | 1 | PG & E GERBER COMPRESSOR STA | 7.79 | 0.068 | 58 | 9 | 949 | 1333.3 |  | 221210 | -122.2154 | 40.0665 |  | 110 | 999 |  |  |  | 00000 |  | R63-0036
06103 |  | California | Tehama | 16008511 | 100351713 | 98531412 | 521632518 | 3 | 3 | ABA ENERGY CORP | 0.1314 |  | 8 | 0.5 | 800 | 0.8 |  | 211111 | -124.1981 | 40.7924 |  |  | 999 |  |  |  | 96021
06103 |  | California | Tehama | 16008611 | 100352013 | 98531712 | 521632537 | 2 | 2 | ABA ENERGY CORP | 0.11 |  | 8 | 0.5 | 800 | 1.6 |  | 211111 | -124.1981 | 40.7924 |  |  | 999 |  |  |  | 96021
06103 |  | California | Tehama | 16008711 | 100351813 | 98531512 | 521632521 | 3 | 3 | ABA ENERGY CORP | 0.1314 |  | 8 | 0.5 | 800 | 0.8 |  | 211111 | -124.1981 | 40.7924 |  |  | 999 |  |  |  | 96021
06103 |  | California | Tehama | 16028411 | 100352113 | 98531812 | 521632559 | 1 | 1 | ROYALE ENERGY INC | 0.11 |  | 8 | 0.5 | 800 | 1.6 |  | 211111 | -122.0909 | 39.8431 |  |  | 999 |  |  |  | 96021
06103 |  | California | Tehama | 16028911 | 100350313 | 98529712 | 521632376 | 4 | 3 | TOWNE EXPLORATION | 0.03942 |  | 8 | 0.5 | 800 | 1.6 |  | 211111 | -122.2663 | 39.8114 |  |  | 999 |  |  |  | 96021
06103 |  | California | Tehama | 16029011 | 100351213 | 98530612 | 521632401 | 3 | 3 | TOWNE EXPLORATION | 0.1095 | 0.000657 | 8 | 0.5 | 800 | 1.6 |  | 211111 | -122.2563 | 39.8133 |  |  | 999 |  |  |  | 96021
06103 |  | California | Tehama | 3964311 | 35599613 | 33890512 | 521632235 | 1 | 1 | VENOCO, INC | 0.099 |  | 12 | 0.5 | 800 | 1.6 |  | 211111 | -122.1751 | 39.8197 |  | 106 | 999 |  |  |  | 96021 |  | R63-0087
06103 |  | California | Tehama | 3964411 | 35599313 | 33890212 | 521632236 | 1 | 1 | LARIO OIL & GAS COMPANY | 0.0876 |  | 8 | 0.5 | 800 | 1.6 |  | 211111 | -122.1384 | 39.8658 |  |  | 999 |  |  |  | 96080 |  | R63-0040
06103 |  | California | Tehama | 657111 | 100350113 | 98529512 | 521632194 | 3 | 3 | ABA ENERGY CORP | 0.153 |  | 8 | 0.5 | 800 | 0.8 |  | 211111 | -122.2447 | 39.8416 |  |  | 999 |  |  |  | 96021
06103 |  | California | Tehama | 765711 | 84859713 | 77424412 | 521632219 | 2 | 2 | VENOCO, INC | 0.11 |  | 8 | 0.5 | 800 | 1.6 |  | 211111 | -122.2474 | 39.8017 |  |  | 999 |  |  |  | 96021
06103 |  | California | Tehama | 766511 | 45530113 | 43250212 | 521632227 | 2 | 2 | LARIO OIL & GAS COMPANY | 0.04 |  | 12 | 0.5 | 800 | 1.6 |  | 211111 | -122.2306 | 39.8843 |  |  | 999 |  |  |  | 96021 |  | R63-0036
06107 |  | California | Tulare | 1264811 | 85147913 | 77825312 | 5414302798 | 7 | 7 | LONGBOW, LLC | 0.048 | 0.000509 |  |  | 68 | 83.3 |  | 211111 | -119.0438 | 35.9555 |  |  | 999 |  |  |  | 00000
06111 |  | California | Ventura | 1160611 | 43300013 | 97426312 | 561134301 | 1 | 1_1_310001 | LBTH | [7 empty] | 211111 | -119.3454 | 34.3215 |  | 106 | 999 |  |  |  | 93001 |  | R63-0036
06111 |  | California | Ventura | 1160711 | 43299013 | 97718512 | 561134303 | 4 | 4_1_310001 | MIRADA PETROLEUM, INC. | [7 empty] | 211111 | -119.0001 | 34.3322 |  | 106 | 999 |  |  |  | 93060 |  | R63-0036
06111 |  | California | Ventura | 1161011 | 43297813 | 97650712 | 561134310 | 2 | 2_1_310004 | VINTAGE PETROLEUM INC. | 0.45 | 0.01 | [5 empty] | 211111 | -118.797 | 34.3867 |  | 106 | 999 |  |  |  | 93040 |  | R63-0040
06111 |  | California | Ventura | 1161011 | 43298013 | 97650912 | 561134310 | 5 | 5_1_310001 | VINTAGE PETROLEUM INC. | [7 empty] | 211111 | -118.797 | 34.3867 |  | 106 | 999 |  |  |  | 93040 |  | R63-0036
06111 |  | California | Ventura | 1161111 | 43297013 | 97453712 | 561134314 | 5 | 5_1_310001 | MAVERICK OIL | [7 empty] | 211111 | -119.2857 | 34.3605 |  | 106 | 999 |  |  |  | 93023 |  | R63-0036
06111 |  | California | Ventura | 1161311 | 43295813 | 97968312 | 561134319 | 4 | 4_1_310001 | CECIL BASENBERG | [7 empty] | 211111 | -118.7173 | 34.4266 |  | 106 | 999 |  |  |  | 93040 |  | R63-0036
06111 |  | California | Ventura | 1161311 | 43296613 | 97968512 | 561134319 | 6 | 6_1_310001 | CECIL BASENBERG | [7 empty] | 211111 | -118.7173 | 34.4266 |  | 106 | 999 |  |  |  | 93040 |  | R63-0036
06111 |  | California | Ventura | 1161611 | 43290713 | 97855212 | 561134322 | 1616 | 1616_1_403 | SENECA RESOURCES | [7 empty] | 211111 | -118.8882 | 34.4863 |  | 106 | 999 |  |  |  | 93015 |  | R63-0036
06111 |  | California | Ventura | 1161611 | 43290713 | 97858412 | 561134322 | 1616 | 1616_2_403 | SENECA RESOURCES | [7 empty] | 211111 | -118.8882 | 34.4863 |  | 106 | 999 |  |  |  | 93015 |  | R63-0036
06111 |  | California | Ventura | 1161611 | 43291013 | 97856212 | 561134322 | 1901 | 1901_1_403 | SENECA RESOURCES | [7 empty] | 211111 | -118.8882 | 34.4863 |  | 106 | 999 |  |  |  | 93015 |  | R63-0036
06111 |  | California | Ventura | 1161611 | 43291213 | 97856312 | 561134322 | 2001 | 2001_1_403 | SENECA RESOURCES | [7 empty] | 211111 | -118.8882 | 34.4863 |  | 106 | 999 |  |  |  | 93015 |  | R63-0036
06111 |  | California | Ventura | 1161611 | 43291313 | 97858512 | 561134322 | 1801 | 1801_1_403 | SENECA RESOURCES | [7 empty] | 211111 | -118.8882 | 34.4863 |  | 106 | 999 |  |  |  | 93015 |  | R63-0036
06111 |  | California | Ventura | 1161611 | 43291513 | 97855512 | 561134322 | 1617 | 1617_1_403 | SENECA RESOURCES | [7 empty] | 211111 | -118.8882 | 34.4863 |  | 106 | 999 |  |  |  | 93015 |  | R63-0036
06111 |  | California | Ventura | 1161611 | 43291513 | 97857412 | 561134322 | 1617 | 1617_2_403 | SENECA RESOURCES | [7 empty] | 211111 | -118.8882 | 34.4863 |  | 106 | 999 |  |  |  | 93015 |  | R63-0036
06111 |  | California | Ventura | 1161611 | 43291613 | 97856412 | 561134322 | 2100 | 2100_1_403 | SENECA RESOURCES | [7 empty] | 211111 | -118.8882 | 34.4863 |  | 106 | 999 |  |  |  | 93015 |  | R63-0036
06111 |  | California | Ventura | 1161611 | 43291713 | 41149812 | 561134322 | 1602 | 1602 | SENECA RESOURCES |  |  | 16 | 1.3 | 400 | 3.3 |  | 211111 | -118.8882 | 34.4863 |  | 106 | 999 |  |  |  | 93015 |  | R63-0040
06111 |  | California | Ventura | 1161611 | 43291813 | 97859412 | 561134322 | 1401 | 1401_1_403 | SENECA RESOURCES | [7 empty] | 211111 | -118.8882 | 34.4863 |  | 106 | 999 |  |  |  | 93015 |  | R63-0036
06111 |  | California | Ventura | 1161611 | 43291813 | 97859512 | 561134322 | 1401 | 1401_2_403 | SENECA RESOURCES | [7 empty] | 211111 | -118.8882 | 34.4863 |  | 106 | 999 |  |  |  | 93015 |  | R63-0036
06111 |  | California | Ventura | 1161611 | 43291913 | 97854912 | 561134322 | 1613 | 1613_1_403 | SENECA RESOURCES | [7 empty] | 211111 | -118.8882 | 34.4863 |  | 106 | 999 |  |  |  | 93015 |  | R63-0036
06111 |  | California | Ventura | 1161611 | 43292013 | 97855012 | 561134322 | 1614 | 1614_1_403 | SENECA RESOURCES | [7 empty] | 211111 | -118.8882 | 34.4863 |  | 106 | 999 |  |  |  | 93015 |  | R63-0036
06111 |  | California | Ventura | 1161611 | 43292113 | 97855312 | 561134322 | 1601 | 1601_2_403 | SENECA RESOURCES | [7 empty] | 211111 | -118.8882 | 34.4863 |  | 106 | 999 |  |  |  | 93015 |  | R63-0036
06111 |  | California | Ventura | 1161611 | 43292113 | 97856512 | 561134322 | 1601 | 1601_1_403 | SENECA RESOURCES | [7 empty] | 211111 | -118.8882 | 34.4863 |  | 106 | 999 |  |  |  | 93015 |  | R63-0036
06111 |  | California | Ventura | 1161611 | 43292213 | 97855912 | 561134322 | 1307 | 1307_1_403 | SENECA RESOURCES | [7 empty] | 211111 | -118.8882 | 34.4863 |  | 106 | 999 |  |  |  | 93015 |  | R63-0036
06111 |  | California | Ventura | 1161611 | 43292213 | 97859012 | 561134322 | 1307 | 1307_2_403 | SENECA RESOURCES | [7 empty] | 211111 | -118.8882 | 34.4863 |  | 106 | 999 |  |  |  | 93015 |  | R63-0036
06111 |  | California | Ventura | 1161611 | 43292313 | 97858612 | 561134322 | 1303 | 1303_1_403 | SENECA RESOURCES | [7 empty] | 211111 | -118.8882 | 34.4863 |  | 106 | 999 |  |  |  | 93015 |  | R63-0040
06111 |  | California | Ventura | 1161611 | 43292413 | 82466112 | 561134322 | 1611 | 1600 | SENECA RESOURCES | [7 empty] | 211111 | -118.8882 | 34.4863 |  | 106 | 999 |  |  |  | 93015 |  | R63-0036
06111 |  | California | Ventura | 1161611 | 43292513 | 41149612 | 561134322 | 1603 | 1603 | SENECA RESOURCES |  |  | 16 | 1.3 | 400 | 3.3 |  | 211111 | -118.8882 | 34.4863 |  | 106 | 999 |  |  |  | 93015 |  | R63-0040
06111 |  | California | Ventura | 1161611 | 43292613 | 97855812 | 561134322 | 1306 | 1306_1_403 | SENECA RESOURCES | [7 empty] | 211111 | -118.8882 | 34.4863 |  | 106 | 999 |  |  |  | 93015 |  | R63-0036
06111 |  | California | Ventura | 1161611 | 43292713 | 97856712 | 561134322 | 1005 | 1005_1_403 | SENECA RESOURCES | [7 empty] | 211111 | -118.8882 | 34.4863 |  | 106 | 999 |  |  |  | 93015 |  | R63-0036
06111 |  | California | Ventura | 1161611 | 43292813 | 97859612 | 561134322 | 1500 | 1500_1_403 | SENECA RESOURCES | [7 empty] | 211111 | -118.8882 | 34.4863 |  | 106 | 999 |  |  |  | 93015 |  | R63-0036
06111 |  | California | Ventura | 1161611 | 43292913 | 97858812 | 561134322 | 1104 | 1104_1_403 | SENECA RESOURCES | [7 empty] | 211111 | -118.8882 | 34.4863 |  | 106 | 999 |  |  |  | 93015 |  | R63-0036
06111 |  | California | Ventura | 1161611 | 43293013 | 97859112 | 561134322 | 1600 | 1600_2_403 | SENECA RESOURCES | [7 empty] | 211111 | -118.8882 | 34.4863 |  | 106 | 999 |  |  |  | 93015 |  | R63-0036
06111 |  | California | Ventura | 1161611 | 43293013 | 97859712 | 561134322 | 1600 | 1600_1_403 | SENECA RESOURCES | [7 empty] | 211111 | -118.8882 | 34.4863 |  | 106 | 999 |  |  |  | 93015 |  | R63-0036
06111 |  | California | Ventura | 1161611 | 43293113 | 97859212 | 561134322 | 1400 | 1400_1_403 | SENECA RESOURCES | [7 empty] | 211111 | -118.8882 | 34.4863 |  | 106 | 999 |  |  |  | 93015 |  | R63-0036
06111 |  | California | Ventura | 1161611 | 43293113 | 97859312 | 561134322 | 1400 | 1400_2_403 | SENECA RESOURCES | [7 empty] | 211111 | -118.8882 | 34.4863 |  | 106 | 999 |  |  |  | 93015 |  | R63-0036
06111 |  | California | Ventura | 1161611 | 43293213 | 97857212 | 561134322 | 1105 | 1105_2_403 | SENECA RESOURCES | [7 empty] | 211111 | -118.8882 | 34.4863 |  | 106 | 999 |  |  |  | 93015 |  | R63-0036
06111 |  | California | Ventura | 1161611 | 43293213 | 97858912 | 561134322 | 1105 | 1105_1_403 | SENECA RESOURCES | [7 empty] | 211111 | -118.8882 | 34.4863 |  | 106 | 999 |  |  |  | 93015 |  | R63-0036
06111 |  | California | Ventura | 1161611 | 43293313 | 97858012 | 561134322 | 1106 | 1106_1_403 | SENECA RESOURCES | [7 empty] | 211111 | -118.8882 | 34.4863 |  | 106 | 999 |  |  |  | 93015 |  | R63-0036
06111 |  | California | Ventura | 1161611 | 43293413 | 41151812 | 561134322 | 1002 | 1002 | SENECA RESOURCES |  |  | 16 | 1.3 | 400 | 3.3 |  | 211111 | -118.8882 | 34.4863 |  | 106 | 999 |  |  |  | 93015 |  | R63-0040
06111 |  | California | Ventura | 1161611 | 43293513 | 97856812 | 561134322 | 1006 | 1006_1_403 | SENECA RESOURCES | [7 empty] | 211111 | -118.8882 | 34.4863 |  | 106 | 999 |  |  |  | 93015 |  | R63-0036
06111 |  | California | Ventura | 1161611 | 43293513 | 97856912 | 561134322 | 1006 | 1006_2_403 | SENECA RESOURCES | [7 empty] | 211111 | -118.8882 | 34.4863 |  | 106 | 999 |  |  |  | 93015 |  | R63-0036
06111 |  | California | Ventura | 1161611 | 43293613 | 41149112 | 561134322 | 1202 | 1202 | SENECA RESOURCES |  |  | 16 | 1.3 | 400 | 3.3 |  | 211111 | -118.8882 | 34.4863 |  | 106 | 999 |  |  |  | 93015 |  | R63-0040
06111 |  | California | Ventura | 1161611 | 43293713 | 97857112 | 561134322 | 1205 | 1205_1_403 | SENECA RESOURCES | [7 empty] | 211111 | -118.8882 | 34.4863 |  | 106 | 999 |  |  |  | 93015 |  | R63-0036
06111 |  | California | Ventura | 1161611 | 43293813 | 41149512 | 561134322 | 1302 | 1302 | SENECA RESOURCES |  |  | 32 | 1 | 400 | 6.6 |  | 211111 | -118.8882 | 34.4863 |  | 106 | 999 |  |  |  | 93015 |  | R63-0040
06111 |  | California | Ventura | 1161611 | 43293913 | 97857512 | 561134322 | 1206 | 1206_1_403 | SENECA RESOURCES | [7 empty] | 211111 | -118.8882 | 34.4863 |  | 106 | 999 |  |  |  | 93015 |  | R63-0036
06111 |  | California | Ventura | 1161611 | 43293913 | 97857812 | 561134322 | 1206 | 1206_2_403 | SENECA RESOURCES | [7 empty] | 211111 | -118.8882 | 34.4863 |  | 106 | 999 |  |  |  | 93015 |  | R63-0036
06111 |  | California | Ventura | 1161611 | 43294013 | 97855612 | 561134322 | 1100 | 1100_2_403 | SENECA RESOURCES | [7 empty] | 211111 | -118.8882 | 34.4863 |  | 106 | 999 |  |  |  | 93015 |  | R63-0036
06111 |  | California | Ventura | 1161611 | 43294013 | 97857012 | 561134322 | 1100 | 1100_1_403 | SENECA RESOURCES | [7 empty] | 211111 | -118.8882 | 34.4863 |  | 106 | 999 |  |  |  | 93015 |  | R63-0036
06111 |  | California | Ventura | 1161611 | 43294113 | 97855712 | 561134322 | 1101 | 1101_1_403 | SENECA RESOURCES | [7 empty] | 211111 | -118.8882 | 34.4863 |  | 106 | 999 |  |  |  | 93015 |  | R63-0036
06111 |  | California | Ventura | 1161611 | 43294313 | 97857912 | 561134322 | 1300 | 1300_1_403 | SENECA RESOURCES | [7 empty] | 211111 | -118.8882 | 34.4863 |  | 106 | 999 |  |  |  | 93015 |  | R63-0036
06111 |  | California | Ventura | 1161611 | 43294313 | 97858712 | 561134322 | 1300 | 1300_2_403 | SENECA RESOURCES | [7 empty] | 211111 | -118.8882 | 34.4863 |  | 106 | 999 |  |  |  | 93015 |  | R63-0036
06111 |  | California | Ventura | 1161611 | 43294413 | 97857612 | 561134322 | 1000 | 1000_1_403 | SENECA RESOURCES | [7 empty] | 211111 | -118.8882 | 34.4863 |  | 106 | 999 |  |  |  | 93015 |  | R63-0036
06111 |  | California | Ventura | 1161611 | 43294413 | 97857712 | 561134322 | 1000 | 1000_2_403 | SENECA RESOURCES | [7 empty] | 211111 | -118.8882 | 34.4863 |  | 106 | 999 |  |  |  | 93015 |  | R63-0036
06111 |  | California | Ventura | 1161611 | 43294513 | 97858112 | 561134322 | 1200 | 1200_1_403 | SENECA RESOURCES | [7 empty] | 211111 | -118.8882 | 34.4863 |  | 106 | 999 |  |  |  | 93015 |  | R63-0036
06111 |  | California | Ventura | 1161611 | 43294513 | 97858212 | 561134322 | 1200 | 1200_2_403 | SENECA RESOURCES | [7 empty] | 211111 | -118.8882 | 34.4863 |  | 106 | 999 |  |  |  | 93015 |  | R63-0036
06111 |  | California | Ventura | 1161811 | 43283313 | 97860112 | 561134326 | 3 | 3_1_310001 | MIRADA PETROLEUM INC. | [7 empty] | 211111 | -118.7054 | 34.4313 |  | 106 | 999 |  |  |  | 93040 |  | R63-0036
06111 |  | California | Ventura | 1161911 | 43279613 | 97429312 | 56113433 | 3 | 3_1_310004 | LA CONCHITA OIL & GAS PLANT | 0.6914 | 0.01142 | [5 empty] | 211111 | -119.4543 | 34.3708 |  | 106 | 999 |  |  |  | 93001 |  | R63-0040
06111 |  | California | Ventura | 1161911 | 43280413 | 97428712 | 56113433 | 16 | 16_1_31000 | LA CONCHITA OIL & GAS PLANT | [7 empty] | 211111 | -119.4543 | 34.3708 |  | 106 | 999 |  |  |  | 93001 |  | R63-0036
06111 |  | California | Ventura | 1161911 | 43280513 | 97430212 | 56113433 | 40 | 40_2_31000 | LA CONCHITA OIL & GAS PLANT | [7 empty] | 211111 | -119.4543 | 34.3708 |  | 106 | 999 |  |  |  | 93001 |  | R63-0036
06111 |  | California | Ventura | 1161911 | 43281313 | 97429812 | 56113433 | 36 | 36_1_31000 | LA CONCHITA OIL & GAS PLANT | [7 empty] | 211111 | -119.4543 | 34.3708 |  | 106 | 999 |  |  |  | 93001 |  | R63-0036
06111 |  | California | Ventura | 1161911 | 43281513 | 97428312 | 56113433 | 38 | 38_1_31000 | LA CONCHITA OIL & GAS PLANT | 0.6639 | 0.00716 | [5 empty] | 211111 | -119.4543 | 34.3708 |  | 106 | 999 |  |  |  | 93001 |  | R63-0036
06111 |  | California | Ventura | 1161911 | 43283113 | 41141412 | 56113433 | 9 | 9 | LA CONCHITA OIL & GAS PLANT |  |  | 31 | 2 | 900 | 25 |  | 211111 | -119.4543 | 34.3708 |  | 106 | 999 |  |  |  | 93001 |  | R63-0040
06111 |  | California | Ventura | 1162011 | 43277513 | 97643612 | 561134330 | 5 | 5_1_310004 | VENOCO INC. | 0.287 | 0.001 | [5 empty] | 211111 | -119.1377 | 34.2271 |  | 106 | 999 |  |  |  | 93066 |  | R63-0040
06111 |  | California | Ventura | 1162011 | 43278513 | 97642412 | 561134330 | 34 | 34_1_31000 | VENOCO INC. | 0.0464 | 0.0464 | [5 empty] | 211111 | -119.1377 | 34.2271 |  | 106 | 999 |  |  |  | 93066 |  | R63-0036
06111 |  | California | Ventura | 1162011 | 43278713 | 97643412 | 561134330 | 2 | 2_1_310004 | VENOCO INC. | 0.287 | 0.001 | [5 empty] | 211111 | -119.1377 | 34.2271 |  | 106 | 999 |  |  |  | 93066 |  | R63-0040
06111 |  | California | Ventura | 1162011 | 43278813 | 97641912 | 561134330 | 20 | 20_1_31000 | VENOCO INC. | [7 empty] | 211111 | -119.1377 | 34.2271 |  | 106 | 999 |  |  |  | 93066 |  | R63-0036
06111 |  | California | Ventura | 1162111 | 43276313 | 97459412 | 561134331 | 6 | 6_1_310001 | CBASE CORPORATION | [7 empty] | 211111 | -118.7227 | 34.4266 |  | 106 | 999 |  |  |  | 93015 |  | R63-0036
06111 |  | California | Ventura | 1162211 | 43276113 | 97183212 | 561134332 | 4 | 4_1_310001 | THOMPSON OIL COMPANY INC. | [7 empty] | 211111 | -118.7119 | 34.4303 |  | 106 | 999 |  |  |  | 93040 |  | R63-0036
06111 |  | California | Ventura | 1162311 | 43275413 | 97289212 | 561134335 | 2 | 2_1_310001 | COOK ENERGY INC. | [7 empty] | 211111 | -118.9214 | 34.4516 |  | 106 | 999 |  |  |  | 93015 |  | R63-0036
06111 |  | California | Ventura | 1162311 | 43275713 | 97289512 | 561134335 | 4 | 4_1_310001 | COOK ENERGY INC. | [7 empty] | 211111 | -118.9214 | 34.4516 |  | 106 | 999 |  |  |  | 93015 |  | R63-0036
06111 |  | California | Ventura | 1162411 | 43274913 | 97959112 | 561134336 | 2 | 2_1_310001 | H.L. HALL & SONS | [7 empty] | 211111 | -118.9213 | 34.4507 |  | 106 | 999 |  |  |  | 93015 |  | R63-0036
06111 |  | California | Ventura | 1162511 | 43274313 | 97699012 | 561134337 | 7 | 7_1_310001 | MAVERICK OIL NORTH TAPO LEASE | [7 empty] | 211111 | -118.7219 | 34.3851 |  | 106 | 999 |  |  |  | 93040 |  | R63-0036
06111 |  | California | Ventura | 1162511 | 43274513 | 97698312 | 561134337 | 4 | 4_1_310001 | MAVERICK OIL NORTH TAPO LEASE | [7 empty] | 211111 | -118.7219 | 34.3851 |  | 106 | 999 |  |  |  | 93040 |  | R63-0036
06111 |  | California | Ventura | 1162511 | 43274813 | 97698512 | 561134337 | 6 | 6_1_310001 | MAVERICK OIL NORTH TAPO LEASE | [7 empty] | 211111 | -118.7219 | 34.3851 |  | 106 | 999 |  |  |  | 93040 |  | R63-0036
06111 |  | California | Ventura | 1163011 | 43268713 | 97296512 | 561134361 | 4 | 4_1_310001 | OJAI OIL COMPANY | [7 empty] | 211111 | -119.0251 | 34.3318 |  | 106 | 999 |  |  |  | 93060 |  | R63-0036
06111 |  | California | Ventura | 1163011 | 43268913 | 97296212 | 561134361 | 2 | 2_1_310001 | OJAI OIL COMPANY | [7 empty] | 211111 | -119.0251 | 34.3318 |  | 106 | 999 |  |  |  | 93060 |  | R63-0036
06111 |  | California | Ventura | 1163111 | 43268113 | 97879712 | 561134362 | 6 | 6_1_310001 | OJAI OIL COMPANY | [7 empty] | 211111 | -119.1299 | 34.4355 |  | 106 | 999 |  |  |  | 93060 |  | R63-0036
06111 |  | California | Ventura | 1163211 | 43265913 | 97434912 | 561134363 | 14 | 14_1_31000 | JORO INC. | [7 empty] | 211111 | -118.8295 | 34.4331 |  | 106 | 999 |  |  |  | 93015 |  | R63-0036
06111 |  | California | Ventura | 1163211 | 43266513 | 97434612 | 561134363 | 5 | 5_1_310001 | JORO INC. | [7 empty] | 211111 | -118.8295 | 34.4331 |  | 106 | 999 |  |  |  | 93015 |  | R63-0036
06111 |  | California | Ventura | 1163211 | 43267513 | 97436112 | 561134363 | 10004 | 10004_1_40 | JORO INC. | [7 empty] | 211111 | -118.8295 | 34.4331 |  | 106 | 999 |  |  |  | 93015 |  | R63-0036
06111 |  | California | Ventura | 1163211 | 43267513 | 97436212 | 561134363 | 10004 | 10004_2_40 | JORO INC. | [7 empty] | 211111 | -118.8295 | 34.4331 |  | 106 | 999 |  |  |  | 93015 |  | R63-0036
06111 |  | California | Ventura | 1163211 | 43267613 | 97436012 | 561134363 | 10003 | 10003_2_40 | JORO INC. | [7 empty] | 211111 | -118.8295 | 34.4331 |  | 106 | 999 |  |  |  | 93015 |  | R63-0036
06111 |  | California | Ventura | 1163211 | 43267713 | 97435912 | 561134363 | 10005 | 10005_1_40 | JORO INC. | [7 empty] | 211111 | -118.8295 | 34.4331 |  | 106 | 999 |  |  |  | 93015 |  | R63-0036
06111 |  | California | Ventura | 1163211 | 43267813 | 97435812 | 561134363 | 10001 | 10001_1_40 | JORO INC. | [7 empty] | 211111 | -118.8295 | 34.4331 |  | 106 | 999 |  |  |  | 93015 |  | R63-0036
06111 |  | California | Ventura | 1163211 | 43267913 | 97436312 | 561134363 | 10006 | 10006_1_40 | JORO INC. | [7 empty] | 211111 | -118.8295 | 34.4331 |  | 106 | 999 |  |  |  | 93015 |  | R63-0040
06111 |  | California | Ventura | 1163311 | 43264013 | 97437812 | 561134365 | 10 | 10_2_40301 | VAQUERO ENERGY INC. | [7 empty] | 211111 | -118.8632 | 34.4777 |  | 106 | 999 |  |  |  | 93015
06111 |  | California | Ventura | 1163311 | 43264113 | 97437312 | 561134365 | 6 | 6_1_310001 | VAQUERO ENERGY INC. | [7 empty] | 211111 | -118.8632 | 34.4777 |  | 106 | 999 |  |  |  | 93015 |  | R63-0036
06111 |  | California | Ventura | 1163311 | 43264113 | 97437712 | 561134365 | 6 | 6_2_403010 | VAQUERO ENERGY INC. | [7 empty] | 211111 | -118.8632 | 34.4777 |  | 106 | 999 |  |  |  | 93015
06111 |  | California | Ventura | 1163311 | 43264413 | 97436412 | 561134365 | 8 | 8_1_310001 | VAQUERO ENERGY INC. | [7 empty] | 211111 | -118.8632 | 34.4777 |  | 106 | 999 |  |  |  | 93015 |  | R63-0036
06111 |  | California | Ventura | 1163311 | 43264413 | 97437612 | 561134365 | 8 | 8_2_403010 | VAQUERO ENERGY INC. | [7 empty] | 211111 | -118.8632 | 34.4777 |  | 106 | 999 |  |  |  | 93015
06111 |  | California | Ventura | 1163311 | 43264613 | 97437012 | 561134365 | 4 | 4_1_310001 | VAQUERO ENERGY INC. | [7 empty] | 211111 | -118.8632 | 34.4777 |  | 106 | 999 |  |  |  | 93015 |  | R63-0036
06111 |  | California | Ventura | 1163311 | 43265513 | 41129312 | 561134365 | 2 | 90002 | VAQUERO ENERGY INC. |  |  | 20 | 1.2 | 350 | 0.4 |  | 211111 | -118.8632 | 34.4777 |  | 106 | 999 |  |  |  | 93015
06111 |  | California | Ventura | 1163311 | 43265813 | 41129912 | 561134365 | 11 | 90005 | VAQUERO ENERGY INC. |  |  | 15 | 1 | 350 | 0.4 |  | 211111 | -118.8632 | 34.4777 |  | 106 | 999 |  |  |  | 93015 |  | R63-0040
06111 |  | California | Ventura | 1177711 | 43257913 | 41126612 | 561134366 | 11 | 11 | SENECA RESOURCES CORP. |  |  |  |  | 267 | 152.9 | 16.1 | 211111 | -118.8628 | 34.4705 |  | 106 | 999 |  |  |  | 93015 |  | R63-0036
06111 |  | California | Ventura | 1177711 | 43258013 | 41126712 | 561134366 | 10 | 10 | SENECA RESOURCES CORP. |  |  | 20 | 1.2 | 350 | 0.4 |  | 211111 | -118.8628 | 34.4705 |  | 106 | 999 |  |  |  | 93015 |  | R63-0040
06111 |  | California | Ventura | 1177711 | 43258213 | 41127812 | 561134366 | 8 | 1 | SENECA RESOURCES CORP. |  |  |  |  | 95 | 28.7 | 5.7 | 211111 | -118.8628 | 34.4705 |  | 106 | 999 |  |  |  | 93015 |  | R63-0036
06111 |  | California | Ventura | 1177711 | 43258413 | 41127812 | 561134366 | 26 | 1 | SENECA RESOURCES CORP. |  |  |  |  | 95 | 28.7 | 5.7 | 211111 | -118.8628 | 34.4705 |  | 106 | 999 |  |  |  | 93015 |  | R63-0036
06111 |  | California | Ventura | 1177711 | 43258713 | 41127812 | 561134366 | 5 | 1 | SENECA RESOURCES CORP. |  |  |  |  | 95 | 28.7 | 5.7 | 211111 | -118.8628 | 34.4705 |  | 106 | 999 |  |  |  | 93015 |  | R63-0036
06111 |  | California | Ventura | 1177711 | 43258813 | 41127612 | 561134366 | 3 | 3 | SENECA RESOURCES CORP. |  |  |  |  | 510 | 37 | 18.2 | 211111 | -118.8628 | 34.4705 |  | 106 | 999 |  |  |  | 93015 |  | R63-0040
06111 |  | California | Ventura | 1177711 | 43259313 | 41127812 | 561134366 | 2 | 1 | SENECA RESOURCES CORP. |  |  |  |  | 95 | 28.7 | 5.7 | 211111 | -118.8628 | 34.4705 |  | 106 | 999 |  |  |  | 93015 |  | R63-0036
06111 |  | California | Ventura | 1177711 | 43259413 | 41127812 | 561134366 | 19 | 1 | SENECA RESOURCES CORP. |  |  |  |  | 95 | 28.7 | 5.7 | 211111 | -118.8628 | 34.4705 |  | 106 | 999 |  |  |  | 93015 |  | R63-0036
06111 |  | California | Ventura | 1177711 | 43259413 | 97183612 | 561134366 | 19 | 19_2_40301 | SENECA RESOURCES CORP. | [7 empty] | 211111 | -118.8628 | 34.4705 |  | 106 | 999 |  |  |  | 93015
06111 |  | California | Ventura | 1177711 | 43259513 | 41127912 | 561134366 | 17 | 17 | SENECA RESOURCES CORP. |  |  | 20 | 1.2 | 350 | 0.9 |  | 211111 | -118.8628 | 34.4705 |  | 106 | 999 |  |  |  | 93015 |  | R63-0040
06111 |  | California | Ventura | 1177711 | 43259613 | 41127112 | 561134366 | 16 | 16 | SENECA RESOURCES CORP. |  |  | 20 | 1.2 | 350 | 1.3 |  | 211111 | -118.8628 | 34.4705 |  | 106 | 999 |  |  |  | 93015 |  | R63-0040
06111 |  | California | Ventura | 1177711 | 43261113 | 41127812 | 561134366 | 25 | 1 | SENECA RESOURCES CORP. |  |  |  |  | 95 | 28.7 | 5.7 | 211111 | -118.8628 | 34.4705 |  | 106 | 999 |  |  |  | 93015 |  | R63-0036
06111 |  | California | Ventura | 1177711 | 43261413 | 41127812 | 561134366 | 36 | 1 | SENECA RESOURCES CORP. |  |  |  |  | 95 | 28.7 | 5.7 | 211111 | -118.8628 | 34.4705 |  | 106 | 999 |  |  |  | 93015 |  | R63-0036
06111 |  | California | Ventura | 1177811 | 43257213 | 97467712 | 561134368 | 4 | 4_1_310001 | SENECA RESOURCES CORP. | [7 empty] | 211111 | -118.8814 | 34.4774 |  | 106 | 999 |  |  |  | 93015 |  | R63-0036
06111 |  | California | Ventura | 1178011 | 43252313 | 41122612 | 561134370 | 5 | 90003 | SENECA RESOURCES CORP. |  |  | 15 | 1 | 350 | 0.2 |  | 211111 | -118.9031 | 34.4708 |  | 106 | 999 |  |  |  | 93015 |  | R63-0036
06111 |  | California | Ventura | 1178011 | 43252613 | 41122612 | 561134370 | 7 | 90003 | SENECA RESOURCES CORP. |  |  | 15 | 1 | 350 | 0.2 |  | 211111 | -118.9031 | 34.4708 |  | 106 | 999 |  |  |  | 93015 |  | R63-0036
06111 |  | California | Ventura | 1178011 | 43252813 | 41122612 | 561134370 | 13 | 90003 | SENECA RESOURCES CORP. |  |  | 15 | 1 | 350 | 0.2 |  | 211111 | -118.9031 | 34.4708 |  | 106 | 999 |  |  |  | 93015 |  | R63-0036
06111 |  | California | Ventura | 1178011 | 43253613 | 41122612 | 561134370 | 3 | 90003 | SENECA RESOURCES CORP. |  |  | 15 | 1 | 350 | 0.2 |  | 211111 | -118.9031 | 34.4708 |  | 106 | 999 |  |  |  | 93015 |  | R63-0036
06111 |  | California | Ventura | 1178011 | 43253913 | 41122612 | 561134370 | 12 | 90003 | SENECA RESOURCES CORP. |  |  | 15 | 1 | 350 | 0.2 |  | 211111 | -118.9031 | 34.4708 |  | 106 | 999 |  |  |  | 93015 |  | R63-0036
06111 |  | California | Ventura | 1178011 | 43254013 | 41122612 | 561134370 | 14 | 90003 | SENECA RESOURCES CORP. |  |  | 15 | 1 | 350 | 0.2 |  | 211111 | -118.9031 | 34.4708 |  | 106 | 999 |  |  |  | 93015 |  | R63-0036
06111 |  | California | Ventura | 1178011 | 43254413 | 41122612 | 561134370 | 8 | 90003 | SENECA RESOURCES CORP. |  |  | 15 | 1 | 350 | 0.2 |  | 211111 | -118.9031 | 34.4708 |  | 106 | 999 |  |  |  | 93015 |  | R63-0036
06111 |  | California | Ventura | 1178011 | 43254613 | 41122612 | 561134370 | 6 | 90003 | SENECA RESOURCES CORP. |  |  | 15 | 1 | 350 | 0.2 |  | 211111 | -118.9031 | 34.4708 |  | 106 | 999 |  |  |  | 93015 |  | R63-0036
06111 |  | California | Ventura | 1178011 | 43254913 | 41122612 | 561134370 | 4 | 90003 | SENECA RESOURCES CORP. |  |  | 15 | 1 | 350 | 0.2 |  | 211111 | -118.9031 | 34.4708 |  | 106 | 999 |  |  |  | 93015 |  | R63-0036
06111 |  | California | Ventura | 1178011 | 43255113 | 41122612 | 561134370 | 15 | 90003 | SENECA RESOURCES CORP. |  |  | 15 | 1 | 350 | 0.2 |  | 211111 | -118.9031 | 34.4708 |  | 106 | 999 |  |  |  | 93015 |  | R63-0036
06111 |  | California | Ventura | 1178011 | 43255313 | 41122912 | 561134370 | 1 | 90001 | SENECA RESOURCES CORP. |  |  |  |  | 434 | 99.7 | 30.5 | 211111 | -118.9031 | 34.4708 |  | 106 | 999 |  |  |  | 93015 |  | R63-0036
06111 |  | California | Ventura | 1178111 | 43251813 | 97724912 | 561134378 | 1 | 1_1_310001 | T.B. PROPERTIES | [7 empty] | 211111 | -118.8998 | 34.4618 |  | 106 | 999 |  |  |  | 93015 |  | R63-0036
06111 |  | California | Ventura | 1178111 | 43252213 | 97724412 | 561134378 | 3 | 3_1_310001 | T.B. PROPERTIES | [7 empty] | 211111 | -118.8998 | 34.4618 |  | 106 | 999 |  |  |  | 93015 |  | R63-0036
06111 |  | California | Ventura | 1178211 | 43250713 | 97884412 | 56113438 | 3 | 3_2_403010 | CRIMSON CALIFORNIA PIPELINE | [7 empty] | 486110 | -119.2838 | 34.301 |  | 106 | 999 |  |  |  | 93001
06111 |  | California | Ventura | 1178211 | 43250713 | 97884612 | 56113438 | 3 | 3_1_403010 | CRIMSON CALIFORNIA PIPELINE | [7 empty] | 486110 | -119.2838 | 34.301 |  | 106 | 999 |  |  |  | 93001
06111 |  | California | Ventura | 1178311 | 43249613 | 41118812 | 561134380 | 5 | 90002 | SENECA RESOURCES CORPORATION |  |  | 20 | 0.3 | 600 | 1.3 |  | 211111 | -119.0829 | 34.4354 |  | 106 | 999 |  |  |  | 93060 |  | R63-0036
06111 |  | California | Ventura | 1178311 | 43249713 | 41118812 | 561134380 | 9 | 90002 | SENECA RESOURCES CORPORATION |  |  | 20 | 0.3 | 600 | 1.3 |  | 211111 | -119.0829 | 34.4354 |  | 106 | 999 |  |  |  | 93060 |  | R63-0036
06111 |  | California | Ventura | 1178311 | 43249813 | 41118812 | 561134380 | 8 | 90002 | SENECA RESOURCES CORPORATION |  |  | 20 | 0.3 | 600 | 1.3 |  | 211111 | -119.0829 | 34.4354 |  | 106 | 999 |  |  |  | 93060 |  | R63-0036
06111 |  | California | Ventura | 1178311 | 43250013 | 41118812 | 561134380 | 4 | 90002 | SENECA RESOURCES CORPORATION |  |  | 20 | 0.3 | 600 | 1.3 |  | 211111 | -119.0829 | 34.4354 |  | 106 | 999 |  |  |  | 93060 |  | R63-0036
06111 |  | California | Ventura | 1178311 | 43250113 | 41119012 | 561134380 | 3 | 90003 | SENECA RESOURCES CORPORATION |  |  | 20 | 1.2 | 350 | 0.4 |  | 211111 | -119.0829 | 34.4354 |  | 106 | 999 |  |  |  | 93060 |  | R63-0040
06111 |  | California | Ventura | 1178311 | 43250213 | 41118812 | 561134380 | 2 | 90002 | SENECA RESOURCES CORPORATION |  |  | 20 | 0.3 | 600 | 1.3 |  | 211111 | -119.0829 | 34.4354 |  | 106 | 999 |  |  |  | 93060 |  | R63-0036
06111 |  | California | Ventura | 1178311 | 43250313 | 41118812 | 561134380 | 10 | 90002 | SENECA RESOURCES CORPORATION |  |  | 20 | 0.3 | 600 | 1.3 |  | 211111 | -119.0829 | 34.4354 |  | 106 | 999 |  |  |  | 93060 |  | R63-0036
06111 |  | California | Ventura | 1178311 | 43250513 | 41118912 | 561134380 | 7 | 90004 | SENECA RESOURCES CORPORATION |  |  | 20 | 1.2 | 350 | 0.4 |  | 211111 | -119.0829 | 34.4354 |  | 106 | 999 |  |  |  | 93060 |  | R63-0036
06111 |  | California | Ventura | 1178411 | 43247413 | 97667412 | 561134381 | 12 | 12_2_40301 | MIRADA PETROLEUM INC. | [7 empty] | 211111 | -119.0975 | 34.4442 |  | 106 | 999 |  |  |  | 93060
06111 |  | California | Ventura | 1178411 | 43248013 | 97666412 | 561134381 | 3 | 3_1_310001 | MIRADA PETROLEUM INC. | [7 empty] | 211111 | -119.0975 | 34.4442 |  | 106 | 999 |  |  |  | 93060 |  | R63-0036
06111 |  | California | Ventura | 1178411 | 43248013 | 97667812 | 561134381 | 3 | 3_2_403010 | MIRADA PETROLEUM INC. | [7 empty] | 211111 | -119.0975 | 34.4442 |  | 106 | 999 |  |  |  | 93060
06111 |  | California | Ventura | 1178411 | 43248413 | 97668312 | 561134381 | 1 | 1_1_403010 | MIRADA PETROLEUM INC. | [7 empty] | 211111 | -119.0975 | 34.4442 |  | 106 | 999 |  |  |  | 93060 |  | R63-0036
06111 |  | California | Ventura | 1178411 | 43248413 | 97668412 | 561134381 | 1 | 1_2_403010 | MIRADA PETROLEUM INC. | [7 empty] | 211111 | -119.0975 | 34.4442 |  | 106 | 999 |  |  |  | 93060 |  | R63-0036
06111 |  | California | Ventura | 1178411 | 43248513 | 41117812 | 561134381 | 2 | 90002 | MIRADA PETROLEUM INC. |  |  | 13 | 1.2 | 350 | 0.9 |  | 211111 | -119.0975 | 34.4442 |  | 106 | 999 |  |  |  | 93060 |  | R63-0040
06111 |  | California | Ventura | 1178411 | 43248613 | 97667512 | 561134381 | 5 | 5_1_403010 | MIRADA PETROLEUM INC. | [7 empty] | 211111 | -119.0975 | 34.4442 |  | 106 | 999 |  |  |  | 93060 |  | R63-0036
06111 |  | California | Ventura | 1178411 | 43248613 | 97667912 | 561134381 | 5 | 5_2_403010 | MIRADA PETROLEUM INC. | [7 empty] | 211111 | -119.0975 | 34.4442 |  | 106 | 999 |  |  |  | 93060 |  | R63-0036
06111 |  | California | Ventura | 1178411 | 43249213 | 97667212 | 561134381 | 11 | 11_1_40301 | MIRADA PETROLEUM INC. | [7 empty] | 211111 | -119.0975 | 34.4442 |  | 106 | 999 |  |  |  | 93060 |  | R63-0036
06111 |  | California | Ventura | 1178411 | 43249213 | 97667312 | 561134381 | 11 | 11_2_40301 | MIRADA PETROLEUM INC. | [7 empty] | 211111 | -119.0975 | 34.4442 |  | 106 | 999 |  |  |  | 93060 |  | R63-0036
06111 |  | California | Ventura | 1178411 | 43249313 | 97668012 | 561134381 | 6 | 6_1_403010 | MIRADA PETROLEUM INC. | [7 empty] | 211111 | -119.0975 | 34.4442 |  | 106 | 999 |  |  |  | 93060 |  | R63-0036
06111 |  | California | Ventura | 1178411 | 43249413 | 97667612 | 561134381 | 8 | 8_1_403010 | MIRADA PETROLEUM INC. | [7 empty] | 211111 | -119.0975 | 34.4442 |  | 106 | 999 |  |  |  | 93060 |  | R63-0036
06111 |  | California | Ventura | 1178411 | 43249413 | 97667712 | 561134381 | 8 | 8_2_403010 | MIRADA PETROLEUM INC. | [7 empty] | 211111 | -119.0975 | 34.4442 |  | 106 | 999 |  |  |  | 93060 |  | R63-0036
06111 |  | California | Ventura | 1178411 | 43249513 | 97668112 | 561134381 | 7 | 7_1_403010 | MIRADA PETROLEUM INC. | [7 empty] | 211111 | -119.0975 | 34.4442 |  | 106 | 999 |  |  |  | 93060 |  | R63-0036
06111 |  | California | Ventura | 1178411 | 43249513 | 97668212 | 561134381 | 7 | 7_2_403010 | MIRADA PETROLEUM INC. | [7 empty] | 211111 | -119.0975 | 34.4442 |  | 106 | 999 |  |  |  | 93060 |  | R63-0036
06111 |  | California | Ventura | 1178511 | 43247113 | 97426212 | 561134385 | 6 | 6_1_310001 | CRIMSON PIPELINE, LP | [7 empty] | 486110 | -118.7932 | 34.3829 |  |  | 999 |  |  |  | 93040 |  | R63-0036
06111 |  | California | Ventura | 1207411 | 43123513 | 97469112 | 5611347143 | 2 | 2_1_310001 | SOUTH MOUNTAIN RESOURCES | [7 empty] | 211111 | -119.0975 | 34.4442 |  | 106 | 999 |  |  |  | 93060 |  | R63-0036
06111 |  | California | Ventura | 1207411 | 43123613 | 97469012 | 5611347143 | 1 | 1_1_310001 | SOUTH MOUNTAIN RESOURCES | [7 empty] | 211111 | -119.0975 | 34.4442 |  | 106 | 999 |  |  |  | 93060 |  | R63-0036
06111 |  | California | Ventura | 1207611 | 43122913 | 97671912 | 5611347173 | 1 | 1_1_310001 | THOMPSON OIL COMPANY INC. | [7 empty] | 211111 | -119.1211 | 34.432 |  | 106 | 999 |  |  |  | 93060 |  | R63-0036
06111 |  | California | Ventura | 1364311 | 44019513 | 97705012 | 561134387 | 2 | 2_1_310001 | CONOCOPHILLIPS | [7 empty] | 486110 | -119.0573 | 34.3574 |  |  | 999 |  |  |  | 93060 |  | R63-0036
06111 |  | California | Ventura | 1364411 | 44017713 | 41815712 | 561134388 | 70001 | 50001 | VINTAGE PRODUCTION CALIFORNIA LLC |  |  |  |  | 267 | 152.9 | 16.1 | 211111 | -119.1124 | 34.4403 |  | 106 | 999 |  |  |  | 93023 |  | R63-0036
06111 |  | California | Ventura | 1364411 | 44018513 | 41816012 | 561134388 | 70012 | 50012 | VINTAGE PRODUCTION CALIFORNIA LLC |  |  |  |  | 175 | 85.5 | 11.4 | 211111 | -119.1124 | 34.4403 |  | 106 | 999 |  |  |  | 93023 |  | R63-0036
06111 |  | California | Ventura | 1364411 | 44018613 | 41815912 | 561134388 | 70118 | 90018 | VINTAGE PRODUCTION CALIFORNIA LLC |  |  | 19 | 0.5 | 390 | 3.2 |  | 211111 | -119.1124 | 34.4403 |  | 106 | 999 |  |  |  | 93023 |  | R63-0036
06111 |  | California | Ventura | 1364411 | 44018713 | 41815712 | 561134388 | 70101 | 50001 | VINTAGE PRODUCTION CALIFORNIA LLC |  |  |  |  | 267 | 152.9 | 16.1 | 211111 | -119.1124 | 34.4403 |  | 106 | 999 |  |  |  | 93023 |  | R63-0036
06111 |  | California | Ventura | 1364411 | 44018913 | 41815612 | 561134388 | 70019 | 90019 | VINTAGE PRODUCTION CALIFORNIA LLC |  |  | 25 | 6 | 1550 | 785.7 |  | 211111 | -119.1124 | 34.4403 |  | 106 | 999 |  |  |  | 93023
06111 |  | California | Ventura | 1364411 | 44019313 | 97886312 | 561134388 | 70018 | 70018_2_40 | VINTAGE PRODUCTION CALIFORNIA LLC | [7 empty] | 211111 | -119.1124 | 34.4403 |  | 106 | 999 |  |  |  | 93023 |  | R63-0036
06111 |  | California | Ventura | 1364411 | 44019413 | 41815812 | 561134388 | 70020 | 90020 | VINTAGE PRODUCTION CALIFORNIA LLC |  |  | 6 | 3.6 | 1550 | 284.4 |  | 211111 | -119.1124 | 34.4403 |  | 106 | 999 |  |  |  | 93023
06111 |  | California | Ventura | 1364511 | 44014113 | 97887012 | 561134390 | 13 | 13_1_31000 | THE TERMO COMPANY | 0.2709 | 0.001161 | [5 empty] | 211111 | -119.0082 | 34.3158 |  | 106 | 999 |  |  |  | 93066 |  | R63-0040
06111 |  | California | Ventura | 1364511 | 44014713 | 97886812 | 561134390 | 7 | 7_1_310001 | THE TERMO COMPANY | [7 empty] | 211111 | -119.0082 | 34.3158 |  | 106 | 999 |  |  |  | 93066 |  | R63-0036
06111 |  | California | Ventura | 1364511 | 44014813 | 97888112 | 561134390 | 1007 | 1007_2_403 | THE TERMO COMPANY | [7 empty] | 211111 | -119.0082 | 34.3158 |  | 106 | 999 |  |  |  | 93066 |  | R63-0036
06111 |  | California | Ventura | 1364511 | 44014813 | 97888212 | 561134390 | 1007 | 1007_3_403 | THE TERMO COMPANY | [7 empty] | 211111 | -119.0082 | 34.3158 |  | 106 | 999 |  |  |  | 93066 |  | R63-0036
06111 |  | California | Ventura | 1364511 | 44014813 | 97889112 | 561134390 | 1007 | 1007_1_403 | THE TERMO COMPANY | [7 empty] | 211111 | -119.0082 | 34.3158 |  | 106 | 999 |  |  |  | 93066 |  | R63-0036
06111 |  | California | Ventura | 1364511 | 44014913 | 97888312 | 561134390 | 1008 | 1008_1_403 | THE TERMO COMPANY | [7 empty] | 211111 | -119.0082 | 34.3158 |  | 106 | 999 |  |  |  | 93066 |  | R63-0036
06111 |  | California | Ventura | 1364511 | 44015013 | 41811612 | 561134390 | 1001 | 1001 | THE TERMO COMPANY |  |  | 10 | 1.2 | 350 | 2.8 |  | 211111 | -119.0082 | 34.3158 |  | 106 | 999 |  |  |  | 93066 |  | R63-0040
06111 |  | California | Ventura | 1364511 | 44015113 | 97888712 | 561134390 | 1005 | 1005_2_403 | THE TERMO COMPANY | [7 empty] | 211111 | -119.0082 | 34.3158 |  | 106 | 999 |  |  |  | 93066 |  | R63-0036
06111 |  | California | Ventura | 1364511 | 44015113 | 97889412 | 561134390 | 1005 | 1005_1_403 | THE TERMO COMPANY | [7 empty] | 211111 | -119.0082 | 34.3158 |  | 106 | 999 |  |  |  | 93066 |  | R63-0036
06111 |  | California | Ventura | 1364511 | 44015213 | 97888812 | 561134390 | 1006 | 1006_1_403 | THE TERMO COMPANY | [7 empty] | 211111 | -119.0082 | 34.3158 |  | 106 | 999 |  |  |  | 93066 |  | R63-0036
06111 |  | California | Ventura | 1364511 | 44015213 | 97888912 | 561134390 | 1006 | 1006_2_403 | THE TERMO COMPANY | [7 empty] | 211111 | -119.0082 | 34.3158 |  | 106 | 999 |  |  |  | 93066 |  | R63-0036
06111 |  | California | Ventura | 1364511 | 44015213 | 97889012 | 561134390 | 1006 | 1006_3_403 | THE TERMO COMPANY | [7 empty] | 211111 | -119.0082 | 34.3158 |  | 106 | 999 |  |  |  | 93066 |  | R63-0036
06111 |  | California | Ventura | 1364511 | 44015313 | 97888012 | 561134390 | 1004 | 1004_3_403 | THE TERMO COMPANY | [7 empty] | 211111 | -119.0082 | 34.3158 |  | 106 | 999 |  |  |  | 93066 |  | R63-0036
06111 |  | California | Ventura | 1364511 | 44015313 | 97889312 | 561134390 | 1004 | 1004_2_403 | THE TERMO COMPANY | [7 empty] | 211111 | -119.0082 | 34.3158 |  | 106 | 999 |  |  |  | 93066 |  | R63-0036
06111 |  | California | Ventura | 1364511 | 44015413 | 97888512 | 561134390 | 1003 | 1003_2_403 | THE TERMO COMPANY | [7 empty] | 211111 | -119.0082 | 34.3158 |  | 106 | 999 |  |  |  | 93066 |  | R63-0036
06111 |  | California | Ventura | 1364511 | 44015413 | 97888612 | 561134390 | 1003 | 1003_3_403 | THE TERMO COMPANY | [7 empty] | 211111 | -119.0082 | 34.3158 |  | 106 | 999 |  |  |  | 93066 |  | R63-0036
06111 |  | California | Ventura | 1364511 | 44015613 | 97887912 | 561134390 | 1009 | 1009_1_403 | THE TERMO COMPANY | [7 empty] | 211111 | -119.0082 | 34.3158 |  | 106 | 999 |  |  |  | 93066 |  | R63-0036
06111 |  | California | Ventura | 1364611 | 44012713 | 97460012 | 561134392 | 15 | 15_1_31000 | JORO INC. | [7 empty] | 211111 | -118.8629 | 34.3695 |  | 106 | 999 |  |  |  | 93015 |  | R63-0036
06111 |  | California | Ventura | 1364611 | 44012913 | 97460212 | 561134392 | 3 | 3_1_310001 | JORO INC. | [7 empty] | 211111 | -118.8629 | 34.3695 |  | 106 | 999 |  |  |  | 93015 |  | R63-0036
06111 |  | California | Ventura | 1364611 | 44013313 | 97460312 | 561134392 | 7 | 7_1_310001 | JORO INC. | [7 empty] | 211111 | -118.8629 | 34.3695 |  | 106 | 999 |  |  |  | 93015 |  | R63-0036
06111 |  | California | Ventura | 1364711 | 44006413 | 97891812 | 561134396 | 51 | 51_1_31000 | VENECO, INC. - WEST MONTALVO | 0.00357 | 3e-05 | [5 empty] | 211111 | -119.2556 | 34.2195 |  | 106 | 999 |  |  |  | 93030 |  | R63-0040
06111 |  | California | Ventura | 1364711 | 44007113 | 97892212 | 561134396 | 5 | 5_1_310004 | VENECO, INC. - WEST MONTALVO | 0.0736 | 0.00384 | [5 empty] | 211111 | -119.2556 | 34.2195 |  | 106 | 999 |  |  |  | 93030 |  | R63-0040
06111 |  | California | Ventura | 1364711 | 44007313 | 97889912 | 561134396 | 16 | 16_1_31000 | VENECO, INC. - WEST MONTALVO | [7 empty] | 211111 | -119.2556 | 34.2195 |  | 106 | 999 |  |  |  | 93030 |  | R63-0036
06111 |  | California | Ventura | 1364711 | 44007513 | 97890012 | 561134396 | 17 | 17_1_31000 | VENECO, INC. - WEST MONTALVO | [7 empty] | 211111 | -119.2556 | 34.2195 |  | 106 | 999 |  |  |  | 93030 |  | R63-0036
06111 |  | California | Ventura | 1364711 | 44008713 | 97890812 | 561134396 | 54 | 54_1_31000 | VENECO, INC. - WEST MONTALVO | [7 empty] | 211111 | -119.2556 | 34.2195 |  | 106 | 999 |  |  |  | 93030 |  | R63-0036
06111 |  | California | Ventura | 1364711 | 44008813 | 97890912 | 561134396 | 55 | 55_1_31000 | VENECO, INC. - WEST MONTALVO | [7 empty] | 211111 | -119.2556 | 34.2195 |  | 106 | 999 |  |  |  | 93030 |  | R63-0036
06111 |  | California | Ventura | 1364711 | 44008913 | 97891212 | 561134396 | 56 | 56_1_31000 | VENECO, INC. - WEST MONTALVO | [7 empty] | 211111 | -119.2556 | 34.2195 |  | 106 | 999 |  |  |  | 93030 |  | R63-0036
06111 |  | California | Ventura | 1364711 | 44009013 | 97891312 | 561134396 | 57 | 57_1_31000 | VENECO, INC. - WEST MONTALVO | [7 empty] | 211111 | -119.2556 | 34.2195 |  | 106 | 999 |  |  |  | 93030 |  | R63-0036
06111 |  | California | Ventura | 1364711 | 44009413 | 97890412 | 561134396 | 26 | 26_1_31000 | VENECO, INC. - WEST MONTALVO | [7 empty] | 211111 | -119.2556 | 34.2195 |  | 106 | 999 |  |  |  | 93030 |  | R63-0036
06111 |  | California | Ventura | 1364711 | 44009513 | 97890312 | 561134396 | 20 | 20_1_31000 | VENECO, INC. - WEST MONTALVO | [7 empty] | 211111 | -119.2556 | 34.2195 |  | 106 | 999 |  |  |  | 93030 |  | R63-0036
06111 |  | California | Ventura | 1364711 | 44009713 | 41806112 | 561134396 | 7 | 7 | VENECO, INC. - WEST MONTALVO |  |  | 8 | 2.5 | 500 | 6.5 |  | 211111 | -119.2556 | 34.2195 |  | 106 | 999 |  |  |  | 93030 |  | R63-0040
06111 |  | California | Ventura | 1364711 | 44009913 | 41807512 | 561134396 | 53 | 53 | VENECO, INC. - WEST MONTALVO |  |  | 9 | 0.5 | 320 | 8.5 |  | 211111 | -119.2556 | 34.2195 |  | 106 | 999 |  |  |  | 93030 |  | R63-0040
06111 |  | California | Ventura | 1364711 | 44010013 | 41808012 | 561134396 | 32 | 32 | VENECO, INC. - WEST MONTALVO |  |  |  |  | 1046 | 153.4 | 33.2 | 211111 | -119.2556 | 34.2195 |  | 106 | 999 |  |  |  | 93030
06111 |  | California | Ventura | 1364711 | 44010813 | 41807112 | 561134396 | 47 | 47 | VENECO, INC. - WEST MONTALVO |  |  | 6 | 0.6 | 145 | 5.6 |  | 211111 | -119.2556 | 34.2195 |  | 106 | 999 |  |  |  | 93030 |  | R63-0040
06111 |  | California | Ventura | 1364711 | 44011013 | 41806612 | 561134396 | 8 | 8 | VENECO, INC. - WEST MONTALVO |  |  | 6 | 2.5 | 500 | 3.9 |  | 211111 | -119.2556 | 34.2195 |  | 106 | 999 |  |  |  | 93030 |  | R63-0040
06111 |  | California | Ventura | 1364711 | 44011613 | 41806012 | 561134396 | 4 | 4 | VENECO, INC. - WEST MONTALVO |  |  | 6 | 2.5 | 500 | 4.8 |  | 211111 | -119.2556 | 34.2195 |  | 106 | 999 |  |  |  | 93030 |  | R63-0040
06111 |  | California | Ventura | 1364711 | 44012413 | 41804912 | 561134396 | 6 | 6 | VENECO, INC. - WEST MONTALVO |  |  | 6 | 2.5 | 500 | 4.8 |  | 211111 | -119.2556 | 34.2195 |  | 106 | 999 |  |  |  | 93030 |  | R63-0040
06111 |  | California | Ventura | 1364711 | 79002913 | 97889812 | 561134396 | 62 | 62_1_31000 | VENECO, INC. - WEST MONTALVO | 0.01071 | 9e-05 | [5 empty] | 211111 | -119.2556 | 34.2195 |  | 106 | 999 |  |  |  | 93030
06111 |  | California | Ventura | 1364811 | 44002013 | 97985012 | 5611343 | 11 | 11_1_31000 | RINCON ISLAND LTD. PARTNERSHIP | [7 empty] | 211111 | -119.446 | 34.3475 |  | 106 | 999 |  |  |  | 93002 |  | R63-0036
06111 |  | California | Ventura | 1364811 | 44002813 | 97988912 | 5611343 | 6 | 6_5_403010 | RINCON ISLAND LTD. PARTNERSHIP | [7 empty] | 211111 | -119.446 | 34.3475 |  | 106 | 999 |  |  |  | 93002
06111 |  | California | Ventura | 1364811 | 44004613 | 97987112 | 5611343 | 33 | 33_1_31000 | RINCON ISLAND LTD. PARTNERSHIP | [7 empty] | 211111 | -119.446 | 34.3475 |  | 106 | 999 |  |  |  | 93002 |  | R63-0036
06111 |  | California | Ventura | 1364811 | 44004813 | 97987412 | 5611343 | 15 | 15_1_31000 | RINCON ISLAND LTD. PARTNERSHIP | [7 empty] | 211111 | -119.446 | 34.3475 |  | 106 | 999 |  |  |  | 93002 |  | R63-0036
06111 |  | California | Ventura | 1364811 | 44005013 | 97989112 | 5611343 | 7 | 7_6_403010 | RINCON ISLAND LTD. PARTNERSHIP | [7 empty] | 211111 | -119.446 | 34.3475 |  | 106 | 999 |  |  |  | 93002 |  | R63-0036
06111 |  | California | Ventura | 1364811 | 44005213 | 41801512 | 5611343 | 55 | 55 | RINCON ISLAND LTD. PARTNERSHIP |  |  |  |  | 1046 | 2.3 | 33.2 | 211111 | -119.446 | 34.3475 |  | 106 | 999 |  |  |  | 93002
06111 |  | California | Ventura | 1364811 | 79013413 | 97988712 | 5611343 | 39 | 39_1_31000 | RINCON ISLAND LTD. PARTNERSHIP | [7 empty] | 211111 | -119.446 | 34.3475 |  | 106 | 999 |  |  |  | 93002
06111 |  | California | Ventura | 1364911 | 100203513 | 97732412 | 5611344 | 117 | 117_1_3100 | VINTAGE PRODUCTION CALIFORNIA LLC | [7 empty] | 211111 | -119.1384 | 34.4335 |  | 106 | 999 |  |  |  | 93060
06111 |  | California | Ventura | 1364911 | 100203813 | 97732912 | 5611344 | 127 | 127_2_3100 | VINTAGE PRODUCTION CALIFORNIA LLC | [7 empty] | 211111 | -119.1384 | 34.4335 |  | 106 | 999 |  |  |  | 93060
06111 |  | California | Ventura | 1364911 | 43994013 | 97736612 | 5611344 | 120 | 120_1_4030 | VINTAGE PRODUCTION CALIFORNIA LLC | [7 empty] | 211111 | -119.1384 | 34.4335 |  | 106 | 999 |  |  |  | 93060 |  | R63-0036
06111 |  | California | Ventura | 1364911 | 43995713 | 97737512 | 5611344 | 91 | 91_1_40301 | VINTAGE PRODUCTION CALIFORNIA LLC | [7 empty] | 211111 | -119.1384 | 34.4335 |  | 106 | 999 |  |  |  | 93060 |  | R63-0036
06111 |  | California | Ventura | 1364911 | 43995813 | 97737612 | 5611344 | 92 | 92_1_40301 | VINTAGE PRODUCTION CALIFORNIA LLC | [7 empty] | 211111 | -119.1384 | 34.4335 |  | 106 | 999 |  |  |  | 93060 |  | R63-0036
06111 |  | California | Ventura | 1364911 | 43995913 | 97739012 | 5611344 | 93 | 93_1_40301 | VINTAGE PRODUCTION CALIFORNIA LLC | [7 empty] | 211111 | -119.1384 | 34.4335 |  | 106 | 999 |  |  |  | 93060 |  | R63-0036
06111 |  | California | Ventura | 1364911 | 43996013 | 97737112 | 5611344 | 94 | 94_1_40301 | VINTAGE PRODUCTION CALIFORNIA LLC | [7 empty] | 211111 | -119.1384 | 34.4335 |  | 106 | 999 |  |  |  | 93060 |  | R63-0036
06111 |  | California | Ventura | 1364911 | 43996113 | 97737212 | 5611344 | 95 | 95_1_40301 | VINTAGE PRODUCTION CALIFORNIA LLC | [7 empty] | 211111 | -119.1384 | 34.4335 |  | 106 | 999 |  |  |  | 93060 |  | R63-0036
06111 |  | California | Ventura | 1364911 | 43996213 | 97737312 | 5611344 | 96 | 96_1_40301 | VINTAGE PRODUCTION CALIFORNIA LLC | [7 empty] | 211111 | -119.1384 | 34.4335 |  | 106 | 999 |  |  |  | 93060 |  | R63-0036
06111 |  | California | Ventura | 1364911 | 43996613 | 97731012 | 5611344 | 101 | 101_1_3100 | VINTAGE PRODUCTION CALIFORNIA LLC | [7 empty] | 211111 | -119.1384 | 34.4335 |  | 106 | 999 |  |  |  | 93060 |  | R63-0036
06111 |  | California | Ventura | 1364911 | 43996913 | 97738112 | 5611344 | 106 | 106_1_4030 | VINTAGE PRODUCTION CALIFORNIA LLC | [7 empty] | 211111 | -119.1384 | 34.4335 |  | 106 | 999 |  |  |  | 93060 |  | R63-0036
06111 |  | California | Ventura | 1364911 | 43997113 | 97731812 | 5611344 | 110 | 110_1_3100 | VINTAGE PRODUCTION CALIFORNIA LLC | [7 empty] | 211111 | -119.1384 | 34.4335 |  | 106 | 999 |  |  |  | 93060 |  | R63-0087
06111 |  | California | Ventura | 1364911 | 43998513 | 97731412 | 5611344 | 1 | 1_1_310001 | VINTAGE PRODUCTION CALIFORNIA LLC | [7 empty] | 211111 | -119.1384 | 34.4335 |  | 106 | 999 |  |  |  | 93060 |  | R63-0036
06111 |  | California | Ventura | 1364911 | 43998813 | 97734912 | 5611344 | 40 | 40_1_31000 | VINTAGE PRODUCTION CALIFORNIA LLC | 0.23051 | 0.0009879 | [5 empty] | 211111 | -119.1384 | 34.4335 |  | 106 | 999 |  |  |  | 93060 |  | R63-0040
06111 |  | California | Ventura | 1364911 | 44000813 | 97734712 | 5611344 | 35 | 35_1_31000 | VINTAGE PRODUCTION CALIFORNIA LLC | [7 empty] | 211111 | -119.1384 | 34.4335 |  | 106 | 999 |  |  |  | 93060 |  | R63-0036
06111 |  | California | Ventura | 1364911 | 44000913 | 97735112 | 5611344 | 24 | 24_1_31000 | VINTAGE PRODUCTION CALIFORNIA LLC | [7 empty] | 211111 | -119.1384 | 34.4335 |  | 106 | 999 |  |  |  | 93060 |  | R63-0036
06111 |  | California | Ventura | 1364911 | 44001613 | 97734612 | 5611344 | 34 | 34_1_31000 | VINTAGE PRODUCTION CALIFORNIA LLC | [7 empty] | 211111 | -119.1384 | 34.4335 |  | 106 | 999 |  |  |  | 93060 |  | R63-0036
06111 |  | California | Ventura | 13704411 | 78899113 | 97438712 | 561134827 | 1 | 1_1_310001 | THE THERMO COMPANY | [7 empty] | 211111 | -119.1881 | 34.4119 |  |  | 999 |  |  |  | 93060
06111 |  | California | Ventura | 1395711 | 43957413 | 97213712 | 56113441 | 14255 | 14255_2_40 | AERA ENERGY LLC | [7 empty] | 211111 | -119.3125 | 34.3176 |  | 106 | 999 |  |  |  | 93001 |  | R63-0036
06111 |  | California | Ventura | 1395711 | 43957513 | 97213612 | 56113441 | 14254 | 14254_2_40 | AERA ENERGY LLC | [7 empty] | 211111 | -119.3125 | 34.3176 |  | 106 | 999 |  |  |  | 93001 |  | R63-0036
06111 |  | California | Ventura | 1395711 | 43957613 | 97216812 | 56113441 | 14253 | 14253_2_40 | AERA ENERGY LLC | [7 empty] | 211111 | -119.3125 | 34.3176 |  | 106 | 999 |  |  |  | 93001 |  | R63-0036
06111 |  | California | Ventura | 1395711 | 43962013 | 97199812 | 56113441 | 14568 | 14568_1_40 | AERA ENERGY LLC | [7 empty] | 211111 | -119.3125 | 34.3176 |  | 106 | 999 |  |  |  | 93001
06111 |  | California | Ventura | 1395711 | 43962713 | 97213312 | 56113441 | 14571 | 14571_1_40 | AERA ENERGY LLC | [7 empty] | 211111 | -119.3125 | 34.3176 |  | 106 | 999 |  |  |  | 93001 |  | R63-0036
06111 |  | California | Ventura | 1395711 | 43962913 | 97199712 | 56113441 | 14567 | 14567_1_40 | AERA ENERGY LLC | [7 empty] | 211111 | -119.3125 | 34.3176 |  | 106 | 999 |  |  |  | 93001
06111 |  | California | Ventura | 1395711 | 43963513 | 97213412 | 56113441 | 14572 | 14572_1_40 | AERA ENERGY LLC | [7 empty] | 211111 | -119.3125 | 34.3176 |  | 106 | 999 |  |  |  | 93001 |  | R63-0036
06111 |  | California | Ventura | 1395711 | 43965413 | 97210012 | 56113441 | 14490 | 14490_2_40 | AERA ENERGY LLC | [7 empty] | 211111 | -119.3125 | 34.3176 |  | 106 | 999 |  |  |  | 93001 |  | R63-0036
06111 |  | California | Ventura | 1395711 | 43965713 | 97210312 | 56113441 | 14498 | 14498_2_40 | AERA ENERGY LLC | [7 empty] | 211111 | -119.3125 | 34.3176 |  | 106 | 999 |  |  |  | 93001 |  | R63-0036
06111 |  | California | Ventura | 1395711 | 43965813 | 97210412 | 56113441 | 14499 | 14499_2_40 | AERA ENERGY LLC | [7 empty] | 211111 | -119.3125 | 34.3176 |  | 106 | 999 |  |  |  | 93001 |  | R63-0036
06111 |  | California | Ventura | 1395711 | 43965913 | 97210512 | 56113441 | 14500 | 14500_2_40 | AERA ENERGY LLC | [7 empty] | 211111 | -119.3125 | 34.3176 |  | 106 | 999 |  |  |  | 93001 |  | R63-0036
06111 |  | California | Ventura | 1395711 | 43966113 | 97210712 | 56113441 | 14502 | 14502_2_40 | AERA ENERGY LLC | [7 empty] | 211111 | -119.3125 | 34.3176 |  | 106 | 999 |  |  |  | 93001 |  | R63-0036
06111 |  | California | Ventura | 1395711 | 43966313 | 97210812 | 56113441 | 14503 | 14503_2_40 | AERA ENERGY LLC | [7 empty] | 211111 | -119.3125 | 34.3176 |  | 106 | 999 |  |  |  | 93001 |  | R63-0036
06111 |  | California | Ventura | 1395711 | 43967013 | 97210612 | 56113441 | 14501 | 14501_2_40 | AERA ENERGY LLC | [7 empty] | 211111 | -119.3125 | 34.3176 |  | 106 | 999 |  |  |  | 93001 |  | R63-0036
06111 |  | California | Ventura | 1395711 | 43969113 | 97210912 | 56113441 | 14504 | 14504_2_40 | AERA ENERGY LLC | [7 empty] | 211111 | -119.3125 | 34.3176 |  | 106 | 999 |  |  |  | 93001 |  | R63-0036
06111 |  | California | Ventura | 1395711 | 43969613 | 97200712 | 56113441 | 14050 | 14050_1_40 | AERA ENERGY LLC | [7 empty] | 211111 | -119.3125 | 34.3176 |  | 106 | 999 |  |  |  | 93001
06111 |  | California | Ventura | 1395711 | 43970913 | 97201512 | 56113441 | 14064 | 14064_1_40 | AERA ENERGY LLC | [7 empty] | 211111 | -119.3125 | 34.3176 |  | 106 | 999 |  |  |  | 93001 |  | R63-0036
06111 |  | California | Ventura | 1395711 | 43972613 | 97204312 | 56113441 | 14043 | 14043_1_40 | AERA ENERGY LLC | [7 empty] | 211111 | -119.3125 | 34.3176 |  | 106 | 999 |  |  |  | 93001 |  | R63-0036
06111 |  | California | Ventura | 1395711 | 43972913 | 97195912 | 56113441 | 155 | 155_1_3100 | AERA ENERGY LLC | [7 empty] | 211111 | -119.3125 | 34.3176 |  | 106 | 999 |  |  |  | 93001 |  | R63-0036
06111 |  | California | Ventura | 1395711 | 43973913 | 97193112 | 56113441 | 1 | 1_1_310001 | AERA ENERGY LLC | [7 empty] | 211111 | -119.3125 | 34.3176 |  | 106 | 999 |  |  |  | 93001 |  | R63-0036
06111 |  | California | Ventura | 1395711 | 43974913 | 97194112 | 56113441 | 124 | 124_1_3100 | AERA ENERGY LLC | 2.599 | 2.599 | [5 empty] | 211111 | -119.3125 | 34.3176 |  | 106 | 999 |  |  |  | 93001 |  | R63-0036
06111 |  | California | Ventura | 1395711 | 43975713 | 97196312 | 56113441 | 100 | 100_1_3100 | AERA ENERGY LLC | [7 empty] | 211111 | -119.3125 | 34.3176 |  | 106 | 999 |  |  |  | 93001 |  | R63-0036
06111 |  | California | Ventura | 1395711 | 43976313 | 97194612 | 56113441 | 148 | 148_1_3100 | AERA ENERGY LLC | [7 empty] | 211111 | -119.3125 | 34.3176 |  | 106 | 999 |  |  |  | 93001 |  | R63-0036
06111 |  | California | Ventura | 1395711 | 43976413 | 97194512 | 56113441 | 141 | 141_1_3100 | AERA ENERGY LLC | [7 empty] | 211111 | -119.3125 | 34.3176 |  | 106 | 999 |  |  |  | 93001 |  | R63-0036
06111 |  | California | Ventura | 1395711 | 43976513 | 97194912 | 56113441 | 140 | 140_2_3100 | AERA ENERGY LLC | [7 empty] | 211111 | -119.3125 | 34.3176 |  | 106 | 999 |  |  |  | 93001 |  | R63-0036
06111 |  | California | Ventura | 1395711 | 43977113 | 97197412 | 56113441 | 133 | 133_1_3100 | AERA ENERGY LLC | [7 empty] | 211111 | -119.3125 | 34.3176 |  | 106 | 999 |  |  |  | 93001 |  | R63-0036
06111 |  | California | Ventura | 1395711 | 43977213 | 97197312 | 56113441 | 132 | 132_2_3100 | AERA ENERGY LLC | [7 empty] | 211111 | -119.3125 | 34.3176 |  | 106 | 999 |  |  |  | 93001 |  | R63-0036
06111 |  | California | Ventura | 1395711 | 43977413 | 97196912 | 56113441 | 130 | 130_1_3100 | AERA ENERGY LLC | 0.0252 | 0.00036 | [5 empty] | 211111 | -119.3125 | 34.3176 |  | 106 | 999 |  |  |  | 93001 |  | R63-0040
06111 |  | California | Ventura | 1395711 | 43977813 | 97194212 | 56113441 | 125 | 125_1_3100 | AERA ENERGY LLC | 0.5319 | 0.5319 | [5 empty] | 211111 | -119.3125 | 34.3176 |  | 106 | 999 |  |  |  | 93001 |  | R63-0036
06111 |  | California | Ventura | 1395711 | 43979213 | 97191412 | 56113441 | 62 | 62_1_31000 | AERA ENERGY LLC | 0.639 | 0.639 | [5 empty] | 211111 | -119.3125 | 34.3176 |  | 106 | 999 |  |  |  | 93001 |  | R63-0036
06111 |  | California | Ventura | 1395711 | 43979613 | 97192912 | 56113441 | 69 | 69_1_31000 | AERA ENERGY LLC | [7 empty] | 211111 | -119.3125 | 34.3176 |  | 106 | 999 |  |  |  | 93001 |  | R63-0036
06111 |  | California | Ventura | 1395711 | 43980113 | 97191612 | 56113441 | 93 | 93_1_31000 | AERA ENERGY LLC | [7 empty] | 211111 | -119.3125 | 34.3176 |  | 106 | 999 |  |  |  | 93001 |  | R63-0036
06111 |  | California | Ventura | 1395711 | 43980213 | 97192012 | 56113441 | 97 | 97_1_31000 | AERA ENERGY LLC | [7 empty] | 211111 | -119.3125 | 34.3176 |  | 106 | 999 |  |  |  | 93001 |  | R63-0036
06111 |  | California | Ventura | 1395711 | 43980313 | 97191512 | 56113441 | 75 | 75_1_31000 | AERA ENERGY LLC | [7 empty] | 211111 | -119.3125 | 34.3176 |  | 106 | 999 |  |  |  | 93001 |  | R63-0036
06111 |  | California | Ventura | 1395711 | 43980513 | 97190312 | 56113441 | 168 | 168_1_3100 | AERA ENERGY LLC | [7 empty] | 211111 | -119.3125 | 34.3176 |  | 106 | 999 |  |  |  | 93001 |  | R63-0036
06111 |  | California | Ventura | 1395711 | 43980613 | 97196212 | 56113441 | 161 | 161_1_3100 | AERA ENERGY LLC | [7 empty] | 211111 | -119.3125 | 34.3176 |  | 106 | 999 |  |  |  | 93001 |  | R63-0036
06111 |  | California | Ventura | 1395711 | 43980713 | 97193712 | 56113441 | 162 | 162_1_3100 | AERA ENERGY LLC | [7 empty] | 211111 | -119.3125 | 34.3176 |  | 106 | 999 |  |  |  | 93001 |  | R63-0036
06111 |  | California | Ventura | 1395711 | 43980813 | 97189912 | 56113441 | 164 | 164_1_3100 | AERA ENERGY LLC | [7 empty] | 211111 | -119.3125 | 34.3176 |  | 106 | 999 |  |  |  | 93001 |  | R63-0036
06111 |  | California | Ventura | 1395711 | 43981213 | 97190612 | 56113441 | 171 | 171_1_3100 | AERA ENERGY LLC | [7 empty] | 211111 | -119.3125 | 34.3176 |  | 106 | 999 |  |  |  | 93001 |  | R63-0036
06111 |  | California | Ventura | 1395711 | 43981313 | 97196112 | 56113441 | 160 | 160_1_3100 | AERA ENERGY LLC | [7 empty] | 211111 | -119.3125 | 34.3176 |  | 106 | 999 |  |  |  | 93001 |  | R63-0036
06111 |  | California | Ventura | 1395711 | 43984113 | 97212312 | 56113441 | 14145 | 14145_1_40 | AERA ENERGY LLC | [7 empty] | 211111 | -119.3125 | 34.3176 |  | 106 | 999 |  |  |  | 93001 |  | R63-0036
06111 |  | California | Ventura | 1395711 | 43984413 | 97212412 | 56113441 | 14146 | 14146_1_40 | AERA ENERGY LLC | [7 empty] | 211111 | -119.3125 | 34.3176 |  | 106 | 999 |  |  |  | 93001 |  | R63-0036
06111 |  | California | Ventura | 1395711 | 78896713 | 97192212 | 56113441 | 174 | 174_1_3100 | AERA ENERGY LLC | [7 empty] | 211111 | -119.3125 | 34.3176 |  | 106 | 999 |  |  |  | 93001
06111 |  | California | Ventura | 1395711 | 78896813 | 97193012 | 56113441 | 163 | 163_1_3100 | AERA ENERGY LLC | [7 empty] | 211111 | -119.3125 | 34.3176 |  | 106 | 999 |  |  |  | 93001
06111 |  | California | Ventura | 1395811 | 43951413 | 97307112 | 56113442 | 301 | 301_1_4030 | VINTAGE PRODUCTION CALIFORNIA LLC | [7 empty] | 211111 | -119.1059 | 34.3124 |  | 106 | 999 |  |  |  | 93060 |  | R63-0036
06111 |  | California | Ventura | 1395811 | 43951413 | 97307212 | 56113442 | 301 | 301_2_4030 | VINTAGE PRODUCTION CALIFORNIA LLC | [7 empty] | 211111 | -119.1059 | 34.3124 |  | 106 | 999 |  |  |  | 93060 |  | R63-0036
06111 |  | California | Ventura | 1395811 | 43951513 | 97308912 | 56113442 | 202 | 202_1_4030 | VINTAGE PRODUCTION CALIFORNIA LLC | [7 empty] | 211111 | -119.1059 | 34.3124 |  | 106 | 999 |  |  |  | 93060 |  | R63-0036
06111 |  | California | Ventura | 1395811 | 43951613 | 97308712 | 56113442 | 106 | 106_1_4030 | VINTAGE PRODUCTION CALIFORNIA LLC | [7 empty] | 211111 | -119.1059 | 34.3124 |  | 106 | 999 |  |  |  | 93060 |  | R63-0036
06111 |  | California | Ventura | 1395811 | 43951613 | 97308812 | 56113442 | 106 | 106_2_4030 | VINTAGE PRODUCTION CALIFORNIA LLC | [7 empty] | 211111 | -119.1059 | 34.3124 |  | 106 | 999 |  |  |  | 93060 |  | R63-0036
06111 |  | California | Ventura | 1395811 | 43951713 | 97307012 | 56113442 | 204 | 204_2_4030 | VINTAGE PRODUCTION CALIFORNIA LLC | [7 empty] | 211111 | -119.1059 | 34.3124 |  | 106 | 999 |  |  |  | 93060 |  | R63-0036
06111 |  | California | Ventura | 1395811 | 43951713 | 97307612 | 56113442 | 204 | 204_1_4030 | VINTAGE PRODUCTION CALIFORNIA LLC | [7 empty] | 211111 | -119.1059 | 34.3124 |  | 106 | 999 |  |  |  | 93060 |  | R63-0036
06111 |  | California | Ventura | 1395811 | 43951813 | 97308212 | 56113442 | 104 | 104_1_4030 | VINTAGE PRODUCTION CALIFORNIA LLC | [7 empty] | 211111 | -119.1059 | 34.3124 |  | 106 | 999 |  |  |  | 93060 |  | R63-0036
06111 |  | California | Ventura | 1395811 | 43951813 | 97308312 | 56113442 | 104 | 104_2_4030 | VINTAGE PRODUCTION CALIFORNIA LLC | [7 empty] | 211111 | -119.1059 | 34.3124 |  | 106 | 999 |  |  |  | 93060 |  | R63-0036
06111 |  | California | Ventura | 1395811 | 43951913 | 97306812 | 56113442 | 103 | 103_1_4030 | VINTAGE PRODUCTION CALIFORNIA LLC | [7 empty] | 211111 | -119.1059 | 34.3124 |  | 106 | 999 |  |  |  | 93060 |  | R63-0036
06111 |  | California | Ventura | 1395811 | 43951913 | 97306912 | 56113442 | 103 | 103_2_4030 | VINTAGE PRODUCTION CALIFORNIA LLC | [7 empty] | 211111 | -119.1059 | 34.3124 |  | 106 | 999 |  |  |  | 93060 |  | R63-0036
06111 |  | California | Ventura | 1395811 | 43952013 | 97306712 | 56113442 | 102 | 102_1_4030 | VINTAGE PRODUCTION CALIFORNIA LLC | [7 empty] | 211111 | -119.1059 | 34.3124 |  | 106 | 999 |  |  |  | 93060 |  | R63-0036
06111 |  | California | Ventura | 1395811 | 43952113 | 97306612 | 56113442 | 101 | 101_1_4030 | VINTAGE PRODUCTION CALIFORNIA LLC | [7 empty] | 211111 | -119.1059 | 34.3124 |  | 106 | 999 |  |  |  | 93060 |  | R63-0036
06111 |  | California | Ventura | 1395811 | 43952213 | 97307312 | 56113442 | 302 | 302_1_4030 | VINTAGE PRODUCTION CALIFORNIA LLC | [7 empty] | 211111 | -119.1059 | 34.3124 |  | 106 | 999 |  |  |  | 93060 |  | R63-0036
06111 |  | California | Ventura | 1395811 | 43952313 | 97307912 | 56113442 | 303 | 303_1_4030 | VINTAGE PRODUCTION CALIFORNIA LLC | [7 empty] | 211111 | -119.1059 | 34.3124 |  | 106 | 999 |  |  |  | 93060 |  | R63-0036
06111 |  | California | Ventura | 1395811 | 43952413 | 97308012 | 56113442 | 304 | 304_1_4030 | VINTAGE PRODUCTION CALIFORNIA LLC | [7 empty] | 211111 | -119.1059 | 34.3124 |  | 106 | 999 |  |  |  | 93060 |  | R63-0036
06111 |  | California | Ventura | 1395811 | 43952413 | 97308112 | 56113442 | 304 | 304_2_4030 | VINTAGE PRODUCTION CALIFORNIA LLC | [7 empty] | 211111 | -119.1059 | 34.3124 |  | 106 | 999 |  |  |  | 93060 |  | R63-0036
06111 |  | California | Ventura | 1395811 | 43952513 | 97306512 | 56113442 | 305 | 305_1_4030 | VINTAGE PRODUCTION CALIFORNIA LLC | [7 empty] | 211111 | -119.1059 | 34.3124 |  | 106 | 999 |  |  |  | 93060 |  | R63-0036
06111 |  | California | Ventura | 1395811 | 43952513 | 97307412 | 56113442 | 305 | 305_2_4030 | VINTAGE PRODUCTION CALIFORNIA LLC | [7 empty] | 211111 | -119.1059 | 34.3124 |  | 106 | 999 |  |  |  | 93060 |  | R63-0036
06111 |  | California | Ventura | 1395811 | 43952613 | 97309012 | 56113442 | 203 | 203_1_4030 | VINTAGE PRODUCTION CALIFORNIA LLC | [7 empty] | 211111 | -119.1059 | 34.3124 |  | 106 | 999 |  |  |  | 93060 |  | R63-0036
06111 |  | California | Ventura | 1395811 | 43952613 | 97309112 | 56113442 | 203 | 203_2_4030 | VINTAGE PRODUCTION CALIFORNIA LLC | [7 empty] | 211111 | -119.1059 | 34.3124 |  | 106 | 999 |  |  |  | 93060 |  | R63-0036
06111 |  | California | Ventura | 1395811 | 43952713 | 97307512 | 56113442 | 400 | 400_1_4030 | VINTAGE PRODUCTION CALIFORNIA LLC | [7 empty] | 211111 | -119.1059 | 34.3124 |  | 106 | 999 |  |  |  | 93060 |  | R63-0036
06111 |  | California | Ventura | 1395811 | 43952813 | 97308612 | 56113442 | 105 | 105_1_4030 | VINTAGE PRODUCTION CALIFORNIA LLC | [7 empty] | 211111 | -119.1059 | 34.3124 |  | 106 | 999 |  |  |  | 93060 |  | R63-0036
06111 |  | California | Ventura | 1395811 | 43953013 | 97307712 | 56113442 | 201 | 201_1_4030 | VINTAGE PRODUCTION CALIFORNIA LLC | [7 empty] | 211111 | -119.1059 | 34.3124 |  | 106 | 999 |  |  |  | 93060 |  | R63-0036
06111 |  | California | Ventura | 1395811 | 43953013 | 97307812 | 56113442 | 201 | 201_2_4030 | VINTAGE PRODUCTION CALIFORNIA LLC | [7 empty] | 211111 | -119.1059 | 34.3124 |  | 106 | 999 |  |  |  | 93060 |  | R63-0036
06111 |  | California | Ventura | 1395811 | 43953113 | 97308412 | 56113442 | 107 | 107_1_4030 | VINTAGE PRODUCTION CALIFORNIA LLC | [7 empty] | 211111 | -119.1059 | 34.3124 |  | 106 | 999 |  |  |  | 93060 |  | R63-0036
06111 |  | California | Ventura | 1395811 | 43953113 | 97308512 | 56113442 | 107 | 107_2_4030 | VINTAGE PRODUCTION CALIFORNIA LLC | [7 empty] | 211111 | -119.1059 | 34.3124 |  | 106 | 999 |  |  |  | 93060 |  | R63-0036
06111 |  | California | Ventura | 1395811 | 43954313 | 97304512 | 56113442 | 1 | 1_1_310001 | VINTAGE PRODUCTION CALIFORNIA LLC | [7 empty] | 211111 | -119.1059 | 34.3124 |  | 106 | 999 |  |  |  | 93060 |  | R63-0036
06111 |  | California | Ventura | 1395811 | 43954813 | 97306312 | 56113442 | 8 | 8_1_310001 | VINTAGE PRODUCTION CALIFORNIA LLC | [7 empty] | 211111 | -119.1059 | 34.3124 |  | 106 | 999 |  |  |  | 93060 |  | R63-0036
06111 |  | California | Ventura | 1395811 | 43955513 | 97305712 | 56113442 | 17 | 17_1_31000 | VINTAGE PRODUCTION CALIFORNIA LLC | [7 empty] | 211111 | -119.1059 | 34.3124 |  | 106 | 999 |  |  |  | 93060 |  | R63-0036
06111 |  | California | Ventura | 1397111 | 43941913 | 97664412 | 56113448 | 22 | 22_1_31000 | BERRY PETROLEUM MCGRATH 4 POOL | [7 empty] | 211111 | -119.2447 | 34.2107 |  | 106 | 999 |  |  |  | 93030 |  | R63-0036
06111 |  | California | Ventura | 1397111 | 43942013 | 97664312 | 56113448 | 17 | 17_1_31000 | BERRY PETROLEUM MCGRATH 4 POOL | [7 empty] | 211111 | -119.2447 | 34.2107 |  | 106 | 999 |  |  |  | 93030 |  | R63-0036
06111 |  | California | Ventura | 1397211 | 43941613 | 97971412 | 561134481 | 1 | 1_1_310001 | WEST-STATES ENERGY, INC. | [7 empty] | 211111 | -119.0552 | 34.3276 |  | 106 | 999 |  |  |  | 93060 |  | R63-0036
06111 |  | California | Ventura | 1397211 | 43941813 | 97972112 | 561134481 | 8 | 8_1_310004 | WEST-STATES ENERGY, INC. | 0.56 | [6 empty] | 211111 | -119.0552 | 34.3276 |  | 106 | 999 |  |  |  | 93060 |  | R63-0040
06111 |  | California | Ventura | 1397311 | 43940713 | 97456212 | 561134486 | 4 | 4_1_310001 | RES-TECH. INC. | [7 empty] | 211111 | -119.1848 | 34.412 |  | 106 | 999 |  |  |  | 93023 |  | R63-0036
06111 |  | California | Ventura | 1397711 | 43936713 | 97182212 | 561134493 | 1 | 1_1_310001 | SESPE LEASE INC HAMP FEE | [7 empty] | 211111 | -119.1027 | 34.4359 |  | 106 | 999 |  |  |  | 93060 |  | R63-0036
06111 |  | California | Ventura | 1397911 | 43933713 | 97391312 | 56113450 | 16 | 16_1_31000 | THOMPSON OIL COMPANY, INC. | [7 empty] | 211111 | -118.9151 | 34.3669 |  | 106 | 999 |  |  |  | 93015 |  | R63-0036
06111 |  | California | Ventura | 1397911 | 43934113 | 97391112 | 56113450 | 3 | 3_1_310001 | THOMPSON OIL COMPANY, INC. | [7 empty] | 211111 | -118.9151 | 34.3669 |  | 106 | 999 |  |  |  | 93015 |  | R63-0036
06111 |  | California | Ventura | 1397911 | 43934613 | 97390412 | 56113450 | 15 | 15_1_31000 | THOMPSON OIL COMPANY, INC. | [7 empty] | 211111 | -118.9151 | 34.3669 |  | 106 | 999 |  |  |  | 93015 |  | R63-0036
06111 |  | California | Ventura | 1397911 | 43934913 | 97392212 | 56113450 | 14 | 14_1_31000 | THOMPSON OIL COMPANY, INC. | [7 empty] | 211111 | -118.9151 | 34.3669 |  | 106 | 999 |  |  |  | 93015 |  | R63-0036
06111 |  | California | Ventura | 1398211 | 43932513 | 97549812 | 56113452 | 3 | 3_1_310001 | ANTERRA ENERGY SERVICES INC. | [7 empty] | 211111 | -119.1617 | 34.1906 |  | 106 | 999 |  |  |  | 93030 |  | R63-0036
06111 |  | California | Ventura | 1398211 | 43932913 | 97549412 | 56113452 | 7 | 7_1_310004 | ANTERRA ENERGY SERVICES INC. | 0.18 | [6 empty] | 211111 | -119.1617 | 34.1906 |  | 106 | 999 |  |  |  | 93030 |  | R63-0040
06111 |  | California | Ventura | 1398811 | 100175313 | 97543512 | 56113453 | 157 | 157_1_3100 | VINTAGE PRODUCTION CALIFORNIA LLC, S. MO | [7 empty] | 211111 | -119.0284 | 34.3416 |  | 106 | 999 |  |  |  | 93060
06111 |  | California | Ventura | 1398811 | 100175613 | 97532712 | 56113453 | 162 | 162_1_3100 | VINTAGE PRODUCTION CALIFORNIA LLC, S. MO | [7 empty] | 211111 | -119.0284 | 34.3416 |  | 106 | 999 |  |  |  | 93060
06111 |  | California | Ventura | 1398811 | 100176013 | 97546812 | 56113453 | 150 | 150_1_3100 | VINTAGE PRODUCTION CALIFORNIA LLC, S. MO | [7 empty] | 211111 | -119.0284 | 34.3416 |  | 106 | 999 |  |  |  | 93060
06111 |  | California | Ventura | 1398811 | 100176413 | 97546912 | 56113453 | 149 | 149_1_3100 | VINTAGE PRODUCTION CALIFORNIA LLC, S. MO | 0.0603 | 0.0003618 | [5 empty] | 211111 | -119.0284 | 34.3416 |  | 106 | 999 |  |  |  | 93060
06111 |  | California | Ventura | 1398811 | 100176513 | 97538812 | 56113453 | 153 | 153_1_3100 | VINTAGE PRODUCTION CALIFORNIA LLC, S. MO | [7 empty] | 211111 | -119.0284 | 34.3416 |  | 106 | 999 |  |  |  | 93060
06111 |  | California | Ventura | 1398811 | 100177013 | 97539612 | 56113453 | 164 | 164_1_3100 | VINTAGE PRODUCTION CALIFORNIA LLC, S. MO | 0.0563 | 0.0003378 | [5 empty] | 211111 | -119.0284 | 34.3416 |  | 106 | 999 |  |  |  | 93060
06111 |  | California | Ventura | 1398811 | 43918313 | 97538012 | 56113453 | 34 | 34_1_31000 | VINTAGE PRODUCTION CALIFORNIA LLC, S. MO | [7 empty] | 211111 | -119.0284 | 34.3416 |  | 106 | 999 |  |  |  | 93060 |  | R63-0036
06111 |  | California | Ventura | 1398811 | 43918513 | 97536212 | 56113453 | 36 | 36_1_31000 | VINTAGE PRODUCTION CALIFORNIA LLC, S. MO | [7 empty] | 211111 | -119.0284 | 34.3416 |  | 106 | 999 |  |  |  | 93060 |  | R63-0036
06111 |  | California | Ventura | 1398811 | 43918713 | 97532412 | 56113453 | 38 | 38_1_31000 | VINTAGE PRODUCTION CALIFORNIA LLC, S. MO | [7 empty] | 211111 | -119.0284 | 34.3416 |  | 106 | 999 |  |  |  | 93060 |  | R63-0036
06111 |  | California | Ventura | 1398811 | 43919013 | 97530312 | 56113453 | 41 | 41_1_31000 | VINTAGE PRODUCTION CALIFORNIA LLC, S. MO | [7 empty] | 211111 | -119.0284 | 34.3416 |  | 106 | 999 |  |  |  | 93060 |  | R63-0036
06111 |  | California | Ventura | 1398811 | 43919313 | 97530712 | 56113453 | 44 | 44_1_31000 | VINTAGE PRODUCTION CALIFORNIA LLC, S. MO | [7 empty] | 211111 | -119.0284 | 34.3416 |  | 106 | 999 |  |  |  | 93060 |  | R63-0036
06111 |  | California | Ventura | 1398811 | 43919513 | 97538512 | 56113453 | 46 | 46_1_31000 | VINTAGE PRODUCTION CALIFORNIA LLC, S. MO | [7 empty] | 211111 | -119.0284 | 34.3416 |  | 106 | 999 |  |  |  | 93060 |  | R63-0036
06111 |  | California | Ventura | 1398811 | 43919713 | 97536712 | 56113453 | 48 | 48_1_31000 | VINTAGE PRODUCTION CALIFORNIA LLC, S. MO | [7 empty] | 211111 | -119.0284 | 34.3416 |  | 106 | 999 |  |  |  | 93060 |  | R63-0036
06111 |  | California | Ventura | 1398811 | 43920113 | 97534412 | 56113453 | 11 | 11_1_31000 | VINTAGE PRODUCTION CALIFORNIA LLC, S. MO | [7 empty] | 211111 | -119.0284 | 34.3416 |  | 106 | 999 |  |  |  | 93060 |  | R63-0036
06111 |  | California | Ventura | 1398811 | 43920313 | 97534212 | 56113453 | 111 | 111_1_3100 | VINTAGE PRODUCTION CALIFORNIA LLC, S. MO | 0.01645 | 7.1e-05 | [5 empty] | 211111 | -119.0284 | 34.3416 |  | 106 | 999 |  |  |  | 93060 |  | R63-0040
06111 |  | California | Ventura | 1398811 | 43920513 | 97534512 | 56113453 | 12 | 12_1_31000 | VINTAGE PRODUCTION CALIFORNIA LLC, S. MO | [7 empty] | 211111 | -119.0284 | 34.3416 |  | 106 | 999 |  |  |  | 93060 |  | R63-0036
06111 |  | California | Ventura | 1398811 | 43920713 | 97536612 | 56113453 | 14 | 14_1_31000 | VINTAGE PRODUCTION CALIFORNIA LLC, S. MO | [7 empty] | 211111 | -119.0284 | 34.3416 |  | 106 | 999 |  |  |  | 93060 |  | R63-0036
06111 |  | California | Ventura | 1398811 | 43920913 | 97537612 | 56113453 | 16 | 16_1_31000 | VINTAGE PRODUCTION CALIFORNIA LLC, S. MO | [7 empty] | 211111 | -119.0284 | 34.3416 |  | 106 | 999 |  |  |  | 93060 |  | R63-0036
06111 |  | California | Ventura | 1398811 | 43921513 | 97542212 | 56113453 | 21 | 21_1_31000 | VINTAGE PRODUCTION CALIFORNIA LLC, S. MO | [7 empty] | 211111 | -119.0284 | 34.3416 |  | 106 | 999 |  |  |  | 93060 |  | R63-0036
06111 |  | California | Ventura | 1398811 | 43921613 | 97542312 | 56113453 | 22 | 22_1_31000 | VINTAGE PRODUCTION CALIFORNIA LLC, S. MO | [7 empty] | 211111 | -119.0284 | 34.3416 |  | 106 | 999 |  |  |  | 93060 |  | R63-0036
06111 |  | California | Ventura | 1398811 | 43922013 | 97537112 | 56113453 | 57 | 57_1_31000 | VINTAGE PRODUCTION CALIFORNIA LLC, S. MO | [7 empty] | 211111 | -119.0284 | 34.3416 |  | 106 | 999 |  |  |  | 93060 |  | R63-0036
06111 |  | California | Ventura | 1398811 | 43922313 | 97541912 | 56113453 | 73 | 73_1_31000 | VINTAGE PRODUCTION CALIFORNIA LLC, S. MO | [7 empty] | 211111 | -119.0284 | 34.3416 |  | 106 | 999 |  |  |  | 93060 |  | R63-0036
06111 |  | California | Ventura | 1398811 | 43922513 | 97543212 | 56113453 | 50 | 50_1_31000 | VINTAGE PRODUCTION CALIFORNIA LLC, S. MO | [7 empty] | 211111 | -119.0284 | 34.3416 |  | 106 | 999 |  |  |  | 93060 |  | R63-0036
06111 |  | California | Ventura | 1398811 | 43922613 | 97537912 | 56113453 | 62 | 62_1_31000 | VINTAGE PRODUCTION CALIFORNIA LLC, S. MO | [7 empty] | 211111 | -119.0284 | 34.3416 |  | 106 | 999 |  |  |  | 93060 |  | R63-0036
06111 |  | California | Ventura | 1398811 | 43922713 | 97542512 | 56113453 | 63 | 63_1_31000 | VINTAGE PRODUCTION CALIFORNIA LLC, S. MO | [7 empty] | 211111 | -119.0284 | 34.3416 |  | 106 | 999 |  |  |  | 93060 |  | R63-0036
06111 |  | California | Ventura | 1398811 | 43922813 | 97532512 | 56113453 | 64 | 64_1_31000 | VINTAGE PRODUCTION CALIFORNIA LLC, S. MO | [7 empty] | 211111 | -119.0284 | 34.3416 |  | 106 | 999 |  |  |  | 93060 |  | R63-0036
06111 |  | California | Ventura | 1398811 | 43923113 | 97543312 | 56113453 | 67 | 67_1_31000 | VINTAGE PRODUCTION CALIFORNIA LLC, S. MO | [7 empty] | 211111 | -119.0284 | 34.3416 |  | 106 | 999 |  |  |  | 93060 |  | R63-0036
06111 |  | California | Ventura | 1398811 | 43923513 | 97540712 | 56113453 | 70 | 70_1_31000 | VINTAGE PRODUCTION CALIFORNIA LLC, S. MO | [7 empty] | 211111 | -119.0284 | 34.3416 |  | 106 | 999 |  |  |  | 93060 |  | R63-0036
06111 |  | California | Ventura | 1398811 | 43923913 | 97530112 | 56113453 | 1 | 1_1_310001 | VINTAGE PRODUCTION CALIFORNIA LLC, S. MO | [7 empty] | 211111 | -119.0284 | 34.3416 |  | 106 | 999 |  |  |  | 93060 |  | R63-0036
06111 |  | California | Ventura | 1398811 | 43924213 | 97539712 | 56113453 | 107 | 107_1_3100 | VINTAGE PRODUCTION CALIFORNIA LLC, S. MO | 0.09345 | 1e-07 | [5 empty] | 211111 | -119.0284 | 34.3416 |  | 106 | 999 |  |  |  | 93060 |  | R63-0040
06111 |  | California | Ventura | 1398811 | 43924413 | 97535312 | 56113453 | 104 | 104_1_3100 | VINTAGE PRODUCTION CALIFORNIA LLC, S. MO | 0.08526 | 0.000365 | [5 empty] | 211111 | -119.0284 | 34.3416 |  | 106 | 999 |  |  |  | 93060 |  | R63-0040
06111 |  | California | Ventura | 1398811 | 43925013 | 97539812 | 56113453 | 108 | 108_1_3100 | VINTAGE PRODUCTION CALIFORNIA LLC, S. MO | 0.09695 | 0.000416 | [5 empty] | 211111 | -119.0284 | 34.3416 |  | 106 | 999 |  |  |  | 93060 |  | R63-0040
06111 |  | California | Ventura | 1398811 | 43925113 | 97538412 | 56113453 | 26 | 26_1_31000 | VINTAGE PRODUCTION CALIFORNIA LLC, S. MO | [7 empty] | 211111 | -119.0284 | 34.3416 |  | 106 | 999 |  |  |  | 93060 |  | R63-0036
06111 |  | California | Ventura | 1398811 | 43925313 | 97541212 | 56113453 | 17 | 17_1_31000 | VINTAGE PRODUCTION CALIFORNIA LLC, S. MO | [7 empty] | 211111 | -119.0284 | 34.3416 |  | 106 | 999 |  |  |  | 93060 |  | R63-0036
06111 |  | California | Ventura | 1398811 | 43925513 | 97531212 | 56113453 | 5 | 5_1_310001 | VINTAGE PRODUCTION CALIFORNIA LLC, S. MO | [7 empty] | 211111 | -119.0284 | 34.3416 |  | 106 | 999 |  |  |  | 93060 |  | R63-0036
06111 |  | California | Ventura | 1398811 | 43925813 | 97531612 | 56113453 | 76 | 76_1_31000 | VINTAGE PRODUCTION CALIFORNIA LLC, S. MO | [7 empty] | 211111 | -119.0284 | 34.3416 |  | 106 | 999 |  |  |  | 93060 |  | R63-0036
06111 |  | California | Ventura | 1398811 | 43926013 | 97543012 | 56113453 | 8 | 8_1_310001 | VINTAGE PRODUCTION CALIFORNIA LLC, S. MO | [7 empty] | 211111 | -119.0284 | 34.3416 |  | 106 | 999 |  |  |  | 93060 |  | R63-0036
06111 |  | California | Ventura | 1398811 | 43926113 | 97540912 | 56113453 | 80 | 80_1_31000 | VINTAGE PRODUCTION CALIFORNIA LLC, S. MO | [7 empty] | 211111 | -119.0284 | 34.3416 |  | 106 | 999 |  |  |  | 93060 |  | R63-0036
06111 |  | California | Ventura | 1398811 | 43926313 | 97541012 | 56113453 | 84 | 84_1_31000 | VINTAGE PRODUCTION CALIFORNIA LLC, S. MO | [7 empty] | 211111 | -119.0284 | 34.3416 |  | 106 | 999 |  |  |  | 93060 |  | R63-0036
06111 |  | California | Ventura | 1398811 | 43927913 | 97536012 | 56113453 | 31 | 31_1_31000 | VINTAGE PRODUCTION CALIFORNIA LLC, S. MO | [7 empty] | 211111 | -119.0284 | 34.3416 |  | 106 | 999 |  |  |  | 93060 |  | R63-0036
06111 |  | California | Ventura | 1398811 | 43928013 | 97535812 | 56113453 | 52 | 52_1_31000 | VINTAGE PRODUCTION CALIFORNIA LLC, S. MO | [7 empty] | 211111 | -119.0284 | 34.3416 |  | 106 | 999 |  |  |  | 93060 |  | R63-0036
06111 |  | California | Ventura | 1398811 | 43928213 | 97540412 | 56113453 | 54 | 54_1_31000 | VINTAGE PRODUCTION CALIFORNIA LLC, S. MO | [7 empty] | 211111 | -119.0284 | 34.3416 |  | 106 | 999 |  |  |  | 93060 |  | R63-0036
06111 |  | California | Ventura | 1398811 | 43928313 | 97540512 | 56113453 | 55 | 55_1_31000 | VINTAGE PRODUCTION CALIFORNIA LLC, S. MO | [7 empty] | 211111 | -119.0284 | 34.3416 |  | 106 | 999 |  |  |  | 93060 |  | R63-0036
06111 |  | California | Ventura | 1398811 | 78822213 | 97531012 | 56113453 | 141 | 141_1_3100 | VINTAGE PRODUCTION CALIFORNIA LLC, S. MO | [7 empty] | 211111 | -119.0284 | 34.3416 |  | 106 | 999 |  |  |  | 93060
06111 |  | California | Ventura | 1398811 | 78822313 | 97545612 | 56113453 | 120 | 120_1_3100 | VINTAGE PRODUCTION CALIFORNIA LLC, S. MO | [7 empty] | 211111 | -119.0284 | 34.3416 |  | 106 | 999 |  |  |  | 93060
06111 |  | California | Ventura | 1398811 | 78822413 | 97545512 | 56113453 | 119 | 119_1_3100 | VINTAGE PRODUCTION CALIFORNIA LLC, S. MO | [7 empty] | 211111 | -119.0284 | 34.3416 |  | 106 | 999 |  |  |  | 93060
06111 |  | California | Ventura | 1398811 | 78822513 | 97545412 | 56113453 | 118 | 118_1_3100 | VINTAGE PRODUCTION CALIFORNIA LLC, S. MO | 0.1045 | 0.001568 | [5 empty] | 211111 | -119.0284 | 34.3416 |  | 106 | 999 |  |  |  | 93060
06111 |  | California | Ventura | 1398811 | 78822913 | 97543912 | 56113453 | 113 | 113_1_3100 | VINTAGE PRODUCTION CALIFORNIA LLC, S. MO | [7 empty] | 211111 | -119.0284 | 34.3416 |  | 106 | 999 |  |  |  | 93060
06111 |  | California | Ventura | 1398811 | 78823113 | 97544512 | 56113453 | 129 | 129_1_3100 | VINTAGE PRODUCTION CALIFORNIA LLC, S. MO | [7 empty] | 211111 | -119.0284 | 34.3416 |  | 106 | 999 |  |  |  | 93060
06111 |  | California | Ventura | 1398811 | 78823213 | 97544412 | 56113453 | 128 | 128_1_3100 | VINTAGE PRODUCTION CALIFORNIA LLC, S. MO | [7 empty] | 211111 | -119.0284 | 34.3416 |  | 106 | 999 |  |  |  | 93060
06111 |  | California | Ventura | 1398811 | 78823313 | 97544312 | 56113453 | 127 | 127_1_3100 | VINTAGE PRODUCTION CALIFORNIA LLC, S. MO | [7 empty] | 211111 | -119.0284 | 34.3416 |  | 106 | 999 |  |  |  | 93060
06111 |  | California | Ventura | 1398811 | 78823413 | 97546512 | 56113453 | 126 | 126_1_3100 | VINTAGE PRODUCTION CALIFORNIA LLC, S. MO | 0.0521 | 0.000313 | [5 empty] | 211111 | -119.0284 | 34.3416 |  | 106 | 999 |  |  |  | 93060
06111 |  | California | Ventura | 1398811 | 78823513 | 97545312 | 56113453 | 138 | 138_1_3100 | VINTAGE PRODUCTION CALIFORNIA LLC, S. MO | [7 empty] | 211111 | -119.0284 | 34.3416 |  | 106 | 999 |  |  |  | 93060
06111 |  | California | Ventura | 1398811 | 78823613 | 97545212 | 56113453 | 137 | 137_1_3100 | VINTAGE PRODUCTION CALIFORNIA LLC, S. MO | [7 empty] | 211111 | -119.0284 | 34.3416 |  | 106 | 999 |  |  |  | 93060
06111 |  | California | Ventura | 1398811 | 78823913 | 97544912 | 56113453 | 134 | 134_1_3100 | VINTAGE PRODUCTION CALIFORNIA LLC, S. MO | [7 empty] | 211111 | -119.0284 | 34.3416 |  | 106 | 999 |  |  |  | 93060
06111 |  | California | Ventura | 1398811 | 78824113 | 97544712 | 56113453 | 132 | 132_1_3100 | VINTAGE PRODUCTION CALIFORNIA LLC, S. MO | [7 empty] | 211111 | -119.0284 | 34.3416 |  | 106 | 999 |  |  |  | 93060
06111 |  | California | Ventura | 1398811 | 78824213 | 97544612 | 56113453 | 131 | 131_1_3100 | VINTAGE PRODUCTION CALIFORNIA LLC, S. MO | [7 empty] | 211111 | -119.0284 | 34.3416 |  | 106 | 999 |  |  |  | 93060
06111 |  | California | Ventura | 1398811 | 78824613 | 97536812 | 56113453 | 140 | 140_1_3100 | VINTAGE PRODUCTION CALIFORNIA LLC, S. MO | [7 empty] | 211111 | -119.0284 | 34.3416 |  | 106 | 999 |  |  |  | 93060
06111 |  | California | Ventura | 1399011 | 43909813 | 97825212 | 56113454 | 1 | 1_1_403010 | VINTAGE PRODUCTION CALIFORNIA LLC | [7 empty] | 211111 | -118.8692 | 34.3694 |  | 106 | 999 |  |  |  | 93015 |  | R63-0036
06111 |  | California | Ventura | 1399011 | 43911513 | 41728012 | 56113454 | 302 | 302 | VINTAGE PRODUCTION CALIFORNIA LLC |  |  | 27 | 0.7 | 500 | 3.5 |  | 211111 | -118.8692 | 34.3694 |  | 106 | 999 |  |  |  | 93015 |  | R63-0040
06111 |  | California | Ventura | 1399011 | 43911613 | 41728312 | 56113454 | 304 | 304 | VINTAGE PRODUCTION CALIFORNIA LLC |  |  | 15 | 0.5 | 500 | 3.4 |  | 211111 | -118.8692 | 34.3694 |  | 106 | 999 |  |  |  | 93015 |  | R63-0036&R63-0040
06111 |  | California | Ventura | 1399011 | 43912313 | 97824512 | 56113454 | 16 | 16_1_31000 | VINTAGE PRODUCTION CALIFORNIA LLC | [7 empty] | 211111 | -118.8692 | 34.3694 |  | 106 | 999 |  |  |  | 93015 |  | R63-0036
06111 |  | California | Ventura | 1399011 | 43913113 | 97822612 | 56113454 | 27 | 27_1_31000 | VINTAGE PRODUCTION CALIFORNIA LLC | [7 empty] | 211111 | -118.8692 | 34.3694 |  | 106 | 999 |  |  |  | 93015 |  | R63-0036
06111 |  | California | Ventura | 15681811 | 100200313 | 97701412 | 5611347915 | 1 | 1_1_310001 | TRI VALLEY OIL/HUNSUCKER LEASE | [7 empty] | 211111 | -119.1041 | 34.2017 |  |  | 999 |  |  |  | 93032
06111 |  | California | Ventura | 1571011 | 45227113 | 97398712 | 5611341151 | 6 | 6_1_310001 | RIDGEWAY CORPORATION | [7 empty] | 211111 | -119.0349 | 34.4227 |  | 106 | 999 |  |  |  | 93060 |  | R63-0036
06111 |  | California | Ventura | 1571011 | 45227413 | 97398412 | 5611341151 | 3 | 3_1_310001 | RIDGEWAY CORPORATION | [7 empty] | 211111 | -119.0349 | 34.4227 |  | 106 | 999 |  |  |  | 93060 |  | R63-0036
06111 |  | California | Ventura | 1571011 | 45227513 | 97398512 | 5611341151 | 4 | 4_1_310001 | RIDGEWAY CORPORATION | [7 empty] | 211111 | -119.0349 | 34.4227 |  | 106 | 999 |  |  |  | 93060 |  | R63-0036
06111 |  | California | Ventura | 1571111 | 45227013 | 97701012 | 5611341156 | 3 | 3_1_310001 | THE TERMO COMPANY | [7 empty] | 211111 | -119.1716 | 34.414 |  | 106 | 999 |  |  |  | 93023 |  | R63-0036
06111 |  | California | Ventura | 1571311 | 45225813 | 97662812 | 5611341162 | 7 | 7_1_310001 | ASTARTA OIL COMPANY | [7 empty] | 211111 | -119.1059 | 34.4314 |  | 106 | 999 |  |  |  | 93060 |  | R63-0036
06111 |  | California | Ventura | 1571411 | 45224913 | 97185212 | 5611341164 | 4 | 4_1_310001 | CMP ONE LIMITED PARTNERSHIP | [7 empty] | 211111 | -119.2309 | 34.4292 |  |  | 999 |  |  |  | 93023 |  | R63-0036
06111 |  | California | Ventura | 1571411 | 45225313 | 97184712 | 5611341164 | 8 | 8_2_310002 | CMP ONE LIMITED PARTNERSHIP | [7 empty] | 211111 | -119.2309 | 34.4292 |  |  | 999 |  |  |  | 93023 |  | R63-0036
06111 |  | California | Ventura | 1571711 | 45223813 | 97885412 | 5611341171 | 1 | 1_1_310001 | WEST STATES ENERGY | [7 empty] | 211111 | -119.1459 | 34.4235 |  | 106 | 999 |  |  |  | 93060 |  | R63-0036
06111 |  | California | Ventura | 1572011 | 45222813 | 97297712 | 5611341179 | 3 | 3_1_310001 | THE TERMO COMPANY | [7 empty] | 211111 | -119.1592 | 34.3971 |  | 106 | 999 |  |  |  | 93060 |  | R63-0036
06111 |  | California | Ventura | 1572011 | 45223113 | 97297412 | 5611341179 | 1 | 1_1_310001 | THE TERMO COMPANY | [7 empty] | 211111 | -119.1592 | 34.3971 |  | 106 | 999 |  |  |  | 93060 |  | R63-0036
06111 |  | California | Ventura | 1573411 | 45216213 | 97966312 | 5611341241 | 1 | 1_1_310001 | RICHARDSON RANCH LSE | [7 empty] | 211111 | -119.0382 | 34.3342 |  | 106 | 999 |  |  |  | 93060 |  | R63-0036
06111 |  | California | Ventura | 1573511 | 45215613 | 97295112 | 5611341242 | 3 | 3_1_310001 | ROSE KATHERINE STONE | [7 empty] | 211111 | -119.128 | 34.4445 |  | 106 | 999 |  |  |  | 93023 |  | R63-0036
06111 |  | California | Ventura | 1573611 | 45215513 | 97427412 | 5611341248 | 1 | 1_1_310001 | THOMPSON OIL COMPANY, INC. | [7 empty] | 211111 | -118.706 | 34.4341 |  | 106 | 999 |  |  |  | 93040 |  | R63-0036
06111 |  | California | Ventura | 1573911 | 45213313 | 97707112 | 5611341251 | 1 | 1_1_310001 | SENECA RESOURCES CORP. | [7 empty] | 211111 | -118.8872 | 34.4908 |  | 106 | 999 |  |  |  | 93060 |  | R63-0036
06111 |  | California | Ventura | 1574011 | 45212613 | 97180412 | 5611341252 | 3 | 3_1_310001 | IBSEN RESOURCES MANAGEMENT INC | [7 empty] | 211111 | -119.1243 | 34.2976 |  | 106 | 999 |  |  |  | 93004 |  | R63-0036
06111 |  | California | Ventura | 1574711 | 45062213 | 97969312 | 56113457 | 6 | 6_2_403010 | VINTAGE PRODUCTION CALIFORNIA LLC | [7 empty] | 211111 | -118.7135 | 34.3599 |  | 106 | 999 |  |  |  | 93040 |  | R63-0036
06111 |  | California | Ventura | 1574711 | 45062213 | 97970112 | 56113457 | 6 | 6_3_403010 | VINTAGE PRODUCTION CALIFORNIA LLC | [7 empty] | 211111 | -118.7135 | 34.3599 |  | 106 | 999 |  |  |  | 93040 |  | R63-0036
06111 |  | California | Ventura | 1574711 | 45062313 | 97969912 | 56113457 | 4 | 4_2_403010 | VINTAGE PRODUCTION CALIFORNIA LLC | [7 empty] | 211111 | -118.7135 | 34.3599 |  | 106 | 999 |  |  |  | 93040 |  | R63-0036
06111 |  | California | Ventura | 1574711 | 45062313 | 97970012 | 56113457 | 4 | 4_3_403010 | VINTAGE PRODUCTION CALIFORNIA LLC | [7 empty] | 211111 | -118.7135 | 34.3599 |  | 106 | 999 |  |  |  | 93040 |  | R63-0036
06111 |  | California | Ventura | 1574711 | 45062413 | 97968812 | 56113457 | 3 | 3_2_403010 | VINTAGE PRODUCTION CALIFORNIA LLC | [7 empty] | 211111 | -118.7135 | 34.3599 |  | 106 | 999 |  |  |  | 93040 |  | R63-0036
06111 |  | California | Ventura | 1574711 | 45062413 | 97968912 | 56113457 | 3 | 3_3_403010 | VINTAGE PRODUCTION CALIFORNIA LLC | [7 empty] | 211111 | -118.7135 | 34.3599 |  | 106 | 999 |  |  |  | 93040 |  | R63-0036
06111 |  | California | Ventura | 1574711 | 45063013 | 97970212 | 56113457 | 7 | 7_2_403010 | VINTAGE PRODUCTION CALIFORNIA LLC | [7 empty] | 211111 | -118.7135 | 34.3599 |  | 106 | 999 |  |  |  | 93040 |  | R63-0036
06111 |  | California | Ventura | 1574711 | 45063013 | 97970312 | 56113457 | 7 | 7_3_403010 | VINTAGE PRODUCTION CALIFORNIA LLC | [7 empty] | 211111 | -118.7135 | 34.3599 |  | 106 | 999 |  |  |  | 93040 |  | R63-0036
06111 |  | California | Ventura | 1574711 | 45063113 | 97969612 | 56113457 | 16 | 16_1_40301 | VINTAGE PRODUCTION CALIFORNIA LLC | [7 empty] | 211111 | -118.7135 | 34.3599 |  | 106 | 999 |  |  |  | 93040 |  | R63-0036
06111 |  | California | Ventura | 1574711 | 45063213 | 97970412 | 56113457 | 8 | 8_2_403010 | VINTAGE PRODUCTION CALIFORNIA LLC | [7 empty] | 211111 | -118.7135 | 34.3599 |  | 106 | 999 |  |  |  | 93040 |  | R63-0036
06111 |  | California | Ventura | 1574711 | 45063313 | 97969212 | 56113457 | 5 | 5_3_403010 | VINTAGE PRODUCTION CALIFORNIA LLC | [7 empty] | 211111 | -118.7135 | 34.3599 |  | 106 | 999 |  |  |  | 93040
06111 |  | California | Ventura | 1574711 | 45063313 | 97970512 | 56113457 | 5 | 5_2_403010 | VINTAGE PRODUCTION CALIFORNIA LLC | [7 empty] | 211111 | -118.7135 | 34.3599 |  | 106 | 999 |  |  |  | 93040
06111 |  | California | Ventura | 1574711 | 45063413 | 97969112 | 56113457 | 10 | 10_1_40301 | VINTAGE PRODUCTION CALIFORNIA LLC | [7 empty] | 211111 | -118.7135 | 34.3599 |  | 106 | 999 |  |  |  | 93040 |  | R63-0036
06111 |  | California | Ventura | 1574711 | 45063513 | 97969712 | 56113457 | 17 | 17_1_40301 | VINTAGE PRODUCTION CALIFORNIA LLC | [7 empty] | 211111 | -118.7135 | 34.3599 |  | 106 | 999 |  |  |  | 93040 |  | R63-0036
06111 |  | California | Ventura | 1574711 | 45063513 | 97969812 | 56113457 | 17 | 17_2_40301 | VINTAGE PRODUCTION CALIFORNIA LLC | [7 empty] | 211111 | -118.7135 | 34.3599 |  | 106 | 999 |  |  |  | 93040 |  | R63-0036
06111 |  | California | Ventura | 1574711 | 45063613 | 97969012 | 56113457 | 9 | 9_1_403010 | VINTAGE PRODUCTION CALIFORNIA LLC | [7 empty] | 211111 | -118.7135 | 34.3599 |  | 106 | 999 |  |  |  | 93040 |  | R63-0036
06111 |  | California | Ventura | 1574711 | 45063813 | 97969512 | 56113457 | 15 | 15_1_40301 | VINTAGE PRODUCTION CALIFORNIA LLC | [7 empty] | 211111 | -118.7135 | 34.3599 |  | 106 | 999 |  |  |  | 93040 |  | R63-0036
06111 |  | California | Ventura | 1574711 | 45063913 | 97970712 | 56113457 | 13 | 13_2_40301 | VINTAGE PRODUCTION CALIFORNIA LLC | [7 empty] | 211111 | -118.7135 | 34.3599 |  | 106 | 999 |  |  |  | 93040
06111 |  | California | Ventura | 1574711 | 45064013 | 97969412 | 56113457 | 11 | 11_1_40301 | VINTAGE PRODUCTION CALIFORNIA LLC | [7 empty] | 211111 | -118.7135 | 34.3599 |  | 106 | 999 |  |  |  | 93040 |  | R63-0036
06111 |  | California | Ventura | 1574711 | 45064013 | 97970612 | 56113457 | 11 | 11_2_40301 | VINTAGE PRODUCTION CALIFORNIA LLC | [7 empty] | 211111 | -118.7135 | 34.3599 |  | 106 | 999 |  |  |  | 93040
06111 |  | California | Ventura | 1574711 | 45064413 | 42768512 | 56113457 | 18 | 3 | VINTAGE PRODUCTION CALIFORNIA LLC |  |  | 20 | 1.5 | 600 | 19.6 |  | 211111 | -118.7135 | 34.3599 |  | 106 | 999 |  |  |  | 93040 |  | R63-0036
06111 |  | California | Ventura | 1574711 | 45064613 | 42768912 | 56113457 | 12 | 1 | VINTAGE PRODUCTION CALIFORNIA LLC |  |  | 20 | 1.5 | 600 | 19.6 |  | 211111 | -118.7135 | 34.3599 |  | 106 | 999 |  |  |  | 93040 |  | R63-0036
06111 |  | California | Ventura | 1588811 | 45178013 | 97283412 | 56113418 | 4 | 4_3_403010 | EQUILON PIPELINE COMPANY LLC | [7 empty] | 486110 | -119.2862 | 34.3091 |  | 106 | 999 |  |  |  | 93001 |  | R63-0036
06111 |  | California | Ventura | 1588811 | 45178013 | 97283512 | 56113418 | 4 | 4_4_403010 | EQUILON PIPELINE COMPANY LLC | [7 empty] | 486110 | -119.2862 | 34.3091 |  | 106 | 999 |  |  |  | 93001 |  | R63-0036
06111 |  | California | Ventura | 1588811 | 45178113 | 97282512 | 56113418 | 7 | 7_3_403010 | EQUILON PIPELINE COMPANY LLC | [7 empty] | 486110 | -119.2862 | 34.3091 |  | 106 | 999 |  |  |  | 93001 |  | R63-0036
06111 |  | California | Ventura | 1588811 | 45178113 | 97282612 | 56113418 | 7 | 7_4_403010 | EQUILON PIPELINE COMPANY LLC | [7 empty] | 486110 | -119.2862 | 34.3091 |  | 106 | 999 |  |  |  | 93001 |  | R63-0036
06111 |  | California | Ventura | 1588811 | 45178213 | 97282112 | 56113418 | 5 | 5_3_403010 | EQUILON PIPELINE COMPANY LLC | [7 empty] | 486110 | -119.2862 | 34.3091 |  | 106 | 999 |  |  |  | 93001 |  | R63-0036
06111 |  | California | Ventura | 1588811 | 45178213 | 97282212 | 56113418 | 5 | 5_4_403010 | EQUILON PIPELINE COMPANY LLC | [7 empty] | 486110 | -119.2862 | 34.3091 |  | 106 | 999 |  |  |  | 93001 |  | R63-0036
06111 |  | California | Ventura | 1588811 | 45178313 | 97282712 | 56113418 | 2 | 2_1_403010 | EQUILON PIPELINE COMPANY LLC | [7 empty] | 486110 | -119.2862 | 34.3091 |  | 106 | 999 |  |  |  | 93001 |  | R63-0036
06111 |  | California | Ventura | 1588811 | 45178313 | 97282912 | 56113418 | 2 | 2_2_403010 | EQUILON PIPELINE COMPANY LLC | [7 empty] | 486110 | -119.2862 | 34.3091 |  | 106 | 999 |  |  |  | 93001 |  | R63-0036
06111 |  | California | Ventura | 1588811 | 45178413 | 97281812 | 56113418 | 1 | 1_2_403010 | EQUILON PIPELINE COMPANY LLC | [7 empty] | 486110 | -119.2862 | 34.3091 |  | 106 | 999 |  |  |  | 93001 |  | R63-0036
06111 |  | California | Ventura | 1588811 | 45178413 | 97282812 | 56113418 | 1 | 1_1_403010 | EQUILON PIPELINE COMPANY LLC | [7 empty] | 486110 | -119.2862 | 34.3091 |  | 106 | 999 |  |  |  | 93001 |  | R63-0036
06111 |  | California | Ventura | 1588811 | 45178513 | 97281512 | 56113418 | 6 | 6_3_403010 | EQUILON PIPELINE COMPANY LLC | [7 empty] | 486110 | -119.2862 | 34.3091 |  | 106 | 999 |  |  |  | 93001 |  | R63-0036
06111 |  | California | Ventura | 1588811 | 45178513 | 97281612 | 56113418 | 6 | 6_4_403010 | EQUILON PIPELINE COMPANY LLC | [7 empty] | 486110 | -119.2862 | 34.3091 |  | 106 | 999 |  |  |  | 93001 |  | R63-0036
06111 |  | California | Ventura | 1588811 | 45178613 | 97283112 | 56113418 | 3 | 3_2_403010 | EQUILON PIPELINE COMPANY LLC | [7 empty] | 486110 | -119.2862 | 34.3091 |  | 106 | 999 |  |  |  | 93001 |  | R63-0036
06111 |  | California | Ventura | 1589011 | 45177113 | 97432612 | 561134191 | 7 | 7_1_310002 | SILVER EXPLORATION CO. INC. | 0.04 | 0.04 | [5 empty] | 211111 | -119.1245 | 34.4356 |  | 106 | 999 |  |  |  | 93060 |  | R63-0036
06111 |  | California | Ventura | 1589011 | 45177313 | 97432712 | 561134191 | 1 | 1_1_310001 | SILVER EXPLORATION CO. INC. | [7 empty] | 211111 | -119.1245 | 34.4356 |  | 106 | 999 |  |  |  | 93060 |  | R63-0036
06111 |  | California | Ventura | 1605111 | 45210813 | 97398912 | 5611341264 | 1 | 1_1_310001 | MAVERICK OIL | [7 empty] | 211111 | -119.2895 | 34.3803 |  | 106 | 999 |  |  |  | 93023 |  | R63-0036
06111 |  | California | Ventura | 1605711 | 45208013 | 97244912 | 5611341278 | 1 | 1_1_310001 | ELLWOOD PIPELINE AVE. METERS | [7 empty] | 486110 | -119.2909 | 34.3118 |  |  | 999 |  |  |  | 93513 |  | R63-0036
06111 |  | California | Ventura | 1605811 | 45207913 | 97426912 | 5611341279 | 1 | 1_1_310001 | ELLWOOD PIPELINE UNION MARINE | [7 empty] | 486110 | -119.2575 | 34.2439 |  |  | 999 |  |  |  | 93513 |  | R63-0036
06111 |  | California | Ventura | 1606411 | 45202013 | 97977712 | 56113412 | 14 | 14_1_31000 | TENBY INC. | [7 empty] | 211111 | -119.1258 | 34.1957 |  | 106 | 999 |  |  |  | 93030 |  | R63-0040
06111 |  | California | Ventura | 1606411 | 45202013 | 97977812 | 56113412 | 14 | 14_2_31000 | TENBY INC. | 0.90749 | 1.1501 | [5 empty] | 211111 | -119.1258 | 34.1957 |  | 106 | 999 |  |  |  | 93030 |  | R63-0040
06111 |  | California | Ventura | 1606411 | 45202613 | 97977512 | 56113412 | 13 | 13_1_31000 | TENBY INC. | [7 empty] | 211111 | -119.1258 | 34.1957 |  | 106 | 999 |  |  |  | 93030 |  | R63-0040
06111 |  | California | Ventura | 1606411 | 45202613 | 97977612 | 56113412 | 13 | 13_2_31000 | TENBY INC. | 1.0535 | 1.1506 | [5 empty] | 211111 | -119.1258 | 34.1957 |  | 106 | 999 |  |  |  | 93030 |  | R63-0040
06111 |  | California | Ventura | 1606411 | 45203513 | 97977312 | 56113412 | 11 | 11_1_31000 | TENBY INC. | [7 empty] | 211111 | -119.1258 | 34.1957 |  | 106 | 999 |  |  |  | 93030 |  | R63-0040
06111 |  | California | Ventura | 1606411 | 45204013 | 97981012 | 56113412 | 1 | 1_1_310001 | TENBY INC. | [7 empty] | 211111 | -119.1258 | 34.1957 |  | 106 | 999 |  |  |  | 93030 |  | R63-0036
06111 |  | California | Ventura | 1606411 | 45204113 | 97977412 | 56113412 | 12 | 12_1_31000 | TENBY INC. | 0.56656 | 0.6637 | [5 empty] | 211111 | -119.1258 | 34.1957 |  | 106 | 999 |  |  |  | 93030 |  | R63-0040
06111 |  | California | Ventura | 1609311 | 45186813 | 97258912 | 5611341498 | 4 | 4_1_310001 | SHERWIN D. YOELIN/HILL LEASE | [7 empty] | 211111 | -119.0599 | 34.3312 |  | 106 | 999 |  |  |  | 93066 |  | R63-0036
06111 |  | California | Ventura | 1609311 | 45187013 | 97258512 | 5611341498 | 1 | 1_1_310001 | SHERWIN D. YOELIN/HILL LEASE | [7 empty] | 211111 | -119.0599 | 34.3312 |  | 106 | 999 |  |  |  | 93066 |  | R63-0036
06111 |  | California | Ventura | 1699311 | 45126913 | 97302812 | 56113461 | 108 | 108_3_4030 | SOUTHERN CALIF GAS COMPANY | [7 empty] | 486210 | -119.2968 | 34.2981 |  | 106 | 999 |  |  |  | 93001 |  | R63-0036
06111 |  | California | Ventura | 1699311 | 45127213 | 97302912 | 56113461 | 110 | 110_3_4030 | SOUTHERN CALIF GAS COMPANY | [7 empty] | 486210 | -119.2968 | 34.2981 |  | 106 | 999 |  |  |  | 93001 |  | R63-0036
06111 |  | California | Ventura | 2077811 | 42305613 | 97303412 | 561134884 | 3 | 3_1_310001 | T.E. ADAMS PETROLEUM CORP. | [7 empty] | 211111 | -118.712 | 34.4312 |  | 106 | 999 |  |  |  | 93015 |  | R63-0036
06111 |  | California | Ventura | 2078011 | 42286713 | 97917512 | 5611348 | 114 | 114_1_4030 | VINTAGE PRODUCTION CALIFORNIA LLC | [7 empty] | 211111 | -119.3464 | 34.3233 |  | 106 | 999 |  |  |  | 93001 |  | R63-0036
06111 |  | California | Ventura | 2078011 | 42292413 | 97920112 | 5611348 | 126 | 126_1_4030 | VINTAGE PRODUCTION CALIFORNIA LLC | [7 empty] | 211111 | -119.3464 | 34.3233 |  | 106 | 999 |  |  |  | 93001 |  | R63-0036
06111 |  | California | Ventura | 2078011 | 42295213 | 97926212 | 5611348 | 123 | 123_1_4030 | VINTAGE PRODUCTION CALIFORNIA LLC | [7 empty] | 211111 | -119.3464 | 34.3233 |  | 106 | 999 |  |  |  | 93001 |  | R63-0036
06111 |  | California | Ventura | 2078011 | 42295613 | 97921012 | 5611348 | 109 | 109_1_4030 | VINTAGE PRODUCTION CALIFORNIA LLC | [7 empty] | 211111 | -119.3464 | 34.3233 |  | 106 | 999 |  |  |  | 93001 |  | R63-0036
06111 |  | California | Ventura | 2078011 | 42295713 | 97917212 | 5611348 | 110 | 110_1_4030 | VINTAGE PRODUCTION CALIFORNIA LLC | [7 empty] | 211111 | -119.3464 | 34.3233 |  | 106 | 999 |  |  |  | 93001 |  | R63-0036
06111 |  | California | Ventura | 2078011 | 42295813 | 97917312 | 5611348 | 111 | 111_1_4030 | VINTAGE PRODUCTION CALIFORNIA LLC | [7 empty] | 211111 | -119.3464 | 34.3233 |  | 106 | 999 |  |  |  | 93001 |  | R63-0036
06111 |  | California | Ventura | 2078011 | 42298713 | 97925712 | 5611348 | 68 | 68_1_40301 | VINTAGE PRODUCTION CALIFORNIA LLC | [7 empty] | 211111 | -119.3464 | 34.3233 |  | 106 | 999 |  |  |  | 93001 |  | R63-0036
06111 |  | California | Ventura | 2078011 | 42298813 | 97925812 | 5611348 | 69 | 69_1_40301 | VINTAGE PRODUCTION CALIFORNIA LLC | [7 empty] | 211111 | -119.3464 | 34.3233 |  | 106 | 999 |  |  |  | 93001 |  | R63-0040
06111 |  | California | Ventura | 2078011 | 42299013 | 97915812 | 5611348 | 70 | 70_1_31000 | VINTAGE PRODUCTION CALIFORNIA LLC | [7 empty] | 211111 | -119.3464 | 34.3233 |  | 106 | 999 |  |  |  | 93001 |  | R63-0036
06111 |  | California | Ventura | 2078011 | 42299313 | 97915912 | 5611348 | 73 | 73_1_31000 | VINTAGE PRODUCTION CALIFORNIA LLC | [7 empty] | 211111 | -119.3464 | 34.3233 |  | 106 | 999 |  |  |  | 93001 |  | R63-0036
06111 |  | California | Ventura | 2078011 | 42299513 | 97916512 | 5611348 | 76 | 76_1_40301 | VINTAGE PRODUCTION CALIFORNIA LLC | [7 empty] | 211111 | -119.3464 | 34.3233 |  | 106 | 999 |  |  |  | 93001 |  | R63-0036
06111 |  | California | Ventura | 2078011 | 42300213 | 97923512 | 5611348 | 82 | 82_1_40301 | VINTAGE PRODUCTION CALIFORNIA LLC | [7 empty] | 211111 | -119.3464 | 34.3233 |  | 106 | 999 |  |  |  | 93001 |  | R63-0036
06111 |  | California | Ventura | 2078011 | 42300413 | 97918612 | 5611348 | 84 | 84_1_40301 | VINTAGE PRODUCTION CALIFORNIA LLC | [7 empty] | 211111 | -119.3464 | 34.3233 |  | 106 | 999 |  |  |  | 93001 |  | R63-0036
06111 |  | California | Ventura | 2078011 | 42301213 | 97921212 | 5611348 | 59 | 59_1_40301 | VINTAGE PRODUCTION CALIFORNIA LLC | [7 empty] | 211111 | -119.3464 | 34.3233 |  | 106 | 999 |  |  |  | 93001 |  | R63-0036
06111 |  | California | Ventura | 2078011 | 42301513 | 97916112 | 5611348 | 49 | 49_1_31000 | VINTAGE PRODUCTION CALIFORNIA LLC | [7 empty] | 211111 | -119.3464 | 34.3233 |  | 106 | 999 |  |  |  | 93001 |  | R63-0036
06111 |  | California | Ventura | 2078011 | 42302813 | 97921312 | 5611348 | 60 | 60_1_40301 | VINTAGE PRODUCTION CALIFORNIA LLC | [7 empty] | 211111 | -119.3464 | 34.3233 |  | 106 | 999 |  |  |  | 93001 |  | R63-0036
06111 |  | California | Ventura | 2078011 | 42302913 | 97921412 | 5611348 | 61 | 61_1_40301 | VINTAGE PRODUCTION CALIFORNIA LLC | [7 empty] | 211111 | -119.3464 | 34.3233 |  | 106 | 999 |  |  |  | 93001 |  | R63-0036
06111 |  | California | Ventura | 2078011 | 42303013 | 97914212 | 5611348 | 62 | 62_1_31000 | VINTAGE PRODUCTION CALIFORNIA LLC | [7 empty] | 211111 | -119.3464 | 34.3233 |  | 106 | 999 |  |  |  | 93001 |  | R63-0036
06111 |  | California | Ventura | 2078011 | 42303113 | 97922812 | 5611348 | 63 | 63_1_40301 | VINTAGE PRODUCTION CALIFORNIA LLC | [7 empty] | 211111 | -119.3464 | 34.3233 |  | 106 | 999 |  |  |  | 93001 |  | R63-0036
06111 |  | California | Ventura | 2078011 | 42303913 | 97914112 | 5611348 | 57 | 57_1_31000 | VINTAGE PRODUCTION CALIFORNIA LLC | [7 empty] | 211111 | -119.3464 | 34.3233 |  | 106 | 999 |  |  |  | 93001 |  | R63-0036
06111 |  | California | Ventura | 2078011 | 42304113 | 97914412 | 5611348 | 1 | 1_1_310001 | VINTAGE PRODUCTION CALIFORNIA LLC | [7 empty] | 211111 | -119.3464 | 34.3233 |  | 106 | 999 |  |  |  | 93001 |  | R63-0036
06111 |  | California | Ventura | 2078511 | 42284413 | 97896012 | 561134934 | 3 | 3_1_310001 | CHEMASSIST, L.L.C. | [7 empty] | 211111 | -118.8695 | 34.3694 |  | 106 | 999 |  |  |  | 93015 |  | R63-0036
06111 |  | California | Ventura | 2091011 | 42280813 | 97463812 | 561134939 | 31 | 31_1_40301 | VINTAGE PRODUCTION CALIFORNIA LLC | [7 empty] | 211111 | -119.0391 | 34.4244 |  | 106 | 999 |  |  |  | 93060 |  | R63-0036
06111 |  | California | Ventura | 2091011 | 42280913 | 97464312 | 561134939 | 30 | 30_1_40301 | VINTAGE PRODUCTION CALIFORNIA LLC | [7 empty] | 211111 | -119.0391 | 34.4244 |  | 106 | 999 |  |  |  | 93060 |  | R63-0036
06111 |  | California | Ventura | 2091011 | 42281113 | 97464212 | 561134939 | 28 | 28_1_40301 | VINTAGE PRODUCTION CALIFORNIA LLC | [7 empty] | 211111 | -119.0391 | 34.4244 |  | 106 | 999 |  |  |  | 93060 |  | R63-0036
06111 |  | California | Ventura | 2091011 | 42282213 | 97463512 | 561134939 | 4 | 4_1_310001 | VINTAGE PRODUCTION CALIFORNIA LLC | [7 empty] | 211111 | -119.0391 | 34.4244 |  | 106 | 999 |  |  |  | 93060 |  | R63-0036
06111 |  | California | Ventura | 2091011 | 42283513 | 97462112 | 561134939 | 13 | 13_1_31000 | VINTAGE PRODUCTION CALIFORNIA LLC | [7 empty] | 211111 | -119.0391 | 34.4244 |  | 106 | 999 |  |  |  | 93060 |  | R63-0036
06111 |  | California | Ventura | 2091011 | 42283813 | 97461112 | 561134939 | 22 | 22_2_31000 | VINTAGE PRODUCTION CALIFORNIA LLC | [7 empty] | 211111 | -119.0391 | 34.4244 |  | 106 | 999 |  |  |  | 93060 |  | R63-0036
06111 |  | California | Ventura | 2091011 | 42283813 | 97461312 | 561134939 | 22 | 22_1_31000 | VINTAGE PRODUCTION CALIFORNIA LLC | 0.05615 | 0.0003369 | [5 empty] | 211111 | -119.0391 | 34.4244 |  | 106 | 999 |  |  |  | 93060 |  | R63-0040
06111 |  | California | Ventura | 2091411 | 42276413 | 97658012 | 561134959 | 11003 | 11003_1_40 | MIRADA PETROLEUM INC. | [7 empty] | 211111 | -118.7382 | 34.4363 |  | 106 | 999 |  |  |  | 93015 |  | R63-0036
06111 |  | California | Ventura | 2091411 | 42276413 | 97658112 | 561134959 | 11003 | 11003_2_40 | MIRADA PETROLEUM INC. | [7 empty] | 211111 | -118.7382 | 34.4363 |  | 106 | 999 |  |  |  | 93015 |  | R63-0036
06111 |  | California | Ventura | 2091411 | 42276613 | 97657912 | 561134959 | 11002 | 11002_1_40 | MIRADA PETROLEUM INC. | [7 empty] | 211111 | -118.7382 | 34.4363 |  | 106 | 999 |  |  |  | 93015 |  | R63-0036
06111 |  | California | Ventura | 2091411 | 42276713 | 97658312 | 561134959 | 11008 | 11008_1_40 | MIRADA PETROLEUM INC. | [7 empty] | 211111 | -118.7382 | 34.4363 |  | 106 | 999 |  |  |  | 93015 |  | R63-0036
06111 |  | California | Ventura | 2091411 | 42276813 | 97658712 | 561134959 | 11011 | 11011_1_40 | MIRADA PETROLEUM INC. | [7 empty] | 211111 | -118.7382 | 34.4363 |  | 106 | 999 |  |  |  | 93015 |  | R63-0036
06111 |  | California | Ventura | 2091411 | 42277013 | 97657812 | 561134959 | 11009 | 11009_2_40 | MIRADA PETROLEUM INC. | [7 empty] | 211111 | -118.7382 | 34.4363 |  | 106 | 999 |  |  |  | 93015 |  | R63-0036
06111 |  | California | Ventura | 2091411 | 42277013 | 97658412 | 561134959 | 11009 | 11009_1_40 | MIRADA PETROLEUM INC. | [7 empty] | 211111 | -118.7382 | 34.4363 |  | 106 | 999 |  |  |  | 93015 |  | R63-0036
06111 |  | California | Ventura | 2091411 | 42277113 | 97658212 | 561134959 | 11005 | 11005_1_40 | MIRADA PETROLEUM INC. | [7 empty] | 211111 | -118.7382 | 34.4363 |  | 106 | 999 |  |  |  | 93015 |  | R63-0036
06111 |  | California | Ventura | 2091411 | 42277213 | 97658512 | 561134959 | 11010 | 11010_1_40 | MIRADA PETROLEUM INC. | [7 empty] | 211111 | -118.7382 | 34.4363 |  | 106 | 999 |  |  |  | 93015 |  | R63-0036
06111 |  | California | Ventura | 2091411 | 42277213 | 97658612 | 561134959 | 11010 | 11010_2_40 | MIRADA PETROLEUM INC. | [7 empty] | 211111 | -118.7382 | 34.4363 |  | 106 | 999 |  |  |  | 93015 |  | R63-0036
06111 |  | California | Ventura | 2091411 | 42277913 | 97657112 | 561134959 | 2 | 2_1_310001 | MIRADA PETROLEUM INC. | [7 empty] | 211111 | -118.7382 | 34.4363 |  | 106 | 999 |  |  |  | 93015 |  | R63-0036
06111 |  | California | Ventura | 2091611 | 42272113 | 97394612 | 561134970 | 33 | 33_1_31000 | DOS CUADRAS OFFSHORE RESOURCES, L. | [7 empty] | 211111 | -119.4234 | 34.3552 |  | 106 | 999 |  |  |  | 93001 |  | R63-0036
06111 |  | California | Ventura | 2091611 | 42272413 | 97393212 | 561134970 | 46 | 46_1_31000 | DOS CUADRAS OFFSHORE RESOURCES, L. | [7 empty] | 211111 | -119.4234 | 34.3552 |  | 106 | 999 |  |  |  | 93001 |  | R63-0036
06111 |  | California | Ventura | 2091611 | 42272513 | 97393112 | 561134970 | 45 | 45_1_31000 | DOS CUADRAS OFFSHORE RESOURCES, L. | [7 empty] | 211111 | -119.4234 | 34.3552 |  | 106 | 999 |  |  |  | 93001 |  | R63-0036
06111 |  | California | Ventura | 2091611 | 42272613 | 97393012 | 561134970 | 44 | 44_1_31000 | DOS CUADRAS OFFSHORE RESOURCES, L. | [7 empty] | 211111 | -119.4234 | 34.3552 |  | 106 | 999 |  |  |  | 93001 |  | R63-0036
06111 |  | California | Ventura | 2091611 | 42273813 | 97392412 | 561134970 | 4 | 4_1_310002 | DOS CUADRAS OFFSHORE RESOURCES, L. | [7 empty] | 211111 | -119.4234 | 34.3552 |  | 106 | 999 |  |  |  | 93001 |  | R63-0036
06111 |  | California | Ventura | 2091611 | 42275413 | 97393912 | 561134970 | 21 | 21_1_31000 | DOS CUADRAS OFFSHORE RESOURCES, L. | [7 empty] | 211111 | -119.4234 | 34.3552 |  | 106 | 999 |  |  |  | 93001 |  | R63-0040
06111 |  | California | Ventura | 2091611 | 42275713 | 97395212 | 561134970 | 51 | 51_1_31000 | DOS CUADRAS OFFSHORE RESOURCES, L. | 0.4944 | 0.4944 | [5 empty] | 211111 | -119.4234 | 34.3552 |  | 106 | 999 |  |  |  | 93001 |  | R63-0036
06111 |  | California | Ventura | 2091611 | 42275913 | 97394512 | 561134970 | 32 | 32_1_31000 | DOS CUADRAS OFFSHORE RESOURCES, L. | [7 empty] | 211111 | -119.4234 | 34.3552 |  | 106 | 999 |  |  |  | 93001 |  | R63-0036
06111 |  | California | Ventura | 2091611 | 42276013 | 97394412 | 561134970 | 31 | 31_1_31000 | DOS CUADRAS OFFSHORE RESOURCES, L. | [7 empty] | 211111 | -119.4234 | 34.3552 |  | 106 | 999 |  |  |  | 93001 |  | R63-0036
06111 |  | California | Ventura | 2091611 | 42276213 | 97392712 | 561134970 | 3 | 3_1_310004 | DOS CUADRAS OFFSHORE RESOURCES, L. | [7 empty] | 211111 | -119.4234 | 34.3552 |  | 106 | 999 |  |  |  | 93001 |  | R63-0040
06111 |  | California | Ventura | 2091911 | 42262113 | 97291512 | 561134984 | 22 | 22_1_31000 | VINTAGE PRODUCTION CALIFORNIA LLC | [7 empty] | 211111 | -118.9234 | 34.3613 |  | 106 | 999 |  |  |  | 93015 |  | R63-0036
06111 |  | California | Ventura | 2091911 | 42262713 | 97291712 | 561134984 | 24 | 24_1_31000 | VINTAGE PRODUCTION CALIFORNIA LLC | [7 empty] | 211111 | -118.9234 | 34.3613 |  | 106 | 999 |  |  |  | 93015 |  | R63-0036
06111 |  | California | Ventura | 2091911 | 42262913 | 97291012 | 561134984 | 16 | 16_1_31000 | VINTAGE PRODUCTION CALIFORNIA LLC | [7 empty] | 211111 | -118.9234 | 34.3613 |  | 106 | 999 |  |  |  | 93015 |  | R63-0036
06111 |  | California | Ventura | 2091911 | 42263213 | 97290912 | 561134984 | 14 | 14_1_31000 | VINTAGE PRODUCTION CALIFORNIA LLC | [7 empty] | 211111 | -118.9234 | 34.3613 |  | 106 | 999 |  |  |  | 93015 |  | R63-0036
06111 |  | California | Ventura | 2091911 | 42263313 | 97291112 | 561134984 | 17 | 17_1_31000 | VINTAGE PRODUCTION CALIFORNIA LLC | [7 empty] | 211111 | -118.9234 | 34.3613 |  | 106 | 999 |  |  |  | 93015 |  | R63-0036
06111 |  | California | Ventura | 2091911 | 42263813 | 97293112 | 561134984 | 11 | 11_1_31000 | VINTAGE PRODUCTION CALIFORNIA LLC | [7 empty] | 211111 | -118.9234 | 34.3613 |  | 106 | 999 |  |  |  | 93015 |  | R63-0036
06111 |  | California | Ventura | 2091911 | 42263913 | 97292912 | 561134984 | 20 | 20_1_31000 | VINTAGE PRODUCTION CALIFORNIA LLC | [7 empty] | 211111 | -118.9234 | 34.3613 |  | 106 | 999 |  |  |  | 93015 |  | R63-0036
06111 |  | California | Ventura | 2091911 | 78936413 | 97291412 | 561134984 | 31 | 31_1_31000 | VINTAGE PRODUCTION CALIFORNIA LLC | [7 empty] | 211111 | -118.9234 | 34.3613 |  | 106 | 999 |  |  |  | 93015
06111 |  | California | Ventura | 2092011 | 100149413 | 97419512 | 561134990 | 340 | 340_1_3100 | SENECA RESOURCES CORPORATION | [7 empty] | 211111 | -118.8955 | 34.4745 |  | 106 | 999 |  |  |  | 93015
06111 |  | California | Ventura | 2092011 | 100149513 | 97419612 | 561134990 | 341 | 341_1_3100 | SENECA RESOURCES CORPORATION | [7 empty] | 211111 | -118.8955 | 34.4745 |  | 106 | 999 |  |  |  | 93015
06111 |  | California | Ventura | 2092011 | 100149713 | 97419812 | 561134990 | 345 | 345_1_3100 | SENECA RESOURCES CORPORATION | [7 empty] | 211111 | -118.8955 | 34.4745 |  | 106 | 999 |  |  |  | 93015
06111 |  | California | Ventura | 2092011 | 100150313 | 97420412 | 561134990 | 403 | 403_1_3100 | SENECA RESOURCES CORPORATION | [7 empty] | 211111 | -118.8955 | 34.4745 |  | 106 | 999 |  |  |  | 93015
06111 |  | California | Ventura | 2092011 | 100150413 | 97420512 | 561134990 | 405 | 405_1_3100 | SENECA RESOURCES CORPORATION | [7 empty] | 211111 | -118.8955 | 34.4745 |  | 106 | 999 |  |  |  | 93015
06111 |  | California | Ventura | 2092011 | 100150613 | 97420712 | 561134990 | 409 | 409_1_3100 | SENECA RESOURCES CORPORATION | [7 empty] | 211111 | -118.8955 | 34.4745 |  | 106 | 999 |  |  |  | 93015
06111 |  | California | Ventura | 2092011 | 100150813 | 97421012 | 561134990 | 412 | 412_1_3100 | SENECA RESOURCES CORPORATION | [7 empty] | 211111 | -118.8955 | 34.4745 |  | 106 | 999 |  |  |  | 93015
06111 |  | California | Ventura | 2092011 | 100151213 | 97421512 | 561134990 | 418 | 418_1_3100 | SENECA RESOURCES CORPORATION | [7 empty] | 211111 | -118.8955 | 34.4745 |  | 106 | 999 |  |  |  | 93015
06111 |  | California | Ventura | 2092011 | 100151513 | 97421812 | 561134990 | 429 | 429_1_3100 | SENECA RESOURCES CORPORATION | [7 empty] | 211111 | -118.8955 | 34.4745 |  | 106 | 999 |  |  |  | 93015
06111 |  | California | Ventura | 2092011 | 100151813 | 97411912 | 561134990 | 11 | 11_1_31000 | SENECA RESOURCES CORPORATION | [7 empty] | 211111 | -118.8955 | 34.4745 |  | 106 | 999 |  |  |  | 93015
06111 |  | California | Ventura | 2092011 | 100151913 | 97412012 | 561134990 | 12 | 12_1_31000 | SENECA RESOURCES CORPORATION | [7 empty] | 211111 | -118.8955 | 34.4745 |  | 106 | 999 |  |  |  | 93015
06111 |  | California | Ventura | 2092011 | 100152013 | 97412112 | 561134990 | 13 | 13_1_31000 | SENECA RESOURCES CORPORATION | [7 empty] | 211111 | -118.8955 | 34.4745 |  | 106 | 999 |  |  |  | 93015
06111 |  | California | Ventura | 2092011 | 100152313 | 97414512 | 561134990 | 16 | 16_1_31000 | SENECA RESOURCES CORPORATION | [7 empty] | 211111 | -118.8955 | 34.4745 |  | 106 | 999 |  |  |  | 93015
06111 |  | California | Ventura | 2092011 | 100152813 | 97415012 | 561134990 | 22 | 22_1_31000 | SENECA RESOURCES CORPORATION | 0.00357 | 0.00357 | [5 empty] | 211111 | -118.8955 | 34.4745 |  | 106 | 999 |  |  |  | 93015
06111 |  | California | Ventura | 2092011 | 100152913 | 97423512 | 561134990 | 206 | 206_1_3100 | SENECA RESOURCES CORPORATION | [7 empty] | 211111 | -118.8955 | 34.4745 |  | 106 | 999 |  |  |  | 93015
06111 |  | California | Ventura | 2092011 | 100153413 | 97417412 | 561134990 | 302 | 302_1_3100 | SENECA RESOURCES CORPORATION | [7 empty] | 211111 | -118.8955 | 34.4745 |  | 106 | 999 |  |  |  | 93015
06111 |  | California | Ventura | 2092011 | 100153713 | 97417212 | 561134990 | 305 | 305_1_3100 | SENECA RESOURCES CORPORATION | [7 empty] | 211111 | -118.8955 | 34.4745 |  | 106 | 999 |  |  |  | 93015
06111 |  | California | Ventura | 2092011 | 100153813 | 97418712 | 561134990 | 308 | 308_1_3100 | SENECA RESOURCES CORPORATION | [7 empty] | 211111 | -118.8955 | 34.4745 |  | 106 | 999 |  |  |  | 93015
06111 |  | California | Ventura | 2092011 | 100154113 | 97415512 | 561134990 | 311 | 311_1_3100 | SENECA RESOURCES CORPORATION | [7 empty] | 211111 | -118.8955 | 34.4745 |  | 106 | 999 |  |  |  | 93015
06111 |  | California | Ventura | 2092011 | 100154713 | 97416112 | 561134990 | 319 | 319_1_3100 | SENECA RESOURCES CORPORATION | [7 empty] | 211111 | -118.8955 | 34.4745 |  | 106 | 999 |  |  |  | 93015
06111 |  | California | Ventura | 2092011 | 100154913 | 97415312 | 561134990 | 102 | 102_1_3100 | SENECA RESOURCES CORPORATION | [7 empty] | 211111 | -118.8955 | 34.4745 |  | 106 | 999 |  |  |  | 93015
06111 |  | California | Ventura | 2092011 | 100155213 | 97417912 | 561134990 | 106 | 106_1_3100 | SENECA RESOURCES CORPORATION | [7 empty] | 211111 | -118.8955 | 34.4745 |  | 106 | 999 |  |  |  | 93015
06111 |  | California | Ventura | 2092011 | 100155313 | 97418012 | 561134990 | 107 | 107_1_3100 | SENECA RESOURCES CORPORATION | [7 empty] | 211111 | -118.8955 | 34.4745 |  | 106 | 999 |  |  |  | 93015
06111 |  | California | Ventura | 2092011 | 100156013 | 97424112 | 561134990 | 115 | 115_1_3100 | SENECA RESOURCES CORPORATION | [7 empty] | 211111 | -118.8955 | 34.4745 |  | 106 | 999 |  |  |  | 93015
06111 |  | California | Ventura | 2092011 | 100156113 | 97424212 | 561134990 | 116 | 116_1_3100 | SENECA RESOURCES CORPORATION | [7 empty] | 211111 | -118.8955 | 34.4745 |  | 106 | 999 |  |  |  | 93015
06111 |  | California | Ventura | 2092011 | 100156213 | 97424312 | 561134990 | 117 | 117_1_3100 | SENECA RESOURCES CORPORATION | [7 empty] | 211111 | -118.8955 | 34.4745 |  | 106 | 999 |  |  |  | 93015
06111 |  | California | Ventura | 2092011 | 100156513 | 97424612 | 561134990 | 120 | 120_1_3100 | SENECA RESOURCES CORPORATION | [7 empty] | 211111 | -118.8955 | 34.4745 |  | 106 | 999 |  |  |  | 93015
06111 |  | California | Ventura | 2092011 | 100157013 | 97422412 | 561134990 | 127 | 127_1_3100 | SENECA RESOURCES CORPORATION | [7 empty] | 211111 | -118.8955 | 34.4745 |  | 106 | 999 |  |  |  | 93015
06111 |  | California | Ventura | 2092011 | 100157513 | 97413612 | 561134990 | 133 | 133_1_3100 | SENECA RESOURCES CORPORATION | [7 empty] | 211111 | -118.8955 | 34.4745 |  | 106 | 999 |  |  |  | 93015
06111 |  | California | Ventura | 2092011 | 100157613 | 97413712 | 561134990 | 134 | 134_1_3100 | SENECA RESOURCES CORPORATION | [7 empty] | 211111 | -118.8955 | 34.4745 |  | 106 | 999 |  |  |  | 93015
06111 |  | California | Ventura | 2092011 | 100157813 | 97413912 | 561134990 | 138 | 138_1_3100 | SENECA RESOURCES CORPORATION | [7 empty] | 211111 | -118.8955 | 34.4745 |  | 106 | 999 |  |  |  | 93015
06111 |  | California | Ventura | 2092011 | 100157913 | 97414012 | 561134990 | 139 | 139_1_3100 | SENECA RESOURCES CORPORATION | [7 empty] | 211111 | -118.8955 | 34.4745 |  | 106 | 999 |  |  |  | 93015
06111 |  | California | Ventura | 2092011 | 100158013 | 97414112 | 561134990 | 140 | 140_1_3100 | SENECA RESOURCES CORPORATION | 0.329 | 0.00141 | [5 empty] | 211111 | -118.8955 | 34.4745 |  | 106 | 999 |  |  |  | 93015
06111 |  | California | Ventura | 2092011 | 100159513 | 97423212 | 561134990 | 202 | 202_1_3100 | SENECA RESOURCES CORPORATION | [7 empty] | 211111 | -118.8955 | 34.4745 |  | 106 | 999 |  |  |  | 93015
06111 |  | California | Ventura | 2092011 | 42259013 | 40286412 | 561134990 | 16009 | 16000 | SENECA RESOURCES CORPORATION |  |  |  |  | 105 | 63 | 9.7 | 211111 | -118.8955 | 34.4745 |  | 106 | 999 |  |  |  | 93015 |  | R63-0036
06111 |  | California | Ventura | 2092011 | 42259113 | 40286412 | 561134990 | 16008 | 16000 | SENECA RESOURCES CORPORATION |  |  |  |  | 105 | 63 | 9.7 | 211111 | -118.8955 | 34.4745 |  | 106 | 999 |  |  |  | 93015 |  | R63-0036
06111 |  | California | Ventura | 2092011 | 42260113 | 97411812 | 561134990 | 8 | 8_2_310002 | SENECA RESOURCES CORPORATION | [7 empty] | 211111 | -118.8955 | 34.4745 |  | 106 | 999 |  |  |  | 93015 |  | R63-0036
06111 |  | California | Ventura | 2092011 | 42260413 | 40286012 | 561134990 | 5 | 5 | SENECA RESOURCES CORPORATION |  |  | 40 | 0.7 | 1200 | 220.4 |  | 211111 | -118.8955 | 34.4745 |  | 106 | 999 |  |  |  | 93015
06111 |  | California | Ventura | 2153511 | 43036813 | 97899512 | 5611347383 | 3 | 3_1_310001 | MAVERICK OIL | [7 empty] | 211111 | -119.1181 | 34.4402 |  | 106 | 999 |  |  |  | 93513 |  | R63-0036
06111 |  | California | Ventura | 2153511 | 43037113 | 97899012 | 5611347383 | 1 | 1_1_310001 | MAVERICK OIL | [7 empty] | 211111 | -119.1181 | 34.4402 |  | 106 | 999 |  |  |  | 93513 |  | R63-0036
06111 |  | California | Ventura | 2154511 | 43031913 | 97301212 | 56113477 | 3 | 3_2_403010 | VINTAGE PRODUCTION CALIFORNIA LLC | [7 empty] | 211111 | -118.7819 | 34.2995 |  | 106 | 999 |  |  |  | 93065 |  | R63-0036
06111 |  | California | Ventura | 2154511 | 43031913 | 97301312 | 56113477 | 3 | 3_3_403010 | VINTAGE PRODUCTION CALIFORNIA LLC | [7 empty] | 211111 | -118.7819 | 34.2995 |  | 106 | 999 |  |  |  | 93065 |  | R63-0036
06111 |  | California | Ventura | 2154511 | 43032113 | 97301612 | 56113477 | 2 | 2_2_403010 | VINTAGE PRODUCTION CALIFORNIA LLC | [7 empty] | 211111 | -118.7819 | 34.2995 |  | 106 | 999 |  |  |  | 93065 |  | R63-0036
06111 |  | California | Ventura | 2154511 | 43032313 | 97300612 | 56113477 | 4 | 4_2_403010 | VINTAGE PRODUCTION CALIFORNIA LLC | [7 empty] | 211111 | -118.7819 | 34.2995 |  | 106 | 999 |  |  |  | 93065 |  | R63-0036
06111 |  | California | Ventura | 2154511 | 43032313 | 97300712 | 56113477 | 4 | 4_3_403010 | VINTAGE PRODUCTION CALIFORNIA LLC | [7 empty] | 211111 | -118.7819 | 34.2995 |  | 106 | 999 |  |  |  | 93065 |  | R63-0036
06111 |  | California | Ventura | 2154511 | 43032413 | 97300212 | 56113477 | 5 | 5_2_403010 | VINTAGE PRODUCTION CALIFORNIA LLC | [7 empty] | 211111 | -118.7819 | 34.2995 |  | 106 | 999 |  |  |  | 93065 |  | R63-0036
06111 |  | California | Ventura | 2154511 | 43032413 | 97300312 | 56113477 | 5 | 5_3_403010 | VINTAGE PRODUCTION CALIFORNIA LLC | [7 empty] | 211111 | -118.7819 | 34.2995 |  | 106 | 999 |  |  |  | 93065 |  | R63-0036
06111 |  | California | Ventura | 2154511 | 43032513 | 97300512 | 56113477 | 6 | 6_2_403010 | VINTAGE PRODUCTION CALIFORNIA LLC | [7 empty] | 211111 | -118.7819 | 34.2995 |  | 106 | 999 |  |  |  | 93065 |  | R63-0036
06111 |  | California | Ventura | 2154511 | 43032513 | 97301712 | 56113477 | 6 | 6_3_403010 | VINTAGE PRODUCTION CALIFORNIA LLC | [7 empty] | 211111 | -118.7819 | 34.2995 |  | 106 | 999 |  |  |  | 93065 |  | R63-0036
06111 |  | California | Ventura | 2154511 | 43032613 | 97301812 | 56113477 | 7 | 7_1_403010 | VINTAGE PRODUCTION CALIFORNIA LLC | [7 empty] | 211111 | -118.7819 | 34.2995 |  | 106 | 999 |  |  |  | 93065 |  | R63-0036
06111 |  | California | Ventura | 2154511 | 43033713 | 40941912 | 56113477 | 10 | 2 | VINTAGE PRODUCTION CALIFORNIA LLC |  |  | 20 | 1.5 | 600 | 29.7 |  | 211111 | -118.7819 | 34.2995 |  | 106 | 999 |  |  |  | 93065 |  | R63-0040
06111 |  | California | Ventura | 2154511 | 43034213 | 97298112 | 56113477 | 19 | 19_1_31000 | VINTAGE PRODUCTION CALIFORNIA LLC | [7 empty] | 211111 | -118.7819 | 34.2995 |  | 106 | 999 |  |  |  | 93065 |  | R63-0036
06111 |  | California | Ventura | 2154511 | 43034213 | 97299912 | 56113477 | 19 | 19_2_40301 | VINTAGE PRODUCTION CALIFORNIA LLC | [7 empty] | 211111 | -118.7819 | 34.2995 |  | 106 | 999 |  |  |  | 93065
06111 |  | California | Ventura | 2154511 | 43034513 | 97300112 | 56113477 | 21 | 21_2_40301 | VINTAGE PRODUCTION CALIFORNIA LLC | [7 empty] | 211111 | -118.7819 | 34.2995 |  | 106 | 999 |  |  |  | 93065
06111 |  | California | Ventura | 2154511 | 43034613 | 97298212 | 56113477 | 20 | 20_1_31000 | VINTAGE PRODUCTION CALIFORNIA LLC | [7 empty] | 211111 | -118.7819 | 34.2995 |  | 106 | 999 |  |  |  | 93065 |  | R63-0036
06111 |  | California | Ventura | 2154511 | 43034613 | 97300012 | 56113477 | 20 | 20_2_40301 | VINTAGE PRODUCTION CALIFORNIA LLC | [7 empty] | 211111 | -118.7819 | 34.2995 |  | 106 | 999 |  |  |  | 93065
06111 |  | California | Ventura | 2154511 | 43034713 | 40942012 | 56113477 | 18 | 8 | VINTAGE PRODUCTION CALIFORNIA LLC |  |  | 10 | 0.5 | 600 | 1.3 |  | 211111 | -118.7819 | 34.2995 |  | 106 | 999 |  |  |  | 93065
06111 |  | California | Ventura | 2154511 | 43034713 | 97298012 | 56113477 | 18 | 18_1_31000 | VINTAGE PRODUCTION CALIFORNIA LLC | [7 empty] | 211111 | -118.7819 | 34.2995 |  | 106 | 999 |  |  |  | 93065 |  | R63-0036
06111 |  | California | Ventura | 2154511 | 43034813 | 40944412 | 56113477 | 17 | 7 | VINTAGE PRODUCTION CALIFORNIA LLC |  |  | 10 | 0.5 | 600 | 2.6 |  | 211111 | -118.7819 | 34.2995 |  | 106 | 999 |  |  |  | 93065
06111 |  | California | Ventura | 2154511 | 43035013 | 40944312 | 56113477 | 15 | 5 | VINTAGE PRODUCTION CALIFORNIA LLC |  |  | 10 | 0.5 | 600 | 3.4 |  | 211111 | -118.7819 | 34.2995 |  | 106 | 999 |  |  |  | 93065
06111 |  | California | Ventura | 2154511 | 43035013 | 97298412 | 56113477 | 15 | 15_1_31000 | VINTAGE PRODUCTION CALIFORNIA LLC | [7 empty] | 211111 | -118.7819 | 34.2995 |  | 106 | 999 |  |  |  | 93065 |  | R63-0036
06111 |  | California | Ventura | 2154511 | 43035113 | 40944912 | 56113477 | 14 | 4 | VINTAGE PRODUCTION CALIFORNIA LLC |  |  | 10 | 0.5 | 600 | 3.4 |  | 211111 | -118.7819 | 34.2995 |  | 106 | 999 |  |  |  | 93065
06111 |  | California | Ventura | 2154511 | 43035413 | 97299412 | 56113477 | 11 | 11_1_31000 | VINTAGE PRODUCTION CALIFORNIA LLC | [7 empty] | 211111 | -118.7819 | 34.2995 |  | 106 | 999 |  |  |  | 93065 |  | R63-0036
06111 |  | California | Ventura | 2154511 | 43035513 | 97301412 | 56113477 | 12 | 12_2_40301 | VINTAGE PRODUCTION CALIFORNIA LLC | [7 empty] | 211111 | -118.7819 | 34.2995 |  | 106 | 999 |  |  |  | 93065
06111 |  | California | Ventura | 2155811 | 43028113 | 97257412 | 561134813 | 15 | 15_1_31000 | SENECA RESOURCES CORPORATION | [7 empty] | 211111 | -118.7668 | 34.4611 |  | 106 | 999 |  |  |  | 93040 |  | R63-0036
06111 |  | California | Ventura | 2155811 | 43029413 | 97256412 | 561134813 | 2 | 2_1_310001 | SENECA RESOURCES CORPORATION | [7 empty] | 211111 | -118.7668 | 34.4611 |  | 106 | 999 |  |  |  | 93040 |  | R63-0036
06111 |  | California | Ventura | 2155811 | 43029513 | 97257812 | 561134813 | 19 | 19_1_31000 | SENECA RESOURCES CORPORATION | 0.38 | [6 empty] | 211111 | -118.7668 | 34.4611 |  | 106 | 999 |  |  |  | 93040 |  | R63-0040
06111 |  | California | Ventura | 2155811 | 43029613 | 97257512 | 561134813 | 16 | 16_1_31000 | SENECA RESOURCES CORPORATION | 0.02 | [6 empty] | 211111 | -118.7668 | 34.4611 |  | 106 | 999 |  |  |  | 93040 |  | R63-0036
06111 |  | California | Ventura | 2233111 | 42427613 | 82554912 | 56113482 | 70002 | 2 | CRIMSON PIPELINE | [7 empty] | 486110 | -119.2573 | 34.2434 |  | 106 | 999 |  |  |  | 93003 |  | R63-0036
06111 |  | California | Ventura | 2233111 | 42427713 | 69960712 | 56113482 | 70004 | 4 | CRIMSON PIPELINE | [7 empty] | 486110 | -119.2573 | 34.2434 |  | 106 | 999 |  |  |  | 93003 |  | R63-0036
06111 |  | California | Ventura | 2233111 | 42428113 | 69960812 | 56113482 | 70005 | 5 | CRIMSON PIPELINE | [7 empty] | 486110 | -119.2573 | 34.2434 |  | 106 | 999 |  |  |  | 93003 |  | R63-0036
06111 |  | California | Ventura | 2233111 | 42428213 | 82554812 | 56113482 | 70003 | 3 | CRIMSON PIPELINE | [7 empty] | 486110 | -119.2573 | 34.2434 |  | 106 | 999 |  |  |  | 93003 |  | R63-0036
06111 |  | California | Ventura | 2233111 | 42428913 | 97592612 | 56113482 | 12 | 12_1_31000 | CRIMSON PIPELINE | [7 empty] | 486110 | -119.2573 | 34.2434 |  | 106 | 999 |  |  |  | 93003 |  | R63-0036
06111 |  | California | Ventura | 3695511 | 36903913 | 97896812 | 5611341087 | 7 | 7_1_310002 | SOUTH MOUNTAIN RESOURCES | 0.04 | [6 empty] | 211111 | -119.0383 | 34.3379 |  | 106 | 999 |  |  |  | 93060 |  | R63-0036
06111 |  | California | Ventura | 3695511 | 36904313 | 97896512 | 5611341087 | 3 | 3_1_310001 | SOUTH MOUNTAIN RESOURCES | [7 empty] | 211111 | -119.0383 | 34.3379 |  | 106 | 999 |  |  |  | 93060 |  | R63-0036
06111 |  | California | Ventura | 3696511 | 36900313 | 97529512 | 5611341118 | 3 | 3_1_310001 | CONCORDIA RESOURCES INC. | [7 empty] | 211111 | -118.8325 | 34.37 |  | 106 | 999 |  |  |  | 93015 |  | R63-0036
06111 |  | California | Ventura | 3697311 | 36896513 | 97245212 | 5611341145 | 3 | 3_1_310001 | THEO E. HAMMOND - ANDERSON LSE | [7 empty] | 211111 | -119.2419 | 34.4317 |  | 106 | 999 |  |  |  | 93023 |  | R63-0036
06111 |  | California | Ventura | 3697311 | 36896713 | 97245412 | 5611341145 | 6 | 6_1_310001 | THEO E. HAMMOND - ANDERSON LSE | [7 empty] | 211111 | -119.2419 | 34.4317 |  | 106 | 999 |  |  |  | 93023 |  | R63-0036
06111 |  | California | Ventura | 3697411 | 36896113 | 97288212 | 5611341146 | 3 | 3_1_310001 | BARNETT (C. R.) TANK FARM | [7 empty] | 211111 | -118.7223 | 34.2994 |  | 106 | 999 |  |  |  | 93063 |  | R63-0036
06111 |  | California | Ventura | 3697511 | 36894413 | 97247412 | 5611341147 | 11002 | 11002_1_40 | TEG OIL & GAS USA, INC. | [7 empty] | 211111 | -118.7838 | 34.3824 |  | 106 | 999 |  |  |  | 93040 |  | R63-0036
06111 |  | California | Ventura | 3697511 | 36894713 | 97247112 | 5611341147 | 11005 | 11005_1_40 | TEG OIL & GAS USA, INC. | [7 empty] | 211111 | -118.7838 | 34.3824 |  | 106 | 999 |  |  |  | 93040 |  | R63-0036
06111 |  | California | Ventura | 3697511 | 36894813 | 97247212 | 5611341147 | 11006 | 11006_1_40 | TEG OIL & GAS USA, INC. | [7 empty] | 211111 | -118.7838 | 34.3824 |  | 106 | 999 |  |  |  | 93040
06111 |  | California | Ventura | 3697511 | 36895413 | 97246212 | 5611341147 | 12 | 12_1_31000 | TEG OIL & GAS USA, INC. | 0.01249 | 0.01249 | [5 empty] | 211111 | -118.7838 | 34.3824 |  | 106 | 999 |  |  |  | 93040 |  | R63-0036
06111 |  | California | Ventura | 4277011 | 36473813 | 97820212 | 5609341491 | 1 | 1_3_310001 | PLATFORM GINA | [7 empty] | 211111 | -119.2767 | 34.1172 |  | 109 | 999 |  |  |  | 93003 |  | R63-0036
06111 |  | California | Ventura | 4277111 | 36471813 | 97254412 | 5609341492 | 1 | 1_3_310001 | PLATFORM GILDA | [7 empty] | 211111 | -119.4195 | 34.1821 |  | 109 | 999 |  |  |  | 93003 |  | R63-0036
06111 |  | California | Ventura | 4277211 | 36469213 | 97789812 | 5609341493 | 12 | 12_1_31000 | PLATFORM GRACE | [7 empty] | 211111 | -119.4691 | 34.1794 |  | 109 | 999 |  |  |  | 93006 |  | R63-0036
06111 |  | California | Ventura | 4277211 | 36471013 | 97788512 | 5609341493 | 1 | 1_3_310001 | PLATFORM GRACE | [7 empty] | 211111 | -119.4691 | 34.1794 |  | 109 | 999 |  |  |  | 93006 |  | R63-0036
06111 |  | California | Ventura | 4277311 | 36465413 | 97188812 | 5609341494 | 32 | 32_1_31000 | PLATFORM GAIL | [7 empty] | 211111 | -119.4016 | 34.1248 |  | 109 | 999 |  |  |  | 93006 |  | R63-0036
06111 |  | California | Ventura | 4277311 | 36465813 | 97187712 | 5609341494 | 18 | 18_1_31000 | PLATFORM GAIL | [7 empty] | 211111 | -119.4016 | 34.1248 |  | 109 | 999 |  |  |  | 93006 |  | R63-0036
06111 |  | California | Ventura | 4277311 | 36466113 | 97188112 | 5609341494 | 1 | 1_3_310001 | PLATFORM GAIL | [7 empty] | 211111 | -119.4016 | 34.1248 |  | 109 | 999 |  |  |  | 93006 |  | R63-0036
06111 |  | California | Ventura | 4277611 | 36445613 | 97451812 | 5611341017 | 15 | 15_1_31000 | MANDALAY ONSHORE FACILITY | [7 empty] | 211111 | -119.2498 | 34.207 |  | 106 | 999 |  |  |  | 93030 |  | R63-0036
06111 |  | California | Ventura | 4277611 | 36445813 | 97451612 | 5611341017 | 13 | 13_1_31000 | MANDALAY ONSHORE FACILITY | [7 empty] | 211111 | -119.2498 | 34.207 |  | 106 | 999 |  |  |  | 93030 |  | R63-0036
06111 |  | California | Ventura | 4277611 | 78826613 | 97452712 | 5611341017 | 18 | 18_1_31000 | MANDALAY ONSHORE FACILITY | 0.7908 | 0.7908 | [5 empty] | 211111 | -119.2498 | 34.207 |  | 106 | 999 |  |  |  | 93030
06111 |  | California | Ventura | 4304811 | 36443213 | 97259012 | 5611341021 | 6 | 6_1_310001 | VAQUERO ENERGY | [7 empty] | 211111 | -118.9247 | 34.3604 |  | 106 | 999 |  |  |  | 93015 |  | R63-0036
06111 |  | California | Ventura | 4305311 | 36441313 | 97900212 | 5611341047 | 6 | 6_1_310001 | THOMPSON OIL COMPANY | [7 empty] | 211111 | -118.8581 | 34.3002 |  | 106 | 999 |  |  |  | 93021 |  | R63-0036
06111 |  | California | Ventura | 4305311 | 36441613 | 97899712 | 5611341047 | 1 | 1_1_310001 | THOMPSON OIL COMPANY | [7 empty] | 211111 | -118.8581 | 34.3002 |  | 106 | 999 |  |  |  | 93021 |  | R63-0036
06111 |  | California | Ventura | 638811 | 45296713 | 97793012 | 5611341366 | 1 | 1_1_310001 | WEST-STATES ENERGY | [7 empty] | 211111 | -119.0459 | 34.3368 |  | 106 | 999 |  |  |  | 93060 |  | R63-0036
06111 |  | California | Ventura | 638811 | 45297113 | 97792212 | 5611341366 | 6 | 6_1_310001 | WEST-STATES ENERGY | [7 empty] | 211111 | -119.0459 | 34.3368 |  | 106 | 999 |  |  |  | 93060 |  | R63-0036
06111 |  | California | Ventura | 639411 | 45290813 | 97290412 | 5611341383 | 5 | 5_1_310001 | COMMANDER NAUMANN DRILL SITE | [7 empty] | 211111 | -119.1251 | 34.1597 |  | 106 | 999 |  |  |  | 93030 |  | R63-0036
06111 |  | California | Ventura | 639411 | 45291213 | 97289812 | 5611341383 | 1 | 1_2_310002 | COMMANDER NAUMANN DRILL SITE | [7 empty] | 211111 | -119.1251 | 34.1597 |  | 106 | 999 |  |  |  | 93030 |  | R63-0036
06111 |  | California | Ventura | 6578011 | 17884213 | 97513312 | 561134171 | 2 | 2_1_310001 | SANTA CLARA WASTE WATER CO. | [7 empty] | 221320 | -119.1008 | 34.3143 |  | 105 | 999 |  |  |  | 93060 |  | R63-0036
06111 |  | California | Ventura | 6578011 | 17884813 | 17385512 | 561134171 | 103 | 103 | SANTA CLARA WASTE WATER CO. |  |  |  |  | 157 | 127.1 | 8.9 | 221320 | -119.1008 | 34.3143 |  | 105 | 999 |  |  |  | 93060 |  | R63-0036
06111 |  | California | Ventura | 676311 | 100146913 | 97404312 | 56113458 | 104 | 104_1_3100 | VINTAGE PRODUCTION CALIFORNIA LLC | [7 empty] | 211111 | -118.7485 | 34.3667 |  | 106 | 999 |  |  |  | 93040
06111 |  | California | Ventura | 676311 | 100148413 | 97401712 | 56113458 | 124 | 124_1_3100 | VINTAGE PRODUCTION CALIFORNIA LLC | [7 empty] | 211111 | -118.7485 | 34.3667 |  | 106 | 999 |  |  |  | 93040
06111 |  | California | Ventura | 676311 | 100148613 | 97402012 | 56113458 | 126 | 126_1_3100 | VINTAGE PRODUCTION CALIFORNIA LLC | [7 empty] | 211111 | -118.7485 | 34.3667 |  | 106 | 999 |  |  |  | 93040
06111 |  | California | Ventura | 676311 | 45574513 | 97403612 | 56113458 | 19 | 19_1_31000 | VINTAGE PRODUCTION CALIFORNIA LLC | [7 empty] | 211111 | -118.7485 | 34.3667 |  | 106 | 999 |  |  |  | 93040 |  | R63-0036
06111 |  | California | Ventura | 676311 | 45574613 | 97408912 | 56113458 | 27 | 27_2_40301 | VINTAGE PRODUCTION CALIFORNIA LLC | [7 empty] | 211111 | -118.7485 | 34.3667 |  | 106 | 999 |  |  |  | 93040 |  | R63-0036
06111 |  | California | Ventura | 676311 | 45574713 | 97406712 | 56113458 | 31 | 31_2_40301 | VINTAGE PRODUCTION CALIFORNIA LLC | [7 empty] | 211111 | -118.7485 | 34.3667 |  | 106 | 999 |  |  |  | 93040 |  | R63-0036
06111 |  | California | Ventura | 676311 | 45574713 | 97407812 | 56113458 | 31 | 31_1_40301 | VINTAGE PRODUCTION CALIFORNIA LLC | [7 empty] | 211111 | -118.7485 | 34.3667 |  | 106 | 999 |  |  |  | 93040 |  | R63-0036
06111 |  | California | Ventura | 676311 | 45574813 | 97408112 | 56113458 | 30 | 30_1_40301 | VINTAGE PRODUCTION CALIFORNIA LLC | [7 empty] | 211111 | -118.7485 | 34.3667 |  | 106 | 999 |  |  |  | 93040 |  | R63-0036
06111 |  | California | Ventura | 676311 | 45574813 | 97408212 | 56113458 | 30 | 30_2_40301 | VINTAGE PRODUCTION CALIFORNIA LLC | [7 empty] | 211111 | -118.7485 | 34.3667 |  | 106 | 999 |  |  |  | 93040 |  | R63-0036
06111 |  | California | Ventura | 676311 | 45575013 | 97408012 | 56113458 | 29 | 29_1_40301 | VINTAGE PRODUCTION CALIFORNIA LLC | [7 empty] | 211111 | -118.7485 | 34.3667 |  | 106 | 999 |  |  |  | 93040 |  | R63-0036
06111 |  | California | Ventura | 676311 | 45575513 | 97407112 | 56113458 | 2 | 2_1_403010 | VINTAGE PRODUCTION CALIFORNIA LLC | [7 empty] | 211111 | -118.7485 | 34.3667 |  | 106 | 999 |  |  |  | 93040 |  | R63-0036
06111 |  | California | Ventura | 676311 | 45576113 | 97402612 | 56113458 | 13 | 13_1_31000 | VINTAGE PRODUCTION CALIFORNIA LLC | [7 empty] | 211111 | -118.7485 | 34.3667 |  | 106 | 999 |  |  |  | 93040 |  | R63-0036
06111 |  | California | Ventura | 676311 | 45576113 | 97407912 | 56113458 | 13 | 13_3_40301 | VINTAGE PRODUCTION CALIFORNIA LLC | [7 empty] | 211111 | -118.7485 | 34.3667 |  | 106 | 999 |  |  |  | 93040 |  | R63-0036
06111 |  | California | Ventura | 676311 | 45576113 | 97409012 | 56113458 | 13 | 13_2_40301 | VINTAGE PRODUCTION CALIFORNIA LLC | [7 empty] | 211111 | -118.7485 | 34.3667 |  | 106 | 999 |  |  |  | 93040 |  | R63-0036
06111 |  | California | Ventura | 676311 | 45576313 | 97402412 | 56113458 | 11 | 11_1_31000 | VINTAGE PRODUCTION CALIFORNIA LLC | [7 empty] | 211111 | -118.7485 | 34.3667 |  | 106 | 999 |  |  |  | 93040 |  | R63-0036
06111 |  | California | Ventura | 676311 | 45576313 | 97408512 | 56113458 | 11 | 11_2_40301 | VINTAGE PRODUCTION CALIFORNIA LLC | [7 empty] | 211111 | -118.7485 | 34.3667 |  | 106 | 999 |  |  |  | 93040 |  | R63-0036
06111 |  | California | Ventura | 676311 | 45576313 | 97408612 | 56113458 | 11 | 11_3_40301 | VINTAGE PRODUCTION CALIFORNIA LLC | [7 empty] | 211111 | -118.7485 | 34.3667 |  | 106 | 999 |  |  |  | 93040 |  | R63-0036
06111 |  | California | Ventura | 676311 | 45576613 | 97401212 | 56113458 | 5 | 5_1_310001 | VINTAGE PRODUCTION CALIFORNIA LLC | [7 empty] | 211111 | -118.7485 | 34.3667 |  | 106 | 999 |  |  |  | 93040 |  | R63-0036
06111 |  | California | Ventura | 676311 | 45577213 | 97407512 | 56113458 | 9 | 9_2_403010 | VINTAGE PRODUCTION CALIFORNIA LLC | [7 empty] | 211111 | -118.7485 | 34.3667 |  | 106 | 999 |  |  |  | 93040
06111 |  | California | Ventura | 676311 | 45577213 | 97407612 | 56113458 | 9 | 9_3_403010 | VINTAGE PRODUCTION CALIFORNIA LLC | [7 empty] | 211111 | -118.7485 | 34.3667 |  | 106 | 999 |  |  |  | 93040
06111 |  | California | Ventura | 676311 | 45577313 | 97406812 | 56113458 | 8 | 8_3_403010 | VINTAGE PRODUCTION CALIFORNIA LLC | [7 empty] | 211111 | -118.7485 | 34.3667 |  | 106 | 999 |  |  |  | 93040
06111 |  | California | Ventura | 676311 | 45577413 | 97409512 | 56113458 | 7 | 7_2_403010 | VINTAGE PRODUCTION CALIFORNIA LLC | [7 empty] | 211111 | -118.7485 | 34.3667 |  | 106 | 999 |  |  |  | 93040 |  | R63-0036
06111 |  | California | Ventura | 676311 | 45577413 | 97409612 | 56113458 | 7 | 7_3_403010 | VINTAGE PRODUCTION CALIFORNIA LLC | [7 empty] | 211111 | -118.7485 | 34.3667 |  | 106 | 999 |  |  |  | 93040
06111 |  | California | Ventura | 676311 | 45577513 | 97409212 | 56113458 | 6 | 6_2_403010 | VINTAGE PRODUCTION CALIFORNIA LLC | [7 empty] | 211111 | -118.7485 | 34.3667 |  | 106 | 999 |  |  |  | 93040 |  | R63-0036
06111 |  | California | Ventura | 676311 | 45577513 | 97409312 | 56113458 | 6 | 6_3_403010 | VINTAGE PRODUCTION CALIFORNIA LLC | [7 empty] | 211111 | -118.7485 | 34.3667 |  | 106 | 999 |  |  |  | 93040
06111 |  | California | Ventura | 676311 | 45577613 | 97407012 | 56113458 | 4 | 4_1_403010 | VINTAGE PRODUCTION CALIFORNIA LLC | [7 empty] | 211111 | -118.7485 | 34.3667 |  | 106 | 999 |  |  |  | 93040 |  | R63-0036
06111 |  | California | Ventura | 676311 | 45578013 | 97406912 | 56113458 | 3 | 3_1_403010 | VINTAGE PRODUCTION CALIFORNIA LLC | [7 empty] | 211111 | -118.7485 | 34.3667 |  | 106 | 999 |  |  |  | 93040 |  | R63-0036
06111 |  | California | Ventura | 676311 | 45578213 | 97407312 | 56113458 | 25 | 25_1_40301 | VINTAGE PRODUCTION CALIFORNIA LLC | [7 empty] | 211111 | -118.7485 | 34.3667 |  | 106 | 999 |  |  |  | 93040 |  | R63-0036
06111 |  | California | Ventura | 676311 | 45578213 | 97407412 | 56113458 | 25 | 25_2_40301 | VINTAGE PRODUCTION CALIFORNIA LLC | [7 empty] | 211111 | -118.7485 | 34.3667 |  | 106 | 999 |  |  |  | 93040 |  | R63-0036
06111 |  | California | Ventura | 676311 | 45578513 | 97407712 | 56113458 | 10 | 10_2_40301 | VINTAGE PRODUCTION CALIFORNIA LLC | [7 empty] | 211111 | -118.7485 | 34.3667 |  | 106 | 999 |  |  |  | 93040
06111 |  | California | Ventura | 676311 | 45578513 | 97408412 | 56113458 | 10 | 10_3_40301 | VINTAGE PRODUCTION CALIFORNIA LLC | [7 empty] | 211111 | -118.7485 | 34.3667 |  | 106 | 999 |  |  |  | 93040
06111 |  | California | Ventura | 676311 | 45578613 | 97408712 | 56113458 | 26 | 26_2_40301 | VINTAGE PRODUCTION CALIFORNIA LLC | [7 empty] | 211111 | -118.7485 | 34.3667 |  | 106 | 999 |  |  |  | 93040
06111 |  | California | Ventura | 676311 | 45578613 | 97409712 | 56113458 | 26 | 26_1_40301 | VINTAGE PRODUCTION CALIFORNIA LLC | [7 empty] | 211111 | -118.7485 | 34.3667 |  | 106 | 999 |  |  |  | 93040 |  | R63-0036
06111 |  | California | Ventura | 676311 | 45578713 | 97403812 | 56113458 | 21 | 21_1_31000 | VINTAGE PRODUCTION CALIFORNIA LLC | [7 empty] | 211111 | -118.7485 | 34.3667 |  | 106 | 999 |  |  |  | 93040 |  | R63-0036
06111 |  | California | Ventura | 676311 | 45578813 | 97402512 | 56113458 | 12 | 12_1_31000 | VINTAGE PRODUCTION CALIFORNIA LLC | [7 empty] | 211111 | -118.7485 | 34.3667 |  | 106 | 999 |  |  |  | 93040 |  | R63-0036
06111 |  | California | Ventura | 676311 | 45578813 | 97406612 | 56113458 | 12 | 12_3_40301 | VINTAGE PRODUCTION CALIFORNIA LLC | [7 empty] | 211111 | -118.7485 | 34.3667 |  | 106 | 999 |  |  |  | 93040
06111 |  | California | Ventura | 676311 | 45578813 | 97408312 | 56113458 | 12 | 12_4_40301 | VINTAGE PRODUCTION CALIFORNIA LLC | [7 empty] | 211111 | -118.7485 | 34.3667 |  | 106 | 999 |  |  |  | 93040
06111 |  | California | Ventura | 694611 | 45566213 | 97898612 | 561134676 | 4 | 4_1_310001 | WEST MONTALVO CORP | [7 empty] | 211111 | -119.2251 | 34.2084 |  | 106 | 999 |  |  |  | 93030 |  | R63-0036
06111 |  | California | Ventura | 694611 | 45566313 | 97898312 | 561134676 | 11 | 11_1_31000 | WEST MONTALVO CORP | 0.07 | [6 empty] | 211111 | -119.2251 | 34.2084 |  | 106 | 999 |  |  |  | 93030 |  | R63-0040
06111 |  | California | Ventura | 694611 | 45566413 | 97898412 | 561134676 | 12 | 12_1_31000 | WEST MONTALVO CORP | [7 empty] | 211111 | -119.2251 | 34.2084 |  | 106 | 999 |  |  |  | 93030 |  | R63-0036
06111 |  | California | Ventura | 710411 | 45561313 | 97223312 | 5611347083 | 2 | 2_1_310001 | RINCON PIPELINE STATION | [7 empty] | 486110 | -119.4247 | 34.3579 |  |  | 999 |  |  |  | 93513 |  | R63-0036
06111 |  | California | Ventura | 832711 | 45891213 | 97457912 | 56113464 | 4 | 4_1_310001 | VINTAGE PETROLEUM INC. | [7 empty] | 211111 | -118.8803 | 34.4765 |  | 106 | 999 |  |  |  | 93015 |  | R63-0036
06111 |  | California | Ventura | 832711 | 45891413 | 97457812 | 56113464 | 2 | 2_1_310001 | VINTAGE PETROLEUM INC. | [7 empty] | 211111 | -118.8803 | 34.4765 |  | 106 | 999 |  |  |  | 93015 |  | R63-0036
06111 |  | California | Ventura | 846411 | 45889113 | 97287112 | 56113466 | 3 | 3_1_310001 | BENTLEY / SIMONSON INC. | [7 empty] | 211111 | -119.1453 | 34.1855 |  | 106 | 999 |  |  |  | 93030 |  | R63-0036
06111 |  | California | Ventura | 846411 | 45889213 | 97287012 | 56113466 | 2 | 2_1_310001 | BENTLEY / SIMONSON INC. | [7 empty] | 211111 | -119.1453 | 34.1855 |  | 106 | 999 |  |  |  | 93030 |  | R63-0036
06113 |  | California | Yolo | 1361611 | 44023813 | 98612412 | 571635623 | 5042 | 5042_1_310 | PACIFIC GAS & ELECTRIC COMPANY | [7 empty] | 211111 | -122.0016 | 38.5481 |  | 106 | 999 |  |  |  | 95694 |  | R63-0036
06113 |  | California | Yolo | 14146711 | 84811913 | 98550912 | 5716351388 | 42 | 42_1_31000 | ROYALE ENERGY, INC. | [7 empty] | 211111 | -121.8853 | 38.8171 |  |  | 999 |  |  |  | 00000
06113 |  | California | Yolo | 2185011 | 42148113 | 98609412 | 571635584 | 42 | 42_1_31000 | PACIFIC GAS & ELECTRIC COMPANY | 0.07 | [6 empty] | 221118 | -121.9701 | 38.9038 |  |  | 999 |  |  |  | 00000 |  | R63-0036
08001 |  | Colorado | Adams | 1099511 | 103405913 | 107173912 | 001-0003 | 001-0003-1 | 001-0003-S | SUNCOR ENERGY - DENVER REFINERY | [7 empty] | 32411 | -104.9475 | 39.8028 |  | 126 | 490 |  |  |  | 80022
08001 |  | Colorado | Adams | 1099511 | 68497013 | 62863012 | 001-0003 | 001-0003-2 | 001-0003-S | SUNCOR ENERGY - DENVER REFINERY | [7 empty] | 32411 | -104.9475 | 39.8028 |  | 126 | 300 |  |  |  | 80022 | 99
08001 |  | Colorado | Adams | 12819411 | 68515013 | 92791812 | 001-1560 | 001-1560-0 | 001-1560-S | BILL BARRETT - BOX ELDER H | 0.020276 |  | 20 | 2 | 700 |  | 10 | 211112 | -104.7088 | 39.9196 |  |  | 400 |  |  |  | 80022 | 23
08001 |  | Colorado | Adams | 12820311 | 68519613 | 107175412 | 001-1617 | 001-1617-0 | 001-1617-S | BLUE CHIP OIL, INC.- NORTHSTAR 24-2 |  |  | 20 | 2 | 700 |  | 10 | 211112 | -104.956 | 39.9553 |  |  | 400 |  |  |  | 80602 | 23
08001 |  | Colorado | Adams | 12820311 | 68519613 | 62885912 | 001-1617 | 001-1617-0 | 001-1617-S | BLUE CHIP OIL, INC.- NORTHSTAR 24-2 | 0.000684 |  | 20 | 2.84 | 148 |  | 8 | 211112 | -104.956 | 39.9553 |  |  | 400 |  |  |  | 80602 | 23
08001 |  | Colorado | Adams | 12820911 | 68525113 | 92793812 | 001-1690 | 001-1690-0 | 001-1690-S | CITY & COUNTY OF DENVER- 016535-NESW-BAT |  |  | 20 | 2.84 | 148 |  | 8 | 211112 | -104.6524 | 39.8218 |  |  | 400 |  |  |  | 80019
08001 |  | Colorado | Adams | 12821611 | 68526513 | 62893412 | 001-1701 | 001-1701-0 | 001-1701-S | COLORADO INTERSTATE GAS CO - TOTEM C.S. | 2.3904 |  | 16 | 2 | 664 |  | 15 | 48621 | -104.3517 | 39.8825 |  |  | 100 |  |  |  | 80102
08001 |  | Colorado | Adams | 12821611 | 68526613 | 62893512 | 001-1701 | 001-1701-0 | 001-1701-S | COLORADO INTERSTATE GAS CO - TOTEM C.S. |  |  | 1 | 0.1 | 30 | 0 |  | 48621 | -104.3517 | 39.8825 |  |  | 690 |  |  |  | 80102
08001 |  | Colorado | Adams | 12821611 | 68526713 | 62893612 | 001-1701 | 001-1701-0 | 001-1701-S | COLORADO INTERSTATE GAS CO - TOTEM C.S. | [7 empty] | 48621 | -104.3517 | 39.8825 |  |  | 999 |  |  |  | 80102 | 110
08001 |  | Colorado | Adams | 12821711 | 68527413 | 62894312 | 001-1709 | 001-1709-0 | 001-1709-S | BILL BARRETT - EGAN STATE 1 |  |  | 20 | 2.84 | 148 |  | 8.1 | 211112 | -104.606 | 39.8383 |  |  | 400 |  |  |  | 80137
08001 |  | Colorado | Adams | 12821711 | 68527413 | 92793912 | 001-1709 | 001-1709-0 | 001-1709-S | BILL BARRETT - EGAN STATE 1 | 0.010062 |  | 20 | 2 | 700 |  | 10 | 211112 | -104.606 | 39.8383 |  |  | 400 |  |  |  | 80137 | 23
08001 |  | Colorado | Adams | 12822611 | 68530413 | 62897712 | 001-1758 | 001-1758-0 | 001-1758-S | BILL BARRETT - AMBUSH 31-22 |  |  | 20 | 2.84 | 148 |  | 8 | 211112 | -104.5349 | 39.8677 |  |  | 400 |  |  |  | 80102
08001 |  | Colorado | Adams | 13011111 | 68525413 | 62892312 | 001-1693 | 001-1693-0 | 001-1693-S | BLUE CHIP OIL, INC. - GAIL SMITH |  |  | 20 | 2.84 | 148 |  | 8.1 | 211112 | -104.7107 | 39.9688 |  |  | 400 |  |  |  | 80601
08001 |  | Colorado | Adams | 13011111 | 68525413 | 86923512 | 001-1693 | 001-1693-0 | 001-1693-S | BLUE CHIP OIL, INC. - GAIL SMITH |  |  | 20 | 2 | 700 |  | 10 | 211112 | -104.7107 | 39.9688 |  |  | 400 |  |  |  | 80601 | 23
08001 |  | Colorado | Adams | 13011211 | 68525513 | 62892412 | 001-1694 | 001-1694-0 | 001-1694-S | BILL BARRETT - LEECH 1 | 0.024534 |  | 20 | 2 | 700 |  | 10 | 211112 | -104.7454 | 39.9343 |  |  | 400 |  |  |  | 80022 | 23
08001 |  | Colorado | Adams | 13011311 | 68525613 | 62892512 | 001-1696 | 001-1696-0 | 001-1696-S | MERIT ENERGY CO - WYMAN | 0.010163 |  | 20 | 2 | 700 |  | 10 | 211112 | -104.9266 | 39.988 |  |  | 400 |  |  |  | 80602 | 23
08001 |  | Colorado | Adams | 13011411 | 68526813 | 62893712 | 001-1702 | 001-1702-0 | 001-1702-S | RENEGADE OIL & GAS CHAMPLIN 248 AMOCO A |  |  | 20 | 2.84 | 148 |  | 8.1 | 211112 | -104.522 | 39.8345 |  |  | 400 |  |  |  | 80102
08001 |  | Colorado | Adams | 13011811 | 68527213 | 62894112 | 001-1707 | 001-1707-0 | 001-1707-S | BILL BARRETT - BOX ELDER H 3 | 0.028462 |  | 20 | 2 | 700 |  | 10 | 211112 | -104.7124 | 39.9238 |  |  | 400 |  |  |  | 80022 | 23
08001 |  | Colorado | Adams | 13011911 | 68527313 | 62894212 | 001-1708 | 001-1708-0 | 001-1708-S | BILL BARRETT - 16760 CHAMPLIN-DANFORD 01 | 0.075908 |  | 20 | 2 | 700 |  | 10 | 211112 | -104.5811 | 39.839 |  |  | 400 |  |  |  | 80137 | 23
08001 |  | Colorado | Adams | 13012011 | 68527513 | 62894412 | 001-1710 | 001-1710-0 | 001-1710-S | BILL BARRETT - EGAN STATE 23-36 | 0.037967 |  | 20 | 2 | 700 |  | 10 | 211112 | -104.6145 | 39.8322 |  |  | 400 |  |  |  | 80137 | 23
08001 |  | Colorado | Adams | 13012111 | 68527613 | 86923912 | 001-1711 | 001-1711-0 | 001-1711-S | BILL BARRETT - MAUL 1 |  |  | 20 | 2 | 700 |  | 10 | 211112 | -104.7392 | 39.9386 |  |  | 400 |  |  |  | 80022 | 23
08001 |  | Colorado | Adams | 13012211 | 68527713 | 62894712 | 001-1712 | 001-1712-0 | 001-1712-S | BILL BARRETT - MAUL 2 | 0.030541 |  | 20 | 2 | 700 |  | 10 | 211112 | -104.7399 | 39.931 |  |  | 400 |  |  |  | 80022 | 23
08001 |  | Colorado | Adams | 13012411 | 68527913 | 62894912 | 001-1714 | 001-1714-0 | 001-1714-S | BILL BARRETT - SAM KOCH |  |  | 20 | 2 | 700 |  | 10 | 211112 | -104.6098 | 39.8612 |  |  | 400 |  |  |  | 80022 | 23
08001 |  | Colorado | Adams | 13012611 | 68528313 | 62895412 | 001-1718 | 001-1718-0 | 001-1718-S | NOBLE ENERGY INC. BATTERY #11613900 |  |  | 20 | 2.84 | 148 |  | 8.1 | 211112 | -104.4588 | 39.7835 |  |  | 400 |  |  |  | 80102
08001 |  | Colorado | Adams | 13012911 | 68529213 | 62896412 | 001-1733 | 001-1733-0 | 001-1733-S | KERR-MCGEE GATHERING - TAYLOR CS | [7 empty] | 48621 | -104.095 | 39.884 |  |  | 300 |  |  |  | 80103
08001 |  | Colorado | Adams | 13013011 | 68529413 | 62896612 | 001-1737 | 001-1737-0 | 001-1737-S | SCHNEIDER ENERGY Darlow/Pulis |  |  | 20 | 2.84 | 148 |  | 8 | 211112 | -104.943 | 39.9742 |  |  | 400 |  |  |  | 80602
08001 |  | Colorado | Adams | 13013111 | 68529513 | 62896712 | 001-1739 | 001-1739-0 | 001-1739-S | BAYSWATER E&P - CHRISTIANSEN 4-9 |  |  | 20 | 2.84 | 148 |  | 8 | 211112 | -104.901 | 39.9846 |  |  | 400 |  |  |  | 80602
08001 |  | Colorado | Adams | 13013211 | 68529713 | 62897012 | 001-1742 | 001-1742-0 | 001-1742-S | CITY & COUNTY OF DENVER - 016532-NWSE-BA |  |  | 20 | 2 | 700 |  | 10 | 211112 | -104.6946 | 39.9197 |  |  | 400 |  |  |  | 80022 | 23
08001 |  | Colorado | Adams | 13013311 | 68529813 | 92794312 | 001-1744 | 001-1744-0 | 001-1744-S | FOUNDATION ENERGY- STATE HORTH BATTERY |  |  | 20 | 2 | 700 |  | 10 | 211112 | -104.5534 | 39.9619 |  |  | 400 |  |  |  | 80642 | 23
08001 |  | Colorado | Adams | 13013411 | 68529913 | 62897212 | 001-1745 | 001-1745-0 | 001-1745-S | FOUNDATION ENERGY- MITCHEM #2-26X BATTER |  |  | 20 | 2.84 | 148 |  | 8 | 211112 | -104.3959 | 39.7651 |  |  | 400 |  |  |  | 80102
08001 |  | Colorado | Adams | 13013611 | 68530113 | 62897412 | 001-1751 | 001-1751-0 | 001-1751-S | MERIT ENERGY COMPANY- MCELWAIN 11/12 |  |  | 1 | 0.1 | 70 | 0 |  | 211112 | -104.9216 | 39.9698 |  |  | 400 |  |  |  | 80602
08001 |  | Colorado | Adams | 13013811 | 68530313 | 62897612 | 001-1757 | 001-1757-0 | 001-1757-S | CITY & COUNTY OF DENVER- WINN BATTERY |  |  | 20 | 2.84 | 148 |  | 8 | 211112 | -104.7094 | 39.904 |  |  | 400 |  |  |  | 80022
08001 |  | Colorado | Adams | 13013811 | 68530313 | 92794512 | 001-1757 | 001-1757-0 | 001-1757-S | CITY & COUNTY OF DENVER- WINN BATTERY |  |  | 20 | 2 | 700 |  | 10 | 211112 | -104.7094 | 39.904 |  |  | 400 |  |  |  | 80022 | 23
08001 |  | Colorado | Adams | 13014011 | 68530613 | 62897912 | 001-1760 | 001-1760-0 | 001-1760-S | BILL BARRETT - MORAN 1 | 0.012951 |  | 20 | 2 | 700 |  | 10 | 211112 | -104.5893 | 39.8512 |  |  | 400 |  |  |  | 80137 | 23
08001 |  | Colorado | Adams | 13021511 | 68530913 | 62898212 | 001-1763 | 001-1763-0 | 001-1763-S | BILL BARRETT - BOX ELDER G |  |  | 20 | 2.84 | 148 |  | 8 | 211112 | -104.6098 | 39.8644 |  |  | 400 |  |  |  | 80022
08001 |  | Colorado | Adams | 13021611 | 68531013 | 62898312 | 001-1764 | 001-1764-0 | 001-1764-S | BILL BARRETT - MERKOWITZ 1 |  |  | 20 | 2.84 | 148 |  | 8 | 211112 | -104.7538 | 39.9286 |  |  | 400 |  |  |  | 80022
08001 |  | Colorado | Adams | 13021711 | 68531113 | 62898412 | 001-1765 | 001-1765-0 | 001-1765-S | BILL BARRETT - MARTIN #1 |  |  | 20 | 2.84 | 148 |  | 8 | 211112 | -104.7446 | 39.9128 |  |  | 400 |  |  |  | 80022
08001 |  | Colorado | Adams | 13041711 | 68512113 | 62878412 | 001-1518 | 001-1518-0 | 001-1518-S | KERR-MCGEE 11113 - EQUINOX 9-9/EQUINO. |  |  | 20 | 2.84 | 148 |  | 8.1 | 211112 | -104.8868 | 39.9773 |  |  | 400 |  |  |  | 80602 | 99
08001 |  | Colorado | Adams | 13042611 | 90858313 | 86921312 | 001-1542 | 001-1542-0 | 001-1542-S | HILCORP ENERGY - KELTON A-3 PUMP STATION |  |  | 20 | 2.84 | 148 |  | 8 | 21111 | -104.5764 | 39.9007 |  | 110 | 400 |  |  |  | 80642
08001 |  | Colorado | Adams | 13042711 | 90858413 | 86921412 | 001-1543 | 001-1543-0 | 001-1543-S | HILCORP ENERGY - KUGEL #1 PUMP STATION |  |  | 20 | 2.84 | 148 |  | 8 | 21111 | -104.4824 | 39.9355 |  | 110 | 400 |  |  |  | 80642
08001 |  | Colorado | Adams | 13043011 | 68514813 | 62881112 | 001-1557 | 001-1557-0 | 001-1557-S | COLTON LLC THOMPSON PRICE 2 |  |  | 20 | 2.84 | 148 |  | 8.1 | 211112 | -104.2064 | 39.8105 |  |  | 400 |  |  |  | 80103 | 110
08001 |  | Colorado | Adams | 13043211 | 68515113 | 62881412 | 001-1561 | 001-1561-0 | 001-1561-S | BILL BARRETT - STATE A | 0.050259 |  | 20 | 2 | 700 |  | 10 | 211112 | -104.7312 | 39.9161 |  |  | 400 |  |  |  | 80022 | 23
08001 |  | Colorado | Adams | 13043311 | 103407613 | 107558512 | 001-1565 | 001-1565-0 | 001-1565-S | CITY & COUNTY OF DENVER - BOX ELDER J |  |  | 1 | 0.1 | 70 | 0 |  | 211112 | -104.6946 | 39.9197 |  |  | 300 |  |  |  | 80022
08001 |  | Colorado | Adams | 13043311 | 68515413 | 62881812 | 001-1565 | 001-1565-0 | 001-1565-S | CITY & COUNTY OF DENVER - BOX ELDER J |  |  | 20 | 2.84 | 148 |  | 8 | 211112 | -104.6946 | 39.9197 |  |  | 400 |  |  |  | 80022
08001 |  | Colorado | Adams | 13043311 | 68515413 | 92792112 | 001-1565 | 001-1565-0 | 001-1565-S | CITY & COUNTY OF DENVER - BOX ELDER J |  |  | 20 | 2 | 700 |  | 10 | 211112 | -104.6946 | 39.9197 |  |  | 400 |  |  |  | 80022 | 23
08001 |  | Colorado | Adams | 13043411 | 68515513 | 62881912 | 001-1566 | 001-1566-0 | 001-1566-S | CITY & COUNTY OF DENVER - BOX ELDER K |  |  | 20 | 2 | 700 |  | 10 | 211112 | -104.7129 | 39.9093 |  |  | 400 |  |  |  | 80022 | 23
08001 |  | Colorado | Adams | 13043511 | 68515613 | 62882012 | 001-1567 | 001-1567-0 | 001-1567-S | CITY & COUNTY OF DENVER - CHAMPLIN 117 C |  |  | 20 | 2 | 700 |  | 10 | 211112 | -104.7219 | 39.9017 |  |  | 400 |  |  |  | 80022 | 23
08001 |  | Colorado | Adams | 13043711 | 68515913 | 92792212 | 001-1572 | 001-1572-0 | 001-1572-S | GREAT WESTERN - KORTUM BATTERY |  |  | 20 | 2 | 700 |  | 10 | 211112 | -104.887 | 39.956 |  |  | 400 |  |  |  | 80601 | 23
08001 |  | Colorado | Adams | 13043811 | 68516313 | 62882712 | 001-1577 | 001-1577-0 | 001-1577-S | KERR-MCGEE 14176-CHAVEZ 7-17 |  |  | 20 | 2.84 | 148 |  | 8.1 | 211112 | -104.6857 | 39.9669 |  |  | 400 |  |  |  | 80601 | 99
08001 |  | Colorado | Adams | 13044211 | 68516813 | 62883212 | 001-1599 | 001-1599-0 | 001-1599-S | FOUNDATION ENERGY- CHAMPLIN 73 AMOCO B | 0.088707 |  | 20 | 2 | 700 |  | 10 | 211112 | -104.2844 | 39.8636 |  |  | 400 |  |  |  | 80136 | 23
08001 |  | Colorado | Adams | 13044311 | 68516913 | 62883312 | 001-1600 | 001-1600-0 | 001-1600-S | FOUNDATION ENERGY- GREENEMEIER #9-30 |  |  | 20 | 2 | 700 |  | 10 | 211112 | -104.5861 | 39.9331 |  |  | 400 |  |  |  | 80601 | 23
08001 |  | Colorado | Adams | 13044311 | 96013713 | 92793212 | 001-1600 | 001-1600-0 | 001-1600-S | FOUNDATION ENERGY- GREENEMEIER #9-30 |  |  | 20 | 2 | 700 |  | 10 | 211112 | -104.5861 | 39.9331 |  |  | 400 |  |  |  | 80601 | 23
08001 |  | Colorado | Adams | 13044511 | 68517913 | 62884312 | 001-1608 | 001-1608-0 | 001-1608-S | BLUE CHIP OIL, INC.- ROBERTS #2 |  |  | 20 | 2.84 | 148 |  | 8.1 | 211112 | -104.9637 | 40.0238 |  |  | 400 |  |  |  | 80516
08001 |  | Colorado | Adams | 13044511 | 68517913 | 62884412 | 001-1608 | 001-1608-0 | 001-1608-S | BLUE CHIP OIL, INC.- ROBERTS #2 | 0.037967 |  | 20 | 2 | 700 |  | 10 | 211112 | -104.9637 | 40.0238 |  |  | 400 |  |  |  | 80516 | 23
08001 |  | Colorado | Adams | 13054611 | 68518913 | 62885412 | 001-1609 | 001-1609-0 | 001-1609-S | RENTECH ENERGY TECHNOLOGY CENTER, LLC | 1.63 | 0.1 | 20 | 1 | 500 | 0 |  | 32512 | -104.9387 | 39.8028 |  |  | 690 |  |  |  | 80022-3
08001 |  | Colorado | Adams | 13054611 | 90859013 | 62885212 | 001-1609 | 001-1609-0 | 001-1609-S | RENTECH ENERGY TECHNOLOGY CENTER, LLC | 0.278 |  | 18 | 4 | 1600 |  | 2.7 | 32512 | -104.9387 | 39.8028 |  |  | 690 |  |  |  | 80022-3
08001 |  | Colorado | Adams | 13054911 | 68519713 | 62886112 | 001-1618 | 001-1618-0 | 001-1618-S | BAYSWATER E&P - CUNDALL 5-12, 6-12 |  |  | 20 | 2 | 700 |  | 10 | 211112 | -104.9522 | 39.9809 |  |  | 400 |  |  |  | 80601 | 23
08001 |  | Colorado | Adams | 13055011 | 68519813 | 62886312 | 001-1619 | 001-1619-0 | 001-1619-S | BAYSWATER E&P - EDSTROM #1 & #3 |  |  | 20 | 2 | 700 |  | 10 | 211112 | -104.9148 | 39.9774 |  |  | 400 |  |  |  | 80601 | 23
08001 |  | Colorado | Adams | 13055111 | 68519913 | 62886412 | 001-1620 | 001-1620-0 | 001-1620-S | BAYSWATER E&P - IVEY 16-11 |  |  | 20 | 2.84 | 148 |  | 8 | 211112 | -104.9665 | 39.9738 |  |  | 400 |  |  |  | 80601
08001 |  | Colorado | Adams | 13055211 | 68520013 | 62886612 | 001-1622 | 001-1622-0 | 001-1622-S | BAYSWATER E&P - MORRISON 9-1 & 15-1 BAT |  |  | 20 | 2 | 700 |  | 10 | 211112 | -104.9474 | 39.9882 |  |  | 400 |  |  |  | 80601 | 23
08001 |  | Colorado | Adams | 13055311 | 68520113 | 62886712 | 001-1623 | 001-1623-0 | 001-1623-S | BAYSWATER E&P - NORTH QUEBEC |  |  | 20 | 2 | 700 |  | 10 | 211112 | -104.9059 | 39.9775 |  |  | 400 |  |  |  | 80601 | 23
08001 |  | Colorado | Adams | 13055411 | 68520213 | 62886912 | 001-1624 | 001-1624-0 | 001-1624-S | BAYSWATER E&P - NORTH YORK 1 & 11-12 |  |  | 20 | 2 | 700 |  | 10 | 211112 | -104.9523 | 39.9772 |  |  | 400 |  |  |  | 80601 | 23
08001 |  | Colorado | Adams | 13055511 | 68520313 | 86922512 | 001-1625 | 001-1625-0 | 001-1625-S | BAYSWATER E&P - NORTH YORK 13-12, 14-12 |  |  | 20 | 2 | 700 |  | 10 | 211112 | -104.957 | 39.9738 |  |  | 400 |  |  |  | 80601 | 23
08001 |  | Colorado | Adams | 13055611 | 68520413 | 107175512 | 001-1626 | 001-1626-0 | 001-1626-S | BAYSWATER E&P - SACK 7-11, 8-11 |  |  | 20 | 2 | 700 |  | 10 | 211112 | -104.9665 | 39.981 |  |  | 400 |  |  |  | 80020 | 23
08001 |  | Colorado | Adams | 13055811 | 68520613 | 107175612 | 001-1628 | 001-1628-0 | 001-1628-S | BAYSWATER E&P - SIGNAL RESERVOIR |  |  | 20 | 2 | 700 |  | 10 | 211112 | -104.8964 | 39.9985 |  |  | 400 |  |  |  | 80601 | 23
08001 |  | Colorado | Adams | 13055911 | 68520713 | 62887512 | 001-1629 | 001-1629-0 | 001-1629-S | BAYSWATER E&P - STANDLEY 1-2 & 2-2 |  |  | 20 | 2 | 700 |  | 10 | 211112 | -104.9616 | 39.9986 |  |  | 400 |  |  |  | 80601 | 23
08001 |  | Colorado | Adams | 13056111 | 68520913 | 62887812 | 001-1633 | 001-1633-0 | 001-1633-S | BAYSWATER E&P - STERKEL 1 |  |  | 20 | 2 | 700 |  | 10 | 211112 | -104.9474 | 39.9986 |  |  | 400 |  |  |  | 80601 | 23
08001 |  | Colorado | Adams | 13056211 | 68521013 | 62887912 | 001-1634 | 001-1634-0 | 001-1634-S | BAYSWATER E&P - WRIGHT 2-14 |  |  | 20 | 2.84 | 148 |  | 8 | 211112 | -104.9663 | 39.9702 |  |  | 400 |  |  |  | 80601
08001 |  | Colorado | Adams | 13056211 | 68521013 | 62888012 | 001-1634 | 001-1634-0 | 001-1634-S | BAYSWATER E&P - WRIGHT 2-14 |  |  | 20 | 2 | 700 |  | 10 | 211112 | -104.9663 | 39.9702 |  |  | 400 |  |  |  | 80601 | 23
08001 |  | Colorado | Adams | 13056311 | 68521113 | 62888212 | 001-1635 | 001-1635-0 | 001-1635-S | BAYSWATER E&P - ZARLENGO BATTERY |  |  | 20 | 2 | 700 |  | 10 | 21111 | -104.9012 | 39.9954 |  |  | 400 |  |  |  | 80601 | 23
08001 |  | Colorado | Adams | 13056411 | 68521213 | 62888312 | 001-1637 | 001-1637-0 | 001-1637-S | MERIT ENERGY COMPANY - ZARLENGO 2 |  |  | 20 | 2.84 | 148 |  | 8.1 | 211112 | -104.9011 | 39.9989 |  |  | 400 |  |  |  | 80601 | 23
08001 |  | Colorado | Adams | 13056511 | 68521313 | 62888412 | 001-1638 | 001-1638-0 | 001-1638-S | TYLER ROCKIES - LINNEBUR 2-R |  |  | 20 | 2.84 | 148 |  | 8.1 | 211112 | -104.0285 | 39.7454 |  |  | 400 |  |  |  | 80105
08001 |  | Colorado | Adams | 13056611 | 68521413 | 62888512 | 001-1639 | 001-1639-0 | 001-1639-S | TYLER ROCKIES - UPRR-LINNEBUR |  |  | 20 | 2.84 | 148 |  | 8.1 | 211112 | -104.0284 | 39.7419 |  |  | 400 |  |  |  | 80105
08001 |  | Colorado | Adams | 13056711 | 68521513 | 62888612 | 001-1640 | 001-1640-0 | 001-1640-S | TYLER ROCKIES - FLADER INDUSTRIES |  |  | 20 | 2.84 | 148 |  | 8.1 | 211112 | -104.0278 | 39.7634 |  |  | 400 |  |  |  | 80105
08001 |  | Colorado | Adams | 13056811 | 68521613 | 68750612 | 001-1641 | 001-1641-0 | 001-1641-S | RECOVERY ENERGY, INC. - CIMYOTT 6-21 |  |  | 20 | 2.84 | 148 |  | 8.1 | 211112 | -104.5953 | 39.9116 |  |  | 400 |  |  |  | 80642
08001 |  | Colorado | Adams | 13057011 | 68521913 | 62888912 | 001-1646 | 001-1646-0 | 001-1646-S | NOBLE ENERGY INC. BATTERY #11604801 |  |  | 20 | 2.84 | 148 |  | 8.1 | 211112 | -104.624 | 39.9518 |  |  | 400 |  |  |  | 80601
08001 |  | Colorado | Adams | 13057111 | 68522013 | 62889012 | 001-1649 | 001-1649-0 | 001-1649-S | NOBLE ENERGY - BATTERY #11618700 |  |  | 20 | 2.84 | 148 |  | 8.1 | 211112 | -104.4114 | 39.9066 |  |  | 400 |  |  |  | 80102
08001 |  | Colorado | Adams | 13057311 | 68522313 | 62889312 | 001-1652 | 001-1652-0 | 001-1652-S | NOBLE ENERGY INC. BATTERY #11524300 |  |  | 20 | 2.84 | 148 |  | 8.1 | 211112 | -104.2665 | 39.7985 |  |  | 400 |  |  |  | 80136
08001 |  | Colorado | Adams | 13057411 | 68522413 | 62889412 | 001-1654 | 001-1654-0 | 001-1654-S | NOBLE ENERGY INC. BATTERY #11524400 |  |  | 20 | 2.84 | 148 |  | 8.1 | 211112 | -104.6208 | 39.9431 |  |  | 400 |  |  |  | 80603
08001 |  | Colorado | Adams | 13057511 | 68522813 | 86922612 | 001-1657 | 001-1657-0 | 001-1657-S | BILL BARRETT - SAUVAGE | 0.043391 |  | 20 | 2 | 700 |  | 10 | 211112 | -104.9383 | 39.9845 |  |  | 400 |  |  |  | 80601 | 23
08001 |  | Colorado | Adams | 13057611 | 68522913 | 92793512 | 001-1658 | 001-1658-0 | 001-1658-S | FOUNDATION ENERGY -CHAMPLIN 459 AMOCO #1 | 0.043517 |  | 20 | 2 | 700 |  | 10 | 211112 | -104.1809 | 39.8898 |  |  | 400 |  |  |  | 80103 | 23
08001 |  | Colorado | Adams | 13057711 | 68523013 | 92793612 | 001-1660 | 001-1660-0 | 001-1660-S | FOUNDATION ENERGY -LARSON #1-10, 2-10 |  |  | 20 | 2 | 700 |  | 10 | 211112 | -104.5294 | 39.8094 |  |  | 400 |  |  |  | 80137 | 23
08001 |  | Colorado | Adams | 13057811 | 68523113 | 86922812 | 001-1661 | 001-1661-0 | 001-1661-S | FOUNDATION ENERGY -HAZLET B1 & B2 |  |  | 20 | 2 | 700 |  | 10 | 211112 | -104.5722 | 39.9512 |  |  | 400 |  |  |  | 80642 | 23
08001 |  | Colorado | Adams | 13057911 | 68523213 | 92793712 | 001-1662 | 001-1662-0 | 001-1662-S | FOUNDATION ENERGY-HIRSCH 2 & 1-20 |  |  | 20 | 2 | 700 |  | 10 | 211112 | -104.5768 | 39.9478 |  |  | 400 |  |  |  | 80642 | 23
08001 |  | Colorado | Adams | 13058011 | 68523313 | 62890312 | 001-1663 | 001-1663-0 | 001-1663-S | MERIT ENERGY COMPANY ABNER GUTHRIE | [7 empty] | 211112 | -104.8586 | 39.9957 |  |  | 400 |  |  |  | 80601 | 23
08001 |  | Colorado | Adams | 13058011 | 90859313 | 86923012 | 001-1663 | 001-1663-0 | 001-1663-S | MERIT ENERGY COMPANY ABNER GUTHRIE |  |  | 1 | 0.1 | 70 | 0 |  | 211112 | -104.8586 | 39.9957 |  |  | 400 |  |  |  | 80601 | 23
08001 |  | Colorado | Adams | 13058111 | 68523413 | 107175912 | 001-1664 | 001-1664-0 | 001-1664-S | MERIT ENERGY COMPANY ZARLENGO 24 |  |  | 20 | 2 | 700 |  | 10 | 211112 | -104.8962 | 39.9882 |  |  | 400 |  |  |  | 80601 | 23
08001 |  | Colorado | Adams | 13058211 | 68523513 | 107176012 | 001-1665 | 001-1665-0 | 001-1665-S | MERIT ENERGY COMPANY BREDEHOFT 13-6 |  |  | 20 | 2 | 700 |  | 10 | 211112 | -104.9383 | 39.9987 |  |  | 400 |  |  |  | 80601 | 23
08001 |  | Colorado | Adams | 13058311 | 68523613 | 62890612 | 001-1667 | 001-1667-0 | 001-1667-S | CRIMSON EXPLORATION, INC- HABEL A-1, A-2 |  |  | 20 | 2.84 | 148 |  | 8 | 211112 | -104.3128 | 39.8636 |  |  | 400 |  |  |  | 80136
08001 |  | Colorado | Adams | 13058511 | 68523813 | 62890812 | 001-1669 | 001-1669-0 | 001-1669-S | CRIMSON EXPLORATION, INC-AMOCO STATE 42- |  |  | 20 | 2.84 | 148 |  | 8 | 211112 | -104.6619 | 39.9668 |  |  | 400 |  |  |  | 80601
08001 |  | Colorado | Adams | 13058611 | 68523913 | 62890912 | 001-1670 | 001-1670-0 | 001-1670-S | CRIMSON EXPLORATION, INC-UNRUH 23-23, 13 |  |  | 20 | 2.84 | 148 |  | 8 | 211112 | -104.6335 | 39.9483 |  |  | 400 |  |  |  | 80601
08001 |  | Colorado | Adams | 13073411 | 68524013 | 62891012 | 001-1671 | 001-1671-0 | 001-1671-S | CRIMSON EXPLORATION, INC-KALCEVIC 24-3, |  |  | 20 | 2.84 | 148 |  | 8 | 211112 | -104.4259 | 39.9065 |  |  | 400 |  |  |  | 80102
08001 |  | Colorado | Adams | 13083211 | 68524713 | 62891712 | 001-1684 | 001-1684-0 | 001-1684-S | NOBLE ENERGY INC. BATTERY #11524900 |  |  | 20 | 2.84 | 148 |  | 8.1 | 211112 | -104.6099 | 39.9482 |  |  | 400 |  |  |  | 80601
08001 |  | Colorado | Adams | 13083311 | 68524813 | 62891812 | 001-1685 | 001-1685-0 | 001-1685-S | NOBLE ENERGY INC. BATTERY #11537100 |  |  | 20 | 2.84 | 148 |  | 8.1 | 211112 | -104.6477 | 39.9485 |  |  | 400 |  |  |  | 80601
08001 |  | Colorado | Adams | 13083511 | 68525013 | 62892012 | 001-1687 | 001-1687-0 | 001-1687-S | KERR-MCGEE 61852 |  |  | 20 | 2.84 | 148 |  | 8.1 | 211112 | -104.9245 | 39.9773 |  |  | 400 |  |  |  | 80601
08001 |  | Colorado | Adams | 1425811 | 45121813 | 42828912 | 001-1434 | 001-1434-0 | 001-1434-S | NOBLE ENERGY INC. BATTERY #11307900 |  |  | 20 | 2.84 | 148 |  | 8.1 | 211112 | -104.6524 | 39.9485 |  | 106 | 400 |  |  |  | 80601 |  | R63-0036
08001 |  | Colorado | Adams | 1425911 | 45121713 | 42828812 | 001-1435 | 001-1435-0 | 001-1435-S | NOBLE ENERGY INC. BATTERY #11357400 |  |  | 20 | 2.84 | 148 |  | 8.1 | 211112 | -104.9856 | 39.9703 |  | 106 | 400 |  |  |  | 80020 |  | R63-0036
08001 |  | Colorado | Adams | 1426111 | 45121513 | 42828612 | 001-1437 | 001-1437-0 | 001-1437-S | NOBLE ENERGY INC. BATTERY #11353600 |  |  | 20 | 2.84 | 148 |  | 8 | 211112 | -104.9951 | 39.9559 |  | 106 | 400 |  |  |  | 80020 |  | R63-0036
08001 |  | Colorado | Adams | 1426111 | 45121513 | 92791212 | 001-1437 | 001-1437-0 | 001-1437-S | NOBLE ENERGY INC. BATTERY #11353600 |  |  | 20 | 2 | 700 |  | 10 | 211112 | -104.9951 | 39.9559 |  | 106 | 400 |  |  |  | 80020 | 23
08001 |  | Colorado | Adams | 1426211 | 45121413 | 42828512 | 001-1439 | 001-1439-0 | 001-1439-S | DELTA PETROLEUM CORP. - AMOCO AMPET 1-1 |  |  | 1 | 0.1 | 70 | 0 |  | 211112 | -104.5504 | 39.8877 |  | 106 | 400 |  |  |  | 80642 |  | R63-0036
08001 |  | Colorado | Adams | 1427011 | 45120613 | 62877212 | 001-1448 | 001-1448-0 | 001-1448-S | MATRIX ENERGY - ANDERSON BATTERY |  |  | 20 | 2 | 700 |  | 10 | 211112 | -104.1947 | 39.8969 |  | 106 | 400 |  |  |  | 80103 | 23
08001 |  | Colorado | Adams | 1427111 | 45120513 | 62877312 | 001-1449 | 001-1449-0 | 001-1449-S | MATRIX ENERGY, LLC - BOXELDER 27-1 |  |  | 20 | 2 | 700 |  | 10 | 211112 | -104.6522 | 39.9339 |  | 106 | 400 |  |  |  | 80601 | 23
08001 |  | Colorado | Adams | 1427211 | 45120413 | 62877412 | 001-1450 | 001-1450-0 | 001-1450-S | MATRIX ENERGY, LLC - BOXELDER 28-1 |  |  | 20 | 2 | 700 |  | 10 | 211112 | -104.6619 | 39.9305 |  | 106 | 400 |  |  |  | 80601 | 23
08001 |  | Colorado | Adams | 1427311 | 45120313 | 42827412 | 001-1452 | 001-1452-0 | 001-1452-S | MATRIX ENERGY, LLC - STATE 5-36 |  |  | 1 | 0.1 | 70 | 0 |  | 211112 | -104.3833 | 39.8306 |  | 106 | 400 |  |  |  | 80102 | 23 | R63-0036
08001 |  | Colorado | Adams | 1427611 | 45120013 | 42827112 | 001-1456 | 001-1456-0 | 001-1456-S | NOBLE ENERGY INC. BATTERY #11365400 | 0.015446 |  | 20 | 2 | 700 |  | 10 | 211112 | -104.8869 | 39.9985 |  | 106 | 400 |  |  |  | 80602 | 23 | R63-0036
08001 |  | Colorado | Adams | 1427711 | 45119913 | 42827012 | 001-1457 | 001-1457-0 | 001-1457-S | NOBLE ENERGY INC. BATTERY #11332500 |  |  | 20 | 2.84 | 148 |  | 8.1 | 211112 | -104.3559 | 39.7725 |  | 106 | 400 |  |  |  | 80136 |  | R63-0036
08001 |  | Colorado | Adams | 1427911 | 45119713 | 42826812 | 001-1488 | 001-1488-0 | 001-1488-S | KERR-MCGEE 61746 |  |  | 20 | 2.84 | 148 |  | 8.1 | 211112 | -104.9713 | 39.9557 |  | 106 | 400 |  |  |  | 80020 |  | R63-0036
08001 |  | Colorado | Adams | 1428011 | 45119613 | 42826712 | 001-1489 | 001-1489-0 | 001-1489-S | KERR-MCGEE 61753 |  |  | 20 | 2.84 | 148 |  | 8.1 | 211112 | -104.8775 | 39.9918 |  | 106 | 400 |  |  |  | 80601 |  | R63-0036
08001 |  | Colorado | Adams | 1428111 | 45119513 | 42826612 | 001-1490 | 001-1490-0 | 001-1490-S | KERR-MCGEE 61754 |  |  | 20 | 2.84 | 148 |  | 8.1 | 211112 | -104.8684 | 39.9952 |  | 106 | 400 |  |  |  | 80601 |  | R63-0036
08001 |  | Colorado | Adams | 1428211 | 45119413 | 42826512 | 001-1491 | 001-1491-0 | 001-1491-S | KERR-MCGEE 61786 |  |  | 20 | 2.84 | 148 |  | 8.1 | 211112 | -104.9331 | 39.9847 |  | 106 | 400 |  |  |  | 80601 |  | R63-0036
08001 |  | Colorado | Adams | 1428311 | 45119313 | 42826412 | 001-1492 | 001-1492-0 | 001-1492-S | KERR-MCGEE 61814 |  |  | 20 | 2.84 | 148 |  | 8.1 | 211112 | -104.9332 | 39.9881 |  | 106 | 400 |  |  |  | 80601 |  | R63-0036
08001 |  | Colorado | Adams | 1428411 | 45119213 | 42826312 | 001-1493 | 001-1493-0 | 001-1493-S | KERR-MCGEE 61845 | 0.023723 |  | 20 | 2 | 700 |  | 10 | 211112 | -104.8634 | 39.9917 |  | 106 | 400 |  |  |  | 80602 | 23 | R63-0036
08001 |  | Colorado | Adams | 1428611 | 45119013 | 42826112 | 001-1495 | 001-1495-0 | 001-1495-S | KERR-MCGEE 62421 |  |  | 20 | 2.84 | 148 |  | 8.1 | 211112 | -104.8349 | 39.9983 |  | 106 | 400 |  |  |  | 80601 |  | R63-0036
08001 |  | Colorado | Adams | 1428711 | 45118913 | 42826012 | 001-1496 | 001-1496-0 | 001-1496-S | BILL BARRETT - NORTH COLORADO |  |  | 20 | 2.84 | 148 |  | 8 | 211112 | -104.9522 | 39.97 |  | 106 | 400 |  |  |  | 80601 |  | R63-0036
08001 |  | Colorado | Adams | 1428811 | 45118813 | 42825912 | 001-1497 | 001-1497-0 | 001-1497-S | GREAT WESTERN O&G - LINNEBUR - UPRR 1 |  |  | 1 | 0.1 | 70 | 0 |  | 211112 | -104.4541 | 39.845 |  | 106 | 400 |  |  |  | 80102 |  | R63-0036
08001 |  | Colorado | Adams | 1428911 | 45118713 | 42825812 | 001-1498 | 001-1498-0 | 001-1498-S | GREAT WESTRN O&G - BULLARD 6 |  |  | 1 | 0.1 | 70 | 0 |  | 211112 | -104.5107 | 39.8196 |  | 106 | 400 |  |  |  | 80102 |  | R63-0036
08001 |  | Colorado | Adams | 1429011 | 45118613 | 42825712 | 001-1499 | 001-1499-0 | 001-1499-S | TUDEX PETROLEUMS INC. - DARLOW NORTH |  |  | 1 | 0.1 | 70 | 0 |  | 211112 | -104.9427 | 39.9811 |  | 106 | 400 |  |  |  | 80601 |  | R63-0036
08001 |  | Colorado | Adams | 1429111 | 45118513 | 42825612 | 001-1504 | 001-1504-0 | 001-1504-S | TUDEX PETROLEUMS INC. - PULIS |  |  | 1 | 0.1 | 70 | 0 |  | 211112 | -104.9428 | 39.9738 |  | 106 | 400 |  |  |  | 80601 |  | R63-0036
08001 |  | Colorado | Adams | 1445311 | 45114913 | 92791312 | 001-1469 | 001-1469-0 | 001-1469-S | MOUNTAIN PETROLEUM - ABBOTT 12-21 |  |  | 20 | 2 | 700 |  | 10 | 211112 | -104.4496 | 39.9466 |  | 106 | 400 |  |  |  | 80102 | 23
08001 |  | Colorado | Adams | 1453511 | 103407013 | 107174512 | 001-0695 | 001-0695-0 | 001-0695-S | GREAT WESTERN - KALCEVIC FARMS #41-3 |  |  | 20 | 2.84 | 148 |  | 8.1 | 21111 | -104.418 | 39.91 |  |  | 400 |  |  |  | 80102
08001 |  | Colorado | Adams | 14779111 | 90861713 | 86926012 | 001-1778 | 001-1778-0 | 001-1778-S | GREAT WESTERN - BOX ELDER FARMS 1 |  |  | 20 | 2.84 | 148 |  | 8 | 211112 | -104.6541 | 39.9551 |  |  | 400 |  |  |  | 80603
08001 |  | Colorado | Adams | 14807211 | 90859213 | 86922412 | 001-1616 | 001-1616-0 | 001-1616-S | NOBLE ENERGY INC BATTERY #11537400 |  |  | 20 | 2.84 | 148 |  | 8.1 | 211112 | -104.6945 | 39.957 |  |  | 400 |  |  |  | 80022
08001 |  | Colorado | Adams | 14807411 | 90858913 | 86922112 | 001-1585 | 001-1585-0 | 001-1585-S | NOBLE ENERGY INC. BATTERY #10863400 |  |  | 20 | 2.84 | 148 |  | 8.1 | 211112 | -104.5246 | 39.9073 |  |  | 400 |  |  |  | 80642
08001 |  | Colorado | Adams | 14807511 | 90858513 | 86921512 | 001-1548 | 001-1548-0 | 001-1548-S | NOBLE ENERGY INC. BATTERY #11352200 |  |  | 20 | 2.84 | 148 |  | 8.1 | 211112 | -104.9663 | 39.9593 |  |  | 400 |  |  |  | 80601
08001 |  | Colorado | Adams | 14807711 | 90864913 | 86929212 | 001-1822 | 001-1822-0 | 001-1822-S | ENERVEST OPERATING - BANTER MORRIS 23-4 |  |  | 20 | 2.84 | 148 |  | 8.1 | 211112 | -104.5585 | 39.9912 |  |  | 400 |  |  |  | 80643
08001 |  | Colorado | Adams | 14807911 | 90865113 | 86929412 | 001-1824 | 001-1824-0 | 001-1824-S | ENERVEST OPERATING - CAROL BELL 1 |  |  | 20 | 2.84 | 148 |  | 8.1 | 211112 | -104.379 | 40.0243 |  |  | 400 |  |  |  | 80652
08001 |  | Colorado | Adams | 14808011 | 90865213 | 86929512 | 001-1825 | 001-1825-0 | 001-1825-S | ENERVEST OPERATING - EIFFEL 1 |  |  | 20 | 2.84 | 148 |  | 8.1 | 211112 | -104.4892 | 39.9467 |  |  | 400 |  |  |  | 80642
08001 |  | Colorado | Adams | 14808111 | 90865313 | 86929612 | 001-1826 | 001-1826-0 | 001-1826-S | ENERVEST OPERATING - ELEANOR ARNOLD B1 |  |  | 20 | 2.84 | 148 |  | 8.1 | 211112 | -104.5373 | 39.9777 |  |  | 400 |  |  |  | 80643
08001 |  | Colorado | Adams | 14808211 | 90865813 | 86930112 | 001-1831 | 001-1831-0 | 001-1831-S | ENERVEST OPERATING - FERGUSON |  |  | 20 | 2.84 | 148 |  | 8.1 | 211112 | -104.2694 | 39.8545 |  |  | 400 |  |  |  | 80136
08001 |  | Colorado | Adams | 14808311 | 90865413 | 86929712 | 001-1827 | 001-1827-0 | 001-1827-S | ENERVEST OPERATING - HLEZER FARM 1 |  |  | 20 | 2.84 | 148 |  | 8.1 | 211112 | -104.5014 | 39.9411 |  |  | 400 |  |  |  | 80642
08001 |  | Colorado | Adams | 14808511 | 90865713 | 86930012 | 001-1830 | 001-1830-0 | 001-1830-S | ENERVEST OPERATING - UPRR 60 PAN AM E1,2 |  |  | 20 | 2.84 | 148 |  | 8.1 | 211112 | -104.528 | 39.9866 |  |  | 400 |  |  |  | 80643
08001 |  | Colorado | Adams | 14808611 | 90865613 | 86929912 | 001-1829 | 001-1829-0 | 001-1829-S | ENERVEST OPERATING - WARREN 11-10 |  |  | 20 | 2.84 | 148 |  | 8.1 | 211112 | -104.5443 | 39.9837 |  |  | 400 |  |  |  | 80643
08001 |  | Colorado | Adams | 14808711 | 90861813 | 107176412 | 001-1779 | 001-1779-0 | 001-1779-S | GREAT WESTERN - CHAMPLIN 117 |  |  | 20 | 2 | 700 |  | 10 | 211112 | -104.7501 | 39.9234 |  |  | 400 |  |  |  | 80022 | 23
08001 |  | Colorado | Adams | 14808711 | 90861813 | 86926112 | 001-1779 | 001-1779-0 | 001-1779-S | GREAT WESTERN - CHAMPLIN 117 |  |  | 20 | 2.84 | 148 |  | 8 | 211112 | -104.7501 | 39.9234 |  |  | 400 |  |  |  | 80022
08001 |  | Colorado | Adams | 14808811 | 90861913 | 107176512 | 001-1780 | 001-1780-0 | 001-1780-S | GREAT WESTERN - CHAMPLIN 248 |  |  | 20 | 2 | 700 |  | 10 | 211112 | -104.5269 | 39.8087 |  |  | 400 |  |  |  | 80102 | 23
08001 |  | Colorado | Adams | 14808811 | 90861913 | 86926212 | 001-1780 | 001-1780-0 | 001-1780-S | GREAT WESTERN - CHAMPLIN 248 |  |  | 20 | 2.84 | 148 |  | 8 | 211112 | -104.5269 | 39.8087 |  |  | 400 |  |  |  | 80102
08001 |  | Colorado | Adams | 14808911 | 90862013 | 86926312 | 001-1781 | 001-1781-0 | 001-1781-S | GREAT WESTERN - GRAND 1 |  |  | 20 | 2.84 | 148 |  | 8 | 211112 | -104.6535 | 39.9681 |  |  | 400 |  |  |  | 80603
08001 |  | Colorado | Adams | 14809311 | 90862313 | 86926612 | 001-1791 | 001-1791-0 | 001-1791-S | KERR-MCGEE 61457 - N COLORADO BLVD 24. |  |  | 20 | 2.84 | 148 |  | 8.1 | 211112 | -104.9515 | 39.9603 |  |  | 400 |  |  |  | 80602
08001 |  | Colorado | Adams | 14809411 | 90862413 | 86926712 | 001-1792 | 001-1792-0 | 001-1792-S | KERR-MCGEE 61458 - N COLORADO 41-13 7 |  |  | 20 | 2.84 | 148 |  | 8.1 | 211112 | -104.9432 | 39.9695 |  |  | 400 |  |  |  | 80602
08001 |  | Colorado | Adams | 14809511 | 90862513 | 86926812 | 001-1793 | 001-1793-0 | 001-1793-S | KERR-MCGEE 61459 - N COLORADO 44-13 9 |  |  | 20 | 2.84 | 148 |  | 8.1 | 211112 | -104.9487 | 39.9603 |  |  | 400 |  |  |  | 80602
08001 |  | Colorado | Adams | 14809611 | 90862613 | 86926912 | 001-1794 | 001-1794-0 | 001-1794-S | KERR-MCGEE 61485 - DRY CREEK 1 |  |  | 20 | 2.84 | 148 |  | 8.1 | 211112 | -104.9742 | 39.9472 |  |  | 400 |  |  |  | 80020
08001 |  | Colorado | Adams | 14809711 | 90862713 | 86927012 | 001-1795 | 001-1795-0 | 001-1795-S | KERR-MCGEE 61526 - FOSTER 1-22 |  |  | 20 | 2.84 | 148 |  | 8.1 | 211112 | -104.989 | 39.9494 |  |  | 400 |  |  |  | 80020
08001 |  | Colorado | Adams | 14809811 | 90862813 | 86927112 | 001-1796 | 001-1796-0 | 001-1796-S | KERR-MCGEE 61549 |  |  | 20 | 2.84 | 148 |  | 8.1 | 211112 | -104.9674 | 39.9658 |  |  | 400 |  |  |  | 80602
08001 |  | Colorado | Adams | 14809911 | 90862913 | 86927212 | 001-1797 | 001-1797-0 | 001-1797-S | KERR-MCGEE 61666 - MORRISON 24-1 3 |  |  | 20 | 2.84 | 148 |  | 8.1 | 211112 | -104.9512 | 39.9876 |  |  | 400 |  |  |  | 80602
08001 |  | Colorado | Adams | 14810011 | 90863013 | 86927312 | 001-1798 | 001-1798-0 | 001-1798-S | KERR-MCGEE 61667 - MORRISON 33-1 4 |  |  | 20 | 2.84 | 148 |  | 8.1 | 211112 | -104.9474 | 39.9916 |  |  | 400 |  |  |  | 80602
08001 |  | Colorado | Adams | 14810111 | 90863113 | 86927412 | 001-1799 | 001-1799-0 | 001-1799-S | KERR-MCGEE 61855 |  |  | 20 | 2.84 | 148 |  | 8 | 211112 | -104.9392 | 39.991 |  |  | 400 |  |  |  | 80602
08001 |  | Colorado | Adams | 14810111 | 90863113 | 92794612 | 001-1799 | 001-1799-0 | 001-1799-S | KERR-MCGEE 61855 |  |  | 20 | 2 | 700 |  | 10 | 211112 | -104.9392 | 39.991 |  |  | 400 |  |  |  | 80602 | 23
08001 |  | Colorado | Adams | 14810211 | 90863213 | 86927512 | 001-1800 | 001-1800-0 | 001-1800-S | KERR-MCGEE 62081 - CHAMPLIN 78 AMOCO . |  |  | 20 | 2.84 | 148 |  | 8.1 | 211112 | -104.654 | 39.9612 |  |  | 400 |  |  |  | 80603
08001 |  | Colorado | Adams | 14810311 | 90863313 | 86927612 | 001-1801 | 001-1801-0 | 001-1801-S | KERR-MCGEE 62122 - D G H L 1 |  |  | 20 | 2.84 | 148 |  | 8 | 211112 | -104.7301 | 39.9459 |  |  | 400 |  |  |  | 80603
08001 |  | Colorado | Adams | 14810411 | 90863413 | 86927712 | 001-1802 | 001-1802-0 | 001-1802-S | KERR-MCGEE 62146 |  |  | 20 | 2.84 | 148 |  | 8 | 211112 | -104.9006 | 39.9739 |  |  | 400 |  |  |  | 80602
08001 |  | Colorado | Adams | 14810411 | 90863413 | 92794712 | 001-1802 | 001-1802-0 | 001-1802-S | KERR-MCGEE 62146 |  |  | 20 | 2 | 700 |  | 10 | 211112 | -104.9006 | 39.9739 |  |  | 400 |  |  |  | 80602 | 23
08001 |  | Colorado | Adams | 14810611 | 90863613 | 86927912 | 001-1804 | 001-1804-0 | 001-1804-S | KERR-MCGEE 62415 - SACK, ALBERT GU B 1 |  |  | 20 | 2.84 | 148 |  | 8.1 | 211112 | -104.927 | 39.9979 |  |  | 400 |  |  |  | 80602
08001 |  | Colorado | Adams | 14810711 | 90863713 | 86928012 | 001-1805 | 001-1805-0 | 001-1805-S | KERR-MCGEE 62787 - WEIGANDT, JOHN GU 1 |  |  | 20 | 2.84 | 148 |  | 8 | 211112 | -104.8692 | 39.9981 |  |  | 400 |  |  |  | 80602
08001 |  | Colorado | Adams | 14810711 | 90863713 | 92794812 | 001-1805 | 001-1805-0 | 001-1805-S | KERR-MCGEE 62787 - WEIGANDT, JOHN GU 1 |  |  | 20 | 2 | 700 |  | 10 | 211112 | -104.8692 | 39.9981 |  |  | 400 |  |  |  | 80602 | 23
08001 |  | Colorado | Adams | 14810811 | 90863813 | 86928112 | 001-1806 | 001-1806-0 | 001-1806-S | KERR-MCGEE 93517 - BOX ELDER 1 |  |  | 20 | 2.84 | 148 |  | 8.1 | 211112 | -104.6068 | 39.9018 |  |  | 400 |  |  |  | 80642
08001 |  | Colorado | Adams | 14810911 | 90863913 | 107177112 | 001-1807 | 001-1807-0 | 001-1807-S | KERR-MCGEE 93543 - DREYER 1 |  |  | 20 | 2 | 700 |  | 10 | 211112 | -104.6843 | 39.9896 |  |  | 400 |  |  |  | 80603 | 23
08001 |  | Colorado | Adams | 14810911 | 90863913 | 86928212 | 001-1807 | 001-1807-0 | 001-1807-S | KERR-MCGEE 93543 - DREYER 1 |  |  | 20 | 2.84 | 148 |  | 8 | 211112 | -104.6843 | 39.9896 |  |  | 400 |  |  |  | 80603
08001 |  | Colorado | Adams | 14811011 | 90864013 | 86928312 | 001-1808 | 001-1808-0 | 001-1808-S | KERR-MCGEE 94090 - WENZEL 6-29 |  |  | 20 | 2.84 | 148 |  | 8 | 211112 | -104.69 | 39.9381 |  |  | 400 |  |  |  | 80022
08001 |  | Colorado | Adams | 14811111 | 90864113 | 86928412 | 001-1809 | 001-1809-0 | 001-1809-S | KERR-MCGEE 94091 - EPPINGER 1-1 |  |  | 20 | 2.84 | 148 |  | 8.1 | 211112 | -104.7182 | 39.9984 |  |  | 400 |  |  |  | 80603
08001 |  | Colorado | Adams | 14811211 | 90864213 | 86928512 | 001-1810 | 001-1810-0 | 001-1810-S | KERR-MCGEE 94109 - SNAPPER 6-34 |  |  | 20 | 2.84 | 148 |  | 8.1 | 211112 | -104.6473 | 39.9231 |  |  | 400 |  |  |  | 80022
08001 |  | Colorado | Adams | 14811311 | 90864313 | 86928612 | 001-1811 | 001-1811-0 | 001-1811-S | KERR-MCGEE 94111 - VAN SCHAACK 4-33 |  |  | 20 | 2.84 | 148 |  | 8.1 | 211112 | -104.6757 | 39.9268 |  |  | 400 |  |  |  | 80022
08001 |  | Colorado | Adams | 14811411 | 90864413 | 86928712 | 001-1812 | 001-1812-0 | 001-1812-S | KERR-MCGEE 94202 - VAN SCHAACK 4-11 |  |  | 20 | 2.84 | 148 |  | 8.1 | 211112 | -104.7502 | 39.8981 |  |  | 400 |  |  |  | 80022
08001 |  | Colorado | Adams | 14811611 | 90864613 | 86928912 | 001-1817 | 001-1817-0 | 001-1817-S | KERR-MCGEE 95086 - LOMA ALTA 1-21 |  |  | 20 | 2.84 | 148 |  | 8.1 | 211112 | -104.6761 | 39.956 |  |  | 400 |  |  |  | 80603
08001 |  | Colorado | Adams | 14811711 | 90864713 | 86929012 | 001-1818 | 001-1818-0 | 001-1818-S | KERR-MCGEE 95087 - FULENWIDER 6-21 |  |  | 20 | 2.84 | 148 |  | 8.1 | 211112 | -104.6714 | 39.9525 |  |  | 400 |  |  |  | 80603
08001 |  | Colorado | Adams | 14811811 | 90867313 | 86931612 | 001-1847 | 001-1847-0 | 001-1847-S | KP KAUFFMAN - Horth 1 & 2 |  |  | 20 | 2.84 | 148 |  | 8.1 | 211112 | -104.5909 | 39.937 |  |  | 400 |  |  |  | 80642
08001 |  | Colorado | Adams | 14811911 | 90867013 | 86931312 | 001-1844 | 001-1844-0 | 001-1844-S | KP KAUFFMAN Ruebel 1-2 |  |  | 20 | 2.84 | 148 |  | 8.1 | 211112 | -104.6053 | 39.9988 |  |  | 400 |  |  |  | 80603
08001 |  | Colorado | Adams | 14812411 | 90861113 | 86925412 | 001-1770 | 001-1770-0 | 001-1770-S | MATRIX ENERGY, LLC - BOXELDER 13-28 |  |  | 1 | 0.1 | 70 | 0 |  | 211112 | -104.6711 | 39.9341 |  |  | 400 |  |  |  | 80603 | 23
08001 |  | Colorado | Adams | 14812511 | 90861213 | 86925512 | 001-1771 | 001-1771-0 | 001-1771-S | MATRIX ENERGY, LLC - BOXELDER 22-28 |  |  | 1 | 0.1 | 70 | 0 |  | 211112 | -104.6736 | 39.9396 |  |  | 400 |  |  |  | 80603 | 23
08001 |  | Colorado | Adams | 14812611 | 90861313 | 86925612 | 001-1772 | 001-1772-0 | 001-1772-S | MATRIX ENERGY, LLC - BOXELDER 27-2 |  |  | 1 | 0.1 | 70 | 0 |  | 211112 | -104.6475 | 39.9302 |  |  | 400 |  |  |  | 80603 | 23
08001 |  | Colorado | Adams | 14812711 | 90861413 | 86925712 | 001-1773 | 001-1773-0 | 001-1773-S | MATRIX ENERGY, LLC - STATE 1-36 |  |  | 1 | 0.1 | 70 | 0 |  | 211112 | -104.3788 | 39.838 |  |  | 400 |  |  |  | 80102 | 23
08001 |  | Colorado | Adams | 14812811 | 90861513 | 86925812 | 001-1774 | 001-1774-0 | 001-1774-S | MATRIX ENERGY, LLC - STONEHOCKER 23-7 |  |  | 1 | 0.1 | 70 | 0 |  | 211112 | -104.9339 | 39.9773 |  |  | 400 |  |  |  | 80602 | 23
08001 |  | Colorado | Adams | 14812911 | 90866513 | 92795212 | 001-1839 | 001-1839-0 | 001-1839-S | MERIT ENERGY - MCELWAIN 34, 44 |  |  | 20 | 2 | 700 |  | 10 | 211112 | -104.9103 | 39.9629 |  |  | 400 |  |  |  | 80602 | 23
08001 |  | Colorado | Adams | 14812911 | 96014613 | 92795212 | 001-1839 | 001-1839-0 | 001-1839-S | MERIT ENERGY - MCELWAIN 34, 44 |  |  | 20 | 2 | 700 |  | 10 | 211112 | -104.9103 | 39.9629 |  |  | 400 |  |  |  | 80602 | 23
08001 |  | Colorado | Adams | 14813011 | 90867513 | 86931812 | 001-1850 | 001-1850-0 | 001-1850-S | MERIT ENERGY - STERKEL/BEISEL |  |  | 1 | 0.1 | 70 | 0 |  | 211112 | -104.9428 | 39.9953 |  |  | 400 |  |  |  | 80602
08001 |  | Colorado | Adams | 14813011 | 90867613 | 86931912 | 001-1850 | 001-1850-0 | 001-1850-S | MERIT ENERGY - STERKEL/BEISEL |  |  | 1 | 0.1 | 70 | 0 |  | 211112 | -104.9428 | 39.9953 |  |  | 400 |  |  |  | 80602
08001 |  | Colorado | Adams | 14813111 | 90867713 | 86932012 | 001-1851 | 001-1851-0 | 001-1851-S | MERIT ENERGY CO - DEGENHART 1 |  |  | 1 | 0.1 | 70 | 0 |  | 211112 | -104.9049 | 39.9984 |  |  | 400 |  |  |  | 80602
08001 |  | Colorado | Adams | 14813211 | 90867813 | 86932112 | 001-1852 | 001-1852-0 | 001-1852-S | MERIT ENERGY CO - DEGENHART 3 |  |  | 1 | 0.1 | 70 | 0 |  | 211112 | -104.9151 | 39.9954 |  |  | 400 |  |  |  | 80602
08001 |  | Colorado | Adams | 14813311 | 90867913 | 86932212 | 001-1854 | 001-1854-0 | 001-1854-S | MERIT ENERGY CO - DEGENHART 32 |  |  | 1 | 0.1 | 70 | 0 |  | 211112 | -104.9101 | 39.9951 |  |  | 400 |  |  |  | 80602
08001 |  | Colorado | Adams | 14813411 | 90868013 | 86932312 | 001-1855 | 001-1855-0 | 001-1855-S | MERIT ENERGY CO - GASPER |  |  | 1 | 0.1 | 70 | 0 |  | 211112 | -104.957 | 39.9989 |  |  | 400 |  |  |  | 80602
08001 |  | Colorado | Adams | 14813511 | 90868113 | 86932412 | 001-1856 | 001-1856-0 | 001-1856-S | MERIT ENERGY CO - SELTZER |  |  | 1 | 0.1 | 70 | 0 |  | 211112 | -104.8901 | 39.9914 |  |  | 400 |  |  |  | 80602
08001 |  | Colorado | Adams | 14813611 | 90868213 | 86932512 | 001-1857 | 001-1857-0 | 001-1857-S | MERIT ENERGY CO - TSUZUKI |  |  | 1 | 0.1 | 70 | 0 |  | 211112 | -104.8886 | 39.941 |  |  | 400 |  |  |  | 80602
08001 |  | Colorado | Adams | 14813711 | 90866013 | 86930312 | 001-1834 | 001-1834-0 | 001-1834-S | MERIT ENERGY COMPANY - MCELWAIN 2 |  |  | 1 | 0.1 | 70 | 0 |  | 211112 | -104.9196 | 39.9593 |  |  | 400 |  |  |  | 80602
08001 |  | Colorado | Adams | 14813811 | 90866113 | 92795112 | 001-1835 | 001-1835-0 | 001-1835-S | MERIT ENERGY COMPANY - MCELWAIN 3 |  |  | 20 | 2 | 700 |  | 10 | 211112 | -104.9102 | 39.9665 |  |  | 400 |  |  |  | 80602 | 23
08001 |  | Colorado | Adams | 14813911 | 90866413 | 86930712 | 001-1838 | 001-1838-0 | 001-1838-S | MERIT ENERGY COMPANY - MCELWAIN 32 |  |  | 1 | 0.1 | 70 | 0 |  | 211112 | -104.9102 | 39.9665 |  |  | 400 |  |  |  | 80602
08001 |  | Colorado | Adams | 14814011 | 90866213 | 86930512 | 001-1836 | 001-1836-0 | 001-1836-S | MERIT ENERGY COMPANY - MCELWAIN 4 |  |  | 1 | 0.1 | 70 | 0 |  | 211112 | -104.9103 | 39.9629 |  |  | 400 |  |  |  | 80602
08001 |  | Colorado | Adams | 14814211 | 90866313 | 86930612 | 001-1837 | 001-1837-0 | 001-1837-S | MERIT ENERGY COMPANY - MCELWAIN 5 |  |  | 1 | 0.1 | 70 | 0 |  | 211112 | -104.915 | 39.9521 |  |  | 400 |  |  |  | 80602
08001 |  | Colorado | Adams | 14814311 | 90866713 | 86931012 | 001-1841 | 001-1841-0 | 001-1841-S | MERIT ENERGY COMPANY - ZARLENGO 1 |  |  | 1 | 0.1 | 70 | 0 |  | 211112 | -104.8963 | 39.9989 |  |  | 400 |  |  |  | 80602
08001 |  | Colorado | Adams | 14814411 | 90869313 | 86933612 | 001-1899 | 001-1899-0 | 001-1899-S | NOBLE ENERGY INC. BATTERY #10741300 |  |  | 20 | 2.84 | 148 |  | 8.1 | 211112 | -104.5346 | 39.9362 |  |  | 400 |  |  |  | 80642
08001 |  | Colorado | Adams | 14814711 | 90869413 | 86933712 | 001-1900 | 001-1900-0 | 001-1900-S | NOBLE ENERGY - BATTERY #11360100 |  |  | 20 | 2.84 | 148 |  | 8.1 | 211112 | -104.4306 | 39.8659 |  |  | 400 |  |  |  | 80102
08001 |  | Colorado | Adams | 14814811 | 90869113 | 86933412 | 001-1897 | 001-1897-0 | 001-1897-S | NOBLE ENERGY INC. BATTERY #11365900 |  |  | 20 | 2.84 | 148 |  | 8.1 | 211112 | -104.9753 | 39.9707 |  |  | 400 |  |  |  | 80602
08001 |  | Colorado | Adams | 14814911 | 90869013 | 86933312 | 001-1896 | 001-1896-0 | 001-1896-S | NOBLE ENERGY INC. BATTERY #11605900 |  |  | 20 | 2.84 | 148 |  | 8.1 | 211112 | -104.6316 | 39.9534 |  |  | 400 |  |  |  | 80022
08001 |  | Colorado | Adams | 14815111 | 90868713 | 86933012 | 001-1893 | 001-1893-0 | 001-1893-S | NOBLE ENERGY INC. BATTERY #11608600 |  |  | 20 | 2.84 | 148 |  | 8.1 | 211112 | -104.6658 | 39.9822 |  |  | 400 |  |  |  | 80603
08001 |  | Colorado | Adams | 14815311 | 90868813 | 86933112 | 001-1894 | 001-1894-0 | 001-1894-S | NOBLE ENERGY INC. BATTERY #11610200 |  |  | 20 | 2.84 | 148 |  | 8.1 | 211112 | -104.2089 | 39.8984 |  |  | 400 |  |  |  | 80136
08001 |  | Colorado | Adams | 14815411 | 90868513 | 86932812 | 001-1891 | 001-1891-0 | 001-1891-S | NOBLE ENERGY - BATTERY #11611400 |  |  | 20 | 2.84 | 148 |  | 8.1 | 211112 | -104.4868 | 39.8383 |  |  | 400 |  |  |  | 80102
08001 |  | Colorado | Adams | 14815511 | 90860913 | 86925212 | 001-1768 | 001-1768-0 | 001-1768-S | RENEGADE OIL & GAS - #1 STARK 19-13 |  |  | 20 | 2.84 | 148 |  | 8.1 | 211112 | -104.5977 | 39.858 |  |  | 400 |  |  |  | 80022
08001 |  | Colorado | Adams | 14815611 | 90860713 | 86925012 | 001-1766 | 001-1766-0 | 001-1766-S | RENEGADE OIL & GAS - CHAMPLIN 67 AMOCO D |  |  | 1 | 0.1 | 70 | 0 |  | 211112 | -104.4491 | 39.8555 |  |  | 400 |  |  |  | 80102
08001 |  | Colorado | Adams | 14815711 | 90861013 | 86925312 | 001-1769 | 001-1769-0 | 001-1769-S | RENEGADE OIL & GAS - CHAMPLIN 78 AMOCO B |  |  | 20 | 20.84 | 148 |  | 8.1 | 211112 | -104.6241 | 39.9482 |  |  | 400 |  |  |  | 80022
08001 |  | Colorado | Adams | 14815811 | 90860813 | 86925112 | 001-1767 | 001-1767-0 | 001-1767-S | RENEGADE OIL & GAS - VETTER 21-31 |  |  | 20 | 2.84 | 148 |  | 8.1 | 211112 | -104.5961 | 39.9278 |  |  | 400 |  |  |  | 80642
08001 |  | Colorado | Adams | 14825811 | 90870213 | 86934512 | 001-1908 | 001-1908-0 | 001-1908-S | NOBLE ENERGY INC. BATTERY #10654300 |  |  | 20 | 2.84 | 148 |  | 8.1 | 211112 | -104.4707 | 39.8832 |  |  | 400 |  |  |  | 80102
08001 |  | Colorado | Adams | 14826811 | 90870113 | 86934412 | 001-1907 | 001-1907-0 | 001-1907-S | NOBLE ENERGY INC. BATTERY #11327200 |  |  | 20 | 2.84 | 148 |  | 8.1 | 211112 | -104.9755 | 39.9886 |  |  | 400 |  |  |  | 80602
08001 |  | Colorado | Adams | 14827211 | 90869713 | 86934012 | 001-1903 | 001-1903-0 | 001-1903-S | NOBLE ENERGY INC. BATTERY #11345700 |  |  | 20 | 2.84 | 148 |  | 8.1 | 211112 | -104.9996 | 39.9703 |  |  | 400 |  |  |  | 80020
08001 |  | Colorado | Adams | 14827911 | 90870513 | 86934812 | 001-1911 | 001-1911-0 | 001-1911-S | NOBLE ENERGY INC. BATTERY #11359800 |  |  | 20 | 2.84 | 148 |  | 8.1 | 211112 | -104.9805 | 39.9555 |  |  | 400 |  |  |  | 80020
08001 |  | Colorado | Adams | 14828111 | 90869913 | 86934212 | 001-1905 | 001-1905-0 | 001-1905-S | NOBLE ENERGY INC. BATTERY #11364700 |  |  | 20 | 2.84 | 148 |  | 8.1 | 211112 | -104.9718 | 39.9624 |  |  | 400 |  |  |  | 80602
08001 |  | Colorado | Adams | 14829511 | 90870013 | 86934312 | 001-1906 | 001-1906-0 | 001-1906-S | NOBLE ENERGY INC. BATTERY #11604900 |  |  | 20 | 2.84 | 148 |  | 8.1 | 211112 | -104.4872 | 39.8307 |  |  | 400 |  |  |  | 80102
08001 |  | Colorado | Adams | 14829611 | 90870613 | 86934912 | 001-1912 | 001-1912-0 | 001-1912-S | NOBLE ENERGY INC. BATTERY #11607100 |  |  | 20 | 2.84 | 148 |  | 8.1 | 211112 | -104.3587 | 39.7727 |  |  | 400 |  |  |  | 80136
08001 |  | Colorado | Adams | 14829711 | 90870313 | 86934612 | 001-1909 | 001-1909-0 | 001-1909-S | NOBLE ENERGY INC. BATTERY #11608700 |  |  | 20 | 2.84 | 148 |  | 8.1 | 211112 | -104.675 | 39.9863 |  |  | 400 |  |  |  | 80603
08001 |  | Colorado | Adams | 14830411 | 96012913 | 92791912 | 001-1562 | 001-1562-0 | 001-1562-S | BILL BARRETT - HANSON 1 |  |  | 20 | 2.84 | 148 | 1457.8 |  | 211112 | -104.5976 | 39.8447 |  |  | 400 |  |  |  | 80137 | 23
08001 |  | Colorado | Adams | 14830411 | 96012913 | 92792012 | 001-1562 | 001-1562-0 | 001-1562-S | BILL BARRETT - HANSON 1 |  |  | 20 | 2 | 700 |  | 10 | 211112 | -104.5976 | 39.8447 |  |  | 400 |  |  |  | 80137 | 23
08001 |  | Colorado | Adams | 14830511 | 90858713 | 86921812 | 001-1573 | 001-1573-0 | 001-1573-S | CITY & COUNTY OF DENVER - CHAMPLIN 75 D |  |  | 20 | 2.84 | 148 |  | 8 | 211112 | -104.61 | 39.8708 |  |  | 400 |  |  |  | 80137
08001 |  | Colorado | Adams | 14830511 | 90858713 | 92792312 | 001-1573 | 001-1573-0 | 001-1573-S | CITY & COUNTY OF DENVER - CHAMPLIN 75 D |  |  | 20 | 2 | 700 |  | 10 | 211112 | -104.61 | 39.8708 |  |  | 400 |  |  |  | 80137 | 23
08001 |  | Colorado | Adams | 14849111 | 90860613 | 86924812 | 001-1754 | 001-1754-0 | 001-1754-S | PETERSON ENERGY - AMOCO-UPRR BATTERY |  |  | 20 | 2.84 | 148 |  | 8 | 211112 | -104.6274 | 39.8033 |  |  | 400 |  |  |  | 80137
08001 |  | Colorado | Adams | 14851411 | 90868313 | 86932612 | 001-1859 | 001-1859-0 | 001-1859-S | TYLER ROCKIES EXPLOR - COWELL WATER TANK |  |  | 1 | 0.1 | 70 | 0 |  | 211112 | -104.032 | 39.7526 |  |  | 999 |  |  |  | 80103
08001 |  | Colorado | Adams | 15264211 | 96016813 | 92797712 | 001-1890 | 001-1890-0 | 001-1890-S | BAYSWATER E&P - NORTH WASHINGTON |  |  | 20 | 2 | 700 |  | 10 | 211112 | -104.9664 | 39.9484 |  |  | 400 |  |  |  | 80602 | 23
08001 |  | Colorado | Adams | 15264411 | 96013813 | 92793312 | 001-1607 | 001-1607-0 | 001-1607-S | BLUE CHIP OIL, INC.- STONEHOCKER 8-5 |  |  | 20 | 2 | 700 |  | 10 | 211112 | -104.9173 | 39.9828 |  |  | 400 |  |  |  | 80601 | 23
08001 |  | Colorado | Adams | 15264811 | 96015513 | 107177512 | 001-1874 | 001-1874-0 | 001-1874-S | FOUNDATION ENERGY - AMOCO 17 |  |  | 20 | 2 | 700 |  | 10 | 211112 | -104.6903 | 39.9597 |  |  | 400 |  |  |  | 80022 | 23
08001 |  | Colorado | Adams | 15264911 | 96015613 | 92796512 | 001-1875 | 001-1875-0 | 001-1875-S | FOUNDATION ENERGY - BASS LINNEBUR |  |  | 20 | 2 | 700 |  | 10 | 211112 | -104.6192 | 39.8032 |  |  | 400 |  |  |  | 80137 | 23
08001 |  | Colorado | Adams | 15265011 | 96015713 | 107177712 | 001-1877 | 001-1877-0 | 001-1877-S | FOUNDATION ENERGY - FOREMAN |  |  | 20 | 2.84 | 148 |  | 8.1 | 211112 | -104.5674 | 39.9477 |  |  | 400 |  |  |  | 80642
08001 |  | Colorado | Adams | 15265011 | 96015713 | 92796612 | 001-1877 | 001-1877-0 | 001-1877-S | FOUNDATION ENERGY - FOREMAN |  |  | 20 | 2 | 700 |  | 10 | 211112 | -104.5674 | 39.9477 |  |  | 400 |  |  |  | 80642 | 23
08001 |  | Colorado | Adams | 15265311 | 96016113 | 92797012 | 001-1882 | 001-1882-0 | 001-1882-S | RENEGADE OIL - SMITH 20-4 |  |  | 1 | 0.1 | 70 | 0 |  | 211112 | -104.5811 | 39.868 |  |  | 400 |  |  |  | 80137
08001 |  | Colorado | Adams | 15265511 | 96015913 | 92796812 | 001-1879 | 001-1879-0 | 001-1879-S | FOUNDATION ENERGY - VERNON GRADY |  |  | 20 | 2 | 700 |  | 10 | 211112 | -104.2423 | 39.864 |  |  | 400 |  |  |  | 80136 | 23
08001 |  | Colorado | Adams | 15265711 | 96015813 | 92796712 | 001-1878 | 001-1878-0 | 001-1878-S | FOUNDATION ENERGY - HOWLAND |  |  | 20 | 2 | 700 |  | 10 | 211112 | -104.045 | 39.8503 |  |  | 400 |  |  |  | 80103 | 23
08001 |  | Colorado | Adams | 15266011 | 96017713 | 107178712 | 001-1942 | 001-1942-0 | 001-1942-S | GREAT WESTERN - CARLSON #12-18 |  |  | 20 | 2.84 | 148 |  | 8 | 211112 | -104.9382 | 39.9665 |  |  | 400 |  |  |  | 80602
08001 |  | Colorado | Adams | 15266011 | 96017713 | 92798612 | 001-1942 | 001-1942-0 | 001-1942-S | GREAT WESTERN - CARLSON #12-18 |  |  | 20 | 2 | 700 |  | 10 | 211112 | -104.9382 | 39.9665 |  |  | 400 |  |  |  | 80602 | 23
08001 |  | Colorado | Adams | 15266111 | 96015013 | 92795712 | 001-1867 | 001-1867-0 | 001-1867-S | GREAT WESTERN - CAVALIER #2-3N4 |  |  | 20 | 2 | 700 |  | 10 | 211112 | -104.5199 | 39.9108 |  |  | 400 |  |  |  | 80102 | 23
08001 |  | Colorado | Adams | 15266211 | 96015113 | 92795812 | 001-1868 | 001-1868-0 | 001-1868-S | GREAT WESTERN - CLYDE E WILLIAMS JR #2 |  |  | 20 | 2.84 | 148 |  | 8 | 211112 | -104.5293 | 39.8347 |  |  | 400 |  |  |  | 80102
08001 |  | Colorado | Adams | 15266811 | 96013513 | 92793012 | 001-1587 | 001-1587-0 | 001-1587-S | GREAT WESTERN - KALLSEN BATTERY |  |  | 20 | 2 | 700 |  | 10 | 211112 | -104.6573 | 39.974 |  |  | 400 |  |  |  | 80601 | 23
08001 |  | Colorado | Adams | 15268211 | 96016413 | 92797312 | 001-1886 | 001-1886-0 | 001-1886-S | HILCORP ENERGY - HELIX #1 |  |  | 20 | 2.84 | 148 |  | 8 | 211112 | -104.6002 | 39.8537 |  |  | 400 |  |  |  | 80137
08001 |  | Colorado | Adams | 15268511 | 96016513 | 92797412 | 001-1887 | 001-1887-0 | 001-1887-S | HILCORP ENERGY - RALPH A #1 |  |  | 20 | 2.84 | 148 |  | 8 | 211112 | -104.4921 | 40.0277 |  |  | 400 |  |  |  | 80643
08001 |  | Colorado | Adams | 15269211 | 96016713 | 92797612 | 001-1889 | 001-1889-0 | 001-1889-S | HILCORP ENERGY - UPRR 24 PA B #1 |  |  | 20 | 2.84 | 148 |  | 8 | 211112 | -104.5432 | 39.8712 |  |  | 400 |  |  |  | 80102
08001 |  | Colorado | Adams | 15278411 | 96014813 | 92795412 | 001-1865 | 001-1865-0 | 001-1865-S | GREAT WESTERN - ADAMS AGGREGATE #2 |  |  | 20 | 2.84 | 148 |  | 8 | 211112 | -104.8543 | 39.9653 |  |  | 400 |  |  |  | 80602
08001 |  | Colorado | Adams | 15278511 | 96014913 | 107177312 | 001-1866 | 001-1866-0 | 001-1866-S | GREAT WESTERN - BOX ELDER FARMS 32-35 |  |  | 20 | 2 | 700 |  | 10 | 211112 | -104.7405 | 39.9234 |  |  | 400 |  |  |  | 80022 | 23
08001 |  | Colorado | Adams | 15278511 | 96014913 | 92795512 | 001-1866 | 001-1866-0 | 001-1866-S | GREAT WESTERN - BOX ELDER FARMS 32-35 |  |  | 20 | 2.84 | 148 |  | 8 | 211112 | -104.7405 | 39.9234 |  |  | 400 |  |  |  | 80022
08001 |  | Colorado | Adams | 15278611 | 96013613 | 92793112 | 001-1588 | 001-1588-0 | 001-1588-S | GREAT WESTERN - NEWLANDER H UNIT 1 |  |  | 20 | 2.84 | 148 |  | 8 | 211112 | -104.8586 | 39.9921 |  |  | 400 |  |  |  | 80601
08001 |  | Colorado | Adams | 15278711 | 96015213 | 92795912 | 001-1869 | 001-1869-0 | 001-1869-S | GREAT WESTERN - QUALLS #5-13 |  |  | 20 | 2.84 | 148 |  | 8 | 211112 | -104.5814 | 39.8139 |  |  | 400 |  |  |  | 80137
08001 |  | Colorado | Adams | 15278711 | 96015213 | 92796012 | 001-1869 | 001-1869-0 | 001-1869-S | GREAT WESTERN - QUALLS #5-13 |  |  | 20 | 2 | 700 |  | 10 | 211112 | -104.5814 | 39.8139 |  |  | 400 |  |  |  | 80137 | 23
08001 |  | Colorado | Adams | 15278811 | 96012613 | 92791512 | 001-1525 | 001-1525-0 | 001-1525-S | GREAT WESTERN - TIPPERARY 1 |  |  | 20 | 2 | 700 |  | 10 | 211112 | -104.681 | 39.9777 |  |  | 400 |  |  |  | 80601 | 23
08001 |  | Colorado | Adams | 15278911 | 96015313 | 92796212 | 001-1871 | 001-1871-0 | 001-1871-S | GREAT WESTERN - UPRR 60 PAN AM F BATTERY |  |  | 20 | 2 | 700 |  | 10 | 211112 | -104.5207 | 39.9833 |  |  | 400 |  |  |  | 80642 | 23
08001 |  | Colorado | Adams | 15279411 | 96013013 | 92792412 | 001-1576 | 001-1576-0 | 001-1576-S | KERR-MCGEE 14170 |  |  | 20 | 2.84 | 148 |  | 8.1 | 211112 | -104.6383 | 39.9811 |  |  | 400 |  |  |  | 80601
08001 |  | Colorado | Adams | 15279611 | 96013113 | 92792512 | 001-1581 | 001-1581-0 | 001-1581-S | KERR-MCGEE 61492 |  |  | 20 | 2.84 | 148 |  | 8.1 | 211112 | -104.9196 | 39.9737 |  |  | 400 |  |  |  | 80601
08001 |  | Colorado | Adams | 15279711 | 96012713 | 92791612 | 001-1546 | 001-1546-0 | 001-1546-S | KERR-MCGEE 61493 |  |  | 20 | 2.84 | 148 |  | 8.1 | 211112 | -104.9663 | 39.9738 |  |  | 400 |  |  |  | 80601
08001 |  | Colorado | Adams | 15279811 | 96012813 | 92791712 | 001-1547 | 001-1547-0 | 001-1547-S | KERR-MCGEE 61715 |  |  | 20 | 2.84 | 148 |  | 8.1 | 211112 | -104.9105 | 39.9738 |  |  | 400 |  |  |  | 80601
08001 |  | Colorado | Adams | 15280011 | 96016213 | 92797112 | 001-1884 | 001-1884-0 | 001-1884-S | KERR-MCGEE 62055 |  |  | 20 | 2.84 | 148 |  | 8 | 211112 | -104.6323 | 39.9311 |  |  | 400 |  |  |  | 80022
08001 |  | Colorado | Adams | 15280111 | 96013213 | 92792612 | 001-1582 | 001-1582-0 | 001-1582-S | KERR-MCGEE 62195 |  |  | 20 | 2.84 | 148 |  | 8 | 211112 | -104.8443 | 39.9888 |  |  | 400 |  |  |  | 80601
08001 |  | Colorado | Adams | 15280111 | 96013213 | 92792712 | 001-1582 | 001-1582-0 | 001-1582-S | KERR-MCGEE 62195 |  |  | 20 | 2 | 700 |  | 10 | 211112 | -104.8443 | 39.9888 |  |  | 400 |  |  |  | 80601 | 23
08001 |  | Colorado | Adams | 15280211 | 96016313 | 92797212 | 001-1885 | 001-1885-0 | 001-1885-S | KERR-MCGEE 93544 |  |  | 20 | 2.84 | 148 |  | 8 | 211112 | -104.6911 | 39.9914 |  |  | 400 |  |  |  | 80603
08001 |  | Colorado | Adams | 15280311 | 96013313 | 92792812 | 001-1583 | 001-1583-0 | 001-1583-S | KERR-MCGEE 93564 |  |  | 20 | 2.84 | 148 |  | 8 | 211112 | -104.6713 | 39.9741 |  |  | 400 |  |  |  | 80601
08001 |  | Colorado | Adams | 15280411 | 96014413 | 92794912 | 001-1816 | 001-1816-0 | 001-1816-S | KERR-MCGEE 95073 LUNNON 2-3 |  |  | 20 | 2.84 | 148 |  | 8.1 | 211112 | -104.7594 | 39.9126 |  |  | 400 |  |  |  | 80022
08001 |  | Colorado | Adams | 15280611 | 96018413 | 92799312 | 001-1959 | 001-1959-0 | 001-1959-S | KP KAUFFMAN Ruebel 1-3 |  |  | 20 | 2.84 | 148 |  | 8.1 | 211112 | -104.6178 | 39.9984 |  |  | 400 |  |  |  | 80603
08001 |  | Colorado | Adams | 15280711 | 96018513 | 92799412 | 001-1960 | 001-1960-0 | 001-1960-S | KP KAUFFMAN SACK G |  |  | 20 | 2.84 | 148 |  | 8.1 | 211112 | -104.9666 | 39.9855 |  |  | 400 |  |  |  | 80020
08001 |  | Colorado | Adams | 15283011 | 96014713 | 92795312 | 001-1853 | 001-1853-0 | 001-1853-S | MERIT ENERGY - DEGENHART 13, SMITH LANE |  |  | 20 | 2 | 700 |  | 10 | 211112 | -104.9172 | 39.9966 |  |  | 400 |  |  |  | 80602 | 23
08001 |  | Colorado | Adams | 15283111 | 96015413 | 92796312 | 001-1872 | 001-1872-0 | 001-1872-S | MERIT ENERGY - DEGENHART 43 |  |  | 1 | 0.1 | 70 | 0 |  | 211112 | -104.9037 | 39.9933 |  |  | 400 |  |  |  | 80602
08001 |  | Colorado | Adams | 15283211 | 96017313 | 92798212 | 001-1918 | 001-1918-0 | 001-1918-S | MERIT ENERGY - ZARLENGO 14 |  |  | 20 | 2.84 | 148 |  | 8.1 | 211112 | -104.903 | 39.9875 |  |  | 400 |  |  |  | 80602
08001 |  | Colorado | Adams | 15283311 | 96014313 | 92794412 | 001-1752 | 001-1752-0 | 001-1752-S | MERIT ENERGY COMPANY- MCELWAIN 13 |  |  | 20 | 2 | 700 |  | 10 | 211112 | -104.9218 | 39.9643 |  |  | 400 |  |  |  | 80602 | 23
08001 |  | Colorado | Adams | 15283611 | 103411813 | 107561212 | 001-1917 | 001-1917-0 | 001-1917-S | NOBLE ENERGY - BATTERY # 415771453 |  |  | 1 | 0.1 | 70 | 0 |  | 211112 | -104.9797 | 39.9924 |  |  | 400 |  |  |  | 80020
08001 |  | Colorado | Adams | 15283611 | 96017213 | 107177812 | 001-1917 | 001-1917-0 | 001-1917-S | NOBLE ENERGY - BATTERY # 415771453 | 0.10997 |  | 20 | 2 | 700 |  | 10 | 211112 | -104.9797 | 39.9924 |  |  | 400 |  |  |  | 80020 | 23
08001 |  | Colorado | Adams | 15283711 | 96013413 | 92792912 | 001-1586 | 001-1586-0 | 001-1586-S | NOBLE ENERGY - BATTERY #10868700 |  |  | 20 | 2.84 | 148 |  | 8.1 | 211112 | -104.6006 | 39.9625 |  |  | 400 |  |  |  | 80601
08001 |  | Colorado | Adams | 15284411 | 96018313 | 92799212 | 001-1957 | 001-1957-0 | 001-1957-S | NOBLE ENERGY - BATTERY #11605300 |  |  | 20 | 2.84 | 148 |  | 8.1 | 211112 | -104.6433 | 39.912 |  |  | 400 |  |  |  | 80022
08001 |  | Colorado | Adams | 15284611 | 96018013 | 92798912 | 001-1954 | 001-1954-0 | 001-1954-S | NOBLE ENERGY - BATTERY #11607600 |  |  | 20 | 2.84 | 148 |  | 8.1 | 211112 | -104.5726 | 39.9369 |  |  | 400 |  |  |  | 80642
08001 |  | Colorado | Adams | 15312411 | 96016013 | 92796912 | 001-1881 | 001-1881-0 | 001-1881-S | RENEGADE OIL - LEONE HOSMER 4-11 |  |  | 1 | 0.1 | 70 | 0 |  | 211112 | -104.5575 | 39.9042 |  |  | 400 |  |  |  | 80642
08001 |  | Colorado | Adams | 15312511 | 96016613 | 92797512 | 001-1888 | 001-1888-0 | 001-1888-S | HILCORP ENERGY - UPRR 23 PA L #1 |  |  | 20 | 2.84 | 148 |  | 8 | 211112 | -104.5505 | 39.895 |  |  | 400 |  |  |  | 80642
08001 |  | Colorado | Adams | 1575411 | 45060813 | 42766512 | 001-1458 | 001-1458-0 | 001-1458-S | CITY & COUNTY OF DENVER- 026523-SWNW-BAT |  |  | 1 | 0.1 | 70 | 0 |  | 211112 | -104.375 | 39.865 |  | 106 | 400 |  |  |  | 80137 |  | R63-0036
08001 |  | Colorado | Adams | 1575611 | 45060613 | 42766312 | 001-1460 | 001-1460-0 | 001-1460-S | KERR-MCGEE 95059 |  |  | 20 | 2.84 | 148 |  | 8.1 | 211112 | -104.7596 | 39.8907 |  | 106 | 400 |  |  |  | 80022 |  | R63-0036
08001 |  | Colorado | Adams | 1575911 | 45060313 | 42766012 | 001-1463 | 001-1463-0 | 001-1463-S | KERR-MCGEE 94127 |  |  | 20 | 2.84 | 148 |  | 8.1 | 211112 | -104.7549 | 39.909 |  | 106 | 400 |  |  |  | 80022 |  | R63-0036
08001 |  | Colorado | Adams | 1576011 | 45060213 | 42765912 | 001-1464 | 001-1464-0 | 001-1464-S | KERR-MCGEE 95081 |  |  | 20 | 2.84 | 148 |  | 8.1 | 211112 | -104.6713 | 39.945 |  | 106 | 400 |  |  |  | 80601 |  | R63-0036
08001 |  | Colorado | Adams | 1576111 | 45060113 | 42765812 | 001-1465 | 001-1465-0 | 001-1465-S | KERR-MCGEE 75510 |  |  | 20 | 2.84 | 148 |  | 8.1 | 211112 | -104.7549 | 39.9018 |  | 106 | 400 |  |  |  | 80022 |  | R63-0036
08001 |  | Colorado | Adams | 1576211 | 45060013 | 42765712 | 001-1466 | 001-1466-0 | 001-1466-S | KERR-MCGEE 75513 |  |  | 20 | 2.84 | 148 |  | 8.1 | 211112 | -104.7409 | 39.8979 |  | 106 | 400 |  |  |  | 80022 |  | R63-0036
08001 |  | Colorado | Adams | 1576411 | 45059813 | 42765512 | 001-1468 | 001-1468-0 | 001-1468-S | NOBLE ENERGY - BATTERY #11319600 |  |  | 20 | 2.84 | 148 |  | 8.1 | 211112 | -104.8868 | 39.9918 |  | 106 | 400 |  |  |  | 80601 |  | R63-0036
08001 |  | Colorado | Adams | 1603611 | 44313113 | 42103512 | 001-0229 | 001-0229-0 | 001-0229-S | KERR-MCGEE GATHERING - RADAR CS |  |  |  |  | 72 |  |  | 21111 | -104.5409 | 39.8366 |  | 110 | 300 |  |  |  | 80102 |  | R63-0036
08001 |  | Colorado | Adams | 1603611 | 68504213 | 62870112 | 001-0229 | 001-0229-0 | 001-0229-S | KERR-MCGEE GATHERING - RADAR CS |  |  | 26 | 1 | 896 |  | 116.9 | 21111 | -104.5409 | 39.8366 |  | 110 | 690 |  |  |  | 80102 | 132
08001 |  | Colorado | Adams | 1603611 | 68504313 | 62870212 | 001-0229 | 001-0229-0 | 001-0229-S | KERR-MCGEE GATHERING - RADAR CS |  |  | 1 | 0.1 | 70 | 0 |  | 21111 | -104.5409 | 39.8366 |  | 110 | 400 |  |  |  | 80102
08001 |  | Colorado | Adams | 16158911 | 103414313 | 107179412 | 001-1970 | 001-1970-0 | 001-1970-S | BAYSWATER E&P - DUMLER 1, 2, 3A |  |  | 20 | 2.84 | 148 |  | 8.1 | 21111 | -104.2698 | 39.8611 |  |  | 400 |  |  |  | 80136
08001 |  | Colorado | Adams | 16159011 | 103414813 | 107179612 | 001-1972 | 001-1972-0 | 001-1972-S | BAYSWATER E&P - GREEN 1 |  |  | 20 | 2.84 | 148 |  | 8.1 | 21111 | -104.9354 | 39.9716 |  |  | 400 |  |  |  | 80602
08001 |  | Colorado | Adams | 16161111 | 103414713 | 107179512 | 001-1971 | 001-1971-0 | 001-1971-S | BAYSWATER E&P - DUMLER 1, 2-24, 3-24 |  |  | 20 | 2.84 | 148 |  | 8.1 | 211112 | -104.2699 | 39.8612 |  |  | 400 |  |  |  | 80136
08001 |  | Colorado | Adams | 16161211 | 103415013 | 107179712 | 001-1973 | 001-1973-0 | 001-1973-S | BAYSWATER E&P - HAZLET 2A & 3A |  |  | 20 | 2.84 | 148 |  | 8.1 | 211112 | -104.5692 | 39.9243 |  |  | 400 |  |  |  | 80642
08001 |  | Colorado | Adams | 16161311 | 103415113 | 107179812 | 001-1974 | 001-1974-0 | 001-1974-S | BAYSWATER E&P - PATTI 1 |  |  | 20 | 2.84 | 148 |  | 8 | 211112 | -104.1217 | 39.8985 |  |  | 400 |  |  |  | 80103
08001 |  | Colorado | Adams | 16161411 | 103415213 | 107179912 | 001-1975 | 001-1975-0 | 001-1975-S | BAYSWATER E&P - WRIGHT 1 |  |  | 20 | 2.84 | 148 |  | 8.1 | 21111 | -104.9597 | 39.9716 |  |  | 400 |  |  |  | 80602
08001 |  | Colorado | Adams | 16161511 | 103413213 | 107178812 | 001-1947 | 001-1947-0 | 001-1947-S | BAYSWATER EXPL - CUNDALL 1 |  |  | 20 | 2.84 | 148 |  | 8 | 21111 | -104.9525 | 39.9845 |  |  | 400 |  |  |  | 80602
08001 |  | Colorado | Adams | 16161711 | 103413413 | 107178912 | 001-1948 | 001-1948-0 | 001-1948-S | BAYSWATER EXPL - SACK 1 |  |  | 20 | 2.84 | 148 |  | 8 | 211112 | -104.9617 | 39.9845 |  |  | 400 |  |  |  | 80020
08001 |  | Colorado | Adams | 16162111 | 103411613 | 107177612 | 001-1876 | 001-1876-0 | 001-1876-S | FOUNDATION ENERGY - CHAMPLIN 1-31 |  |  | 20 | 2.84 | 148 |  | 8.1 | 211112 | -104.4729 | 39.8341 |  |  | 400 |  |  |  | 80102
08001 |  | Colorado | Adams | 16162411 | 103413913 | 107179312 | 001-1965 | 001-1965-0 | 001-1965-S | FOUNDATION ENERGY - UPRR 48 PAN AM F 1 |  |  | 20 | 2.84 | 148 |  | 8.1 | 211112 | -104.352 | 39.8496 |  |  | 400 |  |  |  | 80136
08001 |  | Colorado | Adams | 16162511 | 103416513 | 107181012 | 001-1980 | 001-1980-0 | 001-1980-S | FOUNDATION ENERGY MANAGEMENT - PACKARD |  |  | 20 | 2 | 700 |  | 10 | 211112 | -104.5279 | 39.9557 |  |  | 400 |  |  |  | 80642 | 23
08001 |  | Colorado | Adams | 16162611 | 103417013 | 107181312 | 001-2007 | 001-2007-0 | 001-2007-S | FOUNDATION ENERGY MGMT - JAN |  |  | 20 | 2.84 | 148 |  | 8.1 | 211112 | -104.1247 | 39.944 |  |  | 400 |  |  |  | 80103
08001 |  | Colorado | Adams | 16162711 | 103410313 | 107176212 | 001-1776 | 001-1776-0 | 001-1776-S | GREAT WESTERN - ADAM 10 B UNIT #1 |  |  | 20 | 2.84 | 148 |  | 8 | 211112 | -104.7015 | 39.9916 |  |  | 400 |  |  |  | 80603
08001 |  | Colorado | Adams | 16162711 | 103410313 | 107176312 | 001-1776 | 001-1776-0 | 001-1776-S | GREAT WESTERN - ADAM 10 B UNIT #1 |  |  | 20 | 2 | 700 |  | 10 | 211112 | -104.7015 | 39.9916 |  |  | 400 |  |  |  | 80603 | 23
08001 |  | Colorado | Adams | 16162811 | 103413713 | 107179112 | 001-1958 | 001-1958-0 | 001-1958-S | GREAT WESTERN - BROMLEY ESTATES 1 |  |  | 20 | 2.84 | 148 |  | 8.1 | 21111 | -104.644 | 39.9683 |  |  | 400 |  |  |  | 80603
08001 |  | Colorado | Adams | 16162911 | 103413613 | 107179012 | 001-1951 | 001-1951-0 | 001-1951-S | GREAT WESTERN - CE WILLIAMS #1 |  |  | 20 | 2.48 | 148 |  | 8.1 | 211112 | -104.5347 | 39.8379 |  |  | 400 |  |  |  | 80102
08001 |  | Colorado | Adams | 16163111 | 103407813 | 107175112 | 001-1590 | 001-1590-0 | 001-1590-S | GREAT WESTERN - GRANT PROPERTIES LTD #1 |  |  | 20 | 2.84 | 148 |  | 8.1 | 211112 | -104.1429 | 39.9079 |  |  | 400 |  |  |  | 80103 | 23
08001 |  | Colorado | Adams | 16163111 | 103407813 | 107175212 | 001-1590 | 001-1590-0 | 001-1590-S | GREAT WESTERN - GRANT PROPERTIES LTD #1 |  |  | 20 | 2 | 700 |  | 10 | 211112 | -104.1429 | 39.9079 |  |  | 400 |  |  |  | 80103 | 23
08001 |  | Colorado | Adams | 16163311 | 103410413 | 107176612 | 001-1786 | 001-1786-0 | 001-1786-S | GREAT WESTERN - MELISSA |  |  | 20 | 2.84 | 148 |  | 8 | 211112 | -104.6911 | 39.9751 |  |  | 400 |  |  |  | 80603
08001 |  | Colorado | Adams | 16163411 | 103410513 | 107176712 | 001-1787 | 001-1787-0 | 001-1787-S | GREAT WESTERN - RAINBOW 1 |  |  | 20 | 2.84 | 148 |  | 8 | 211112 | -104.6912 | 39.9845 |  |  | 400 |  |  |  | 80603
08001 |  | Colorado | Adams | 16163511 | 103410613 | 107176812 | 001-1788 | 001-1788-0 | 001-1788-S | GREAT WESTERN - REHFELD K UNIT 1 |  |  | 20 | 2.84 | 148 |  | 8 | 211112 | -104.9621 | 39.9899 |  |  | 400 |  |  |  | 80602
08001 |  | Colorado | Adams | 16163611 | 103411313 | 107177412 | 001-1870 | 001-1870-0 | 001-1870-S | GREAT WESTERN - SHAW E UNIT 1 |  |  | 20 | 2.84 | 148 |  | 8 | 211112 | -104.7359 | 39.9778 |  |  | 400 |  |  |  | 80603
08001 |  | Colorado | Adams | 16163711 | 103410713 | 107176912 | 001-1789 | 001-1789-0 | 001-1789-S | GREAT WESTERN - TRACY 1 |  |  | 20 | 2.84 | 148 |  | 8 | 211112 | -104.7033 | 39.9601 |  |  | 400 |  |  |  | 80603
08001 |  | Colorado | Adams | 16163811 | 103410813 | 107177012 | 001-1790 | 001-1790-0 | 001-1790-S | GREAT WESTERN - WOLFE 1 |  |  | 20 | 2.84 | 148 |  | 8 | 211112 | -104.6806 | 39.9468 |  |  | 400 |  |  |  | 80022
08001 |  | Colorado | Adams | 16163911 | 103416613 | 107181112 | 001-1984 | 001-1984-0 | 001-1984-S | HILCORP ENERGY - STE. OF CO AB BATTERY 1 |  |  | 20 | 2.84 | 148 |  | 8.1 | 211112 | -104.7765 | 39.8745 |  |  | 400 |  |  |  | 80022
08001 |  | Colorado | Adams | 16164011 | 103416713 | 107181212 | 001-1985 | 001-1985-0 | 001-1985-S | HILCORP ENERGY COMPANY - CUSTY #1 |  |  | 20 | 2.84 | 148 |  | 8 | 211112 | -104.7699 | 39.8731 |  |  | 400 |  |  |  | 80022
08001 |  | Colorado | Adams | 16164211 | 103410913 | 107177212 | 001-1814 | 001-1814-0 | 001-1814-S | KERR-MCGEE 95019 VAN SCHAACK 10-10 |  |  | 20 | 2.84 | 148 |  | 8.1 | 211112 | -104.7598 | 39.8909 |  |  | 400 |  |  |  | 80022
08001 |  | Colorado | Adams | 16164311 | 103413813 | 107179212 | 001-1963 | 001-1963-0 | 001-1963-S | KERR-MCGEE OIL & GAS - BATTERY #95068 |  |  | 20 | 2.84 | 148 |  | 8.1 | 211112 | -104.6689 | 39.9177 |  |  | 400 |  |  |  | 80022
08001 |  | Colorado | Adams | 16164411 | 103416313 | 107180912 | 001-1977 | 001-1977-0 | 001-1977-S | MERIT ENERGY COMPANY - OTTER |  |  | 20 | 2.84 | 148 |  | 8.1 | 211112 | -104.746 | 39.9002 |  |  | 400 |  |  |  | 80022 | 23
08001 |  | Colorado | Adams | 16164611 | 103409213 | 107175712 | 001-1647 | 001-1647-0 | 001-1647-S | NOBLE ENERGY INC. BATTERY #11605401 |  |  | 20 | 2.84 | 148 |  | 8.1 | 211112 | -103.9288 | 39.7565 |  |  | 400 |  |  |  | 80105
08001 |  | Colorado | Adams | 16164711 | 103409313 | 107175812 | 001-1653 | 001-1653-0 | 001-1653-S | NOBLE ENERGY INC. BATTERY #81439800 |  |  | 20 | 2.84 | 148 |  | 8.1 | 211112 | -104.603 | 39.9393 |  |  | 400 |  |  |  | 80603
08001 |  | Colorado | Adams | 16164911 | 103416913 | 107563012 | 001-1988 | 001-1988-0 | 001-1988-S | OVERLAND PASS - WATTENBERG METER STATION |  |  | 1 | 0.1 | 70 | 0 |  | 21111 | -104.6802 | 39.7436 |  | 110 | 300 |  |  |  | 80019
08001 |  | Colorado | Adams | 1622611 | 45170013 | 42879012 | 001-1473 | 001-1473-0 | 001-1473-S | GREAT WESTERN - NEWLANDER 'G' UNIT #1 |  |  | 20 | 2.84 | 148 |  | 8.1 | 211112 | -104.849 | 39.9919 |  | 106 | 400 |  |  |  | 80601 | 23 | R63-0036
08001 |  | Colorado | Adams | 1622711 | 68511513 | 86921112 | 001-1474 | 001-1474-0 | 001-1474-S | FOUNDATION ENERGY- SHIVELY #11-12 AND 21 |  |  | 20 | 2 | 700 |  | 10 | 211112 | -104.5038 | 39.9848 |  | 106 | 400 |  |  |  | 80102 | 23
08001 |  | Colorado | Adams | 1622911 | 45169713 | 42878712 | 001-1476 | 001-1476-0 | 001-1476-S | RENEGADE OIL & GAS - UPRR HABEL #1-35 |  |  | 1 | 0.1 | 70 | 0 |  | 211112 | -104.2986 | 39.8383 |  | 106 | 400 |  |  |  | 80136 |  | R63-0036
08001 |  | Colorado | Adams | 1623011 | 45169613 | 42878612 | 001-1477 | 001-1477-0 | 001-1477-S | RENEGADE OIL & GAS - CPC 248 B |  |  | 1 | 0.1 | 70 | 0 |  | 211112 | -104.586 | 39.8318 |  | 106 | 400 |  |  |  | 80137 |  | R63-0036
08001 |  | Colorado | Adams | 1623111 | 45169513 | 42878512 | 001-1478 | 001-1478-0 | 001-1478-S | RENEGADE OIL & GAS - CPC 248 C |  |  | 1 | 0.1 | 70 | 0 |  | 211112 | -104.553 | 39.8313 |  | 106 | 400 |  |  |  | 80137 |  | R63-0036
08001 |  | Colorado | Adams | 1623211 | 45169413 | 42878412 | 001-1479 | 001-1479-0 | 001-1479-S | RENEGADE OIL & GAS - FERGUSON 25 |  |  | 1 | 0.1 | 70 | 0 |  | 211112 | -104.2749 | 39.8492 |  | 106 | 400 |  |  |  | 80136 |  | R63-0036
08001 |  | Colorado | Adams | 1623411 | 45169213 | 42878212 | 001-1481 | 001-1481-0 | 001-1481-S | RENEGADE OIL & GAS - THORNBURG |  |  | 1 | 0.1 | 70 | 0 |  | 211112 | -104.3882 | 39.7797 |  | 106 | 400 |  |  |  | 80102 |  | R63-0036
08001 |  | Colorado | Adams | 1623511 | 45169113 | 42878112 | 001-1482 | 001-1482-0 | 001-1482-S | KERR-MCGEE 61450 | 1.4139 |  | 20 | 2 | 700 |  | 10 | 211112 | -104.8961 | 39.9813 |  | 106 | 400 |  |  |  | 80601 | 23 | R63-0036
08001 |  | Colorado | Adams | 1623611 | 45169013 | 42878012 | 001-1483 | 001-1483-0 | 001-1483-S | KERR-MCGEE 94175 |  |  | 20 | 2.84 | 148 |  | 8.1 | 211112 | -104.7499 | 39.9088 |  | 106 | 400 |  |  |  | 80022 |  | R63-0036
08001 |  | Colorado | Adams | 1631811 | 44513413 | 42284112 | 001-0627 | 001-0627-0 | 001-0627-S | KERR-MCGEE GATHERING - STATE C.S. |  |  |  |  | 72 |  |  | 48621 | -104.6775 | 39.9622 |  | 110 | 690 |  |  |  | 80601 |  | R63-0036
08001 |  | Colorado | Adams | 1631811 | 44513513 | 42283812 | 001-0627 | 001-0627-0 | 001-0627-S | KERR-MCGEE GATHERING - STATE C.S. |  |  |  |  | 72 |  |  | 48621 | -104.6775 | 39.9622 |  | 110 | 300 |  |  |  | 80601 |  | R63-0036
08001 |  | Colorado | Adams | 1631811 | 68506013 | 62872112 | 001-0627 | 001-0627-0 | 001-0627-S | KERR-MCGEE GATHERING - STATE C.S. |  |  | 20 | 2.84 | 148 |  | 8.1 | 48621 | -104.6764 | 39.9632 |  | 110 | 400 |  |  |  | 80601
08001 |  | Colorado | Adams | 1631911 | 44512913 | 42283512 | 001-0628 | 001-0628-0 | 001-0628-S | KERR-MCGEE GATHERING - KALLSEN CS |  |  |  |  | 72 |  |  | 48621 | -104.3317 | 39.8813 |  | 106 | 690 |  |  |  | 80136 |  | R63-0036
08001 |  | Colorado | Adams | 1631911 | 44513113 | 42283612 | 001-0628 | 001-0628-0 | 001-0628-S | KERR-MCGEE GATHERING - KALLSEN CS |  |  |  |  | 72 |  |  | 48621 | -104.3317 | 39.8813 |  | 106 | 300 |  |  |  | 80136 |  | R63-0036
08001 |  | Colorado | Adams | 1631911 | 90857413 | 86920012 | 001-0628 | 001-0628-0 | 001-0628-S | KERR-MCGEE GATHERING - KALLSEN CS |  |  | 20 | 2.84 | 148 |  | 8.1 | 48621 | -104.3315 | 39.8816 |  | 106 | 400 |  |  |  | 80136
08001 |  | Colorado | Adams | 1705011 | 44419013 | 42202412 | 001-1387 | 001-1387-0 | 001-1387-S | MAGPIE OPERATING- SHAMROCK SITE |  |  |  |  | 72 |  |  | 21111 | -103.7477 | 39.9111 |  | 106 | 690 |  |  |  | 80701 |  | R63-0036
08001 |  | Colorado | Adams | 1713611 | 45124913 | 42832012 | 001-1401 | 001-1401-0 | 001-1401-S | RENEGADE OIL & GAS- CO STATE C-1/C-4 |  |  |  |  | 72 |  |  | 211112 | -104.5621 | 39.8712 |  | 106 | 400 |  |  |  | 80137 |  | R63-0036
08001 |  | Colorado | Adams | 1713811 | 45124713 | 92790612 | 001-1403 | 001-1403-0 | 001-1403-S | GREAT WESTERN - STATE 11-16 |  |  | 20 | 2 | 700 |  | 10 | 211112 | -104.676 | 39.9707 |  | 106 | 400 |  |  |  | 80601 | 23
08001 |  | Colorado | Adams | 1713911 | 45124613 | 42831712 | 001-1404 | 001-1404-0 | 001-1404-S | GREAT WESTERN - BERGMAN BATTERY |  |  | 20 | 2.84 | 148 |  | 8.1 | 211112 | -104.6854 | 39.985 |  | 106 | 400 |  |  |  | 80601 |  | R63-0036
08001 |  | Colorado | Adams | 1714111 | 45124413 | 42831512 | 001-1407 | 001-1407-0 | 001-1407-S | ENERVEST OPERATING - JUANITA STATE #1 |  |  | 20 | 2.84 | 148 |  | 8 | 211112 | -104.5059 | 39.9139 |  | 106 | 400 |  |  |  | 80642 |  | R63-0036
08001 |  | Colorado | Adams | 1714811 | 45123713 | 42830812 | 001-1414 | 001-1414-0 | 001-1414-S | WESTERN OPERATING CO - LINNEBUR #6-13 |  |  | 20 | 2.84 | 148 |  | 8.1 | 211112 | -104.1533 | 39.8245 |  | 106 | 400 |  |  |  | 80103 |  | R63-0036
08001 |  | Colorado | Adams | 1714811 | 45123713 | 62876412 | 001-1414 | 001-1414-0 | 001-1414-S | WESTERN OPERATING CO - LINNEBUR #6-13 |  |  | 20 | 2 | 700 |  | 10 | 211112 | -104.1533 | 39.8245 |  | 106 | 400 |  |  |  | 80103 | 23
08001 |  | Colorado | Adams | 1714911 | 45123613 | 42830712 | 001-1416 | 001-1416-0 | 001-1416-S | WESTERN OPERATING CO - LINNEBUR #32-8 |  |  | 20 | 2.84 | 148 |  | 8.1 | 211112 | -104.116 | 39.8067 |  | 106 | 400 |  |  |  | 80103 |  | R63-0036
08001 |  | Colorado | Adams | 1715011 | 45123513 | 42830612 | 001-1417 | 001-1417-0 | 001-1417-S | WESTERN OPERATING CO - LINNEBUR #6-43 |  |  | 20 | 2.84 | 148 |  | 8.1 | 211112 | -104.1344 | 39.8138 |  | 106 | 999 |  |  |  | 80103 |  | R63-0036
08001 |  | Colorado | Adams | 1715111 | 45123413 | 92790712 | 001-1418 | 001-1418-0 | 001-1418-S | MERIT ENERGY COMPANY - AMBUSH A |  |  | 20 | 2 | 700 |  | 10 | 211112 | -104.5408 | 39.8584 |  | 106 | 400 |  |  |  | 80137 | 23
08001 |  | Colorado | Adams | 1715211 | 45123313 | 42830412 | 001-1419 | 001-1419-0 | 001-1419-S | MERIT ENERGY COMPANY - AMBUSH B |  |  | 1 | 0.1 | 70 | 0 |  | 211112 | -104.5314 | 39.8582 |  | 106 | 400 |  |  |  | 80137 | 23 | R63-0036
08001 |  | Colorado | Adams | 1715311 | 45123213 | 92790812 | 001-1420 | 001-1420-0 | 001-1420-S | MERIT ENERGY COMPANY - MARLATT |  |  | 20 | 2 | 700 |  | 10 | 211112 | -104.5409 | 39.8656 |  | 106 | 400 |  |  |  | 80137 | 23
08001 |  | Colorado | Adams | 1715511 | 103407413 | 107174712 | 001-1422 | 001-1422-0 | 001-1422-S | MERIT ENERGY COMPANY - FRONT RANGE |  |  | 20 | 2.84 | 148 |  | 8 | 211112 | -104.9263 | 39.9685 |  | 106 | 400 |  |  |  | 80601
08001 |  | Colorado | Adams | 1715511 | 103407413 | 107174812 | 001-1422 | 001-1422-0 | 001-1422-S | MERIT ENERGY COMPANY - FRONT RANGE |  |  | 20 | 2 | 700 |  | 10 | 211112 | -104.9263 | 39.9685 |  | 106 | 400 |  |  |  | 80601 | 23
08001 |  | Colorado | Adams | 1715511 | 45123013 | 42830112 | 001-1422 | 001-1422-0 | 001-1422-S | MERIT ENERGY COMPANY - FRONT RANGE |  |  | 1 | 0.1 | 70 | 0 |  | 211112 | -104.9262 | 39.9685 |  | 106 | 400 |  |  |  | 80601
08001 |  | Colorado | Adams | 1715611 | 45122913 | 92790912 | 001-1423 | 001-1423-0 | 001-1423-S | FOUNDATION ENERGY MGT NAUMAN GREENLAUGH |  |  | 20 | 2 | 700 |  | 10 | 211112 | -104.8585 | 39.9561 |  | 106 | 400 |  |  |  | 80601 | 23
08001 |  | Colorado | Adams | 1715711 | 45122813 | 107174912 | 001-1424 | 001-1424-0 | 001-1424-S | MERIT ENERGY COMPANY - GUTHRIE 11-2 |  |  | 20 | 2 | 700 |  | 10 | 211112 | -104.8634 | 39.9983 |  | 106 | 400 |  |  |  | 80601 | 23
08001 |  | Colorado | Adams | 1715811 | 45122713 | 62876512 | 001-1425 | 001-1425-0 | 001-1425-S | FOUNDATION ENERGY MGT KELTON A | 0.044126 |  | 20 | 2 | 700 |  | 10 | 211112 | -104.5692 | 39.8951 |  | 106 | 400 |  |  |  | 80642 | 23
08001 |  | Colorado | Adams | 1715911 | 45122613 | 42829712 | 001-1426 | 001-1426-0 | 001-1426-S | MERIT ENERGY COMPANY - MCELWAIN 42-7 |  |  | 1 | 0.1 | 70 | 0 |  | 211112 | -104.9055 | 39.9664 |  | 106 | 400 |  |  |  | 80601 | 23 | R63-0036
08001 |  | Colorado | Adams | 1715911 | 68510713 | 62876612 | 001-1426 | 001-1426-0 | 001-1426-S | MERIT ENERGY COMPANY - MCELWAIN 42-7 |  |  | 1 | 0.1 | 70 | 0 |  | 211112 | -104.9055 | 39.9664 |  | 106 | 400 |  |  |  | 80601 | 23
08001 |  | Colorado | Adams | 1716011 | 45122513 | 62876712 | 001-1427 | 001-1427-0 | 001-1427-S | MERIT ENERGY COMPANY - SACK |  |  | 20 | 2 | 700 |  | 10 | 211112 | -104.9334 | 39.9952 |  | 106 | 400 |  |  |  | 80601 | 23
08001 |  | Colorado | Adams | 1716011 | 68510813 | 62876812 | 001-1427 | 001-1427-0 | 001-1427-S | MERIT ENERGY COMPANY - SACK |  |  | 20 | 2 | 700 |  | 10 | 211112 | -104.9334 | 39.9952 |  | 106 | 400 |  |  |  | 80601 | 23
08001 |  | Colorado | Adams | 1716111 | 45122413 | 42829512 | 001-1428 | 001-1428-0 | 001-1428-S | MERIT ENERGY COMPANY - STONECHOCKER |  |  | 1 | 0.1 | 70 | 0 |  | 211112 | -104.9055 | 39.9811 |  | 106 | 400 |  |  |  | 80601 | 23 | R63-0036
08001 |  | Colorado | Adams | 1716211 | 45122313 | 92791012 | 001-1429 | 001-1429-0 | 001-1429-S | MERIT ENERGY COMPANY - WAILES |  |  | 20 | 2 | 700 |  | 10 | 211112 | -104.454 | 39.8919 |  | 106 | 400 |  |  |  | 80102 | 23
08001 |  | Colorado | Adams | 1716311 | 45122213 | 42829312 | 001-1430 | 001-1430-0 | 001-1430-S | NOBLE ENERGY INC. BATTERY #10656900 |  |  | 20 | 2.84 | 148 |  | 8.1 | 211112 | -104.3785 | 39.8488 |  | 106 | 400 |  |  |  | 80102 |  | R63-0036
08001 |  | Colorado | Adams | 1716511 | 45122013 | 42829112 | 001-1432 | 001-1432-0 | 001-1432-S | NOBLE ENERGY INC. BATTERY #11366000 |  |  | 20 | 2.84 | 148 |  | 8 | 211112 | -104.9809 | 39.9741 |  | 106 | 400 |  |  |  | 80020 |  | R63-0036
08001 |  | Colorado | Adams | 1716511 | 45122013 | 92791112 | 001-1432 | 001-1432-0 | 001-1432-S | NOBLE ENERGY INC. BATTERY #11366000 |  |  | 20 | 2 | 700 |  | 10 | 211112 | -104.9809 | 39.9741 |  | 106 | 400 |  |  |  | 80020 | 23
08001 |  | Colorado | Adams | 3556211 | 36695413 | 34956712 | 001-0025 | 001-0025-0 | 001-0025-S | WGR ASSET HOLDING CO - WATTENBERG PLANT | 1.3 | 11.8 | 35 | 4 | 1400 |  | 126 | 21111 | -104.681 | 39.7473 |  | 106 | 270 |  |  |  | 80019 |  | R63-0036
08001 |  | Colorado | Adams | 3556211 | 36695513 | 34957412 | 001-0025 | 001-0025-0 | 001-0025-S | WGR ASSET HOLDING CO - WATTENBERG PLANT |  |  |  |  | 72 |  |  | 21111 | -104.681 | 39.7473 |  | 106 | 490 |  |  |  | 80019 |  | R63-0036
08001 |  | Colorado | Adams | 3556211 | 36695613 | 34957512 | 001-0025 | 001-0025-0 | 001-0025-S | WGR ASSET HOLDING CO - WATTENBERG PLANT |  |  |  |  | 72 |  |  | 21111 | -104.681 | 39.7473 |  | 106 | 490 |  |  |  | 80019 |  | R63-0036
08001 |  | Colorado | Adams | 3556211 | 36696613 | 34956012 | 001-0025 | 001-0025-0 | 001-0025-S | WGR ASSET HOLDING CO - WATTENBERG PLANT |  |  |  |  | 72 |  |  | 21111 | -104.681 | 39.7473 |  | 106 | 490 |  |  |  | 80019 |  | R63-0036
08001 |  | Colorado | Adams | 3568111 | 103406213 | 107174212 | 001-0051 | 001-0051-0 | 001-0051-S | KERR-MCGEE Brighton Station | 1.8 |  |  |  | 70 | 0 |  | 211112 | -104.6812 | 39.9312 |  | 110 | 690 |  |  |  | 80601 | 131
08001 |  | Colorado | Adams | 3568111 | 36692813 | 34953212 | 001-0051 | 001-0051-0 | 001-0051-S | KERR-MCGEE Brighton Station | 2.1 |  | 20 | 2 | 700 |  | 10 | 211112 | -104.6812 | 39.9312 |  | 110 | 400 |  |  |  | 80601 | 23 | R63-0036
08001 |  | Colorado | Adams | 710811 | 68511313 | 62877612 | 001-1471 | 001-1471-0 | 001-1471-S | FOUNDATION ENERGY- HABEL #7 |  |  | 20 | 2.84 | 148 |  | 8.1 | 211112 | -104.2986 | 39.8529 |  | 106 | 400 |  |  |  | 80136
08001 |  | Colorado | Adams | 710911 | 68511413 | 86921012 | 001-1472 | 001-1472-0 | 001-1472-S | FOUNDATION ENERGY - MAY #32-6 |  |  | 20 | 2 | 700 |  | 10 | 211112 | -104.4781 | 39.9946 |  | 106 | 400 |  |  |  | 80102 | 23
08001 |  | Colorado | Adams | 992611 | 47064813 | 44632912 | 001-0014 | 001-0014-0 | 001-0014-S | MAGELLAN PIPELINE TERMIALS, LP- AURORA T | 2.102 |  |  |  | 72 |  |  | 42471 | -104.8136 | 39.7584 |  | 131 | 280 |  |  |  | 80011 |  | R63-0036
08005 |  | Colorado | Arapahoe | 1259011 | 43830713 | 41661012 | 005-0051 | 005-0051-0 | 005-0051-S | KERR-MCGEE GATHERING - DRAGOON CS |  |  |  |  | 72 |  |  | 48621 | -104.3511 | 39.6295 |  | 110 | 690 |  |  |  | 80136 |  | R63-0036
08005 |  | Colorado | Arapahoe | 1259011 | 43830813 | 41660812 | 005-0051 | 005-0051-0 | 005-0051-S | KERR-MCGEE GATHERING - DRAGOON CS |  |  |  |  | 72 |  |  | 48621 | -104.3511 | 39.6295 |  | 110 | 490 |  |  |  | 80136 |  | R63-0036
08005 |  | Colorado | Arapahoe | 1259011 | 90871013 | 86935312 | 005-0051 | 005-0051-0 | 005-0051-S | KERR-MCGEE GATHERING - DRAGOON CS |  |  | 20 | 2.84 | 148 |  | 8.1 | 48621 | -104.3448 | 39.6368 |  | 110 | 400 |  |  |  | 80136
08005 |  | Colorado | Arapahoe | 1259311 | 103417813 | 107181812 | 005-0055 | 005-0055-0 | 005-0055-S | COLORADO INTERSTATE GAS CO LATIGO C & S | [7 empty] | 48621 | -104.1758 | 39.6075 |  | 110 | 410 |  |  |  | 80103
08005 |  | Colorado | Arapahoe | 1259311 | 103417913 | 107181912 | 005-0055 | 005-0055-0 | 005-0055-S | COLORADO INTERSTATE GAS CO LATIGO C & S | [7 empty] | 48621 | -104.1758 | 39.6075 |  | 110 | 410 |  |  |  | 80103
08005 |  | Colorado | Arapahoe | 1259311 | 43829813 | 41660212 | 005-0055 | 005-0055-0 | 005-0055-S | COLORADO INTERSTATE GAS CO LATIGO C & S |  |  | 18 | 1 | 700 |  | 84.7 | 48621 | -104.1758 | 39.6075 |  | 110 | 690 |  |  |  | 80103 |  | R63-0036
08005 |  | Colorado | Arapahoe | 1259311 | 43830113 | 41659812 | 005-0055 | 005-0055-0 | 005-0055-S | COLORADO INTERSTATE GAS CO LATIGO C & S |  |  |  |  | 72 |  |  | 48621 | -104.1758 | 39.6075 |  | 110 | 490 |  |  |  | 80103 |  | R63-0036
08005 |  | Colorado | Arapahoe | 1259311 | 68532713 | 62900012 | 005-0055 | 005-0055-0 | 005-0055-S | COLORADO INTERSTATE GAS CO LATIGO C & S |  |  | 1 | 0.1 | 70 | 0 |  | 48621 | -104.1758 | 39.6075 |  | 110 | 480 |  |  |  | 80103
08005 |  | Colorado | Arapahoe | 12823911 | 68535913 | 107182012 | 005-1519 | 005-1519-0 | 005-1519-S | THREE FORKS RESOURCES- LOWRY NCT BAT |  |  | 20 | 2 | 700 |  | 10 | 211112 | -104.6176 | 39.5863 |  |  | 400 |  |  |  | 80016 | 23
08005 |  | Colorado | Arapahoe | 12825211 | 68539813 | 62906912 | 005-1486 | 005-1486-0 | 005-1486-S | TYLER ROCKIES - LINNEBUR 1-6 |  |  | 20 | 2.84 | 148 |  | 8.1 | 211112 | -104.0292 | 39.7345 |  |  | 400 |  |  |  | 80105
08005 |  | Colorado | Arapahoe | 13023711 | 68539713 | 62906812 | 005-1485 | 005-1485-0 | 005-1485-S | TYLER ROCKIES - PEORIA #36 & #56 |  |  | 20 | 2.84 | 148 |  | 8 | 211112 | -104.1052 | 39.6616 |  |  | 400 |  |  |  | 80103
08005 |  | Colorado | Arapahoe | 13032411 | 68540213 | 62907312 | 005-1491 | 005-1491-0 | 005-1491-S | K.P. KAUFFMAN CO-MURPHY 5-2 | 0.01 |  | 20 | 2.84 | 148 |  | 8.1 | 211112 | -104.4703 | 39.6454 |  |  | 400 |  |  |  | 80102
08005 |  | Colorado | Arapahoe | 13032511 | 68540313 | 62907412 | 005-1494 | 005-1494-0 | 005-1494-S | K.P. KAUFFMAN CO-STATE 14-31, 14-32, 14- |  |  | 20 | 2.84 | 148 |  | 8.1 | 211112 | -104.2938 | 39.7025 |  |  | 400 |  |  |  | 80136
08005 |  | Colorado | Arapahoe | 14830011 | 90871713 | 86936112 | 005-1508 | 005-1508-0 | 005-1508-S | NOBLE ENERGY, INC. - # 916371 |  |  | 20 | 2.84 | 148 |  | 8.1 | 211112 | -104.4333 | 39.6092 |  |  | 400 |  |  |  | 80102
08005 |  | Colorado | Arapahoe | 14832911 | 90873513 | 86937912 | 005-1536 | 005-1536-0 | 005-1536-S | KP KAUFFMAN - Rosenfield 6-5 |  |  | 20 | 2.84 | 148 |  | 8.1 | 211112 | -104.4754 | 39.642 |  |  | 400 |  |  |  | 80102
08005 |  | Colorado | Arapahoe | 14833111 | 90873213 | 86937612 | 005-1533 | 005-1533-0 | 005-1533-S | KP KAUFFMAN STATE 16 |  |  | 20 | 2.84 | 148 |  | 8.1 | 211112 | -104.3398 | 39.6134 |  |  | 400 |  |  |  | 80136
08005 |  | Colorado | Arapahoe | 14848011 | 90872813 | 86937212 | 005-1530 | 005-1530-0 | 005-1530-S | MATRIX ENERGY, LLC - UPRC 21X-21 |  |  | 1 | 0.1 | 70 | 0 |  | 211112 | -104.5584 | 39.6934 |  |  | 400 |  |  |  | 80137 | 23
08005 |  | Colorado | Arapahoe | 14851111 | 90872513 | 86936912 | 005-1525 | 005-1525-0 | 005-1525-S | RENEGADE OIL & GAS - CHAMPLIN 126 AMOCO |  |  | 20 | 2.84 | 148 |  | 8.1 | 211112 | -104.3487 | 39.6378 |  |  | 400 |  |  |  | 80136
08005 |  | Colorado | Arapahoe | 15263111 | 96020213 | 92801112 | 005-1562 | 005-1562-0 | 005-1562-S | THREE FORKS - COLORADO STATE KOENIG |  |  | 1 | 0.1 | 70 | 0 |  | 211112 | -104.2801 | 39.6809 |  |  | 400 |  |  |  | 80103
08005 |  | Colorado | Arapahoe | 15265611 | 96019613 | 92800512 | 005-1553 | 005-1553-0 | 005-1553-S | FOUNDATION ENERGY - STATE 43-16 |  |  | 20 | 2.84 | 148 |  | 8 | 211112 | -104.4381 | 39.6129 |  |  | 400 |  |  |  | 80102
08005 |  | Colorado | Arapahoe | 15268111 | 96019813 | 92800712 | 005-1555 | 005-1555-0 | 005-1555-S | HILCORP ENERGY - BENNETT # A 4 |  |  | 20 | 2.84 | 148 |  | 8 | 211112 | -104.4604 | 39.6745 |  |  | 400 |  |  |  | 80102
08005 |  | Colorado | Arapahoe | 16161811 | 103419213 | 107182512 | 005-1574 | 005-1574-0 | 005-1574-S | BECCA OIL, LLC - KALCEVIC |  |  | 20 | 2.84 | 148 |  | 8.1 | 211112 | -104.3887 | 39.7236 |  |  | 400 |  |  |  | 80102
08005 |  | Colorado | Arapahoe | 16164111 | 103419713 | 107182912 | 005-1603 | 005-1603-0 | 005-1603-S | KERR MCGEE 36069311 | 0.1525 |  | 20 | 2 | 700 |  | 10 | 211112 | -104.6065 | 39.6076 |  |  | 400 |  |  |  | 80016 | 23
08005 |  | Colorado | Arapahoe | 2202911 | 42142913 | 40183812 | 005-1438 | 005-1438-0 | 005-1438-S | OILFIELD OPERATING CO - BILLINGS |  |  | 1 | 0.1 | 70 | 0 |  | 211112 | -104.3703 | 39.7293 |  | 106 | 400 |  |  |  | 80136 |  | R63-0036
08005 |  | Colorado | Arapahoe | 2203211 | 42142613 | 40183512 | 005-1441 | 005-1441-0 | 005-1441-S | OVERLAND RESOURCES - 2+4-16 STATE CRAIG |  |  | 1 | 0.1 | 70 | 0 |  | 211112 | -104.3258 | 39.6099 |  | 106 | 400 |  |  |  | 80136 |  | R63-0036
08005 |  | Colorado | Arapahoe | 727911 | 45556013 | 43281012 | 005-1113 | 005-1113-0 | 005-1113-S | KERR-MCGEE GATHERING - MITCHELL CS |  |  |  |  | 72 |  |  | 21111 | -104.4541 | 39.6651 |  | 110 | 300 |  |  |  | 80102 |  | R63-0036
08005 |  | Colorado | Arapahoe | 727911 | 68536413 | 62903312 | 005-1113 | 005-1113-0 | 005-1113-S | KERR-MCGEE GATHERING - MITCHELL CS | [7 empty] | 21111 | -104.4541 | 39.6651 |  | 110 | 690 |  |  |  | 80102
08009 |  | Colorado | Baca | 1240611 | 103419813 | 107564212 | 009-0001 | 009-0001-0 | 009-0001-S | COLORADO INTERSTATE GAS CO FLANK STA |  |  | 7 | 0.67 | 70 | 0 |  | 21111 | -102.1824 | 37.115 |  | 110 | 690 |  |  |  | 81029 | 23
08009 |  | Colorado | Baca | 1240611 | 43835713 | 41666112 | 009-0001 | 009-0001-0 | 009-0001-S | COLORADO INTERSTATE GAS CO FLANK STA |  |  | 9 | 0.89 | 70 | 0 |  | 21111 | -102.1903 | 37.1054 |  | 110 | 690 |  |  |  | 81029 |  | R63-0040
08009 |  | Colorado | Baca | 1240611 | 43835813 | 41666112 | 009-0001 | 009-0001-0 | 009-0001-S | COLORADO INTERSTATE GAS CO FLANK STA |  |  | 9 | 0.89 | 70 | 0 |  | 21111 | -102.1903 | 37.1054 |  | 110 | 690 |  |  |  | 81029 |  | R63-0040
08009 |  | Colorado | Baca | 1240611 | 43835913 | 41665912 | 009-0001 | 009-0001-0 | 009-0001-S | COLORADO INTERSTATE GAS CO FLANK STA | 2.63 | 0.016 | 25 | 1.33 | 600 |  | 10.2 | 21111 | -102.1903 | 37.1054 |  | 110 | 690 |  |  |  | 81029 | 99 | R63-0036
08009 |  | Colorado | Baca | 1255811 | 43834513 | 41664712 | 009-0019 | 009-0019-0 | 009-0019-S | MURFIN DRILLING CO INC - SOUTHEAST CAMPO |  |  | 6 | 0.1 | 30 | 0 |  | 21111 | -102.5496 | 37.0311 |  | 106 | 490 |  |  |  | 81029 |  | R63-0036
08009 |  | Colorado | Baca | 1255811 | 96020313 | 92801212 | 009-0019 | 009-0019-0 | 009-0019-S | MURFIN DRILLING CO INC - SOUTHEAST CAMPO |  |  | 20 | 2.84 | 148 |  | 8.1 | 21111 | -102.5496 | 37.0311 |  | 106 | 400 |  |  |  | 81029 | 23
08009 |  | Colorado | Baca | 1255811 | 96020413 | 92801312 | 009-0019 | 009-0019-0 | 009-0019-S | MURFIN DRILLING CO INC - SOUTHEAST CAMPO |  |  | 1 | 0.1 | 70 | 0 |  | 21111 | -102.5496 | 37.0311 |  | 106 | 400 |  |  |  | 81029
08011 |  | Colorado | Bent | 1258511 | 43831713 | 41661912 | 011-0018 | 011-0018-0 | 011-0018-S | OXY USA, INC. - WAGON TRAIL |  |  | 16 | 0.25 | 212 | 0 |  | 21111 | -102.8219 | 38.0642 |  | 110 | 690 |  |  |  | 81052 |  | R63-0040
08011 |  | Colorado | Bent | 1258511 | 68542413 | 62909612 | 011-0018 | 011-0018-0 | 011-0018-S | OXY USA, INC. - WAGON TRAIL |  |  | 1 | 0.1 | 70 | 0 |  | 21111 | -102.8239 | 38.0631 |  | 110 | 400 |  |  |  | 81052
08013 |  | Colorado | Boulder | 13034611 | 68548813 | 62916012 | 013-1332 | 013-1332-0 | 013-1332-S | ENCANA - CALDWELL 'H' 1 BATTERY | 0.10883 |  | 20 | 2 | 700 |  | 10 | 211112 | -105.0672 | 40.1046 |  |  | 400 |  |  |  | 80504 | 23
08013 |  | Colorado | Boulder | 13034611 | 68548813 | 86940512 | 013-1332 | 013-1332-0 | 013-1332-S | ENCANA - CALDWELL 'H' 1 BATTERY |  |  | 20 | 2.84 | 148 |  | 8.1 | 211112 | -105.0672 | 40.1046 |  |  | 400 |  |  |  | 80504
08013 |  | Colorado | Boulder | 13034711 | 68548913 | 62916112 | 013-1338 | 013-1338-0 | 013-1338-S | ENCANA - MCDONALD #1 | 0.12967 |  | 20 | 2 | 700 |  | 10 | 211112 | -105.0577 | 40.1039 |  |  | 400 |  |  |  | 80504 | 23
08013 |  | Colorado | Boulder | 13034711 | 68548913 | 86940612 | 013-1338 | 013-1338-0 | 013-1338-S | ENCANA - MCDONALD #1 |  |  | 20 | 2.84 | 148 |  | 8.1 | 211112 | -105.0577 | 40.1039 |  |  | 400 |  |  |  | 80504
08013 |  | Colorado | Boulder | 13034811 | 68549013 | 62916212 | 013-1339 | 013-1339-0 | 013-1339-S | ENCANA - VOAKE #32-25 BATTERY |  |  | 20 | 2.84 | 148 |  | 8.1 | 211112 | -105.0646 | 40.1109 |  |  | 400 |  |  |  | 80504
08013 |  | Colorado | Boulder | 13034811 | 68549013 | 92804012 | 013-1339 | 013-1339-0 | 013-1339-S | ENCANA - VOAKE #32-25 BATTERY | 0.14563 |  | 20 | 2 | 700 |  | 10 | 211112 | -105.0646 | 40.1109 |  |  | 400 |  |  |  | 80504 | 23
08013 |  | Colorado | Boulder | 13044611 | 68549313 | 62916512 | 013-1344 | 013-1344-0 | 013-1344-S | ENCANA (WEST)- VICKLUND 'G' UNIT 1 | 0.12972 |  | 20 | 2 | 700 |  | 10 | 211112 | -105.0795 | 40.0845 |  |  | 400 |  |  |  | 80504 | 23
08013 |  | Colorado | Boulder | 13044711 | 68549713 | 62916912 | 013-1348 | 013-1348-0 | 013-1348-S | NOBLE ENERGY - BATTERY #415779518 |  |  | 20 | 2.84 | 148 |  | 8.1 | 211112 | -105.1618 | 40.031 |  |  | 400 |  |  |  | 80301
08013 |  | Colorado | Boulder | 13044811 | 68549813 | 92804112 | 013-1349 | 013-1349-0 | 013-1349-S | ENCANA - HARSCH 1 BATTERY | 0.10176 |  | 20 | 2 | 700 |  | 10 | 211112 | -105.0958 | 40.1046 |  |  | 400 |  |  |  | 80504 | 23
08013 |  | Colorado | Boulder | 13044911 | 68549913 | 92804212 | 013-1350 | 013-1350-0 | 013-1350-S | ENCANA - OXFORD 'F' BATTERY | 0.053022 |  | 20 | 2 | 700 |  | 10 | 211112 | -105.0671 | 40.1118 |  |  | 400 |  |  |  | 80504 | 23
08013 |  | Colorado | Boulder | 13045011 | 68550013 | 62917212 | 013-1351 | 013-1351-0 | 013-1351-S | ENCANA - DEASON G UNIT 1 | 0.38712 |  | 20 | 2 | 700 |  | 10 | 211112 | -105.0789 | 40.101 |  |  | 400 |  |  |  | 80504 | 23
08013 |  | Colorado | Boulder | 13045111 | 68550113 | 62917412 | 013-1352 | 013-1352-0 | 013-1352-S | ENCANA - BAILEY 11-12 |  |  | 20 | 2.84 | 148 |  | 8.1 | 211112 | -105.0722 | 40.0713 |  |  | 400 |  |  |  | 80504
08013 |  | Colorado | Boulder | 13045111 | 68550113 | 92804312 | 013-1352 | 013-1352-0 | 013-1352-S | ENCANA - BAILEY 11-12 | 0.048536 |  | 20 | 2 | 700 |  | 10 | 211112 | -105.0722 | 40.0713 |  |  | 400 |  |  |  | 80504 | 23
08013 |  | Colorado | Boulder | 13045211 | 68550213 | 62917512 | 013-1353 | 013-1353-0 | 013-1353-S | ENCANA - OXFORD FARMS G UNIT 1 | 0.044531 |  | 20 | 2 | 700 |  | 10 | 211112 | -105.0773 | 40.1146 |  |  | 400 |  |  |  | 80504 | 23
08013 |  | Colorado | Boulder | 13045311 | 68550313 | 62917612 | 013-1354 | 013-1354-0 | 013-1354-S | ENCANA - LABER K UNIT 1 | 0.19556 |  | 20 | 2 | 700 |  | 10 | 211112 | -105.0578 | 40.1183 |  |  | 400 |  |  |  | 80504 | 23
08013 |  | Colorado | Boulder | 13045311 | 68550313 | 92804412 | 013-1354 | 013-1354-0 | 013-1354-S | ENCANA - LABER K UNIT 1 |  |  | 20 | 2.84 | 148 |  | 8.1 | 211112 | -105.0578 | 40.1183 |  |  | 400 |  |  |  | 80504
08013 |  | Colorado | Boulder | 13045411 | 68550413 | 62917712 | 013-1355 | 013-1355-0 | 013-1355-S | ENCANA - CLAY 13-26 | 0.03452 |  | 20 | 2 | 700 |  | 10 | 211112 | -105.091 | 40.1081 |  |  | 400 |  |  |  | 80504 | 23
08013 |  | Colorado | Boulder | 13045511 | 68550513 | 62917812 | 013-1356 | 013-1356-0 | 013-1356-S | ENCANA - HARSCH 6-2-27 BATTERY |  |  | 20 | 2.84 | 148 |  | 8.1 | 211112 | -105.0959 | 40.1112 |  |  | 400 |  |  |  | 80504
08013 |  | Colorado | Boulder | 13045511 | 68550513 | 92804512 | 013-1356 | 013-1356-0 | 013-1356-S | ENCANA - HARSCH 6-2-27 BATTERY | 0.094182 |  | 20 | 2 | 700 |  | 10 | 211112 | -105.0959 | 40.1112 |  |  | 400 |  |  |  | 80504 | 23
08013 |  | Colorado | Boulder | 13046011 | 68551113 | 62918312 | 013-1374 | 013-1374-0 | 013-1374-S | ENCANA - LUMRY G UNIT 1 BATT | 0.18905 |  | 20 | 2 | 700 |  | 10 | 211112 | -105.059 | 40.0419 |  |  | 400 |  |  |  | 80516 | 23
08013 |  | Colorado | Boulder | 13046011 | 96022113 | 92804612 | 013-1374 | 013-1374-0 | 013-1374-S | ENCANA - LUMRY G UNIT 1 BATT |  |  | 1 | 0.1 | 70 | 0 |  | 211112 | -105.059 | 40.0419 |  |  | 400 |  |  |  | 80516
08013 |  | Colorado | Boulder | 13046111 | 68551213 | 62918512 | 013-1376 | 013-1376-0 | 013-1376-S | ENCANA - BAILEY 8-8-1 BATTERY | 0.031149 |  | 20 | 2 | 700 |  | 10 | 211112 | -105.0579 | 40.0748 |  |  | 400 |  |  |  | 80504 | 23
08013 |  | Colorado | Boulder | 13046211 | 68551313 | 62918612 | 013-1377 | 013-1377-0 | 013-1377-S | ENCANA - HALEY G UNIT 1 | 0.029755 |  | 20 | 2 | 700 |  | 10 | 211112 | -105.0979 | 40.0849 |  |  | 400 |  |  |  | 80504 | 23
08013 |  | Colorado | Boulder | 13046311 | 68551413 | 62918812 | 013-1378 | 013-1378-0 | 013-1378-S | ENCANA - ACORN 1 |  |  | 20 | 2.84 | 148 |  | 8.1 | 211112 | -105.1003 | 40.0711 |  |  | 400 |  |  |  | 80026
08013 |  | Colorado | Boulder | 13046311 | 68551413 | 62918912 | 013-1378 | 013-1378-0 | 013-1378-S | ENCANA - ACORN 1 | 0.03817 |  | 20 | 2 | 700 |  | 10 | 211112 | -105.1003 | 40.0711 |  |  | 400 |  |  |  | 80026 | 23
08013 |  | Colorado | Boulder | 13046411 | 68551513 | 62919012 | 013-1380 | 013-1380-0 | 013-1380-S | ENCANA - SHAFFER-NEWMAN H-1 | 0.21528 |  | 20 | 2 | 700 |  | 10 | 211112 | -105.0708 | 40.0475 |  |  | 400 |  |  |  | 80516 | 23
08013 |  | Colorado | Boulder | 13046411 | 68551513 | 92804812 | 013-1380 | 013-1380-0 | 013-1380-S | ENCANA - SHAFFER-NEWMAN H-1 |  |  | 20 | 2.84 | 148 |  | 8.1 | 211112 | -105.0708 | 40.0475 |  |  | 400 |  |  |  | 80516
08013 |  | Colorado | Boulder | 13046511 | 68551613 | 62919112 | 013-1385 | 013-1385-0 | 013-1385-S | ENCANA - DONIPHAN SHIELDS 1 | 0.1614 |  | 20 | 2 | 700 |  | 10 | 211112 | -105.0766 | 40.1577 |  |  | 400 |  |  |  | 80501 | 23
08013 |  | Colorado | Boulder | 13046511 | 68551613 | 86942212 | 013-1385 | 013-1385-0 | 013-1385-S | ENCANA - DONIPHAN SHIELDS 1 |  |  | 20 | 2.84 | 148 |  | 8.1 | 211112 | -105.0766 | 40.1577 |  |  | 400 |  |  |  | 80501
08013 |  | Colorado | Boulder | 13046611 | 68551713 | 92805012 | 013-1386 | 013-1386-0 | 013-1386-S | ENCANA - CALDWELL K-1 BATTERY | 0.041819 |  | 20 | 2 | 700 |  | 10 | 211112 | -105.0776 | 40.1058 |  |  | 400 |  |  |  | 80504 | 23
08013 |  | Colorado | Boulder | 13046711 | 68551813 | 62919312 | 013-1387 | 013-1387-0 | 013-1387-S | ENCANA - WIGGETT BATTERY | 0.059257 |  | 20 | 2 | 700 |  | 10 | 211112 | -105.0637 | 40.0578 |  |  | 400 |  |  |  | 80516 | 23
08013 |  | Colorado | Boulder | 1402411 | 43770513 | 41590812 | 013-1289 | 013-1289-0 | 013-1289-S | NOBLE ENERGY INC. BATTERY #11332600 |  |  | 20 | 2.84 | 148 |  | 8.1 | 211112 | -105.1101 | 40.0273 |  | 106 | 400 |  |  |  | 80026 |  | R63-0036
08013 |  | Colorado | Boulder | 1402511 | 43770413 | 41590712 | 013-1290 | 013-1290-0 | 013-1290-S | NOBLE ENERGY INC. BATTERY #11344600 |  |  | 20 | 2.84 | 148 |  | 8.1 | 211112 | -105.1526 | 40.0744 |  | 106 | 400 |  |  |  | 80503 |  | R63-0036
08013 |  | Colorado | Boulder | 1402711 | 43770213 | 41590512 | 013-1292 | 013-1292-0 | 013-1292-S | KERR-MCGEE 51569 |  |  | 20 | 2.84 | 148 |  | 8 | 211112 | -105.1052 | 40.1003 |  | 106 | 400 |  |  |  | 80504 |  | R63-0036
08013 |  | Colorado | Boulder | 1402811 | 43770113 | 41590412 | 013-1293 | 013-1293-0 | 013-1293-S | KERR-MCGEE 51358 |  |  | 20 | 2.84 | 148 |  | 8.1 | 211112 | -105.0957 | 40.1007 |  | 106 | 400 |  |  |  | 80504 |  | R63-0036
08013 |  | Colorado | Boulder | 1402911 | 43770013 | 41590312 | 013-1294 | 013-1294-0 | 013-1294-S | NOBLE ENERGY INC. BATTERY #11360700 | 0.56293 |  | 20 | 2 | 700 |  | 10 | 211112 | -105.0601 | 39.9813 |  | 106 | 400 |  |  |  | 80020 | 23 | R63-0036
08013 |  | Colorado | Boulder | 1403411 | 43769513 | 41589812 | 013-1299 | 013-1299-0 | 013-1299-S | ENCANA - DEASON 'F' UNIT #1 |  |  | 20 | 2.84 | 148 |  | 8.1 | 211112 | -105.0675 | 40.1006 |  | 106 | 400 |  |  |  | 80504 |  | R63-0036
08013 |  | Colorado | Boulder | 1403411 | 43769513 | 62914012 | 013-1299 | 013-1299-0 | 013-1299-S | ENCANA - DEASON 'F' UNIT #1 | 0.061234 |  | 20 | 2 | 700 |  | 10 | 211112 | -105.0675 | 40.1006 |  | 106 | 400 |  |  |  | 80504 | 23
08013 |  | Colorado | Boulder | 1403511 | 43769413 | 41589712 | 013-1300 | 013-1300-0 | 013-1300-S | ENCANA - DONIPHAN SHIELDS #2 |  |  | 20 | 2.84 | 148 |  | 8.1 | 211112 | -105.0863 | 40.071 |  | 106 | 400 |  |  |  | 80504 |  | R63-0036
08013 |  | Colorado | Boulder | 1403511 | 43769413 | 92803612 | 013-1300 | 013-1300-0 | 013-1300-S | ENCANA - DONIPHAN SHIELDS #2 | 0.075148 |  | 20 | 2 | 700 |  | 10 | 211112 | -105.0863 | 40.071 |  | 106 | 400 |  |  |  | 80504 | 23
08013 |  | Colorado | Boulder | 1403611 | 43769313 | 41589612 | 013-1301 | 013-1301-0 | 013-1301-S | KERR-MCGEE 62039 |  |  | 20 | 2.84 | 148 |  | 8.1 | 211112 | -105.0674 | 40.0749 |  | 106 | 400 |  |  |  | 80516 |  | R63-0036
08013 |  | Colorado | Boulder | 1403711 | 43769213 | 92803712 | 013-1302 | 013-1302-0 | 013-1302-S | KERR-MCGEE 51619-KRAMER 21-23 |  |  | 20 | 2 | 700 |  | 10 | 211112 | -105.0879 | 40.0391 |  | 106 | 400 |  |  |  | 80516 | 23
08013 |  | Colorado | Boulder | 14826111 | 90878713 | 86944312 | 013-1413 | 013-1413-0 | 013-1413-S | NOBLE ENERGY INC. BATTERY #11302500 |  |  | 20 | 2.84 | 148 |  | 8.1 | 211112 | -105.0864 | 40.0164 |  |  | 400 |  |  |  | 80516
08013 |  | Colorado | Boulder | 14826411 | 90879113 | 86944712 | 013-1417 | 013-1417-0 | 013-1417-S | NOBLE ENERGY INC. BATTERY #11316600 |  |  | 20 | 2.84 | 148 |  | 8.1 | 211112 | -105.102 | 40.0574 |  |  | 400 |  |  |  | 80026
08013 |  | Colorado | Boulder | 14826511 | 90878013 | 86943612 | 013-1406 | 013-1406-0 | 013-1406-S | NOBLE ENERGY INC. BATTERY #11316700 |  |  | 20 | 2.84 | 148 |  | 8.1 | 211112 | -105.096 | 40.0609 |  |  | 400 |  |  |  | 80504
08013 |  | Colorado | Boulder | 14826611 | 90878313 | 86943912 | 013-1409 | 013-1409-0 | 013-1409-S | NOBLE ENERGY INC. BATTERY #11318900 |  |  | 20 | 2.84 | 148 |  | 8.1 | 211112 | -105.0601 | 40.0039 |  |  | 400 |  |  |  | 80026
08013 |  | Colorado | Boulder | 14826911 | 90878513 | 86944112 | 013-1411 | 013-1411-0 | 013-1411-S | NOBLE ENERGY INC. BATTERY #11327600 |  |  | 20 | 2.84 | 148 |  | 8.1 | 211112 | -105.1096 | 40.0385 |  |  | 400 |  |  |  | 80026
08013 |  | Colorado | Boulder | 14827011 | 90879013 | 86944612 | 013-1416 | 013-1416-0 | 013-1416-S | NOBLE ENERGY INC. BATTERY #11331900 |  |  | 20 | 2.84 | 148 |  | 8.1 | 211112 | -105.093 | 39.9548 |  |  | 400 |  |  |  | 80020
08013 |  | Colorado | Boulder | 14827111 | 90877813 | 86943412 | 013-1404 | 013-1404-0 | 013-1404-S | NOBLE ENERGY INC. BATTERY #11332000 |  |  | 20 | 2.84 | 148 |  | 8.1 | 211112 | -105.0972 | 39.949 |  |  | 400 |  |  |  | 80020
08013 |  | Colorado | Boulder | 14827411 | 90878213 | 86943812 | 013-1408 | 013-1408-0 | 013-1408-S | NOBLE ENERGY INC. BATTERY #11351100 |  |  | 20 | 2.84 | 148 |  | 8.1 | 211112 | -105.0946 | 40.0182 |  |  | 400 |  |  |  | 80516
08013 |  | Colorado | Boulder | 14827511 | 90878813 | 86944412 | 013-1414 | 013-1414-0 | 013-1414-S | NOBLE ENERGY INC. BATTERY #11352100 |  |  | 20 | 2.84 | 148 |  | 8.1 | 211112 | -105.0949 | 39.9599 |  |  | 400 |  |  |  | 80026
08013 |  | Colorado | Boulder | 14827811 | 90877713 | 86943312 | 013-1403 | 013-1403-0 | 013-1403-S | NOBLE ENERGY INC. BATTERY #11355400 |  |  | 20 | 2.84 | 148 |  | 8.1 | 211112 | -105.0953 | 40.0758 |  |  | 400 |  |  |  | 80504
08013 |  | Colorado | Boulder | 14828011 | 90878913 | 86944512 | 013-1415 | 013-1415-0 | 013-1415-S | NOBLE ENERGY INC. BATTERY #11362300 |  |  | 20 | 2.84 | 148 |  | 8.1 | 211112 | -105.077 | 39.9543 |  |  | 400 |  |  |  | 80020
08013 |  | Colorado | Boulder | 14828711 | 90878613 | 86944212 | 013-1412 | 013-1412-0 | 013-1412-S | NOBLE ENERGY INC. BATTERY #11379700 |  |  | 20 | 2.84 | 148 |  | 8.1 | 211112 | -105.1154 | 40.1033 |  |  | 400 |  |  |  | 80504
08013 |  | Colorado | Boulder | 14828811 | 90877613 | 86943212 | 013-1402 | 013-1402-0 | 013-1402-S | NOBLE ENERGY INC. BATTERY #11382800 |  |  | 20 | 2.84 | 148 |  | 8.1 | 211112 | -105.081 | 40.0496 |  |  | 400 |  |  |  | 80026
08013 |  | Colorado | Boulder | 14829011 | 90879313 | 86944912 | 013-1419 | 013-1419-0 | 013-1419-S | NOBLE ENERGY INC. BATTERY #11384000 |  |  | 20 | 2.84 | 148 |  | 8.1 | 211112 | -105.0607 | 40.0193 |  |  | 400 |  |  |  | 80516
08013 |  | Colorado | Boulder | 14829111 | 90878113 | 86943712 | 013-1407 | 013-1407-0 | 013-1407-S | NOBLE ENERGY INC. BATTERY #11384100 |  |  | 20 | 2.84 | 148 |  | 8.1 | 211112 | -105.0546 | 40.0146 |  |  | 400 |  |  |  | 80516
08013 |  | Colorado | Boulder | 14829211 | 90878413 | 86944012 | 013-1410 | 013-1410-0 | 013-1410-S | NOBLE ENERGY INC. BATTERY #11384200 |  |  | 20 | 2.84 | 148 |  | 8.1 | 211112 | -105.0815 | 40.036 |  |  | 400 |  |  |  | 80516
08013 |  | Colorado | Boulder | 14829311 | 90875113 | 86940412 | 013-1317 | 013-1317-0 | 013-1317-S | NOBLE ENERGY - BATTERY #11384300 |  |  | 20 | 2.84 | 148 |  | 8.1 | 211112 | -105.091 | 40.031 |  |  | 400 |  |  |  | 80516
08013 |  | Colorado | Boulder | 14829311 | 90875113 | 92803812 | 013-1317 | 013-1317-0 | 013-1317-S | NOBLE ENERGY - BATTERY #11384300 | 0.2189 |  | 20 | 2 | 700 |  | 10 | 211112 | -105.091 | 40.031 |  |  | 400 |  |  |  | 80516 | 23
08013 |  | Colorado | Boulder | 14829911 | 90879413 | 86945012 | 013-1420 | 013-1420-0 | 013-1420-S | NOBLE ENERGY INC. BATTERY #91308400 |  |  | 20 | 2.84 | 148 |  | 8.1 | 211112 | -105.0786 | 39.9644 |  |  | 400 |  |  |  | 80026
08013 |  | Colorado | Boulder | 14831211 | 90876313 | 86941812 | 013-1381 | 013-1381-0 | 013-1381-S | ENCANA - ALLAN H UNIT 23-12 | 0.039488 |  | 20 | 2 | 700 |  | 10 | 211112 | -105.0673 | 40.0606 |  |  | 400 |  |  |  | 80516 | 23
08013 |  | Colorado | Boulder | 14831211 | 90876313 | 92804912 | 013-1381 | 013-1381-0 | 013-1381-S | ENCANA - ALLAN H UNIT 23-12 |  |  | 20 | 2.84 | 148 |  | 8.1 | 211112 | -105.0673 | 40.0606 |  |  | 400 |  |  |  | 80516
08013 |  | Colorado | Boulder | 14831311 | 90876913 | 92805112 | 013-1390 | 013-1390-0 | 013-1390-S | ENCANA - BAILEY 42-12, 43-12 | 0.22073 |  | 20 | 2 | 700 |  | 10 | 211112 | -105.06 | 40.0689 |  |  | 400 |  |  |  | 80516 | 23
08013 |  | Colorado | Boulder | 14831911 | 90877013 | 92805212 | 013-1391 | 013-1391-0 | 013-1391-S | ENCANA - WARREN H WIGGETT 13-1 BATT | 0.22407 |  | 20 | 2 | 700 |  | 10 | 211112 | -105.0591 | 40.0558 |  |  | 400 |  |  |  | 80516 | 23
08013 |  | Colorado | Boulder | 14831911 | 96022213 | 92805312 | 013-1391 | 013-1391-0 | 013-1391-S | ENCANA - WARREN H WIGGETT 13-1 BATT |  |  | 1 | 0.1 | 70 | 0 |  | 211112 | -105.0591 | 40.0558 |  |  | 400 |  |  |  | 80516
08013 |  | Colorado | Boulder | 14832011 | 90876213 | 92804712 | 013-1379 | 013-1379-0 | 013-1379-S | ENCANA - BAILEY 33-12 BATTERY | 0.026739 |  | 20 | 2 | 700 |  | 10 | 211112 | -105.0673 | 40.0606 |  |  | 400 |  |  |  | 80516 | 23
08013 |  | Colorado | Boulder | 14832511 | 90876513 | 86942012 | 013-1383 | 013-1383-0 | 013-1383-S | KERR-MCGEE 61537 - FREDERICKS 1-22 |  |  | 20 | 2.84 | 148 |  | 8.1 | 211112 | -105.0983 | 40.0349 |  |  | 400 |  |  |  | 80026
08013 |  | Colorado | Boulder | 14832611 | 90876613 | 86942112 | 013-1384 | 013-1384-0 | 013-1384-S | KERR-MCGEE 61703 - PELTIER 1-15 |  |  | 20 | 2.84 | 148 |  | 8.1 | 211112 | -105.1069 | 39.967 |  |  | 400 |  |  |  | 80020
08013 |  | Colorado | Boulder | 15279511 | 96022013 | 92803912 | 013-1331 | 013-1331-0 | 013-1331-S | KERR-MCGEE 61357 |  |  | 20 | 2.84 | 148 |  | 8.1 | 211112 | -105.0957 | 40.071 |  |  | 400 |  |  |  | 80504
08013 |  | Colorado | Boulder | 15279911 | 96022313 | 92805412 | 013-1392 | 013-1392-0 | 013-1392-S | KERR-MCGEE 61854 - WISE 31-14 |  |  | 20 | 2.84 | 148 |  | 8.1 | 211112 | -105.0817 | 40.0567 |  |  | 400 |  |  |  | 80026
08013 |  | Colorado | Boulder | 15284111 | 96023213 | 92806512 | 013-1433 | 013-1433-0 | 013-1433-S | NOBLE ENERGY - BATTERY #11332400 | 0.024711 |  | 20 | 2 | 700 |  | 10 | 211112 | -105.1289 | 40.0352 |  |  | 400 |  |  |  | 80026 | 23
08013 |  | Colorado | Boulder | 15284211 | 96022513 | 92805612 | 013-1394 | 013-1394-0 | 013-1394-S | NOBLE ENERGY - BATTERY #11383900 |  |  | 20 | 2.84 | 148 |  | 8 | 211112 | -105.0864 | 40.0238 |  |  | 400 |  |  |  | 80516
08013 |  | Colorado | Boulder | 15284211 | 96022513 | 92805712 | 013-1394 | 013-1394-0 | 013-1394-S | NOBLE ENERGY - BATTERY #11383900 |  |  | 20 | 2 | 700 |  | 10 | 211112 | -105.0864 | 40.0238 |  |  | 400 |  |  |  | 80516 | 23
08013 |  | Colorado | Boulder | 15284811 | 103420813 | 107183512 | 013-1421 | 013-1421-0 | 013-1421-S | NOBLE ENERGY - BATTERY #415752451 |  |  | 20 | 2.84 | 148 |  | 8.1 | 211112 | -105.0926 | 40.0354 |  |  | 400 |  |  |  | 80026
08013 |  | Colorado | Boulder | 15284811 | 96022913 | 92806312 | 013-1421 | 013-1421-0 | 013-1421-S | NOBLE ENERGY - BATTERY #415752451 |  |  | 20 | 2 | 700 |  | 10 | 211112 | -105.0926 | 40.0354 |  |  | 400 |  |  |  | 80026 | 23
08013 |  | Colorado | Boulder | 15309811 | 96022613 | 92805812 | 013-1395 | 013-1395-0 | 013-1395-S | NOBLE ENERGY - BATTERY #415747772 | 0.058221 |  | 20 | 2 | 700 |  | 10 | 211112 | -105.0865 | 40.0238 |  |  | 400 |  |  |  | 80516 | 23
08013 |  | Colorado | Boulder | 16161911 | 103421213 | 107183912 | 013-1437 | 013-1437-0 | 013-1437-S | ENCANA - BAILEY 31-12 & 4-0-12 | 0.2864 |  | 20 | 2 | 700 |  | 10 | 211112 | -105.0642 | 40.0711 |  |  | 400 |  |  |  | 80504 | 23
08013 |  | Colorado | Boulder | 16162011 | 103421413 | 107184112 | 013-1440 | 013-1440-0 | 013-1440-S | ENCANA OIL & GAS- WIGGETT WARREN 13-2 |  |  | 20 | 2.84 | 148 |  | 8.1 | 211112 | -105.0698 | 40.0571 |  |  | 400 |  |  |  | 80516
08013 |  | Colorado | Boulder | 2072011 | 42601513 | 40568412 | 013-1251 | 013-1251-0 | 013-1251-S | ENCANA - WHEELER 'G' UNIT #1 | 0.12921 |  | 20 | 2 | 700 |  | 10 | 211112 | -105.058 | 40.0855 |  | 106 | 400 |  |  |  | 80504 | 23 | R63-0036
08013 |  | Colorado | Boulder | 2072111 | 42601413 | 40568312 | 013-1252 | 013-1252-0 | 013-1252-S | ENCANA - ZWICK F UNIT #1 | 0.033177 |  | 20 | 2 | 700 |  | 10 | 211112 | -105.0675 | 40.0238 |  | 106 | 400 |  |  |  | 80026 | 23 | R63-0036
08013 |  | Colorado | Boulder | 2072311 | 42601213 | 40568112 | 013-1254 | 013-1254-0 | 013-1254-S | NOBLE ENERGY - BATTERY #11356600 |  |  | 20 | 2.84 | 148 |  | 8.1 | 211112 | -105.0833 | 39.9668 |  | 106 | 400 |  |  |  | 80026 |  | R63-0036
08013 |  | Colorado | Boulder | 2072411 | 42601113 | 40568012 | 013-1255 | 013-1255-0 | 013-1255-S | NOBLE ENERGY INC. BATTERY #11332700 |  |  | 20 | 2.84 | 148 |  | 8.1 | 211112 | -105.1053 | 40.0237 |  | 106 | 400 |  |  |  | 80026 |  | R63-0036
08013 |  | Colorado | Boulder | 2072711 | 42600813 | 40567712 | 013-1258 | 013-1258-0 | 013-1258-S | NOBLE ENERGY - BATTERY #11321300 | 0.004546 |  | 20 | 2 | 700 |  | 10 | 211112 | -105.0554 | 39.9984 |  | 106 | 400 |  |  |  | 80020 | 23 | R63-0036
08013 |  | Colorado | Boulder | 2073211 | 42600313 | 40567212 | 013-1263 | 013-1263-0 | 013-1263-S | NOBLE ENERGY INC. BATTERY #11301500 |  |  | 20 | 2.84 | 148 |  | 8.1 | 211112 | -105.1148 | 40.0961 |  | 106 | 400 |  |  |  | 80504 |  | R63-0036
08013 |  | Colorado | Boulder | 2087311 | 42599913 | 92803012 | 013-1267 | 013-1267-0 | 013-1267-S | NOBLE ENERGY, INC. - BATTERY #11318800 |  |  | 20 | 2 | 700 |  | 10 | 211112 | -105.0628 | 40.0128 |  | 106 | 400 |  |  |  | 80026 | 23
08013 |  | Colorado | Boulder | 2087811 | 42599413 | 92803112 | 013-1272 | 013-1272-0 | 013-1272-S | NOBLE ENERGY - BATTERY #11320700 | 0.01873 |  | 20 | 2 | 700 |  | 10 | 211112 | -105.143 | 40.0527 |  | 106 | 400 |  |  |  | 80301 | 23
08013 |  | Colorado | Boulder | 2087911 | 42599313 | 40566212 | 013-1273 | 013-1273-0 | 013-1273-S | NOBLE ENERGY INC. BATTERY #11348900 |  |  | 20 | 2.84 | 148 |  | 8.1 | 211112 | -105.143 | 40.0707 |  | 106 | 400 |  |  |  | 80301 |  | R63-0036
08013 |  | Colorado | Boulder | 2088211 | 42599013 | 40565912 | 013-1276 | 013-1276-0 | 013-1276-S | NOBLE ENERGY - BATTERY #11321400 | 0.010056 |  | 20 | 2 | 700 |  | 10 | 211112 | -105.0598 | 39.9917 |  | 106 | 400 |  |  |  | 80026 | 23 | R63-0036
08013 |  | Colorado | Boulder | 2088511 | 42598713 | 92803412 | 013-1279 | 013-1279-0 | 013-1279-S | NOBLE ENERGY INC. BATTERY #11320800 |  |  | 20 | 2 | 700 |  | 10 | 211112 | -105.1665 | 40.0564 |  | 106 | 400 |  |  |  | 80301 | 23
08013 |  | Colorado | Boulder | 2088611 | 42598613 | 40565512 | 013-1280 | 013-1280-0 | 013-1280-S | NOBLE ENERGY - BATTERY #11318700 |  |  | 20 | 2.84 | 148 |  | 8.1 | 211112 | -105.1143 | 40.0057 |  | 106 | 400 |  |  |  | 80026 |  | R63-0036
08013 |  | Colorado | Boulder | 2088811 | 42598413 | 107183312 | 013-1282 | 013-1282-0 | 013-1282-S | NOBLE ENERGY - BATTERY #11373400 |  |  | 20 | 2 | 700 |  | 10 | 211112 | -105.0862 | 40.0855 |  | 106 | 400 |  |  |  | 80504 | 23
08013 |  | Colorado | Boulder | 2089111 | 42598113 | 40565012 | 013-1285 | 013-1285-0 | 013-1285-S | NOBLE ENERGY - BATTERY #11300900 |  |  | 20 | 2.84 | 148 |  | 8.1 | 211112 | -105.0957 | 40.093 |  | 106 | 400 |  |  |  | 80504 |  | R63-0036
08013 |  | Colorado | Boulder | 2089111 | 42598113 | 92803512 | 013-1285 | 013-1285-0 | 013-1285-S | NOBLE ENERGY - BATTERY #11300900 | 0.00474 |  | 20 | 2 | 700 |  | 10 | 211112 | -105.0975 | 40.0913 |  | 106 | 400 |  |  |  | 80504 | 23
08013 |  | Colorado | Boulder | 2089311 | 42597913 | 40564812 | 013-1287 | 013-1287-0 | 013-1287-S | NOBLE ENERGY INC. BATTERY #11345100 |  |  | 20 | 2.84 | 148 |  | 8.1 | 211112 | -105.1051 | 40.0819 |  | 106 | 400 |  |  |  | 80504 |  | R63-0036
08013 |  | Colorado | Boulder | 2089411 | 42597813 | 40564712 | 013-1288 | 013-1288-0 | 013-1288-S | NOBLE ENERGY INC. BATTERY #11315200 |  |  | 20 | 2.84 | 148 |  | 8.1 | 211112 | -105.1195 | 40.0565 |  | 106 | 400 |  |  |  | 80026 |  | R63-0036
08014 |  | Colorado | Broomfield | 13046811 | 68552413 | 62919912 | 014-1328 | 014-1328-0 | 014-1328-S | ENCANA - BAKER C & STIPANOVICH | 0.067773 |  | 20 | 2 | 700 |  | 10 | 211112 | -104.9835 | 40.0256 |  |  | 400 |  |  |  | 80516 | 23
08014 |  | Colorado | Broomfield | 14826711 | 90880413 | 86946312 | 014-1341 | 014-1341-0 | 014-1341-S | NOBLE ENERGY INC. BATTERY #11321700 |  |  | 20 | 2.84 | 148 |  | 8.1 | 211112 | -105.0274 | 39.9687 |  |  | 400 |  |  |  | 80020
08014 |  | Colorado | Broomfield | 14827311 | 90880713 | 86946612 | 014-1344 | 014-1344-0 | 014-1344-S | NOBLE ENERGY INC. BATTERY #11346800 |  |  | 20 | 2.84 | 148 |  | 8.1 | 211112 | -104.9951 | 39.9707 |  |  | 400 |  |  |  | 80020
08014 |  | Colorado | Broomfield | 14827611 | 90880513 | 86946412 | 014-1342 | 014-1342-0 | 014-1342-S | NOBLE ENERGY INC. BATTERY #11352500 |  |  | 20 | 2.84 | 148 |  | 8.1 | 211112 | -104.9996 | 39.9817 |  |  | 400 |  |  |  | 80020
08014 |  | Colorado | Broomfield | 14827711 | 90880613 | 86946512 | 014-1343 | 014-1343-0 | 014-1343-S | NOBLE ENERGY INC. BATTERY #11352700 |  |  | 20 | 2.84 | 148 |  | 8.1 | 211112 | -105.0091 | 39.9824 |  |  | 400 |  |  |  | 80020
08014 |  | Colorado | Broomfield | 14828211 | 90880313 | 86946212 | 014-1340 | 014-1340-0 | 014-1340-S | NOBLE ENERGY INC. BATTERY #11366100 |  |  | 20 | 2.84 | 148 |  | 8.1 | 211112 | -104.9917 | 39.9773 |  |  | 400 |  |  |  | 80020
08014 |  | Colorado | Broomfield | 14828611 | 90880813 | 86946712 | 014-1345 | 014-1345-0 | 014-1345-S | NOBLE ENERGY - BATTERY #11378900 |  |  | 20 | 2.84 | 148 |  | 8.1 | 211112 | -105.1254 | 39.9525 |  |  | 400 |  |  |  | 80020
08014 |  | Colorado | Broomfield | 14831411 | 90880213 | 86946112 | 014-1338 | 014-1338-0 | 014-1338-S | ENCANA - BICKLER 23-24, 34-34 |  |  | 20 | 2.84 | 148 |  | 8.1 | 211112 | -104.992 | 40.0058 |  |  | 400 |  |  |  | 80516
08014 |  | Colorado | Broomfield | 14831411 | 90880213 | 92807212 | 014-1338 | 014-1338-0 | 014-1338-S | ENCANA - BICKLER 23-24, 34-34 | 0.12784 |  | 20 | 2 | 700 |  | 10 | 211112 | -104.992 | 40.0058 |  |  | 400 |  |  |  | 80516 | 23
08014 |  | Colorado | Broomfield | 14831411 | 96023613 | 92807112 | 014-1338 | 014-1338-0 | 014-1338-S | ENCANA - BICKLER 23-24, 34-34 |  |  | 1 | 0.1 | 70 | 0 |  | 211112 | -104.992 | 40.0058 |  |  | 400 |  |  |  | 80516
08014 |  | Colorado | Broomfield | 14831711 | 90880113 | 86945912 | 014-1337 | 014-1337-0 | 014-1337-S | ENCANA - HELEN E UNIT 1 | 0.40278 |  | 20 | 2 | 700 |  | 10 | 211112 | -104.9637 | 40.0313 |  |  | 400 |  |  |  | 80516 | 23
08014 |  | Colorado | Broomfield | 14831711 | 96023513 | 107184312 | 014-1337 | 014-1337-0 | 014-1337-S | ENCANA - HELEN E UNIT 1 | 0.12528 |  | 20 | 2 | 700 |  | 10 | 211112 | -104.9637 | 40.0313 |  |  | 400 |  |  |  | 80516 | 23
08014 |  | Colorado | Broomfield | 14831811 | 90879713 | 86945512 | 014-1330 | 014-1330-0 | 014-1330-S | ENCANA - KATS 'B' UNIT #2 |  |  | 20 | 2.84 | 148 |  | 8.1 | 211112 | -104.9858 | 40.0105 |  |  | 400 |  |  |  | 80516
08014 |  | Colorado | Broomfield | 14831811 | 90879713 | 92806912 | 014-1330 | 014-1330-0 | 014-1330-S | ENCANA - KATS 'B' UNIT #2 | 0.18852 |  | 20 | 2 | 700 |  | 10 | 211112 | -104.9858 | 40.0105 |  |  | 400 |  |  |  | 80516 | 23
08014 |  | Colorado | Broomfield | 16164811 | 103421613 | 107184412 | 014-1352 | 014-1352-0 | 014-1352-S | NOBLE ENERGY, INC. - BATTERY #415813791 |  |  | 20 | 2 | 700 |  | 10 | 211112 | -105.037 | 39.9776 |  |  | 400 |  |  |  | 80020 | 23
08017 |  | Colorado | Cheyenne | 1182711 | 103423013 | 107185412 | 017-0206 | 017-0206-0 | 017-0206-S | DCP MIDSTREAM, LP - SE MT PEARL |  |  | 20 | 2.84 | 148 |  | 8.1 | 21111 | -102.5933 | 38.7942 |  | 106 | 400 |  |  |  | 80825
08017 |  | Colorado | Cheyenne | 1182711 | 103423113 | 107565312 | 017-0206 | 017-0206-0 | 017-0206-S | DCP MIDSTREAM, LP - SE MT PEARL |  |  | 1 | 0.1 | 70 | 0 |  | 21111 | -102.5933 | 38.7942 |  | 106 | 300 |  |  |  | 80825
08017 |  | Colorado | Cheyenne | 1182711 | 43852813 | 41683312 | 017-0206 | 017-0206-0 | 017-0206-S | DCP MIDSTREAM, LP - SE MT PEARL |  |  | 1 | 0.1 | 70 | 0 |  | 21111 | -102.5827 | 38.785 |  | 106 | 690 |  |  |  | 80825 |  | R63-0036
08017 |  | Colorado | Cheyenne | 1182911 | 43851813 | 41682712 | 017-0209 | 017-0209-0 | 017-0209-S | DCP MIDSTREAM, LP-LADDER CREEK |  |  |  |  | 760 | 208.2 | 36.6 | 21111 | -102.3927 | 38.8016 |  | 106 | 300 |  |  |  | 80810 |  | R63-0036
08017 |  | Colorado | Cheyenne | 1182911 | 43852413 | 41682812 | 017-0209 | 017-0209-0 | 017-0209-S | DCP MIDSTREAM, LP-LADDER CREEK | 0.96 |  | 1 | 0.1 | 70 | 0 |  | 21111 | -102.3927 | 38.8016 |  | 106 | 400 |  |  |  | 80810 | 23 | R63-0036
08017 |  | Colorado | Cheyenne | 1182911 | 43852613 | 41682112 | 017-0209 | 017-0209-0 | 017-0209-S | DCP MIDSTREAM, LP-LADDER CREEK |  |  | 20 | 2.84 | 148 |  | 8.1 | 21111 | -102.3927 | 38.8016 |  | 106 | 400 |  |  |  | 80810 |  | R63-0036
08017 |  | Colorado | Cheyenne | 1182911 | 68554613 | 62921912 | 017-0209 | 017-0209-0 | 017-0209-S | DCP MIDSTREAM, LP-LADDER CREEK |  |  | 56 | 0.5 | 100 |  | 21.2 | 21111 | -102.3927 | 38.8016 |  | 106 | 490 |  |  |  | 80810
08017 |  | Colorado | Cheyenne | 1183011 | 96024613 | 92808312 | 017-0212 | 017-0212-0 | 017-0212-S | DCP MIDSTREAM, LP - ARCHER |  |  | 1 | 0.1 | 70 | 0 |  | 21111 | -102.3803 | 38.964 |  | 106 | 300 |  |  |  | 80217
08017 |  | Colorado | Cheyenne | 1183111 | 43851113 | 41681712 | 017-0213 | 017-0213-0 | 017-0213-S | DCP MIDSTREAM, LP - CHEYENNE WELLS |  |  | 20 | 0.85 | 804 |  | 142.4 | 21111 | -102.3793 | 38.891 |  | 106 | 690 |  |  |  | 80217 |  | R63-0036
08017 |  | Colorado | Cheyenne | 1183111 | 43851313 | 41681612 | 017-0213 | 017-0213-0 | 017-0213-S | DCP MIDSTREAM, LP - CHEYENNE WELLS |  |  | 1 | 0.1 | 70 | 0 |  | 21111 | -102.3793 | 38.891 |  | 106 | 400 |  |  |  | 80217 |  | R63-0036
08017 |  | Colorado | Cheyenne | 1183111 | 96024713 | 92808412 | 017-0213 | 017-0213-0 | 017-0213-S | DCP MIDSTREAM, LP - CHEYENNE WELLS |  |  | 1 | 0.1 | 70 | 0 |  | 21111 | -102.3794 | 38.891 |  | 106 | 300 |  |  |  | 80217
08017 |  | Colorado | Cheyenne | 1183311 | 103423213 | 107185512 | 017-0215 | 017-0215-0 | 017-0215-S | DCP MIDSTREAM - W ARAPAHOE CS | [7 empty] | 21111 | -102.0995 | 38.8205 |  | 106 | 300 |  |  |  | 80217
08017 |  | Colorado | Cheyenne | 1183311 | 43850613 | 41681212 | 017-0215 | 017-0215-0 | 017-0215-S | DCP MIDSTREAM - W ARAPAHOE CS |  |  | 1 | 0.1 | 70 | 0 |  | 21111 | -102.0995 | 38.8205 |  | 106 | 690 |  |  |  | 80217 |  | R63-0036
08017 |  | Colorado | Cheyenne | 1183311 | 43850713 | 41681112 | 017-0215 | 017-0215-0 | 017-0215-S | DCP MIDSTREAM - W ARAPAHOE CS |  |  | 1 | 0.1 | 70 | 0 |  | 21111 | -102.0995 | 38.8205 |  | 106 | 400 |  |  |  | 80217 |  | R63-0036
08017 |  | Colorado | Cheyenne | 1185011 | 43848913 | 41679312 | 017-0237 | 017-0237-0 | 017-0237-S | CITATION OIL - NORTH MAYFIELD 14-17 |  |  | 1 | 0.1 | 70 | 0 |  | 211112 | -102.2428 | 38.8948 |  | 106 | 400 |  |  |  | 80802 |  | R63-0036
08017 |  | Colorado | Cheyenne | 1185111 | 43848813 | 41679212 | 017-0238 | 017-0238-0 | 017-0238-S | ANADARKO DBA RME - KERN 1, 3 |  |  | 1 | 0.1 | 70 | 0 |  | 211112 | -102.0925 | 38.8624 |  | 106 | 400 |  |  |  | 80802 |  | R63-0036
08017 |  | Colorado | Cheyenne | 1185311 | 43848613 | 41679012 | 017-0240 | 017-0240-0 | 017-0240-S | CITATION OIL - STEELE 44-3 |  |  | 1 | 0.1 | 70 | 0 |  | 211112 | -102.2057 | 38.9459 |  | 106 | 400 |  |  |  | 80802 |  | R63-0036
08017 |  | Colorado | Cheyenne | 12828911 | 68556513 | 62923912 | 017-0271 | 017-0271-0 | 017-0271-S | DCP MIDSTREAM, LP- WESLEY CODELL #1 |  |  | 1 | 0.1 | 70 | 0 |  | 211112 | -102.4978 | 38.7871 |  |  | 690 |  |  |  | 80810
08017 |  | Colorado | Cheyenne | 13047111 | 68554413 | 62921612 | 017-0097 | 017-0097-0 | 017-0097-S | CITATION OIL - MCCORMICK 2C 44-34 |  |  | 20 | 2.84 | 148 |  | 8 | 21111 | -102.8667 | 38.8676 |  |  | 400 |  |  |  | 80825
08017 |  | Colorado | Cheyenne | 13047211 | 68554913 | 62922212 | 017-0260 | 017-0260-0 | 017-0260-S | SORRENTO STATION | [7 empty] | 21111 | -102.899 | 38.8615 |  | 110 | 400 |  |  |  | 80825 | 217
08017 |  | Colorado | Cheyenne | 13047611 | 90881713 | 86947412 | 017-0265 | 017-0265-0 | 017-0265-S | MULL DRILLING CO - CROSBY TANK |  |  | 1 | 0.1 | 70 | 0 |  | 211112 | -102.3472 | 38.8954 |  |  | 400 |  |  |  | 80810
08017 |  | Colorado | Cheyenne | 13047911 | 68555713 | 62923112 | 017-0268 | 017-0268-0 | 017-0268-S | MULL DRILLING CO - NWAU TB & ICE | 0.1291 |  | 1 | 0.1 | 70 | 0 |  | 211112 | -102.1439 | 38.8731 |  |  | 400 |  |  |  | 80802
08017 |  | Colorado | Cheyenne | 13047911 | 68555713 | 92808712 | 017-0268 | 017-0268-0 | 017-0268-S | MULL DRILLING CO - NWAU TB & ICE |  |  | 20 | 2 | 700 |  | 10 | 211112 | -102.1439 | 38.8731 |  |  | 400 |  |  |  | 80802 | 23
08017 |  | Colorado | Cheyenne | 13048011 | 68556413 | 62923212 | 017-0269 | 017-0269-0 | 017-0269-S | BKEP CRUDE - CHEYENNE WELLS STATION |  |  | 20 | 0.1 | 70 | 0 |  | 211112 | -102.3743 | 38.8237 |  | 110 | 400 |  |  |  | 80810
08017 |  | Colorado | Cheyenne | 13068211 | 68556713 | 62924112 | 017-0275 | 017-0275-0 | 017-0275-S | CITATION OIL & GAS - ARAPAHOE UNIT 17 |  |  | 20 | 2.84 | 148 |  | 8 | 211112 | -102.1278 | 38.8338 |  |  | 400 |  |  |  | 80802
08017 |  | Colorado | Cheyenne | 13068311 | 68556813 | 62924212 | 017-0276 | 017-0276-0 | 017-0276-S | CITATION OIL & GAS - RHOADES BROTHERS BA |  |  | 20 | 2.84 | 148 |  | 8 | 211112 | -102.8657 | 38.8705 |  |  | 400 |  |  |  | 80825
08017 |  | Colorado | Cheyenne | 14848311 | 90881813 | 86947512 | 017-0274 | 017-0274-0 | 017-0274-S | MULL DRILLING CO - HITZING OWWO BATTERY |  |  | 1 | 0.1 | 70 | 0 |  | 21111 | -102.6185 | 38.9014 |  |  | 400 |  |  |  | 80825
08017 |  | Colorado | Cheyenne | 1500711 | 68554513 | 62921712 | 017-0187 | 017-0187-0 | 017-0187-S | CITATION OIL - BLEDSOE 13-12 | 8.5 |  | 6 | 0.25 | 1300 |  | 108.7 | 21111 | -103.0677 | 39.0111 |  | 106 | 160 |  |  |  | 80862
08017 |  | Colorado | Cheyenne | 1500811 | 90881013 | 86946912 | 017-0189 | 017-0189-0 | 017-0189-S | DCP MIDSTREAM, LP - N ARROWHEAD |  |  | 8 | 0.1 | 65 | 7.1 |  | 21111 | -102.5044 | 38.6699 |  | 106 | 690 |  |  |  | 80810
08017 |  | Colorado | Cheyenne | 1500811 | 90881113 | 86947012 | 017-0189 | 017-0189-0 | 017-0189-S | DCP MIDSTREAM, LP - N ARROWHEAD |  |  | 1 | 0.1 | 70 | 0 |  | 21111 | -102.5044 | 38.6699 |  | 106 | 400 |  |  |  | 80810
08017 |  | Colorado | Cheyenne | 1500811 | 90881213 | 86946912 | 017-0189 | 017-0189-0 | 017-0189-S | DCP MIDSTREAM, LP - N ARROWHEAD |  |  | 8 | 0.1 | 65 | 7.1 |  | 21111 | -102.5044 | 38.6699 |  | 106 | 300 |  |  |  | 80810
08017 |  | Colorado | Cheyenne | 1501011 | 45110813 | 62921812 | 017-0191 | 017-0191-0 | 017-0191-S | DCP MIDSTREAM, LP - N MAYFIELD |  |  | 1 | 0.1 | 70 | 0 |  | 21111 | -102.2449 | 38.8966 | 0.31 | 106 | 690 |  |  |  | 80802 |  | R63-0036
08017 |  | Colorado | Cheyenne | 1501011 | 96024413 | 92808112 | 017-0191 | 017-0191-0 | 017-0191-S | DCP MIDSTREAM, LP - N MAYFIELD |  |  | 20 | 2.84 | 148 |  | 8.1 | 21111 | -102.2449 | 38.8966 |  | 106 | 400 |  |  |  | 80802
08017 |  | Colorado | Cheyenne | 1501011 | 96024513 | 92808212 | 017-0191 | 017-0191-0 | 017-0191-S | DCP MIDSTREAM, LP - N MAYFIELD |  |  | 1 | 0.1 | 70 | 0 |  | 21111 | -102.2449 | 38.8966 |  | 106 | 300 |  |  |  | 80802
08017 |  | Colorado | Cheyenne | 1509311 | 44402113 | 42185712 | 017-0005 | 017-0005-0 | 017-0005-S | MULL DRILLING CO INC SORRENTO FIELD |  |  | 20 | 2 | 700 |  | 10 | 21111 | -102.9044 | 38.8642 |  | 106 | 400 |  |  |  | 80825 | 23 | R63-0036
08017 |  | Colorado | Cheyenne | 1509311 | 44402313 | 42185612 | 017-0005 | 017-0005-0 | 017-0005-S | MULL DRILLING CO INC SORRENTO FIELD |  |  | 12 | 0.5 | 600 | 2 |  | 21111 | -102.9044 | 38.8642 |  | 106 | 690 |  |  |  | 80825 |  | R63-0036
08017 |  | Colorado | Cheyenne | 1509411 | 44401613 | 42184912 | 017-0006 | 017-0006-0 | 017-0006-S | PLAINS PIPELINE L.P. CHEYENNE WELLS |  |  |  |  | 72 |  |  | 21111 | -102.3693 | 38.8267 |  | 106 | 400 |  |  |  | 80810 |  | R63-0036
08017 |  | Colorado | Cheyenne | 1509611 | 44400813 | 42184712 | 017-0008 | 017-0008-0 | 017-0008-S | CITATION OIL - MOUNT PEARL GAS PLANT |  |  | 20 | 0.25 | 800 |  | 317.2 | 21111 | -102.7454 | 38.877 | 2 | 106 | 690 |  |  |  | 80825 |  | R63-0036
08017 |  | Colorado | Cheyenne | 1509611 | 44401113 | 42184112 | 017-0008 | 017-0008-0 | 017-0008-S | CITATION OIL - MOUNT PEARL GAS PLANT |  |  | 10 | 0.1 | 30 | 0 |  | 21111 | -102.7454 | 38.877 |  | 106 | 490 |  |  |  | 80825 | 61 | R63-0036
08017 |  | Colorado | Cheyenne | 1509611 | 68553713 | 62920912 | 017-0008 | 017-0008-0 | 017-0008-S | CITATION OIL - MOUNT PEARL GAS PLANT | [7 empty] | 21111 | -102.7454 | 38.877 |  | 106 | 480 |  |  |  | 80825
08017 |  | Colorado | Cheyenne | 1509711 | 44400313 | 42183612 | 017-0010 | 017-0010-0 | 017-0010-S | CITATION OIL & GAS- BLEDSOE RANCH GAS PL |  |  | 1 | 0.1 | 70 | 0 |  | 21111 | -103.0594 | 38.9544 |  | 110 | 690 |  |  |  | 80825 |  | R63-0036
08017 |  | Colorado | Cheyenne | 1509811 | 103422213 | 107184812 | 017-0011 | 017-0011-0 | 017-0011-S | WILLIFORD ENERGY CO-RHOADES UNIT PLANT |  |  | 20 | 2.84 | 148 |  | 8.1 | 21111 | -102.8136 | 38.8795 |  |  | 400 |  |  |  | 80825
08017 |  | Colorado | Cheyenne | 1509811 | 44400013 | 42183312 | 017-0011 | 017-0011-0 | 017-0011-S | WILLIFORD ENERGY CO-RHOADES UNIT PLANT |  |  |  |  | 72 |  |  | 21111 | -102.8219 | 38.8753 |  |  | 490 |  |  |  | 80825 |  | R63-0036
08017 |  | Colorado | Cheyenne | 1509911 | 90880913 | 86946812 | 017-0014 | 017-0014-0 | 017-0014-S | CITATION O & G - FRONTERA GAS PLANT |  |  | 20 | 2.84 | 148 |  | 8.1 | 21111 | -102.0549 | 38.7391 |  |  | 400 |  |  |  | 80802
08017 |  | Colorado | Cheyenne | 1510211 | 44399213 | 42182512 | 017-0018 | 017-0018-0 | 017-0018-S | MULL DRILLING CO ARAPAHOE NW C.S. |  |  |  |  | 72 |  |  | 21111 | -102.1532 | 38.8732 |  | 110 | 490 |  |  |  | 80802 |  | R63-0036
08017 |  | Colorado | Cheyenne | 16166011 | 103424513 | 107566012 | 017-0281 | 017-0281-0 | 017-0281-S | MULL DRILLING - MILLER |  |  | 1 | 0.1 | 70 | 0 |  | 21111 | -102.3953 | 38.7672 |  |  | 400 |  |  |  | 80810
08017 |  | Colorado | Cheyenne | 16166111 | 103424613 | 107566112 | 017-0282 | 017-0282-0 | 017-0282-S | MULL DRILLING - PELTON TWIN |  |  | 1 | 0.1 | 70 | 0 |  | 21111 | -102.3331 | 38.8793 |  |  | 400 |  |  |  | 80810
08017 |  | Colorado | Cheyenne | 16166211 | 103424413 | 107565912 | 017-0280 | 017-0280-0 | 017-0280-S | MULL DRILLING - UPRR ROTH #1 TWIN |  |  | 1 | 0.1 | 70 | 0 |  | 21111 | -102.3679 | 38.8653 |  |  | 400 |  |  |  | 80810
08017 |  | Colorado | Cheyenne | 16166411 | 103424713 | 107566212 | 017-0283 | 017-0283-0 | 017-0283-S | MULL DRILLING CO. - CHAMPLIN PELTON A |  |  | 15 | 0.1 | 70 | 0 |  | 211112 | -102.3308 | 38.8648 |  |  | 400 |  |  |  | 80810
08017 |  | Colorado | Cheyenne | 1637711 | 68554313 | 62921512 | 017-0086 | 017-0086-0 | 017-0086-S | CITATION OIL - SPEAKER 5-13 |  |  | 20 | 2.84 | 148 |  | 8 | 21111 | -103.0688 | 39.0043 |  |  | 400 |  |  |  | 80825
08017 |  | Colorado | Cheyenne | 2079111 | 43109313 | 41002812 | 017-0241 | 017-0241-0 | 017-0241-S | CITATION OIL - MCCORMICK 6&8 |  |  | 1 | 0.1 | 70 | 0 |  | 211112 | -102.8766 | 38.858 |  | 106 | 400 |  |  |  | 80825 |  | R63-0036
08017 |  | Colorado | Cheyenne | 2079111 | 68554713 | 62922012 | 017-0241 | 017-0241-0 | 017-0241-S | CITATION OIL - MCCORMICK 6&8 |  |  | 1 | 0.1 | 70 | 0 |  | 211112 | -102.8766 | 38.858 |  | 106 | 400 |  |  |  | 80825
08017 |  | Colorado | Cheyenne | 2079211 | 43109213 | 41002712 | 017-0242 | 017-0242-0 | 017-0242-S | CITATION O & G |  |  | 1 | 0.1 | 70 | 0 |  | 211112 | -102.4338 | 38.7319 |  | 106 | 400 |  |  |  | 80810 |  | R63-0036
08017 |  | Colorado | Cheyenne | 2079311 | 43109113 | 41002612 | 017-0243 | 017-0243-0 | 017-0243-S | CITATION O & G |  |  | 1 | 0.1 | 70 | 0 |  | 211112 | -102.049 | 38.7906 |  | 106 | 400 |  |  |  | 80802 |  | R63-0036
08017 |  | Colorado | Cheyenne | 2079411 | 43109013 | 41002512 | 017-0244 | 017-0244-0 | 017-0244-S | CITATION O & G |  |  | 20 | 2.84 | 148 |  | 8 | 211112 | -102.0809 | 38.8932 |  | 106 | 400 |  |  |  | 80802 |  | R63-0036
08017 |  | Colorado | Cheyenne | 2079511 | 43108913 | 41002412 | 017-0245 | 017-0245-0 | 017-0245-S | CITATION OIL ARAPAHOE SECTION 9 |  |  | 1 | 0.1 | 70 | 0 |  | 211112 | -102.118 | 38.8495 |  | 106 | 400 |  |  |  | 80802 |  | R63-0036
08017 |  | Colorado | Cheyenne | 2079611 | 43108813 | 41002312 | 017-0246 | 017-0246-0 | 017-0246-S | CITATION O & G - FRONTERA UNIT SEC 19 |  |  | 1 | 0.1 | 70 | 0 |  | 211112 | -102.0627 | 38.7324 |  | 106 | 400 |  |  |  | 80802 |  | R63-0036
08017 |  | Colorado | Cheyenne | 2079611 | 68554813 | 62922112 | 017-0246 | 017-0246-0 | 017-0246-S | CITATION O & G - FRONTERA UNIT SEC 19 | [7 empty] | 211112 | -102.0627 | 38.7324 |  | 106 | 400 |  |  |  | 80802
08017 |  | Colorado | Cheyenne | 2079911 | 43108513 | 41002012 | 017-0249 | 017-0249-0 | 017-0249-S | MULL DRILLING MCCORMICK C TANK BATTERY |  |  | 20 | 2.84 | 148 |  | 8.1 | 211112 | -102.8854 | 38.8488 |  | 106 | 400 |  |  |  | 80825 |  | R63-0036
08017 |  | Colorado | Cheyenne | 2137311 | 90881313 | 40931512 | 017-0250 | 017-0250-0 | 017-0250-S | MULL DRILLING - MUSF #1 TANK BATTERY |  |  | 1 | 0.1 | 70 | 0 |  | 211112 | -102.9056 | 38.867 |  | 106 | 400 |  |  |  | 80825
08017 |  | Colorado | Cheyenne | 2137411 | 90881413 | 86947112 | 017-0251 | 017-0251-0 | 017-0251-S | MULL DRILLING - MUSF #3 TANK BATTERY |  |  | 20 | 0.1 | 70 | 0 |  | 211112 | -102.8948 | 38.8488 |  | 106 | 400 |  |  |  | 80825
08017 |  | Colorado | Cheyenne | 2137511 | 43023113 | 40931312 | 017-0252 | 017-0252-0 | 017-0252-S | MULL DRILLING - NWAU #1 TANK BATTERY |  |  | 1 | 0.1 | 70 | 0 |  | 211112 | -102.1817 | 38.9132 |  | 106 | 400 |  |  |  | 80802 | 23 | R63-0036
08017 |  | Colorado | Cheyenne | 2170811 | 43023013 | 40931212 | 017-0253 | 017-0253-0 | 017-0253-S | MULL DRILLING - NWAU #2 TANK BATTERY | 0.1523 |  | 1 | 0.1 | 70 | 0 |  | 211112 | -102.1817 | 38.888 |  | 106 | 400 |  |  |  | 80802 | 23 | R63-0036
08017 |  | Colorado | Cheyenne | 2170811 | 43023013 | 92808512 | 017-0253 | 017-0253-0 | 017-0253-S | MULL DRILLING - NWAU #2 TANK BATTERY |  |  | 20 | 2 | 700 |  | 10 | 211112 | -102.1817 | 38.888 |  | 106 | 400 |  |  |  | 80802 | 23
08017 |  | Colorado | Cheyenne | 2170911 | 90881513 | 86947212 | 017-0254 | 017-0254-0 | 017-0254-S | MULL DRILLING - NWAU #3 TANK BATTERY |  |  | 20 | 0.1 | 70 | 0 |  | 211112 | -102.1676 | 38.8731 |  | 106 | 400 |  |  |  | 80802
08017 |  | Colorado | Cheyenne | 2171011 | 43022813 | 40931012 | 017-0255 | 017-0255-0 | 017-0255-S | MULL DRILLING - NWAU #5 TANK BATTERY | 0.1456 |  | 1 | 0.1 | 70 | 0 |  | 211112 | -102.1205 | 38.884 |  | 106 | 400 |  |  |  | 80802 | 23 | R63-0036
08017 |  | Colorado | Cheyenne | 2171011 | 43022813 | 92808612 | 017-0255 | 017-0255-0 | 017-0255-S | MULL DRILLING - NWAU #5 TANK BATTERY |  |  | 20 | 2 | 700 |  | 10 | 211112 | -102.1205 | 38.884 |  | 106 | 400 |  |  |  | 80802 | 23
08017 |  | Colorado | Cheyenne | 2171111 | 90881613 | 86947312 | 017-0256 | 017-0256-0 | 017-0256-S | MULL DRILLING - NWAU #6 TANK BATTERY |  |  | 20 | 2 | 70 | 0 |  | 211112 | -102.1533 | 38.8587 |  | 106 | 400 |  |  |  | 80802 | 99
08017 |  | Colorado | Cheyenne | 2171411 | 43022413 | 40930612 | 017-0259 | 017-0259-0 | 017-0259-S | WILLIFORD ENERGY CO - RHOADES UNIT |  |  | 1 | 0.1 | 70 | 0 |  | 211112 | -102.8131 | 38.8782 |  | 106 | 400 |  |  |  | 80825 |  | R63-0036
08031 |  | Colorado | Denver | 1203711 | 43146513 | 41040012 | 031-1933 | 031-1933-0 | 031-1933-S | CITY & COUNTY OF DENVER- 026523-_NW_-BAT |  |  | 1 | 0.1 | 70 | 0 |  | 211112 | -104.6351 | 39.8662 |  | 106 | 400 |  |  |  | 80249 |  | R63-0036
08031 |  | Colorado | Denver | 1203811 | 43146413 | 41039912 | 031-1934 | 031-1934-0 | 031-1934-S | CITY & COUNTY OF DENVER- 026523-NENE-BAT |  |  | 1 | 0.1 | 70 | 0 |  | 211112 | -104.6254 | 39.8678 |  | 106 | 400 |  |  |  | 80249 |  | R63-0036
08031 |  | Colorado | Denver | 1204011 | 43146213 | 92810012 | 031-1936 | 031-1936-0 | 031-1936-S | CITY & COUNTY OF DENVER - 026523-NESW-BA |  |  | 20 | 2 | 700 |  | 4 | 211112 | -104.6333 | 39.8612 |  | 106 | 400 |  |  |  | 80249 | 23 | R63-0036
08031 |  | Colorado | Denver | 13014511 | 68565213 | 62932612 | 031-0950 | 031-0950-0 | 031-0950-S | KERR-MCGEE GATHERING - THIRD CREEK CS |  |  | 20 | 2.84 | 148 |  | 8.1 | 21111 | -104.7075 | 39.8842 |  |  | 400 |  |  |  | 80249
08031 |  | Colorado | Denver | 13014511 | 68565313 | 62932712 | 031-0950 | 031-0950-0 | 031-0950-S | KERR-MCGEE GATHERING - THIRD CREEK CS |  |  | 1 | 0.1 | 70 | 0 |  | 21111 | -104.7075 | 39.8842 |  |  | 300 |  |  |  | 80249
08031 |  | Colorado | Denver | 13015611 | 68571313 | 62938412 | 031-1972 | 031-1972-0 | 031-1972-S | CITY & COUNTY OF DENVER - CHAMPLIN 125 B |  |  | 20 | 2 | 700 |  | 10 | 211112 | -104.7085 | 39.8693 |  |  | 400 |  |  |  | 80249 | 23
08031 |  | Colorado | Denver | 13015711 | 68571413 | 86950012 | 031-1973 | 031-1973-0 | 031-1973-S | CITY & COUNTY OF DENVER - KALLSEN | 0.099025 |  | 20 | 2 | 700 |  | 10 | 211112 | -104.7037 | 39.8834 |  |  | 400 |  |  |  | 80249 | 23
08031 |  | Colorado | Denver | 13024111 | 68574013 | 62941112 | 031-2020 | 031-2020-0 | 031-2020-S | CITY & COUNTY OF DENVER - 026407-NWNW-BA |  |  | 20 | 2 | 700 |  | 10 | 211112 | -104.6002 | 39.8972 |  |  | 400 |  |  |  | 80642 | 23
08031 |  | Colorado | Denver | 13024211 | 68574113 | 62941312 | 031-2021 | 031-2021-0 | 031-2021-S | CITY & COUNTY OF DENVER - 026504-SESE-BA |  |  | 20 | 2 | 700 |  | 10 | 211112 | -104.6615 | 39.9014 |  |  | 400 |  |  |  | 80022 | 23
08031 |  | Colorado | Denver | 13024311 | 68574213 | 92810212 | 031-2022 | 031-2022-0 | 031-2022-S | CITY & COUNTY OF DENVER - 026511-SESE-BA |  |  | 20 | 2.84 | 148 |  | 8 | 211112 | -104.6238 | 39.8866 |  |  | 400 |  |  |  | 80022
08031 |  | Colorado | Denver | 13024511 | 68574813 | 62942112 | 031-2029 | 031-2029-0 | 031-2029-S | CITY & COUNTY OF DENVER 026526-NENE-BATT | 0.11225 |  | 20 | 2 | 700 |  | 10 | 211112 | -104.6239 | 39.854 |  |  | 400 |  |  |  | 80022 | 23
08031 |  | Colorado | Denver | 13024911 | 68575613 | 62942912 | 031-2044 | 031-2044-0 | 031-2044-S | CITY & COUNTY OF DENVER - 026523-NESE-BA |  |  | 2 | 84 | 148 |  | 8.1 | 211112 | -104.6241 | 40.1222 |  |  | 400 |  |  |  | 80642
08031 |  | Colorado | Denver | 13024911 | 68575613 | 92810312 | 031-2044 | 031-2044-0 | 031-2044-S | CITY & COUNTY OF DENVER - 026523-NESE-BA |  |  | 20 | 2 | 700 |  | 10 | 211112 | -104.6241 | 40.1222 |  |  | 400 |  |  |  | 80642 | 23
08031 |  | Colorado | Denver | 14830911 | 90884213 | 86949812 | 031-1969 | 031-1969-0 | 031-1969-S | CITY & COUNTY OF DENVER - BOX ELDER L |  |  | 20 | 2.84 | 148 |  | 8 | 21111 | -104.6143 | 39.8903 |  |  | 400 |  |  |  | 80249
08031 |  | Colorado | Denver | 14830911 | 90884213 | 86949912 | 031-1969 | 031-1969-0 | 031-1969-S | CITY & COUNTY OF DENVER - BOX ELDER L |  |  | 20 | 2 | 700 |  | 10 | 21111 | -104.6143 | 39.8903 |  |  | 400 |  |  |  | 80249 | 23
08031 |  | Colorado | Denver | 15267111 | 96026313 | 92810812 | 031-2066 | 031-2066-0 | 031-2066-S | CITY & COUNTY OF DENVER - MONAGHAN 1 |  |  | 20 | 2.84 | 148 |  | 8.1 | 211112 | -104.6556 | 39.8877 |  |  | 400 |  |  |  | 80249
08031 |  | Colorado | Denver | 15267811 | 96026013 | 92810412 | 031-2062 | 031-2062-0 | 031-2062-S | CITY & COUNTY OF DENVER - STATE-MONAGHAN |  |  | 20 | 2.84 | 148 |  | 8 | 211112 | -104.6628 | 39.882 |  |  | 400 |  |  |  | 80022
08031 |  | Colorado | Denver | 15267811 | 96026013 | 92810512 | 031-2062 | 031-2062-0 | 031-2062-S | CITY & COUNTY OF DENVER - STATE-MONAGHAN |  |  | 20 | 2 | 700 |  | 10 | 211112 | -104.6628 | 39.882 |  |  | 400 |  |  |  | 80022 | 23
08031 |  | Colorado | Denver | 16168911 | 103431713 | 107188112 | 031-2158 | 031-2158-0 | 031-2158-S | CITY & COUNTY OF DENVER 026513-SWSW-BATT |  |  | 20 | 2.84 | 148 |  | 8 | 211112 | -104.619 | 39.8717 |  |  | 400 |  |  |  | 80022
08031 |  | Colorado | Denver | 16169011 | 103431813 | 107188212 | 031-2159 | 031-2159-0 | 031-2159-S | CITY & COUNTY OF DENVER 026526-NENW-BATT | 0.11395 |  | 20 | 2 | 700 |  | 10 | 211112 | -104.6329 | 39.8556 |  |  | 400 |  |  |  | 80022 | 23
08033 |  | Colorado | Dolores | 1204811 | 90887013 | 86952812 | 033-0003 | 033-0003-0 | 033-0003-S | QEP ENERGY CO - SPARGO #1-36 |  |  | 1 | 0.1 | 70 | 0 |  | 21111 | -109.0073 | 37.5934 |  |  | 400 |  |  |  | 81324
08033 |  | Colorado | Dolores | 14783711 | 90887313 | 86953112 | 033-0028 | 033-0028-0 | 033-0028-S | WILLIAMS FIELD SERV- JOHNSON AC #1 FACIL |  |  | 1 | 0.1 | 70 | 0 |  | 21111 | -108.7761 | 37.6445 |  |  | 300 |  |  |  | 81320
08033 |  | Colorado | Dolores | 14783711 | 90887413 | 86953212 | 033-0028 | 033-0028-0 | 033-0028-S | WILLIAMS FIELD SERV- JOHNSON AC #1 FACIL |  |  | 1 | 0.1 | 70 | 0 |  | 21111 | -108.7761 | 37.6445 |  |  | 690 |  |  |  | 81320 | 149
08033 |  | Colorado | Dolores | 14783711 | 96027313 | 92811812 | 033-0028 | 033-0028-0 | 033-0028-S | WILLIAMS FIELD SERV- JOHNSON AC #1 FACIL | 1.7 |  | 12 | 0.83 | 212 | 0.1 |  | 21111 | -108.7761 | 37.6445 |  |  | 690 |  |  |  | 81320
08033 |  | Colorado | Dolores | 14783811 | 90887713 | 86953512 | 033-0031 | 033-0031-0 | 033-0031-S | BILL BARRETT CORP- 15119 NEELY 13H-18-39 |  |  | 20 | 2 | 700 |  | 10 | 211112 | -108.7717 | 37.6336 |  |  | 400 |  |  |  | 81320 | 23
08033 |  | Colorado | Dolores | 14830611 | 90887613 | 86953412 | 033-0030 | 033-0030-0 | 033-0030-S | BILL BARRETT CORP- 15120 - JOHNSON 16H-1 |  |  | 20 | 2 | 700 |  | 10 | 211112 | -108.7761 | 37.6481 |  |  | 400 |  |  |  | 81320 | 23
08033 |  | Colorado | Dolores | 14830711 | 90887513 | 86953312 | 033-0029 | 033-0029-0 | 033-0029-S | BILL BARRETT CORP- BATT 15118 (NEELY 13H |  |  | 20 | 2 | 700 |  | 10 | 211112 | -108.7717 | 37.6481 |  |  | 400 |  |  |  | 81320 | 23
08033 |  | Colorado | Dolores | 15268611 | 96027713 | 92812212 | 033-0033 | 033-0033-0 | 033-0033-S | KINDER MORGAN - DOE CANYON DEHY |  |  | 1 | 0.1 | 70 | 0 |  | 21111 | -108.7743 | 37.7085 |  |  | 690 |  |  |  | 81320
08033 |  | Colorado | Dolores | 2089711 | 42596913 | 40563912 | 033-0013 | 033-0013-0 | 033-0013-S | QEP ENERGY CO - ISLAND BUTTE A |  |  |  |  | 72 |  |  | 21111 | -108.9851 | 37.5672 |  | 106 | 690 |  |  |  | 81324 |  | R63-0036
08033 |  | Colorado | Dolores | 2089711 | 96027013 | 92811512 | 033-0013 | 033-0013-0 | 033-0013-S | QEP ENERGY CO - ISLAND BUTTE A |  |  | 1 | 0.1 | 70 | 0 |  | 21111 | -108.993 | 37.5668 |  | 106 | 400 |  |  |  | 81324
08033 |  | Colorado | Dolores | 2089711 | 96027113 | 92811612 | 033-0013 | 033-0013-0 | 033-0013-S | QEP ENERGY CO - ISLAND BUTTE A |  |  | 1 | 0.1 | 70 | 0 |  | 21111 | -108.993 | 37.5668 |  | 106 | 400 |  |  |  | 81324
08033 |  | Colorado | Dolores | 2090011 | 42596513 | 40563512 | 033-0017 | 033-0017-0 | 033-0017-S | DJ SIMMONS - COMPRESSOR #1 |  |  |  |  | 72 |  |  | 21111 | -108.9864 | 37.6102 |  | 110 | 999 |  |  |  | 81324 |  | R63-0036
08033 |  | Colorado | Dolores | 2090411 | 42596013 | 40563012 | 033-0022 | 033-0022-0 | 033-0022-S | QEP ENERGY CO - SPARGO (486&488) |  |  | 1 | 0.1 | 70 | 0 |  | 211112 | -109.0074 | 37.5931 |  | 106 | 400 |  |  |  | 81324 |  | R63-0036
08033 |  | Colorado | Dolores | 2090511 | 42595913 | 40562912 | 033-0023 | 033-0023-0 | 033-0023-S | QEP ENERGY CO - SPARGO SE #1 |  |  | 20 | 2.84 | 148 |  | 8.1 | 211112 | -108.9974 | 37.578 |  | 106 | 400 |  |  |  | 81324 |  | R63-0036
08033 |  | Colorado | Dolores | 2090511 | 90887113 | 86952912 | 033-0023 | 033-0023-0 | 033-0023-S | QEP ENERGY CO - SPARGO SE #1 |  |  | 1 | 0.1 | 70 | 0 |  | 211112 | -108.9974 | 37.578 |  | 106 | 400 |  |  |  | 81324
08039 |  | Colorado | Elbert | 12835211 | 68584313 | 62951412 | 039-0056 | 039-0056-0 | 039-0056-S | CRIMSON EXPLORATION, INC-EVERITT # 43-19 |  |  | 20 | 2.84 | 148 |  | 8.1 | 211112 | -104.5906 | 39.5119 |  |  | 400 |  |  |  | 80138
08039 |  | Colorado | Elbert | 13035711 | 68584013 | 62951112 | 039-0053 | 039-0053-0 | 039-0053-S | RECOVERY ENERGY, INC. - COGGINS 10-34 |  |  | 20 | 2.84 | 148 |  | 8.1 | 211112 | -104.546 | 39.5391 |  |  | 400 |  |  |  | 80107
08039 |  | Colorado | Elbert | 13035811 | 68584113 | 62951212 | 039-0054 | 039-0054-0 | 039-0054-S | NOBLE ENERGY INC. BATTERY #11610301 |  |  | 20 | 2.84 | 148 |  | 8.1 | 211112 | -104.3736 | 39.5259 |  |  | 400 |  |  |  | 80102
08039 |  | Colorado | Elbert | 13035911 | 68584213 | 62951312 | 039-0055 | 039-0055-0 | 039-0055-S | NOBLE ENERGY - BATTERY #11612201 |  |  | 20 | 2.84 | 148 |  | 8.1 | 211112 | -104.3784 | 39.5151 |  |  | 400 |  |  |  | 80102
08039 |  | Colorado | Elbert | 13036011 | 68584413 | 62951512 | 039-0057 | 039-0057-0 | 039-0057-S | CRIMSON EXPLORATION, INC-NORDMAN TRUST |  |  | 20 | 2.84 | 148 |  | 8.1 | 211112 | -104.5767 | 39.5154 |  |  | 400 |  |  |  | 80138
08039 |  | Colorado | Elbert | 14822811 | 91051913 | 87175012 | 039-0071 | 123-8612-0 | 123-8612-S | NOBLE ENERGY - BATTERY #11606000 |  |  | 20 | 2.84 | 148 |  | 8.1 | 211112 | -104.3842 | 39.5062 |  |  | 400 |  |  |  | 80102
08039 |  | Colorado | Elbert | 15269311 | 96030313 | 92814912 | 039-0044 | 039-0044-0 | 039-0044-S | Three Forks - MUSGRAVE |  |  | 1 | 0.1 | 70 | 0 |  | 211112 | -104.5441 | 39.53 |  |  | 400 |  |  |  | 80107
08039 |  | Colorado | Elbert | 15269511 | 96030113 | 92814712 | 039-0042 | 039-0042-0 | 039-0042-S | Three Forks - RUNNING CREEK |  |  | 20 | 2.84 | 148 |  | 8.1 | 211112 | -104.5486 | 39.5297 |  |  | 400 |  |  |  | 80107
08039 |  | Colorado | Elbert | 15269611 | 96030213 | 92814812 | 039-0043 | 039-0043-0 | 039-0043-S | Three Forks - RUNNING CREEK |  |  | 20 | 2.84 | 147 |  | 8.1 | 211112 | -104.5441 | 39.5299 |  |  | 400 |  |  |  | 80107
08039 |  | Colorado | Elbert | 3453511 | 36647713 | 34908012 | 039-0039 | 039-0039-0 | 039-0039-S | TRINITY ENERGY RESOURCES -WHITEHEAD 4-11 |  |  | 1 | 0.1 | 70 | 0 |  | 211112 | -104.3444 | 39.5515 |  | 106 | 400 |  |  |  | 80102 |  | R63-0036
08041 |  | Colorado | El Paso | 12836911 | 103434913 | 107189212 | 041-2004 | 041-2004-0 | 041-2004-S | DPIX, LLC | 3.045 |  | 34 | 2.5 | 85 |  | 71.3 | 334413 | -104.7322 | 38.809 |  |  | 270 |  |  |  | 80916
08041 |  | Colorado | El Paso | 13048711 | 68594213 | 62960912 | 041-2018 | 041-2018-0 | 041-2018-S | KING SOOPERS - # 130 |  |  | 1 | 0.1 | 70 | 0 |  | 447110 | -104.7579 | 38.8928 |  |  | 480 |  |  |  | 80918 | 99
08041 |  | Colorado | El Paso | 4271511 | 96032613 | 92817212 | 041-0548 | 041-0548-0 | 041-0548-S | NUSTAR LOGISTICS- COLO SPGS TERMINAL | [7 empty] | 42471 | -104.6771 | 38.7838 |  | 131 | 400 |  |  |  | 80916
08041 |  | Colorado | El Paso | 4391811 | 36143913 | 34408512 | 041-0006 | 041-0006-0 | 041-0006-S | U.S. AIR FORCE ACADEMY |  |  |  |  | 72 |  |  | 61131 | -104.8828 | 39.0003 |  | 148 | 400 |  |  |  | 80840-2 | 99 | R63-0008
08041 |  | Colorado | El Paso | 4392011 | 36142913 | 34407112 | 041-0011 | 041-0011-0 | 041-0011-S | ROCKY MOUNTAIN PIPELINE SYSTEM, LLC |  |  |  |  | 72 |  |  | 42471 | -104.7118 | 38.6715 |  | 131 | 400 |  |  |  | 80817 |  | R63-0036
08043 |  | Colorado | Fremont | 16170011 | 103436713 | 107190112 | 043-0169 | 043-0169-0 | 043-0169-S | PINE RIDGE OIL & GAS LLC - ELLIOT NESS |  |  | 20 | 2.84 | 148 |  | 8.1 | 21111 | -105.1365 | 38.3961 |  |  | 400 |  |  |  | 81226
08045 |  | Colorado | Garfield | 12840611 | 68638613 | 63005212 | 045-0796 | 045-0796-0 | 045-0796-S | BILL BARRETT CORP - TANK BATTERY # 16876 |  |  | 1 | 0.1 | 70 | 0 |  | 211112 | -107.5844 | 39.5069 |  |  | 400 |  |  |  | 81647
08045 |  | Colorado | Garfield | 12840711 | 68638713 | 63005312 | 045-0797 | 045-0797-0 | 045-0797-S | BILL BARRETT CORP - TANK BATTERY # 16870 |  |  | 1 | 0.1 | 70 | 0 |  | 211112 | -107.5994 | 39.5012 |  |  | 400 |  |  |  | 81647
08045 |  | Colorado | Garfield | 12840811 | 68651013 | 63017912 | 045-0895 | 045-0895-0 | 045-0895-S | GRAND RIVER GATHERING - ORCHARD CS |  |  | 20 | 0.25 | 78 | 0 |  | 211112 | -108.0994 | 39.4027 |  |  | 690 |  |  |  | 81635
08045 |  | Colorado | Garfield | 12840811 | 68651113 | 63018012 | 045-0895 | 045-0895-0 | 045-0895-S | GRAND RIVER GATHERING - ORCHARD CS |  |  | 1 | 0.1 | 70 | 0 |  | 211112 | -108.0994 | 39.4027 |  |  | 400 |  |  |  | 81635
08045 |  | Colorado | Garfield | 12840811 | 68651213 | 63018112 | 045-0895 | 045-0895-0 | 045-0895-S | GRAND RIVER GATHERING - ORCHARD CS |  |  | 1 | 0.1 | 70 | 0 |  | 211112 | -108.0994 | 39.4027 |  |  | 300 |  |  |  | 81635
08045 |  | Colorado | Garfield | 12840811 | 96039013 | 92824212 | 045-0895 | 045-0895-0 | 045-0895-S | GRAND RIVER GATHERING - ORCHARD CS |  |  | 1 | 0.1 | 70 | 0 |  | 211112 | -108.0994 | 39.4027 |  |  | 690 |  |  |  | 81635 | 99
08045 |  | Colorado | Garfield | 12840811 | 96039113 | 92824312 | 045-0895 | 045-0895-0 | 045-0895-S | GRAND RIVER GATHERING - ORCHARD CS |  |  | 1 | 0.1 | 70 | 0 |  | 211112 | -108.0994 | 39.4027 |  |  | 690 |  |  |  | 81635 | 99
08045 |  | Colorado | Garfield | 12841411 | 103442513 | 107193612 | 045-1046 | 045-1046-0 | 045-1046-S | ENCANA OIL & GAS - HIGH MESA COMP STATIO | [7 empty] | 48621 | -108.0589 | 39.3955 |  |  | 410 |  |  |  | 81635 | 99
08045 |  | Colorado | Garfield | 12841411 | 103442613 | 107193712 | 045-1046 | 045-1046-0 | 045-1046-S | ENCANA OIL & GAS - HIGH MESA COMP STATIO | [7 empty] | 48621 | -108.0589 | 39.3955 |  |  | 410 |  |  |  | 81635 | 99
08045 |  | Colorado | Garfield | 12841411 | 68664813 | 68753312 | 045-1046 | 045-1046-0 | 045-1046-S | ENCANA OIL & GAS - HIGH MESA COMP STATIO |  |  | 20 | 0.25 | 200 | 0 |  | 48621 | -108.0589 | 39.3955 |  |  | 690 |  |  |  | 81635 | 99
08045 |  | Colorado | Garfield | 12841411 | 68665013 | 63032512 | 045-1046 | 045-1046-0 | 045-1046-S | ENCANA OIL & GAS - HIGH MESA COMP STATIO |  |  | 1 | 0.1 | 30 | 0 |  | 48621 | -108.0589 | 39.3955 |  |  | 400 |  |  |  | 81635
08045 |  | Colorado | Garfield | 12841411 | 68665113 | 63032312 | 045-1046 | 045-1046-0 | 045-1046-S | ENCANA OIL & GAS - HIGH MESA COMP STATIO |  |  | 1 | 0.1 | 70 | 0 |  | 48621 | -108.0589 | 39.3955 |  |  | 300 |  |  |  | 81635
08045 |  | Colorado | Garfield | 12841411 | 68665213 | 63032412 | 045-1046 | 045-1046-0 | 045-1046-S | ENCANA OIL & GAS - HIGH MESA COMP STATIO |  |  | 15 | 0.5 | 30 | 0 |  | 48621 | -108.0589 | 39.3955 |  |  | 690 |  |  |  | 81635 | 23
08045 |  | Colorado | Garfield | 12841411 | 90899213 | 86966012 | 045-1046 | 045-1046-0 | 045-1046-S | ENCANA OIL & GAS - HIGH MESA COMP STATIO | [7 empty] | 48621 | -108.0589 | 39.3955 |  |  | 410 |  |  |  | 81635 | 99
08045 |  | Colorado | Garfield | 12841411 | 90899313 | 86966112 | 045-1046 | 045-1046-0 | 045-1046-S | ENCANA OIL & GAS - HIGH MESA COMP STATIO | [7 empty] | 48621 | -108.0589 | 39.3955 |  |  | 300 |  |  |  | 81635
08045 |  | Colorado | Garfield | 12841411 | 96040813 | 92826712 | 045-1046 | 045-1046-0 | 045-1046-S | ENCANA OIL & GAS - HIGH MESA COMP STATIO |  |  | 1 | 0.1 | 70 | 0 |  | 48621 | -108.0589 | 39.3955 |  |  | 690 |  |  |  | 81635
08045 |  | Colorado | Garfield | 12841511 | 68666313 | 63033612 | 045-1054 | 045-1054-0 | 045-1054-S | CHEVRON USA INC - SKINNER RIDGE 12-2 |  |  | 20 | 2.84 | 148 |  | 8 | 21111 | -108.2795 | 39.5478 |  |  | 400 |  |  |  | 81630
08045 |  | Colorado | Garfield | 12841611 | 68683913 | 63051312 | 045-1323 | 045-1323-0 | 045-1323-S | BERRY PETROLEUM CO - CHEVRON 6-43D |  |  | 20 | 2.84 | 148 |  | 8.1 | 211112 | -108.1429 | 39.5573 |  |  | 400 |  |  |  | 81635
08045 |  | Colorado | Garfield | 12842111 | 68697913 | 63065012 | 045-1435 | 045-1435-0 | 045-1435-S | ANTERO- PICEANCE CORP. - VALLEY FARMS C | 0.084362 |  | 20 | 2 | 700 |  | 10 | 211112 | -107.6615 | 39.527 |  |  | 400 |  |  |  | 81652 | 23
08045 |  | Colorado | Garfield | 12842411 | 68703013 | 63070012 | 045-1523 | 045-1523-0 | 045-1523-S | WILLIAMS - KP 23-17 |  |  | 1 | 0.1 | 70 | 0 |  | 21111 | -107.5788 | 39.5264 |  |  | 690 |  |  |  | 81647
08045 |  | Colorado | Garfield | 12842411 | 96043913 | 92831212 | 045-1523 | 045-1523-0 | 045-1523-S | WILLIAMS - KP 23-17 | 6e-05 |  | 20 | 2 | 700 |  | 10 | 21111 | -107.5788 | 39.5264 |  |  | 400 |  |  |  | 81647 | 23
08045 |  | Colorado | Garfield | 12842611 | 68707213 | 63074312 | 045-1595 | 045-1595-0 | 045-1595-S | MARATHON OIL CO - PICEANCE 697-11X |  |  | 20 | 2.84 | 148 |  | 8 | 211112 | -108.1898 | 39.5357 |  |  | 400 |  |  |  | 81635
08045 |  | Colorado | Garfield | 12842711 | 68707913 | 63075012 | 045-1603 | 045-1603-0 | 045-1603-S | ENCANA OIL & GAS - K04 596 |  |  | 20 | 2.84 | 148 |  | 8 | 211112 | -108.1742 | 39.644 |  |  | 400 |  |  |  | 81635
08045 |  | Colorado | Garfield | 12842911 | 68711313 | 92832612 | 045-1627 | 045-1627-0 | 045-1627-S | WILLIAMS PRODUCTION - GV 58-36 |  |  | 20 | 2 | 700 |  | 10 | 447110 | -107.9539 | 39.4792 |  |  | 400 |  |  |  | 81635 | 23
08045 |  | Colorado | Garfield | 12843811 | 68716813 | 63084412 | 045-1707 | 045-1707-0 | 045-1707-S | OXY USA WTP LP- 629-2 |  |  | 20 | 2.84 | 148 |  | 8 | 211112 | -108.2458 | 39.4958 |  |  | 400 |  |  |  | 81630
08045 |  | Colorado | Garfield | 12843911 | 68718013 | 63085612 | 045-1724 | 045-1724-0 | 045-1724-S | CDX GAS LLC- GOVERNMENT BUTTRAM #1 |  |  | 20 | 2.84 | 148 |  | 8 | 211112 | -108.8973 | 39.5918 |  |  | 400 |  |  |  | 81630
08045 |  | Colorado | Garfield | 12844011 | 68718113 | 63085712 | 045-1734 | 045-1734-0 | 045-1734-S | PICEANCE ENERGY, LLC - FURR F4 PAD | 0.090467 |  | 20 | 2 | 700 |  | 10 | 211112 | -107.9812 | 39.4176 |  |  | 400 |  |  |  | 81635 | 23
08045 |  | Colorado | Garfield | 12844111 | 68721713 | 92836412 | 045-1785 | 045-1785-0 | 045-1785-S | ANTERO RESOURCES - COLOROS A PAD |  |  | 20 | 2.84 | 148 |  | 8 | 211112 | -107.7123 | 39.5435 |  |  | 400 |  |  |  | 81650 | 23
08045 |  | Colorado | Garfield | 13006511 | 68667413 | 63034712 | 045-1097 | 045-1097-0 | 045-1097-S | WPX ENERGY - MV 25-17 |  |  | 20 | 2.84 | 148 |  | 8 | 21111 | -108.1274 | 39.5186 |  |  | 400 |  |  |  | 81635
08045 |  | Colorado | Garfield | 13006511 | 68667513 | 63034812 | 045-1097 | 045-1097-0 | 045-1097-S | WPX ENERGY - MV 25-17 |  |  | 20 | 2.84 | 148 |  | 8 | 21111 | -108.1274 | 39.5186 |  |  | 400 |  |  |  | 81635
08045 |  | Colorado | Garfield | 13006611 | 68667613 | 63034912 | 045-1098 | 045-1098-0 | 045-1098-S | WILLIAMS PRODUCTION RMT - MV 61-08D |  |  | 20 | 2.84 | 148 |  | 8 | 211112 | -108.1295 | 39.4534 |  |  | 400 |  |  |  | 81635
08045 |  | Colorado | Garfield | 13006711 | 68667713 | 63035012 | 045-1100 | 045-1100-0 | 045-1100-S | WILLIAMS PRODUCTION PA 324-26 |  |  | 20 | 2.84 | 148 |  | 8 | 211112 | -107.9682 | 39.4903 |  |  | 400 |  |  |  | 81635
08045 |  | Colorado | Garfield | 13006711 | 68667813 | 63035112 | 045-1100 | 045-1100-0 | 045-1100-S | WILLIAMS PRODUCTION PA 324-26 |  |  | 20 | 2.84 | 148 |  | 8 | 211112 | -107.9682 | 39.4903 |  |  | 400 |  |  |  | 81635
08045 |  | Colorado | Garfield | 13006711 | 96041013 | 92827012 | 045-1100 | 045-1100-0 | 045-1100-S | WILLIAMS PRODUCTION PA 324-26 |  |  | 1 | 0.1 | 70 | 0 |  | 211112 | -107.9682 | 39.4903 |  |  | 400 |  |  |  | 81635
08045 |  | Colorado | Garfield | 13006911 | 68668013 | 63035312 | 045-1105 | 045-1105-0 | 045-1105-S | WILLIAMS PRODUCTION RMT - RMV 146-19-W |  |  | 20 | 2.84 | 148 |  | 8 | 211112 | -107.9233 | 39.5052 |  |  | 400 |  |  |  | 81635
08045 |  | Colorado | Garfield | 13007011 | 68668113 | 63035412 | 045-1108 | 045-1108-0 | 045-1108-S | CHEVRON USA INC - SKINNER RIDGE 12-3 |  |  | 20 | 2.84 | 148 |  | 8 | 21111 | -108.2757 | 39.5497 |  |  | 400 |  |  |  | 81630
08045 |  | Colorado | Garfield | 13007111 | 68668213 | 63035512 | 045-1109 | 045-1109-0 | 045-1109-S | BILL BARRETT CORP - TANK BATTERY # 22430 | 0.067599 |  | 20 | 2 | 700 |  | 10 | 211112 | -107.6407 | 39.5066 |  |  | 400 |  |  |  | 81652 | 23
08045 |  | Colorado | Garfield | 13007211 | 103443113 | 107576912 | 045-1112 | 045-1112-0 | 045-1112-S | WILLIAMS PRODUCTION RMT - GM 13-32 |  |  | 12 | 0.25 | 30 | 0 |  | 211112 | -108.1397 | 39.4785 |  |  | 690 |  |  |  | 81635 | 132
08045 |  | Colorado | Garfield | 13007211 | 68668313 | 63035612 | 045-1112 | 045-1112-0 | 045-1112-S | WILLIAMS PRODUCTION RMT - GM 13-32 |  |  | 20 | 2.84 | 148 |  | 8 | 211112 | -108.1397 | 39.4785 |  |  | 400 |  |  |  | 81635
08045 |  | Colorado | Garfield | 13007311 | 68668413 | 63035712 | 045-1117 | 045-1117-0 | 045-1117-S | ENCANA E20E (001) |  |  | 20 | 2.84 | 148 |  | 8.1 | 211112 | -107.688 | 39.4337 |  |  | 400 |  |  |  | 81652
08045 |  | Colorado | Garfield | 13007511 | 68668613 | 63035912 | 045-1122 | 045-1122-0 | 045-1122-S | BILL BARRETT CORP - TANK BATTERY # 22682 | 0.06327 |  | 20 | 2 | 700 |  | 10 | 211112 | -107.6457 | 39.4742 |  |  | 400 |  |  |  | 81652 | 23
08045 |  | Colorado | Garfield | 13007611 | 68668713 | 63036012 | 045-1123 | 045-1123-0 | 045-1123-S | BILL BARRETT CORP - TANK BATTERY # 22639 |  |  | 20 | 2.84 | 148 |  | 8 | 211112 | -107.6837 | 39.5103 |  |  | 400 |  |  |  | 81652
08045 |  | Colorado | Garfield | 13007611 | 68668713 | 92827312 | 045-1123 | 045-1123-0 | 045-1123-S | BILL BARRETT CORP - TANK BATTERY # 22639 |  |  | 20 | 2 | 700 |  | 10 | 211112 | -107.6837 | 39.5103 |  |  | 400 |  |  |  | 81652 | 23
08045 |  | Colorado | Garfield | 13007711 | 68668813 | 63036112 | 045-1124 | 045-1124-0 | 045-1124-S | WILLIAMS PRODUCTION RMT - DOE 1-W-21 |  |  | 20 | 2.84 | 148 |  | 8 | 211112 | -108.0061 | 39.5042 |  |  | 400 |  |  |  | 81635
08045 |  | Colorado | Garfield | 13007811 | 68668913 | 63036212 | 045-1125 | 045-1125-0 | 045-1125-S | WPX ENERGY RKY MTN, LLC - RWF 533-19 |  |  | 20 | 2.84 | 148 |  | 8 | 211112 | -107.928 | 39.5086 |  |  | 400 |  |  |  | 81635
08045 |  | Colorado | Garfield | 13007911 | 68669013 | 107193812 | 045-1126 | 045-1126-0 | 045-1126-S | WILLIAMS PRODUCTION RMT - PA 331-29-W |  |  | 20 | 2 | 700 |  | 10 | 211112 | -108.0196 | 39.5008 |  |  | 400 |  |  |  | 81635 | 23
08045 |  | Colorado | Garfield | 13008011 | 68669113 | 63036412 | 045-1127 | 045-1127-0 | 045-1127-S | WILLIAMS PRODUCTION RMT - PA 11-32 |  |  | 20 | 2.84 | 148 |  | 8 | 211112 | -108.0292 | 39.4862 |  |  | 400 |  |  |  | 81635
08045 |  | Colorado | Garfield | 13008011 | 96041313 | 92827412 | 045-1127 | 045-1127-0 | 045-1127-S | WILLIAMS PRODUCTION RMT - PA 11-32 |  |  | 20 | 2.84 | 148 |  | 8 | 211112 | -108.0292 | 39.4862 |  |  | 400 |  |  |  | 81635
08045 |  | Colorado | Garfield | 13008111 | 68669213 | 63036512 | 045-1128 | 045-1128-0 | 045-1128-S | WILLIAMS PRODUCTION RMT - PA 421-6-W |  |  | 20 | 2.84 | 148 |  | 8 | 211112 | -108.0427 | 39.472 |  |  | 400 |  |  |  | 81635
08045 |  | Colorado | Garfield | 13008211 | 68669313 | 63036612 | 045-1129 | 045-1129-0 | 045-1129-S | WILLIAMS PRODUCTION RMT - PA 412-34-W |  |  | 20 | 2.84 | 148 |  | 8 | 211112 | -107.9916 | 39.4828 |  |  | 400 |  |  |  | 81635
08045 |  | Colorado | Garfield | 13008311 | 68669413 | 63036712 | 045-1130 | 045-1130-0 | 045-1130-S | WILLIAMS PRODUCTION RMT - RMW 171-19-W |  |  | 20 | 2.84 | 148 |  | 8 | 211112 | -107.9278 | 39.505 |  |  | 400 |  |  |  | 81635
08045 |  | Colorado | Garfield | 13008411 | 68669513 | 63036812 | 045-1131 | 045-1131-0 | 045-1131-S | WILLIAMS PRODUCTION RMT - RWF 12-18-W |  |  | 20 | 2.84 | 148 |  | 8 | 211112 | -107.9364 | 39.5266 |  |  | 400 |  |  |  | 81650
08045 |  | Colorado | Garfield | 13008511 | 68669613 | 63037012 | 045-1132 | 045-1132-0 | 045-1132-S | WILLIAMS PRODUCTION RMT - RWF 314-18 |  |  | 20 | 2 | 700 |  | 10 | 211112 | -107.9362 | 39.5195 |  |  | 400 |  |  |  | 81635 | 23
08045 |  | Colorado | Garfield | 13008511 | 68669713 | 63036912 | 045-1132 | 045-1132-0 | 045-1132-S | WILLIAMS PRODUCTION RMT - RWF 314-18 |  |  | 20 | 2.84 | 148 |  | 8 | 211112 | -107.9362 | 39.5195 |  |  | 400 |  |  |  | 81635
08045 |  | Colorado | Garfield | 13008611 | 68669813 | 63037112 | 045-1133 | 045-1133-0 | 045-1133-S | WILLIAMS PRODUCTION RWF 311-15 |  |  | 20 | 2.84 | 148 |  | 8 | 211112 | -107.8818 | 39.5305 |  |  | 400 |  |  |  | 81650
08045 |  | Colorado | Garfield | 13008611 | 68669913 | 63037212 | 045-1133 | 045-1133-0 | 045-1133-S | WILLIAMS PRODUCTION RWF 311-15 |  |  | 20 | 2.84 | 148 |  | 8 | 211112 | -107.8818 | 39.5305 |  |  | 400 |  |  |  | 81650
08045 |  | Colorado | Garfield | 13008711 | 68670013 | 63037312 | 045-1134 | 045-1134-0 | 045-1134-S | WILLIAMS PROD RMT - RYAN GULCH 22-06 298 |  |  | 20 | 2.84 | 148 |  | 8 | 211112 | -108.437 | 39.9074 |  |  | 400 |  |  |  | 81650
08045 |  | Colorado | Garfield | 13008811 | 68670113 | 63037412 | 045-1135 | 045-1135-0 | 045-1135-S | WILLIAMS PRODUCTION RMT - GM 13-03 |  |  | 20 | 2.84 | 148 |  | 8 | 211112 | -108.1029 | 39.464 |  |  | 400 |  |  |  | 81635
08045 |  | Colorado | Garfield | 13008811 | 96041413 | 92827512 | 045-1135 | 045-1135-0 | 045-1135-S | WILLIAMS PRODUCTION RMT - GM 13-03 |  |  | 1 | 0.1 | 70 | 0 |  | 211112 | -108.1029 | 39.464 |  |  | 690 |  |  |  | 81635 | 132
08045 |  | Colorado | Garfield | 13008911 | 68670213 | 63037512 | 045-1136 | 045-1136-0 | 045-1136-S | WILLIAMS PRODUCTION RMT - RWF 322-18 |  |  | 20 | 2.84 | 148 |  | 8 | 211112 | -107.9321 | 39.5267 |  |  | 400 |  |  |  | 81650
08045 |  | Colorado | Garfield | 13008911 | 68670313 | 63037612 | 045-1136 | 045-1136-0 | 045-1136-S | WILLIAMS PRODUCTION RMT - RWF 322-18 |  |  | 20 | 2.84 | 148 |  | 8 | 211112 | -107.9321 | 39.5267 |  |  | 400 |  |  |  | 81650
08045 |  | Colorado | Garfield | 13009011 | 68670413 | 92827612 | 045-1137 | 045-1137-0 | 045-1137-S | WILLIAMS PROD RMT - RYAN GULCH 34-19 198 |  |  | 20 | 2 | 700 |  | 10 | 211112 | -108.4317 | 39.9441 |  |  | 400 |  |  |  | 81650
08045 |  | Colorado | Garfield | 13009111 | 68670513 | 63037812 | 045-1138 | 045-1138-0 | 045-1138-S | WILLIAMS PRODUCTION RMT - RG 32-17-298 |  |  | 20 | 2.84 | 148 |  | 8 | 211112 | -108.3035 | 39.8784 |  |  | 400 |  |  |  | 81650
08045 |  | Colorado | Garfield | 13009211 | 68670613 | 63037912 | 045-1139 | 045-1139-0 | 045-1139-S | WILLIAMS PRODUCTION RMT - RMV 08-16 |  |  | 20 | 2.84 | 148 |  | 8 | 211112 | -107.896 | 39.5305 |  |  | 400 |  |  |  | 81650
08045 |  | Colorado | Garfield | 13009311 | 68670713 | 63038012 | 045-1140 | 045-1140-0 | 045-1140-S | WILLIAMS PRODUCTION RMT - RWF 342-22 |  |  | 20 | 2.84 | 148 |  | 8 | 211112 | -107.8676 | 39.5125 |  |  | 400 |  |  |  | 81650
08045 |  | Colorado | Garfield | 13009411 | 68670813 | 63038112 | 045-1141 | 045-1141-0 | 045-1141-S | WILLIAMS PRODUCTION RMT - CLOUGH 19 |  |  | 20 | 2.84 | 148 |  | 8 | 211112 | -107.9053 | 39.5125 |  |  | 400 |  |  |  | 81650
08045 |  | Colorado | Garfield | 13009511 | 68670913 | 63038212 | 045-1142 | 045-1142-0 | 045-1142-S | WILLIAMS PRODUCTION RMT - RWF 324-19 |  |  | 20 | 2.84 | 148 |  | 8 | 211112 | -107.9322 | 39.5051 |  |  | 400 |  |  |  | 81635
08045 |  | Colorado | Garfield | 13009611 | 68671013 | 63038312 | 045-1143 | 045-1143-0 | 045-1143-S | WPX ENERGY RKY MTN, LLC - PA 541-34 |  |  | 20 | 2.84 | 148 |  | 8 | 211112 | -107.9775 | 39.4865 |  |  | 400 |  |  |  | 81635
08045 |  | Colorado | Garfield | 13009711 | 68671113 | 63038412 | 045-1144 | 045-1144-0 | 045-1144-S | WILLIAMS PRODUCTION RMT - PA 21-28 |  |  | 20 | 2.84 | 148 |  | 8 | 211112 | -108.0056 | 39.5004 |  |  | 400 |  |  |  | 81635
08045 |  | Colorado | Garfield | 13009811 | 68671213 | 63038512 | 045-1145 | 045-1145-0 | 045-1145-S | WILLIAMS PRODUCTION RMT - PA 534-27 |  |  | 20 | 2.84 | 148 |  | 8 | 211112 | -107.9775 | 39.4936 |  |  | 400 |  |  |  | 81635
08045 |  | Colorado | Garfield | 13009811 | 68671313 | 63038612 | 045-1145 | 045-1145-0 | 045-1145-S | WILLIAMS PRODUCTION RMT - PA 534-27 |  |  | 20 | 2.84 | 148 |  | 8 | 211112 | -107.9775 | 39.4936 |  |  | 400 |  |  |  | 81635
08045 |  | Colorado | Garfield | 13009911 | 68671413 | 63038712 | 045-1146 | 045-1146-0 | 045-1146-S | WILLIAMS PRODUCTION RMT RWF 334-17 |  |  | 20 | 2.84 | 148 |  | 8 | 211112 | -107.91 | 39.5195 |  |  | 400 |  |  |  | 81650
08045 |  | Colorado | Garfield | 13010011 | 68671513 | 63038812 | 045-1148 | 045-1148-0 | 045-1148-S | WPX ENERGY RKY MTN, LLC - PA 41-6 |  |  | 20 | 2.84 | 148 |  | 8 | 211112 | -108.0335 | 39.4719 |  |  | 400 |  |  |  | 81635
08045 |  | Colorado | Garfield | 13010111 | 68671613 | 63038912 | 045-1149 | 045-1149-0 | 045-1149-S | WILLIAMS PRODUCTION RMT - RWF 14-18 |  |  | 20 | 2.84 | 148 |  | 8 | 211112 | -107.9363 | 39.5195 |  |  | 400 |  |  |  | 81635
08045 |  | Colorado | Garfield | 13010211 | 68671713 | 63039012 | 045-1150 | 045-1150-0 | 045-1150-S | WILLIAMS PRODUCTION - ALLEN PT 24-14 696 |  |  | 20 | 2.84 | 148 |  | 8 | 211112 | -108.0791 | 39.5176 |  |  | 400 |  |  |  | 81635
08045 |  | Colorado | Garfield | 13010311 | 68671813 | 63039112 | 045-1151 | 045-1151-0 | 045-1151-S | WPX ENERGY RKY MTN, LLC - RWF 33-22 |  |  | 20 | 2.84 | 148 |  | 8 | 211112 | -107.8725 | 39.5089 |  |  | 400 |  |  |  | 81650
08045 |  | Colorado | Garfield | 13010411 | 68671913 | 63039212 | 045-1152 | 045-1152-0 | 045-1152-S | WILLIAMS PRODUCTION RMT - MV 22-20 |  |  | 20 | 2.84 | 148 |  | 8 | 211112 | -108.1257 | 39.5079 |  |  | 400 |  |  |  | 81635
08045 |  | Colorado | Garfield | 13010411 | 68672013 | 63039312 | 045-1152 | 045-1152-0 | 045-1152-S | WILLIAMS PRODUCTION RMT - MV 22-20 |  |  | 20 | 2.84 | 148 |  | 8 | 211112 | -108.1257 | 39.5079 |  |  | 400 |  |  |  | 81635
08045 |  | Colorado | Garfield | 13010511 | 68672113 | 63039412 | 045-1153 | 045-1153-0 | 045-1153-S | WILLIAMS PROD - RYAN GULCH 23-33 198 |  |  | 20 | 2.84 | 148 |  | 8 | 211112 | -108.3999 | 39.9171 |  |  | 400 |  |  |  | 81650
08045 |  | Colorado | Garfield | 13010611 | 68672213 | 63039512 | 045-1154 | 045-1154-0 | 045-1154-S | WILLIAMS PRODUCTION RMT - GM 42-04 |  |  | 20 | 2.84 | 148 |  | 8 | 211112 | -108.1161 | 39.464 |  |  | 400 |  |  |  | 81635
08045 |  | Colorado | Garfield | 13010711 | 68672313 | 63039612 | 045-1155 | 045-1155-0 | 045-1155-S | WILLIAMS PRODUCTION RMT - RMV 217-21 |  |  | 20 | 2.84 | 148 |  | 8 | 211112 | -107.9005 | 39.5089 |  |  | 400 |  |  |  | 81650
08045 |  | Colorado | Garfield | 13010811 | 68672413 | 63039712 | 045-1156 | 045-1156-0 | 045-1156-S | WPX ENERGY RKY MTN, LLC - RWF 14-13 |  |  | 20 | 2.84 | 148 |  | 8 | 211112 | -107.844 | 39.52 |  |  | 400 |  |  |  | 81650
08045 |  | Colorado | Garfield | 13010911 | 68672513 | 63039812 | 045-1157 | 045-1157-0 | 045-1157-S | WPX ENERGY RKY MTN, LLC - GV 41-34 |  |  | 20 | 2.84 | 148 |  | 8 | 211112 | -107.9915 | 39.4756 |  |  | 400 |  |  |  | 81635
08045 |  | Colorado | Garfield | 13011011 | 68672613 | 63039912 | 045-1158 | 045-1158-0 | 045-1158-S | WILLIAMS PRODUCTION - ALLEN PT 24-17 965 |  |  | 20 | 2.84 | 148 |  | 8 | 211112 | -108.0249 | 39.5156 |  |  | 400 |  |  |  | 81635
08045 |  | Colorado | Garfield | 13016611 | 68672713 | 63040012 | 045-1159 | 045-1159-0 | 045-1159-S | WILLIAMS PROD - RWF 424-11 |  |  | 20 | 2.84 | 148 |  | 8 | 211112 | -107.8581 | 39.5343 |  |  | 400 |  |  |  | 81650
08045 |  | Colorado | Garfield | 13016711 | 68672813 | 63040112 | 045-1160 | 045-1160-0 | 045-1160-S | WPX ENERGY RKY MTN, LLC - W 9-28 |  |  | 20 | 2.84 | 148 |  | 8 | 211112 | -108.0056 | 39.4934 |  |  | 400 |  |  |  | 81635
08045 |  | Colorado | Garfield | 13016811 | 68672913 | 63040212 | 045-1161 | 045-1161-0 | 045-1161-S | WILLIAMS PRODUCTION RMT - MV 13-33 |  |  | 20 | 2.84 | 148 |  | 8 | 211112 | -108.0057 | 39.4864 |  |  | 400 |  |  |  | 81635
08045 |  | Colorado | Garfield | 13016911 | 103443213 | 107577012 | 045-1162 | 045-1162-0 | 045-1162-S | WILLIAMS PRODUCTION RMT - MV 34-05 |  |  | 1 | 0.1 | 70 | 0 |  | 211112 | -108.1249 | 39.4606 |  |  | 690 |  |  |  | 81635 | 132
08045 |  | Colorado | Garfield | 13016911 | 68673013 | 63040312 | 045-1162 | 045-1162-0 | 045-1162-S | WILLIAMS PRODUCTION RMT - MV 34-05 |  |  | 20 | 2.84 | 148 |  | 8 | 211112 | -108.1249 | 39.4606 |  |  | 400 |  |  |  | 81635
08045 |  | Colorado | Garfield | 13017011 | 68673113 | 92827812 | 045-1163 | 045-1163-0 | 045-1163-S | WILLIAMS PRODUCTION RMT - RWF 11-19 |  |  | 20 | 2 | 700 |  | 10 | 211112 | -107.9362 | 39.5158 |  |  | 400 |  |  |  | 81635 | 23
08045 |  | Colorado | Garfield | 13017111 | 68673213 | 63040512 | 045-1164 | 045-1164-0 | 045-1164-S | WPX ENERGY RKY MTN, LLC - PA 44-28 |  |  | 20 | 2.84 | 148 |  | 8 | 211112 | -107.9962 | 39.49 |  |  | 400 |  |  |  | 81635
08045 |  | Colorado | Garfield | 13017211 | 68673313 | 63040612 | 045-1165 | 045-1165-0 | 045-1165-S | WILLIAMS PRODUCTION RMT - PA 22-27 |  |  | 20 | 2.84 | 148 |  | 8 | 211112 | -107.9868 | 39.4971 |  |  | 400 |  |  |  | 81635
08045 |  | Colorado | Garfield | 13017411 | 68673513 | 63040812 | 045-1167 | 045-1167-0 | 045-1167-S | WPX ENERGY RKY MTN, LLC - PA 24-27 |  |  | 20 | 2.84 | 148 |  | 8 | 211112 | -107.9868 | 39.4901 |  |  | 400 |  |  |  | 81635
08045 |  | Colorado | Garfield | 13017511 | 68673613 | 63040912 | 045-1168 | 045-1168-0 | 045-1168-S | BILL BARRETT CORP - TANK # 23140 | 0.51004 |  | 20 | 2 | 700 |  | 10 | 211112 | -107.6647 | 39.5034 |  |  | 400 |  |  |  | 81652 | 23
08045 |  | Colorado | Garfield | 13017611 | 68673713 | 63041012 | 045-1169 | 045-1169-0 | 045-1169-S | WILLIAMS PRODUCTION RMT GM 33-04 |  |  | 20 | 2.84 | 148 |  | 8 | 211112 | -108.1118 | 39.464 |  |  | 400 |  |  |  | 81635
08045 |  | Colorado | Garfield | 13017611 | 96041613 | 92827912 | 045-1169 | 045-1169-0 | 045-1169-S | WILLIAMS PRODUCTION RMT GM 33-04 |  |  | 1 | 0.1 | 70 | 0 |  | 211112 | -108.1118 | 39.464 |  |  | 690 |  |  |  | 81635 | 132
08045 |  | Colorado | Garfield | 13017711 | 68673813 | 63041112 | 045-1170 | 045-1170-0 | 045-1170-S | WILLIAMS PRODUCTION RMT - GV 81-5 |  |  | 20 | 2.84 | 148 |  | 8 | 211112 | -108.029 | 39.472 |  |  | 400 |  |  |  | 81635
08045 |  | Colorado | Garfield | 13017811 | 68673913 | 63041212 | 045-1171 | 045-1171-0 | 045-1171-S | WILLIAMS PRODUCTION RMT - PA 344-29 |  |  | 20 | 2.84 | 148 |  | 8 | 211112 | -108.0151 | 39.4898 |  |  | 400 |  |  |  | 81635
08045 |  | Colorado | Garfield | 13017911 | 68674013 | 107194012 | 045-1172 | 045-1172-0 | 045-1172-S | WILLIAMS PRODUCTION RMT - PA 11-28 |  |  | 20 | 2 | 700 |  | 10 | 211112 | -108.0102 | 39.5005 |  |  | 400 |  |  |  | 81635 | 23
08045 |  | Colorado | Garfield | 13017911 | 68674113 | 63041412 | 045-1172 | 045-1172-0 | 045-1172-S | WILLIAMS PRODUCTION RMT - PA 11-28 |  |  | 20 | 2.84 | 148 |  | 8 | 211112 | -108.0102 | 39.5005 |  |  | 400 |  |  |  | 81635
08045 |  | Colorado | Garfield | 13018011 | 68674213 | 63041512 | 045-1173 | 045-1173-0 | 045-1173-S | WPX ENERGY RKY MTN, LLC - PA 11-35 |  |  | 20 | 2.84 | 148 |  | 8 | 211112 | -107.9731 | 39.4866 |  |  | 400 |  |  |  | 81635
08045 |  | Colorado | Garfield | 13018111 | 68674313 | 63041612 | 045-1174 | 045-1174-0 | 045-1174-S | WILLIAMS PRODUCTION RMT - PA 41-32 |  |  | 20 | 2.84 | 148 |  | 8 | 211112 | -108.0151 | 39.4863 |  |  | 400 |  |  |  | 81635
08045 |  | Colorado | Garfield | 13018211 | 68674413 | 63041712 | 045-1175 | 045-1175-0 | 045-1175-S | WILLIAMS PRODUCTION RMT - RWF 44-18 |  |  | 20 | 2.84 | 148 |  | 8 | 211112 | -107.9193 | 39.5194 |  |  | 400 |  |  |  | 81635
08045 |  | Colorado | Garfield | 13018311 | 68674513 | 63041812 | 045-1176 | 045-1176-0 | 045-1176-S | WPX ENERGY RKY MTN, LLC - MV 102-03 |  |  | 20 | 2.84 | 148 |  | 8 | 211112 | -108.0973 | 39.4711 |  |  | 400 |  |  |  | 81635
08045 |  | Colorado | Garfield | 13018411 | 68674613 | 63041912 | 045-1177 | 045-1177-0 | 045-1177-S | WILLIAMS PRODUCTION RMT - RWF 41-30 |  |  | 20 | 2.84 | 148 |  | 8 | 211112 | -107.9234 | 39.5014 |  |  | 400 |  |  |  | 81635
08045 |  | Colorado | Garfield | 13018511 | 68674713 | 63042012 | 045-1178 | 045-1178-0 | 045-1178-S | WILLIAMS PRODUCTION RMT - PA 13-34 |  |  | 20 | 2.84 | 148 |  | 8 | 211112 | -107.9913 | 39.4792 |  |  | 400 |  |  |  | 81635
08045 |  | Colorado | Garfield | 13018611 | 68674813 | 63042112 | 045-1179 | 045-1179-0 | 045-1179-S | WPX ENERGY RKY MTN, LLC GV 03-11 |  |  | 20 | 2.84 | 148 |  | 8 | 211112 | -108.0706 | 39.4501 |  |  | 400 |  |  |  | 81635
08045 |  | Colorado | Garfield | 13018711 | 68674913 | 63042212 | 045-1180 | 045-1180-0 | 045-1180-S | WILLIAMS PRODUCTION RMT - PA 11-33 |  |  | 20 | 2.84 | 148 |  | 8 | 211112 | -108.0104 | 39.4865 |  |  | 400 |  |  |  | 81635
08045 |  | Colorado | Garfield | 13018811 | 68675013 | 63042312 | 045-1181 | 045-1181-0 | 045-1181-S | WILLIAMS PRODUCTION RMT - PA 42-33 |  |  | 20 | 2.84 | 148 |  | 8 | 211112 | -107.9961 | 39.4828 |  |  | 400 |  |  |  | 81635
08045 |  | Colorado | Garfield | 13018911 | 68675113 | 63042412 | 045-1182 | 045-1182-0 | 045-1182-S | WPX ENERGY RKY MTN, LLC - RMV 38-17 |  |  | 20 | 2.84 | 148 |  | 8 | 211112 | -107.91 | 39.5196 |  |  | 400 |  |  |  | 81650
08045 |  | Colorado | Garfield | 13019011 | 68675213 | 63042512 | 045-1183 | 045-1183-0 | 045-1183-S | WPX ENERGY RKY MTN, LLC - RGU 23-7-297 |  |  | 20 | 2.84 | 148 |  | 8 | 211112 | -108.3287 | 39.8884 |  |  | 400 |  |  |  | 81650
08045 |  | Colorado | Garfield | 13019111 | 68675313 | 63042612 | 045-1184 | 045-1184-0 | 045-1184-S | WPX ENERGY RKY MTN, LLC - PA 21-34 |  |  | 20 | 2.84 | 148 |  | 8 | 211112 | -107.9869 | 39.4865 |  |  | 400 |  |  |  | 81635
08045 |  | Colorado | Garfield | 13019211 | 68675413 | 63042712 | 045-1185 | 045-1185-0 | 045-1185-S | WPX ENERGY RKY MTN, LLC - PA 22-6 |  |  | 20 | 2.84 | 148 |  | 8 | 211112 | -108.0426 | 39.4684 |  |  | 400 |  |  |  | 81635
08045 |  | Colorado | Garfield | 13019311 | 68675513 | 63042812 | 045-1186 | 045-1186-0 | 045-1186-S | WPX ENERGY RKY MTN, LLC - RMV 215-21 |  |  | 20 | 2.84 | 148 |  | 8 | 211112 | -107.8949 | 39.5094 |  |  | 400 |  |  |  | 81650
08045 |  | Colorado | Garfield | 13019411 | 68675613 | 63042912 | 045-1187 | 045-1187-0 | 045-1187-S | WILLIAMS PRODUCTION RMT - PA 34-29 |  |  | 20 | 2.84 | 148 |  | 8 | 211112 | -108.02 | 39.4899 |  |  | 400 |  |  |  | 81635
08045 |  | Colorado | Garfield | 13019511 | 68675713 | 63043012 | 045-1188 | 045-1188-0 | 045-1188-S | WILLIAMS PRODUCTION RMT - GV 25-27 |  |  | 20 | 2.84 | 148 |  | 8 | 211112 | -107.8723 | 39.5017 |  |  | 400 |  |  |  | 81650
08045 |  | Colorado | Garfield | 13019611 | 68675813 | 63043112 | 045-1189 | 045-1189-0 | 045-1189-S | WILLIAMS PRODUCTION RMT - GR 21-04 |  |  | 20 | 2.84 | 148 |  | 8 | 211112 | -108.1159 | 39.4714 |  |  | 400 |  |  |  | 81635
08045 |  | Colorado | Garfield | 13019611 | 96041713 | 92828012 | 045-1189 | 045-1189-0 | 045-1189-S | WILLIAMS PRODUCTION RMT - GR 21-04 |  |  | 1 | 0.1 | 70 | 0 |  | 211112 | -108.1159 | 39.4714 |  |  | 690 |  |  |  | 81635 | 132
08045 |  | Colorado | Garfield | 13019711 | 68675913 | 63043212 | 045-1190 | 045-1190-0 | 045-1190-S | WPX ENERGY - DOE 1-M-31 WELL PAD |  |  | 20 | 2.84 | 148 |  | 8 | 211112 | -108.0427 | 39.472 |  |  | 400 |  |  |  | 00000
08045 |  | Colorado | Garfield | 13019811 | 68676013 | 63043312 | 045-1191 | 045-1191-0 | 045-1191-S | WILLIAMS PRODUCTION RMT - PA 13-28 |  |  | 20 | 2.84 | 148 |  | 8 | 211112 | -108.0104 | 39.4934 |  |  | 400 |  |  |  | 81635
08045 |  | Colorado | Garfield | 13020011 | 68676213 | 63043512 | 045-1193 | 045-1193-0 | 045-1193-S | WPX ENERGY RKY MTN, LLC - RMV 121-27 |  |  | 20 | 2.84 | 148 |  | 8 | 211112 | -107.8816 | 39.5018 |  |  | 400 |  |  |  | 81635
08045 |  | Colorado | Garfield | 13020111 | 68676313 | 63043612 | 045-1194 | 045-1194-0 | 045-1194-S | WPX ENERGY RKY MTN, LLC - PA 22-34 |  |  | 20 | 2.84 | 148 |  | 8 | 211112 | -107.9869 | 39.4829 |  |  | 400 |  |  |  | 81635
08045 |  | Colorado | Garfield | 13020211 | 96041813 | 92828112 | 045-1195 | 045-1195-0 | 045-1195-S | WILLIAMS PRODUCTION RMT - PA 332-33 |  |  |  |  | 70 | 0 |  | 211112 | -108.0009 | 39.4827 |  |  | 690 |  |  |  | 81635
08045 |  | Colorado | Garfield | 13020311 | 68676513 | 63043812 | 045-1196 | 045-1196-0 | 045-1196-S | WILLIAMS PRODUCTION ARCO DEEP #1-27 |  |  | 20 | 2.84 | 148 |  | 8 | 211112 | -108.2076 | 39.4924 |  |  | 400 |  |  |  | 81630
08045 |  | Colorado | Garfield | 13020411 | 103443613 | 107194112 | 045-1197 | 045-1197-0 | 045-1197-S | WILLIAMS PRODUCTION RMT - GR 14-28 |  |  | 20 | 2.84 | 148 |  | 8 | 211112 | -108.1207 | 39.4896 |  |  | 400 |  |  |  | 81635
08045 |  | Colorado | Garfield | 13020411 | 68676613 | 63043912 | 045-1197 | 045-1197-0 | 045-1197-S | WILLIAMS PRODUCTION RMT - GR 14-28 |  |  | 20 | 2.84 | 148 |  | 8 | 211112 | -108.1207 | 39.4896 |  |  | 400 |  |  |  | 81635
08045 |  | Colorado | Garfield | 13020511 | 68676713 | 63044012 | 045-1198 | 045-1198-0 | 045-1198-S | WILLIAMS PRODUCTION RMT - PA 41-35 |  |  | 20 | 2.84 | 148 |  | 8 | 211112 | -107.9587 | 39.4869 |  |  | 400 |  |  |  | 81635
08045 |  | Colorado | Garfield | 13020611 | 68676813 | 63044112 | 045-1199 | 045-1199-0 | 045-1199-S | BILL BARRETT CORP - # 22528 | 0.067118 |  | 20 | 2 | 700 |  | 10 | 211112 | -107.6461 | 39.5035 |  |  | 400 |  |  |  | 81652 | 23
08045 |  | Colorado | Garfield | 13020711 | 68676913 | 63044212 | 045-1200 | 045-1200-0 | 045-1200-S | CHEVRON USA SKINNER RIDGE 12-1 |  |  | 20 | 2.84 | 148 |  | 8 | 21111 | -108.2843 | 39.5446 |  |  | 400 |  |  |  | 81630
08045 |  | Colorado | Garfield | 13020811 | 68677113 | 63044412 | 045-1203 | 045-1203-0 | 045-1203-S | WILLIAMS PRODUCTION RMT - RWF 22-29 |  |  | 20 | 2.84 | 148 |  | 8 | 211112 | -107.9141 | 39.4979 |  |  | 400 |  |  |  | 81635
08045 |  | Colorado | Garfield | 13020811 | 96041913 | 92828212 | 045-1203 | 045-1203-0 | 045-1203-S | WILLIAMS PRODUCTION RMT - RWF 22-29 |  |  | 20 | 2.84 | 148 |  | 8 | 211112 | -107.9141 | 39.4979 |  |  | 400 |  |  |  | 81635
08045 |  | Colorado | Garfield | 13020811 | 96042013 | 92828312 | 045-1203 | 045-1203-0 | 045-1203-S | WILLIAMS PRODUCTION RMT - RWF 22-29 |  |  | 1 | 0.1 | 70 | 0 |  | 211112 | -107.9141 | 39.4979 |  |  | 400 |  |  |  | 81635
08045 |  | Colorado | Garfield | 13020911 | 68677213 | 63044512 | 045-1219 | 045-1219-0 | 045-1219-S | WILLIAMS PRODUCTION PA 23-26 |  |  | 20 | 2.84 | 148 |  | 8 | 211112 | -107.9681 | 39.494 |  |  | 400 |  |  |  | 81635
08045 |  | Colorado | Garfield | 13020911 | 68677313 | 63044612 | 045-1219 | 045-1219-0 | 045-1219-S | WILLIAMS PRODUCTION PA 23-26 |  |  | 20 | 2.84 | 148 |  | 8 | 211112 | -107.9681 | 39.494 |  |  | 400 |  |  |  | 81635
08045 |  | Colorado | Garfield | 13021011 | 68677413 | 63044712 | 045-1220 | 045-1220-0 | 045-1220-S | ENCANA E33NE | 0.024809 |  | 20 | 2 | 700 |  | 10 | 211112 | -107.6791 | 39.4842 |  |  | 400 |  |  |  | 81652 | 23
08045 |  | Colorado | Garfield | 13021111 | 68677513 | 63044812 | 045-1221 | 045-1221-0 | 045-1221-S | ENCANA - PK25 (001) |  |  | 20 | 2.84 | 148 |  | 8.1 | 211112 | -108.0607 | 39.4066 |  |  | 400 |  |  |  | 81635
08045 |  | Colorado | Garfield | 13021211 | 68677613 | 63044912 | 045-1222 | 045-1222-0 | 045-1222-S | BILL BARRETT CORP-TANK # 23654 |  |  | 20 | 2 | 700 |  | 10 | 211112 | -107.6885 | 39.5174 |  |  | 400 |  |  |  | 81652 | 23
08045 |  | Colorado | Garfield | 13026811 | 68677713 | 63045012 | 045-1223 | 045-1223-0 | 045-1223-S | BILL BARRETT CORP-TANK# 16872 |  |  | 20 | 2.84 | 148 |  | 8 | 211112 | -107.6038 | 39.4893 |  |  | 400 |  |  |  | 81647
08045 |  | Colorado | Garfield | 13026911 | 68677813 | 63045112 | 045-1224 | 045-1224-0 | 045-1224-S | BILL BARRETT CORP-TANK# 20734 |  |  | 20 | 2 | 700 |  | 10 | 211112 | -107.6506 | 39.4781 |  |  | 400 |  |  |  | 81652 | 23
08045 |  | Colorado | Garfield | 13027011 | 68677913 | 63045212 | 045-1226 | 045-1226-0 | 045-1226-S | ENCANA (WEST) - P26W (001) |  |  | 20 | 2.84 | 148 |  | 8 | 211112 | -107.735 | 39.4119 |  |  | 400 |  |  |  | 81652
08045 |  | Colorado | Garfield | 13027111 | 68678013 | 63045312 | 045-1227 | 045-1227-0 | 045-1227-S | ENCANA (WEST)- C36W BATTERIES |  |  | 20 | 2.84 | 148 |  | 8 | 211112 | -107.7258 | 39.4092 |  |  | 400 |  |  |  | 81652
08045 |  | Colorado | Garfield | 13027111 | 68678013 | 63045512 | 045-1227 | 045-1227-0 | 045-1227-S | ENCANA (WEST)- C36W BATTERIES |  |  | 20 | 2 | 700 |  | 10 | 211112 | -107.7258 | 39.4092 |  |  | 400 |  |  |  | 81652 | 23
08045 |  | Colorado | Garfield | 13027211 | 68678213 | 63045612 | 045-1230 | 045-1230-0 | 045-1230-S | PETROLEUM DEVELOPMENT CORP.-STARKEY |  |  | 42 | 2.5 | 577 |  | 29.1 | 21111 | -108.1587 | 39.4663 |  |  | 255 |  |  |  | 81635 | 21
08045 |  | Colorado | Garfield | 13027311 | 68678313 | 63045712 | 045-1231 | 045-1231-0 | 045-1231-S | BILL BARRETT CORPORATION 26255 | 0.3456 |  | 20 | 2 | 700 |  | 10 | 211112 | -107.6649 | 39.5143 |  |  | 400 |  |  |  | 81652 | 23
08045 |  | Colorado | Garfield | 13027411 | 68678413 | 86967112 | 045-1232 | 045-1232-0 | 045-1232-S | BILL BARRETT CORP-BATTERY # 26225 |  |  | 20 | 2 | 700 |  | 10 | 211112 | -107.5763 | 39.5186 |  |  | 400 |  |  |  | 81647 | 23
08045 |  | Colorado | Garfield | 13027511 | 68678513 | 63045912 | 045-1233 | 045-1233-0 | 045-1233-S | ENCANA (WEST)-TANK C34NW (001) | 0.076535 |  | 20 | 2 | 700 |  | 10 | 211112 | -107.7652 | 39.4872 |  |  | 400 |  |  |  | 81650 | 23
08045 |  | Colorado | Garfield | 13027611 | 68678613 | 63046012 | 045-1234 | 045-1234-0 | 045-1234-S | ENCANA (WEST)-BATTERY J16W (001) | 0.016687 |  | 20 | 2 | 700 |  | 10 | 211112 | -107.7762 | 39.4429 |  |  | 400 |  |  |  | 81650 | 23
08045 |  | Colorado | Garfield | 13027711 | 68678713 | 63046112 | 045-1235 | 045-1235-0 | 045-1235-S | ENCANA (WEST)-BATTERY # P36 (001) |  |  | 20 | 2.84 | 148 |  | 8.1 | 211112 | -107.717 | 39.4849 |  |  | 400 |  |  |  | 81650
08045 |  | Colorado | Garfield | 13027811 | 68678813 | 63046212 | 045-1238 | 045-1238-0 | 045-1238-S | WILLIAMS PRODUCTION RMV 224-22 |  |  | 20 | 2.84 | 148 |  | 8.1 | 211112 | -107.8818 | 39.5089 |  |  | 400 |  |  |  | 81650
08045 |  | Colorado | Garfield | 13027911 | 68678913 | 63046312 | 045-1239 | 045-1239-0 | 045-1239-S | WILLIAMS PRODUCTION RWF 23-29 |  |  | 20 | 2.84 | 148 |  | 8.1 | 211112 | -107.9142 | 39.4944 |  |  | 400 |  |  |  | 81635
08045 |  | Colorado | Garfield | 13028011 | 68679013 | 63046412 | 045-1240 | 045-1240-0 | 045-1240-S | WILLIAMS PRODUCTION RWF 12-19 |  |  | 20 | 2.84 | 148 |  | 8.1 | 211112 | -107.9368 | 39.512 |  |  | 400 |  |  |  | 81635
08045 |  | Colorado | Garfield | 13028111 | 68679113 | 63046512 | 045-1241 | 045-1241-0 | 045-1241-S | WILLIAMS PRODUCTION GM 12-12 |  |  | 20 | 2.84 | 148 |  | 8 | 211112 | -108.0564 | 39.4544 |  |  | 400 |  |  |  | 81635
08045 |  | Colorado | Garfield | 13028211 | 68679213 | 63046612 | 045-1242 | 045-1242-0 | 045-1242-S | WPX ENERGY RKY MTN, LLC - GM 11-02 |  |  | 20 | 2.84 | 148 |  | 8.1 | 211112 | -108.0832 | 39.4714 |  |  | 400 |  |  |  | 81635
08045 |  | Colorado | Garfield | 13028311 | 68679313 | 63046712 | 045-1245 | 045-1245-0 | 045-1245-S | WPX ENERGY - GM CHEVRON TANK FACILITY |  |  | 20 | 2.84 | 148 |  | 8.1 | 211112 | -108.1347 | 39.4998 |  |  | 400 |  |  |  | 81635
08045 |  | Colorado | Garfield | 13028311 | 96042413 | 92828712 | 045-1245 | 045-1245-0 | 045-1245-S | WPX ENERGY - GM CHEVRON TANK FACILITY |  |  | 1 | 0.1 | 70 | 0 |  | 211112 | -108.1347 | 39.4998 |  |  | 690 |  |  |  | 81635 | 132
08045 |  | Colorado | Garfield | 13028411 | 68679413 | 63046812 | 045-1246 | 045-1246-0 | 045-1246-S | WILLIAMS PRODUCTION NG 44-8 |  |  | 20 | 2.84 | 148 |  | 8 | 211112 | -108.1243 | 39.5335 |  |  | 400 |  |  |  | 81635
08045 |  | Colorado | Garfield | 13028411 | 90900313 | 86967212 | 045-1246 | 045-1246-0 | 045-1246-S | WILLIAMS PRODUCTION NG 44-8 |  |  | 20 | 2.84 | 148 |  | 8 | 211112 | -108.1243 | 39.5335 |  |  | 400 |  |  |  | 81635
08045 |  | Colorado | Garfield | 13028411 | 96042513 | 92828812 | 045-1246 | 045-1246-0 | 045-1246-S | WILLIAMS PRODUCTION NG 44-8 |  |  | 1 | 0.1 | 70 | 0 |  | 211112 | -108.1243 | 39.5335 |  |  | 690 |  |  |  | 81635 | 132
08045 |  | Colorado | Garfield | 13028511 | 68679513 | 63046912 | 045-1250 | 045-1250-0 | 045-1250-S | WPX ENERGY RKY MTN, LLC - PA 323-24 |  |  | 20 | 2.84 | 148 |  | 8.1 | 211112 | -107.9776 | 39.4794 |  |  | 400 |  |  |  | 81635
08045 |  | Colorado | Garfield | 13028611 | 68679613 | 63047012 | 045-1254 | 045-1254-0 | 045-1254-S | WPX ENERGY RKY MTN, LLC - PA 21-2 |  |  | 20 | 2.84 | 148 |  | 8.1 | 211112 | -107.9681 | 39.4719 |  |  | 400 |  |  |  | 81635
08045 |  | Colorado | Garfield | 13028711 | 68679713 | 63047112 | 045-1255 | 045-1255-0 | 045-1255-S | WILLIAMS PRODUCTION RMV 36-22 |  |  | 20 | 2.84 | 148 |  | 8.1 | 211112 | -107.8818 | 39.509 |  |  | 400 |  |  |  | 81650
08045 |  | Colorado | Garfield | 13028711 | 68679813 | 63047212 | 045-1255 | 045-1255-0 | 045-1255-S | WILLIAMS PRODUCTION RMV 36-22 |  |  | 20 | 2.84 | 148 |  | 8 | 211112 | -107.8818 | 39.509 |  |  | 400 |  |  |  | 81650
08045 |  | Colorado | Garfield | 13028811 | 68679913 | 63047312 | 045-1257 | 045-1257-0 | 045-1257-S | WILLIAMS PRODUCTION RMV 55-20 |  |  | 20 | 2.84 | 148 |  | 8 | 211112 | -107.9099 | 39.5124 |  |  | 400 |  |  |  | 81650
08045 |  | Colorado | Garfield | 13028811 | 68680013 | 63047412 | 045-1257 | 045-1257-0 | 045-1257-S | WILLIAMS PRODUCTION RMV 55-20 |  |  | 20 | 2.84 | 148 |  | 8 | 211112 | -107.9099 | 39.5124 |  |  | 400 |  |  |  | 81650
08045 |  | Colorado | Garfield | 13028911 | 68680113 | 63047512 | 045-1258 | 045-1258-0 | 045-1258-S | WPX ENERGY RKY MTN, LLC - RMV 220-21 |  |  | 20 | 2.84 | 148 |  | 8.1 | 211112 | -107.8911 | 39.5056 |  |  | 400 |  |  |  | 81650
08045 |  | Colorado | Garfield | 13029011 | 68680213 | 63047612 | 045-1262 | 045-1262-0 | 045-1262-S | WILLIAMS PRODUCTION RMT - LANGSTAFF 1 |  |  | 20 | 2.84 | 148 |  | 8 | 211112 | -107.8962 | 39.5199 |  |  | 400 |  |  |  | 81650
08045 |  | Colorado | Garfield | 13029111 | 68680313 | 63047712 | 045-1263 | 045-1263-0 | 045-1263-S | WILLIAMS PRODUCTION RMT - RMV 96-28 |  |  | 20 | 2.84 | 148 |  | 8 | 211112 | -107.8911 | 39.5055 |  |  | 400 |  |  |  | 81650
08045 |  | Colorado | Garfield | 13029211 | 68680413 | 63047812 | 045-1264 | 045-1264-0 | 045-1264-S | WILLIAMS PRODUCTION GR 32-34 |  |  | 20 | 2.84 | 148 |  | 8 | 211112 | -108.0922 | 39.4823 |  |  | 400 |  |  |  | 81635
08045 |  | Colorado | Garfield | 13029211 | 96042613 | 107194212 | 045-1264 | 045-1264-0 | 045-1264-S | WILLIAMS PRODUCTION GR 32-34 |  |  | 20 | 2 | 700 |  | 10 | 211112 | -108.0922 | 39.4823 |  |  | 400 |  |  |  | 81635
08045 |  | Colorado | Garfield | 13029311 | 68680513 | 63047912 | 045-1265 | 045-1265-0 | 045-1265-S | WILLIAMS PRODUCTION SG 41-27 |  |  | 20 | 2.84 | 148 |  | 8 | 211112 | -108.0894 | 39.4141 |  |  | 400 |  |  |  | 81635
08045 |  | Colorado | Garfield | 13029411 | 68680613 | 63048012 | 045-1267 | 045-1267-0 | 045-1267-S | WILLIAMS PRODUCTION RMV 24-27 |  |  | 20 | 2.84 | 148 |  | 8 | 211112 | -107.8814 | 39.498 |  |  | 400 |  |  |  | 81635
08045 |  | Colorado | Garfield | 13029511 | 68680713 | 63048112 | 045-1268 | 045-1268-0 | 045-1268-S | WILLIAMS PRODUCTION SG 24-22 |  |  | 20 | 2.84 | 148 |  | 8 | 211112 | -108.0988 | 39.4174 |  |  | 400 |  |  |  | 81635
08045 |  | Colorado | Garfield | 13029611 | 68680813 | 63048212 | 045-1270 | 045-1270-0 | 045-1270-S | WILLIAMS PRODUCTION RMV 53-17-W |  |  | 20 | 2.84 | 148 |  | 8.1 | 211112 | -107.9054 | 39.5305 |  |  | 400 |  |  |  | 81650
08045 |  | Colorado | Garfield | 13029711 | 68680913 | 63048312 | 045-1271 | 045-1271-0 | 045-1271-S | WILLIAMS PRODUCTION GV 02-31-W |  |  | 20 | 2.84 | 148 |  | 8.1 | 211112 | -108.1436 | 39.4813 |  |  | 400 |  |  |  | 81635
08045 |  | Colorado | Garfield | 13029711 | 96042713 | 92829112 | 045-1271 | 045-1271-0 | 045-1271-S | WILLIAMS PRODUCTION GV 02-31-W |  |  | 20 | 2 | 700 |  | 10 | 211112 | -108.1436 | 39.4813 |  |  | 400 |  |  |  | 81635 | 23
08045 |  | Colorado | Garfield | 13030011 | 68681213 | 63048612 | 045-1274 | 045-1274-0 | 045-1274-S | WILLIAMS PRODUCTION GV 03-11-W |  |  | 20 | 2.84 | 148 |  | 8.1 | 211112 | -108.0705 | 39.4502 |  |  | 400 |  |  |  | 81635
08045 |  | Colorado | Garfield | 13030111 | 68681313 | 63048712 | 045-1275 | 045-1275-0 | 045-1275-S | WILLIAMS PRODUCTION RWF 333-18-W |  |  | 20 | 2.84 | 148 |  | 8.1 | 211112 | -107.9286 | 39.5232 |  |  | 400 |  |  |  | 81635
08045 |  | Colorado | Garfield | 13030611 | 68681813 | 63049212 | 045-1281 | 045-1281-0 | 045-1281-S | WILLIAMS PRODUCTION GR 41-20-W |  |  | 20 | 2.84 | 148 |  | 8.1 | 211112 | -108.1275 | 39.5153 |  |  | 400 |  |  |  | 81635
08045 |  | Colorado | Garfield | 13030811 | 68682013 | 107194312 | 045-1284 | 045-1284-0 | 045-1284-S | WILLIAMS PRODUCTION GM 24-27-W |  |  | 20 | 2 | 700 |  | 10 | 211112 | -108.0971 | 39.4894 |  |  | 400 |  |  |  | 81635 | 23
08045 |  | Colorado | Garfield | 13030911 | 68682113 | 63049512 | 045-1285 | 045-1285-0 | 045-1285-S | WILLIAMS PRODUCTION GV 23-34-W |  |  | 20 | 2.84 | 148 |  | 8.1 | 211112 | -108.0876 | 39.4784 |  |  | 400 |  |  |  | 81635
08045 |  | Colorado | Garfield | 13031011 | 68682213 | 63049612 | 045-1287 | 045-1287-0 | 045-1287-S | WILLIAMS PRODUCTION GV 39-32-W |  |  | 20 | 2.84 | 148 |  | 8.1 | 211112 | -108.0244 | 39.4753 |  |  | 400 |  |  |  | 81635
08045 |  | Colorado | Garfield | 13031111 | 103444013 | 107194412 | 045-1288 | 045-1288-0 | 045-1288-S | WILLIAMS PRODUCTION MV 15-08 |  |  |  |  | 70 | 0 |  | 211112 | -108.1291 | 39.4572 |  |  | 690 |  |  |  | 81635 | 132
08045 |  | Colorado | Garfield | 13031211 | 68682413 | 63049812 | 045-1289 | 045-1289-0 | 045-1289-S | WILLIAMS PRODUCTION PA 22-28-W |  |  | 20 | 2.84 | 148 |  | 8.1 | 211112 | -108.0052 | 39.497 |  |  | 400 |  |  |  | 81635
08045 |  | Colorado | Garfield | 13031311 | 68682513 | 63049912 | 045-1290 | 045-1290-0 | 045-1290-S | WILLIAMS PRODUCTION RMV 89-17-W |  |  | 20 | 2.84 | 148 |  | 8.1 | 211112 | -107.9101 | 39.5234 |  |  | 400 |  |  |  | 81650
08045 |  | Colorado | Garfield | 13031411 | 68682613 | 63050012 | 045-1291 | 045-1291-0 | 045-1291-S | WILLIAMS PROD NAVAL OIL SHALE RM 2-8 |  |  | 20 | 2.84 | 148 |  | 8.1 | 211112 | -107.9049 | 39.5383 |  |  | 400 |  |  |  | 81650
08045 |  | Colorado | Garfield | 13031511 | 68682713 | 63050112 | 045-1293 | 045-1293-0 | 045-1293-S | WILLIAMS PRODUCTION RMV 08-16-W |  |  | 20 | 2.84 | 148 |  | 8.1 | 211112 | -107.8957 | 39.5305 |  |  | 400 |  |  |  | 81650
08045 |  | Colorado | Garfield | 13037111 | 68682813 | 63050212 | 045-1294 | 045-1294-0 | 045-1294-S | WILLIAMS PRODUCTION MV 09-32-W |  |  | 20 | 2.84 | 148 |  | 8.1 | 211112 | -108.1346 | 39.4785 |  |  | 400 |  |  |  | 81635
08045 |  | Colorado | Garfield | 13037211 | 68683813 | 63051212 | 045-1322 | 045-1322-0 | 045-1322-S | BERRY PETROLEUM CO - CHEVRON 18-434D |  |  | 20 | 2.84 | 148 |  | 8.1 | 211112 | -108.1389 | 39.5139 |  |  | 400 |  |  |  | 81635
08045 |  | Colorado | Garfield | 13037311 | 68684013 | 63051412 | 045-1324 | 045-1324-0 | 045-1324-S | BERRY PETROLEUM CO - CHEVRON 5-433D |  |  | 20 | 2.84 | 148 |  | 8.1 | 211112 | -108.1203 | 39.5473 |  |  | 400 |  |  |  | 81635
08045 |  | Colorado | Garfield | 13037411 | 68684113 | 63051512 | 045-1325 | 045-1325-0 | 045-1325-S | BERRY PETROLEUM CO - CHEVRON 36-42D |  |  | 20 | 2.84 | 148 |  | 8.1 | 211112 | -108.1158 | 39.5662 |  |  | 400 |  |  |  | 81635
08045 |  | Colorado | Garfield | 13037511 | 103444113 | 107577512 | 045-1326 | 045-1326-0 | 045-1326-S | BARGATH LLC - WEBSTER HILL | 3.1 |  | 10 | 4 | 1000 | 0 |  | 21111 | -107.862 | 39.5229 |  |  | 280 |  |  |  | 81650
08045 |  | Colorado | Garfield | 13037511 | 68684713 | 63052112 | 045-1326 | 045-1326-0 | 045-1326-S | BARGATH LLC - WEBSTER HILL |  |  | 20 | 2 | 500 |  | 20 | 21111 | -107.862 | 39.5229 |  |  | 690 |  |  |  | 81650 | 99
08045 |  | Colorado | Garfield | 13037511 | 68684813 | 63052212 | 045-1326 | 045-1326-0 | 045-1326-S | BARGATH LLC - WEBSTER HILL |  |  | 1 | 0.1 | 70 | 0 |  | 21111 | -107.862 | 39.5229 |  |  | 690 |  |  |  | 81650 | 99
08045 |  | Colorado | Garfield | 13037511 | 68685013 | 63052412 | 045-1326 | 045-1326-0 | 045-1326-S | BARGATH LLC - WEBSTER HILL |  |  | 1 | 0.1 | 70 | 0 |  | 21111 | -107.862 | 39.5229 |  |  | 400 |  |  |  | 81650 | 99
08045 |  | Colorado | Garfield | 13037511 | 68685113 | 63052512 | 045-1326 | 045-1326-0 | 045-1326-S | BARGATH LLC - WEBSTER HILL |  |  | 1 | 0.1 | 70 | 0 |  | 21111 | -107.862 | 39.5229 |  |  | 490 |  |  |  | 81650
08045 |  | Colorado | Garfield | 13037511 | 68685213 | 63052612 | 045-1326 | 045-1326-0 | 045-1326-S | BARGATH LLC - WEBSTER HILL |  |  | 1 | 0.1 | 70 | 0 |  | 21111 | -107.862 | 39.5229 |  |  | 999 |  |  |  | 81650
08045 |  | Colorado | Garfield | 13037611 | 68685813 | 63053112 | 045-1327 | 045-1327-0 | 045-1327-S | BARGATH - RABBIT BRUSH C.S. |  |  | 1 | 0.1 | 70 | 0 |  | 21111 | -108.0219 | 39.4783 |  |  | 690 |  |  |  | 81635 | 132
08045 |  | Colorado | Garfield | 13037611 | 68685913 | 63053212 | 045-1327 | 045-1327-0 | 045-1327-S | BARGATH - RABBIT BRUSH C.S. |  |  | 20 | 2 | 500 |  | 20 | 21111 | -108.0219 | 39.4783 |  |  | 690 |  |  |  | 81635 | 132
08045 |  | Colorado | Garfield | 13037611 | 68686113 | 63053212 | 045-1327 | 045-1327-0 | 045-1327-S | BARGATH - RABBIT BRUSH C.S. |  |  | 20 | 2 | 500 |  | 20 | 21111 | -108.0219 | 39.4783 |  |  | 490 |  |  |  | 81635
08045 |  | Colorado | Garfield | 13037611 | 68686213 | 63053312 | 045-1327 | 045-1327-0 | 045-1327-S | BARGATH - RABBIT BRUSH C.S. |  |  | 1 | 0.1 | 70 | 0 |  | 21111 | -108.0219 | 39.4783 |  |  | 400 |  |  |  | 81635 | 99
08045 |  | Colorado | Garfield | 13037611 | 68686313 | 63052712 | 045-1327 | 045-1327-0 | 045-1327-S | BARGATH - RABBIT BRUSH C.S. |  |  | 28 | 1.5 | 858 |  | 221.2 | 21111 | -108.0219 | 39.4783 |  |  | 999 |  |  |  | 81635
08045 |  | Colorado | Garfield | 13037811 | 68686913 | 63053912 | 045-1329 | 045-1329-0 | 045-1329-S | WILLIAMS PRODUCTION RMT CO - GM 41-29 |  |  | 20 | 2.84 | 148 |  | 8 | 211112 | -108.1256 | 39.5007 |  |  | 400 |  |  |  | 81635
08045 |  | Colorado | Garfield | 13037811 | 96043013 | 92829512 | 045-1329 | 045-1329-0 | 045-1329-S | WILLIAMS PRODUCTION RMT CO - GM 41-29 |  |  | 20 | 2.84 | 148 |  | 8 | 211112 | -108.1256 | 39.5007 |  |  | 400 |  |  |  | 81635
08045 |  | Colorado | Garfield | 13037911 | 68687013 | 63054012 | 045-1330 | 045-1330-0 | 045-1330-S | WILLIAMS PRODUCTION RWF 324-16 |  |  | 20 | 2.84 | 148 |  | 8.1 | 211112 | -107.8959 | 39.5198 |  |  | 400 |  |  |  | 81650
08045 |  | Colorado | Garfield | 13038011 | 68687113 | 63054112 | 045-1331 | 045-1331-0 | 045-1331-S | WILLIAMS PRODUCTION GV 52-03 |  |  | 20 | 2.84 | 148 |  | 8.1 | 211112 | -107.9913 | 39.4718 |  |  | 400 |  |  |  | 81635
08045 |  | Colorado | Garfield | 13038011 | 68687213 | 63054212 | 045-1331 | 045-1331-0 | 045-1331-S | WILLIAMS PRODUCTION GV 52-03 |  |  | 20 | 2.84 | 148 |  | 8 | 211112 | -107.9913 | 39.4718 |  |  | 400 |  |  |  | 81635
08045 |  | Colorado | Garfield | 13038111 | 68687313 | 63054312 | 045-1333 | 045-1333-0 | 045-1333-S | WPX ENERGY RKY MTN, LLC - PA 22-35 |  |  | 20 | 2.84 | 148 |  | 8 | 211112 | -107.968 | 39.4825 |  |  | 400 |  |  |  | 81635
08045 |  | Colorado | Garfield | 13038211 | 68687413 | 63054412 | 045-1334 | 045-1334-0 | 045-1334-S | WILLIAMS PRODUCTION RMV 40-20 |  |  | 20 | 2.84 | 148 |  | 8 | 211112 | -107.9145 | 39.5124 |  |  | 400 |  |  |  | 81650
08045 |  | Colorado | Garfield | 13038311 | 68687513 | 63054512 | 045-1335 | 045-1335-0 | 045-1335-S | WILLIAMS PRODUCTION RMT GM 21-02-W |  |  | 20 | 2.84 | 148 |  | 8.1 | 211112 | -108.0784 | 39.4714 |  |  | 400 |  |  |  | 81635
08045 |  | Colorado | Garfield | 13038411 | 68687613 | 63054612 | 045-1337 | 045-1337-0 | 045-1337-S | WILLIAMS PRODUCTION RMT GM 24-12-W |  |  | 20 | 2.84 | 148 |  | 8.1 | 211112 | -108.0659 | 39.4466 |  |  | 400 |  |  |  | 81635
08045 |  | Colorado | Garfield | 13038511 | 68687713 | 63054712 | 045-1338 | 045-1338-0 | 045-1338-S | WPX ENERGY RKY MTN, LLC - PA 21-35-W |  |  | 20 | 2.84 | 148 |  | 8.1 | 211112 | -107.9677 | 39.4865 |  |  | 400 |  |  |  | 81635
08045 |  | Colorado | Garfield | 13038711 | 68687913 | 63054912 | 045-1342 | 045-1342-0 | 045-1342-S | WILLIAMS PRODUCTION RMT GM 13-34-W |  |  | 20 | 2.84 | 148 |  | 8.1 | 211112 | -108.1016 | 39.4788 |  |  | 400 |  |  |  | 81635
08045 |  | Colorado | Garfield | 13038911 | 68688113 | 63055112 | 045-1344 | 045-1344-0 | 045-1344-S | WILLIAMS PRODUCTION RMT PA 43-34-W |  |  | 20 | 2.84 | 148 |  | 8.1 | 211112 | -107.9777 | 39.4796 |  |  | 400 |  |  |  | 81635
08045 |  | Colorado | Garfield | 13039211 | 68688413 | 63055412 | 045-1347 | 045-1347-0 | 045-1347-S | ENCANA (WEST) - I26NW (001) |  |  | 20 | 2.84 | 148 |  | 8.1 | 211112 | -107.7357 | 39.4955 |  |  | 400 |  |  |  | 81650
08045 |  | Colorado | Garfield | 13039311 | 68688613 | 63055612 | 045-1349 | 045-1349-0 | 045-1349-S | BARGATH LLC - SUBSTATION ROAD DRIP TANK |  |  | 20 | 2 | 700 |  | 10 | 211112 | -108.0382 | 39.5528 |  | 110 | 400 |  |  |  | 81635 | 23
08045 |  | Colorado | Garfield | 13039411 | 103444213 | 107577612 | 045-1350 | 045-1350-0 | 045-1350-S | BARGATH LLC - CRAWFORD TRAIL | 1.82 |  | 100 | 4 | 1000 | 0 |  | 21111 | -108.184 | 39.5028 |  |  | 280 |  |  |  | 81635
08045 |  | Colorado | Garfield | 13039411 | 103444313 | 107194512 | 045-1350 | 045-1350-0 | 045-1350-S | BARGATH LLC - CRAWFORD TRAIL | 22 | 0.03 | 20 | 1 | 855 |  | 163 | 21111 | -108.184 | 39.5028 |  |  | 160 |  |  |  | 81635
08045 |  | Colorado | Garfield | 13039411 | 68689313 | 63056312 | 045-1350 | 045-1350-0 | 045-1350-S | BARGATH LLC - CRAWFORD TRAIL |  |  | 1 | 0.1 | 70 | 0 |  | 21111 | -108.184 | 39.5028 |  |  | 690 |  |  |  | 81635 | 99
08045 |  | Colorado | Garfield | 13039411 | 68689413 | 63056412 | 045-1350 | 045-1350-0 | 045-1350-S | BARGATH LLC - CRAWFORD TRAIL |  |  | 1 | 0.1 | 70 | 0 |  | 21111 | -108.184 | 39.5028 |  |  | 690 |  |  |  | 81635 | 99
08045 |  | Colorado | Garfield | 13039411 | 68689613 | 63056612 | 045-1350 | 045-1350-0 | 045-1350-S | BARGATH LLC - CRAWFORD TRAIL |  |  | 1 | 0.1 | 70 | 0 |  | 21111 | -108.184 | 39.5028 |  |  | 300 |  |  |  | 81635
08045 |  | Colorado | Garfield | 13039411 | 68689713 | 63056712 | 045-1350 | 045-1350-0 | 045-1350-S | BARGATH LLC - CRAWFORD TRAIL |  |  | 1 | 0.1 | 70 | 0 |  | 21111 | -108.184 | 39.5028 |  |  | 400 |  |  |  | 81635 | 99
08045 |  | Colorado | Garfield | 13039411 | 68689813 | 63056812 | 045-1350 | 045-1350-0 | 045-1350-S | BARGATH LLC - CRAWFORD TRAIL |  |  | 1 | 0.1 | 700 | 0 |  | 21111 | -108.184 | 39.5028 |  |  | 999 |  |  |  | 81635
08045 |  | Colorado | Garfield | 13039411 | 68689913 | 63056912 | 045-1350 | 045-1350-0 | 045-1350-S | BARGATH LLC - CRAWFORD TRAIL |  |  | 1 | 0.1 | 70 | 0 |  | 21111 | -108.184 | 39.5028 |  |  | 400 |  |  |  | 81635
08045 |  | Colorado | Garfield | 13039511 | 68690013 | 92829612 | 045-1351 | 045-1351-0 | 045-1351-S | PICEANCE ENERGY, LLC - MEAD B PAD | 0.025578 |  | 20 | 2 | 700 |  | 10 | 211112 | -107.8247 | 39.4914 |  |  | 400 |  |  |  | 81650 | 23
08045 |  | Colorado | Garfield | 13039611 | 68690113 | 63057112 | 045-1352 | 045-1352-0 | 045-1352-S | PICEANCE ENERGY, LLC - JONSSON PAD |  |  | 20 | 2.84 | 148 |  | 8 | 211112 | -107.8109 | 39.5132 |  |  | 400 |  |  |  | 81650
08045 |  | Colorado | Garfield | 13039711 | 68690213 | 63057212 | 045-1356 | 045-1356-0 | 045-1356-S | BILL BARRETT CORP - # 27206 |  |  | 20 | 2 | 700 |  | 10 | 211112 | -107.6132 | 39.4927 |  |  | 400 |  |  |  | 81647 | 23
08045 |  | Colorado | Garfield | 13039811 | 68690313 | 63057312 | 045-1357 | 045-1357-0 | 045-1357-S | PETROLEUM DEVELOPMENT- CHEVRON 13D-17D |  |  | 20 | 2.84 | 148 |  | 8 | 211112 | -108.1334 | 39.5201 |  |  | 400 |  |  |  | 81635
08045 |  | Colorado | Garfield | 13039911 | 68690413 | 63057412 | 045-1358 | 045-1358-0 | 045-1358-S | PETROLEUM DEVELOPMENT - PUCKETT 34A-30D |  |  | 20 | 2.84 | 148 |  | 8 | 211112 | -108.1459 | 39.4836 |  |  | 400 |  |  |  | 81635
08045 |  | Colorado | Garfield | 13040011 | 68690513 | 63057512 | 045-1368 | 045-1368-0 | 045-1368-S | OXY USA WTP LP-CASCADE CREEK #604-12-13 |  |  | 1 | 0.1 | 70 | 0 |  | 21111 | -108.2328 | 39.5549 |  |  | 400 |  |  |  | 81635
08045 |  | Colorado | Garfield | 13040111 | 68690613 | 63057912 | 045-1369 | 045-1369-0 | 045-1369-S | BILL BARRETT - #27310, CIRCLE B4 WATER S |  |  | 20 | 2 | 700 |  | 10 | 211112 | -107.6317 | 39.4819 |  |  | 400 |  |  |  | 81652 | 23
08045 |  | Colorado | Garfield | 13040111 | 68690713 | 63057612 | 045-1369 | 045-1369-0 | 045-1369-S | BILL BARRETT - #27310, CIRCLE B4 WATER S | [7 empty] | 211112 | -107.6317 | 39.4819 |  |  | 400 |  |  |  | 81652 | 23
08045 |  | Colorado | Garfield | 13040111 | 68690813 | 63057712 | 045-1369 | 045-1369-0 | 045-1369-S | BILL BARRETT - #27310, CIRCLE B4 WATER S |  |  | 1 | 0.1 | 70 | 0 |  | 211112 | -107.6317 | 39.4819 |  |  | 400 |  |  |  | 81652 | 23
08045 |  | Colorado | Garfield | 13040211 | 68691013 | 63058012 | 045-1370 | 045-1370-0 | 045-1370-S | ENCANA (WEST) - P33NW (001) | 0.033726 |  | 20 | 2 | 700 |  | 10 | 211112 | -107.7739 | 39.4781 |  |  | 400 |  |  |  | 81650 | 23
08045 |  | Colorado | Garfield | 13040211 | 68691113 | 63058112 | 045-1370 | 045-1370-0 | 045-1370-S | ENCANA (WEST) - P33NW (001) |  |  | 20 | 2.84 | 148 |  | 8.1 | 211112 | -107.7739 | 39.4781 |  |  | 400 |  |  |  | 81650
08045 |  | Colorado | Garfield | 13040211 | 68691213 | 63058212 | 045-1370 | 045-1370-0 | 045-1370-S | ENCANA (WEST) - P33NW (001) |  |  | 20 | 2 | 700 |  | 10 | 211112 | -107.7739 | 39.4781 |  |  | 400 |  |  |  | 81650 | 23
08045 |  | Colorado | Garfield | 13040311 | 68691313 | 107194712 | 045-1373 | 045-1373-0 | 045-1373-S | ENCANA (WEST) - K8W (001) |  |  | 20 | 2 | 700 |  | 10 | 211112 | -107.8001 | 39.4582 |  |  | 400 |  |  |  | 81650 | 23
08045 |  | Colorado | Garfield | 13040311 | 68691313 | 63058312 | 045-1373 | 045-1373-0 | 045-1373-S | ENCANA (WEST) - K8W (001) |  |  | 20 | 2.84 | 148 |  | 8 | 211112 | -107.8001 | 39.4582 |  |  | 400 |  |  |  | 81650
08045 |  | Colorado | Garfield | 13040411 | 68691413 | 63058412 | 045-1374 | 045-1374-0 | 045-1374-S | ENCANA (WEST) - D25W (001) |  |  | 20 | 2.84 | 148 |  | 8.1 | 211112 | -107.7305 | 39.4224 |  |  | 400 |  |  |  | 81652
08045 |  | Colorado | Garfield | 13040511 | 68691513 | 63058512 | 045-1376 | 045-1376-0 | 045-1376-S | ENCANA OIL & GAS B31 (002) |  |  | 20 | 2.84 | 148 |  | 8.1 | 211112 | -107.7057 | 39.503 |  |  | 400 |  |  |  | 81650
08045 |  | Colorado | Garfield | 13040611 | 68691613 | 63058612 | 045-1377 | 045-1377-0 | 045-1377-S | ENCANA (WEST) - L17E (002) |  |  | 20 | 2.84 | 148 |  | 8.1 | 211112 | -107.7019 | 39.4445 |  |  | 400 |  |  |  | 81652
08045 |  | Colorado | Garfield | 13040711 | 68691713 | 63058712 | 045-1379 | 045-1379-0 | 045-1379-S | BILL BARRETT CORP - BATT# 28050 | 0.24643 |  | 20 | 2 | 700 |  | 10 | 211112 | -107.6742 | 39.4997 |  |  | 400 |  |  |  | 81652 | 23
08045 |  | Colorado | Garfield | 13040811 | 68691813 | 63058812 | 045-1382 | 045-1382-0 | 045-1382-S | OXY USA - CASCADE CREEK 697-16-28, -37 |  |  | 1 | 0.1 | 70 | 0 |  | 21111 | -108.2253 | 39.5242 |  |  | 400 |  |  |  | 81630
08045 |  | Colorado | Garfield | 13040911 | 68691913 | 92829912 | 045-1383 | 045-1383-0 | 045-1383-S | WILLIAMS PROD Hayes Gulch Central Batt. |  |  | 20 | 2 | 700 |  | 10 | 211112 | -108.0645 | 39.4776 |  |  | 400 |  |  |  | 81635 | 23
08045 |  | Colorado | Garfield | 13040911 | 96043213 | 92829812 | 045-1383 | 045-1383-0 | 045-1383-S | WILLIAMS PROD Hayes Gulch Central Batt. |  |  | 1 | 0.1 | 70 | 0 |  | 211112 | -108.0645 | 39.4776 |  |  | 490 |  |  |  | 81635
08045 |  | Colorado | Garfield | 13041011 | 68692013 | 63059012 | 045-1384 | 045-1384-0 | 045-1384-S | BILL BARRETT CORP - BATT #28161 | 0.076555 |  | 20 | 2 | 700 |  | 10 | 211112 | -107.6363 | 39.4783 |  |  | 400 |  |  |  | 81652 | 23
08045 |  | Colorado | Garfield | 13041111 | 68692113 | 92830012 | 045-1385 | 045-1385-0 | 045-1385-S | WILLIAMS PRODUCTION RMT CO-CLOUGH 7 |  |  | 20 | 2.84 | 148 |  | 8 | 211112 | -107.8912 | 39.5268 |  |  | 400 |  |  |  | 81650
08045 |  | Colorado | Garfield | 13041111 | 68692213 | 63059112 | 045-1385 | 045-1385-0 | 045-1385-S | WILLIAMS PRODUCTION RMT CO-CLOUGH 7 |  |  | 20 | 2.84 | 148 |  | 8 | 211112 | -107.8912 | 39.5268 |  |  | 400 |  |  |  | 81650
08045 |  | Colorado | Garfield | 13041211 | 68692313 | 63059312 | 045-1386 | 045-1386-0 | 045-1386-S | WILLIAMS PROD - RWF 341-15 |  |  | 20 | 2.84 | 148 |  | 8 | 211112 | -107.8722 | 39.5269 |  |  | 400 |  |  |  | 81650
08045 |  | Colorado | Garfield | 13041211 | 96043313 | 92830112 | 045-1386 | 045-1386-0 | 045-1386-S | WILLIAMS PROD - RWF 341-15 |  |  | 20 | 2.84 | 148 |  | 8 | 211112 | -107.8722 | 39.5269 |  |  | 400 |  |  |  | 81650
08045 |  | Colorado | Garfield | 13041311 | 68692413 | 63059512 | 045-1387 | 045-1387-0 | 045-1387-S | PICEANCE ENERGY, LLC - FEDERAL 31-41 PAD |  |  | 20 | 2 | 700 |  | 10 | 211112 | -107.8105 | 39.4878 |  |  | 400 |  |  |  | 81650 | 23
08045 |  | Colorado | Garfield | 13041511 | 68692613 | 63059712 | 045-1389 | 045-1389-0 | 045-1389-S | BILL BARRETT-GGU RODREICK 21B-31-691 SWD | 0.1636 |  | 20 | 2 | 700 |  | 10 | 21111 | -107.6003 | 39.4906 |  |  | 999 |  |  |  | 81647 | 21
08045 |  | Colorado | Garfield | 13041611 | 68692713 | 63059812 | 045-1390 | 045-1390-0 | 045-1390-S | BILL BARRETT CORP 28622 (Circle B2 Pad) |  |  | 20 | 2 | 700 |  | 10 | 211112 | -107.6316 | 39.4855 |  |  | 400 |  |  |  | 81652 | 23
08045 |  | Colorado | Garfield | 13050211 | 68692813 | 63059912 | 045-1392 | 045-1392-0 | 045-1392-S | ENCANA (WEST) - B11BW (001) | 0.018352 |  | 20 | 2 | 700 |  | 10 | 211112 | -107.7386 | 39.4655 |  |  | 400 |  |  |  | 81650 | 23
08045 |  | Colorado | Garfield | 13050311 | 68692913 | 63060012 | 045-1393 | 045-1393-0 | 045-1393-S | WILLIAMS PRODUCTION RWF 444-14 |  |  | 20 | 2.84 | 148 |  | 8 | 211112 | -107.8491 | 39.5198 |  |  | 400 |  |  |  | 81650
08045 |  | Colorado | Garfield | 13050411 | 96043513 | 92830312 | 045-1394 | 045-1394-0 | 045-1394-S | WPX ENERGY RKY MTN, LLC - RMV 162-22 |  |  | 20 | 2.84 | 148 |  | 8 | 211112 | -107.8818 | 39.5163 |  |  | 400 |  |  |  | 81650
08045 |  | Colorado | Garfield | 13050511 | 68693113 | 63060212 | 045-1395 | 045-1395-0 | 045-1395-S | WILLIAMS PRODUCTION PA 432-34 |  |  | 20 | 2.84 | 148 |  | 8 | 211112 | -107.9822 | 39.4829 |  |  | 400 |  |  |  | 81635
08045 |  | Colorado | Garfield | 13050511 | 68693213 | 63060312 | 045-1395 | 045-1395-0 | 045-1395-S | WILLIAMS PRODUCTION PA 432-34 |  |  | 20 | 2.84 | 148 |  | 8 | 211112 | -107.9822 | 39.4829 |  |  | 400 |  |  |  | 81635
08045 |  | Colorado | Garfield | 13050611 | 68693313 | 63060412 | 045-1396 | 045-1396-0 | 045-1396-S | WILLIAMS PRODUCTION RMV 123-17 |  |  | 20 | 2.84 | 148 |  | 8.1 | 211112 | -107.9189 | 39.5232 |  |  | 400 |  |  |  | 81650
08045 |  | Colorado | Garfield | 13050611 | 68693413 | 63060512 | 045-1396 | 045-1396-0 | 045-1396-S | WILLIAMS PRODUCTION RMV 123-17 |  |  | 20 | 2.84 | 148 |  | 8 | 211112 | -107.9189 | 39.5232 |  |  | 400 |  |  |  | 81650
08045 |  | Colorado | Garfield | 13050711 | 68693513 | 63060612 | 045-1397 | 045-1397-0 | 045-1397-S | WILLIAMS PRODUCTION GV 64-05 |  |  | 20 | 2.84 | 148 |  | 8 | 211112 | -108.0147 | 39.469 |  |  | 400 |  |  |  | 81635
08045 |  | Colorado | Garfield | 13050811 | 68693713 | 63060812 | 045-1398 | 045-1398-0 | 045-1398-S | WPX ENERGY RKY MTN, LLC - PA 41-4 |  |  | 20 | 2.84 | 148 |  | 8.1 | 211112 | -108.0006 | 39.4685 |  |  | 400 |  |  |  | 81635
08045 |  | Colorado | Garfield | 13050911 | 68693813 | 63060912 | 045-1401 | 045-1401-0 | 045-1401-S | WILLIAMS PRODUCTION RWF 331-11 |  |  | 20 | 2.84 | 148 |  | 8 | 211112 | -107.8532 | 39.5457 |  |  | 400 |  |  |  | 81650
08045 |  | Colorado | Garfield | 13051011 | 68693913 | 63061012 | 045-1402 | 045-1402-0 | 045-1402-S | WILLIAMS PRODUCTION NR 314-2 |  |  | 20 | 2.84 | 148 |  | 8 | 211112 | -107.8616 | 39.5451 |  |  | 400 |  |  |  | 81650
08045 |  | Colorado | Garfield | 13051111 | 68694013 | 63061112 | 045-1403 | 045-1403-0 | 045-1403-S | WILLIAMS PRODUCTION - RWF 11-5 |  |  | 20 | 2 | 700 |  | 10 | 211112 | -107.9178 | 39.4687 |  |  | 400 |  |  |  | 81635 | 23
08045 |  | Colorado | Garfield | 13051211 | 68694113 | 92830412 | 045-1405 | 045-1405-0 | 045-1405-S | WILLIAMS PRODUCTION RWF 32-10 |  |  | 20 | 2 | 700 |  | 10 | 211112 | -107.8721 | 39.5422 |  |  | 400 |  |  |  | 81650 | 23
08045 |  | Colorado | Garfield | 13051311 | 68694213 | 86968712 | 045-1406 | 045-1406-0 | 045-1406-S | WILLIAMS PROD - RWF 513-10 |  |  | 20 | 2 | 700 |  | 10 | 211112 | -107.8811 | 39.5384 |  |  | 400 |  |  |  | 81650 | 23
08045 |  | Colorado | Garfield | 13051411 | 68694313 | 63061412 | 045-1407 | 045-1407-0 | 045-1407-S | WILLIAMS PRODUCTION RMT - PA 41-5 |  |  | 20 | 2.84 | 148 |  | 8 | 211112 | -108.0101 | 39.4719 |  |  | 400 |  |  |  | 81635
08045 |  | Colorado | Garfield | 13051511 | 68694413 | 63061512 | 045-1408 | 045-1408-0 | 045-1408-S | WILLIAMS PRODUCTION RWF 433-10 |  |  | 20 | 2.84 | 148 |  | 8 | 211112 | -107.8719 | 39.5383 |  |  | 400 |  |  |  | 81650
08045 |  | Colorado | Garfield | 13051711 | 68695313 | 107194812 | 045-1410 | 045-1410-0 | 045-1410-S | WILLIAMS PRODUCTION SG 23-23 |  |  | 20 | 2 | 700 |  | 10 | 211112 | -108.0798 | 39.4212 |  |  | 400 |  |  |  | 81635 | 23
08045 |  | Colorado | Garfield | 13051811 | 68695413 | 63062512 | 045-1412 | 045-1412-0 | 045-1412-S | WILLIAMS PRODUCTION RMT - RMV 6-20 |  |  | 20 | 2.84 | 148 |  | 8 | 211112 | -107.9052 | 39.509 |  |  | 400 |  |  |  | 81650
08045 |  | Colorado | Garfield | 13051811 | 68695513 | 63062612 | 045-1412 | 045-1412-0 | 045-1412-S | WILLIAMS PRODUCTION RMT - RMV 6-20 |  |  | 20 | 2.84 | 148 |  | 8 | 211112 | -107.9052 | 39.509 |  |  | 400 |  |  |  | 81650
08045 |  | Colorado | Garfield | 13051911 | 68695613 | 63062712 | 045-1414 | 045-1414-0 | 045-1414-S | WILLIAMS PRODUCTION PA 12-28 |  |  | 20 | 2.84 | 148 |  | 8.1 | 211112 | -108.0101 | 39.497 |  |  | 400 |  |  |  | 81635
08045 |  | Colorado | Garfield | 13052011 | 68695713 | 63062812 | 045-1416 | 045-1416-0 | 045-1416-S | WILLIAMS PRODUCTION RMV 214-21 |  |  | 20 | 2.84 | 148 |  | 8.1 | 211112 | -107.9005 | 39.5125 |  |  | 400 |  |  |  | 81650
08045 |  | Colorado | Garfield | 13052111 | 68695813 | 63062912 | 045-1417 | 045-1417-0 | 045-1417-S | WILLIAMS PRODUCTION GM 42-17 |  |  | 20 | 2.84 | 148 |  | 8.1 | 211112 | -108.1261 | 39.5255 |  |  | 400 |  |  |  | 81635
08045 |  | Colorado | Garfield | 13052111 | 68695913 | 63063012 | 045-1417 | 045-1417-0 | 045-1417-S | WILLIAMS PRODUCTION GM 42-17 |  |  | 20 | 2.84 | 148 |  | 8 | 211112 | -108.1261 | 39.5255 |  |  | 400 |  |  |  | 81635
08045 |  | Colorado | Garfield | 13052111 | 96043613 | 92830512 | 045-1417 | 045-1417-0 | 045-1417-S | WILLIAMS PRODUCTION GM 42-17 |  |  | 1 | 0.1 | 70 | 0 |  | 211112 | -108.1261 | 39.5255 |  |  | 690 |  |  |  | 81635 | 132
08045 |  | Colorado | Garfield | 13052211 | 68696013 | 63063112 | 045-1418 | 045-1418-0 | 045-1418-S | WPX ENERGY RKY MTN, LLC - GV 56-35 |  |  | 20 | 2.84 | 148 |  | 8.1 | 211112 | -107.9634 | 39.4866 |  |  | 400 |  |  |  | 81635
08045 |  | Colorado | Garfield | 13052211 | 68696113 | 63063212 | 045-1418 | 045-1418-0 | 045-1418-S | WPX ENERGY RKY MTN, LLC - GV 56-35 |  |  | 20 | 2.84 | 148 |  | 8 | 211112 | -107.9634 | 39.4866 |  |  | 400 |  |  |  | 81635
08045 |  | Colorado | Garfield | 13052311 | 68696213 | 86968812 | 045-1420 | 045-1420-0 | 045-1420-S | WILLIAMS PRODUCTION RMV 33-20 |  |  | 20 | 2 | 700 |  | 10 | 211112 | -107.9053 | 39.5162 |  |  | 400 |  |  |  | 81650 | 23
08045 |  | Colorado | Garfield | 13052411 | 68696313 | 63063412 | 045-1421 | 045-1421-0 | 045-1421-S | WILLIAMS PRODUCTION GV 83-01 |  |  | 20 | 2.84 | 148 |  | 8 | 211112 | -107.9444 | 39.4687 |  |  | 400 |  |  |  | 81635
08045 |  | Colorado | Garfield | 13052411 | 68696413 | 63063512 | 045-1421 | 045-1421-0 | 045-1421-S | WILLIAMS PRODUCTION GV 83-01 |  |  | 20 | 2.84 | 148 |  | 8 | 211112 | -107.9444 | 39.4687 |  |  | 400 |  |  |  | 81635
08045 |  | Colorado | Garfield | 13052511 | 68696513 | 63063612 | 045-1422 | 045-1422-0 | 045-1422-S | WILLIAMS PRODUCTION GM 13-02 |  |  | 20 | 2.84 | 148 |  | 8.1 | 211112 | -108.0836 | 39.4643 |  |  | 400 |  |  |  | 81635
08045 |  | Colorado | Garfield | 13052511 | 68696613 | 63063712 | 045-1422 | 045-1422-0 | 045-1422-S | WILLIAMS PRODUCTION GM 13-02 |  |  | 20 | 2.84 | 148 |  | 8 | 211112 | -108.0836 | 39.4643 |  |  | 400 |  |  |  | 81635
08045 |  | Colorado | Garfield | 13052611 | 68696713 | 63063812 | 045-1423 | 045-1423-0 | 045-1423-S | WILLIAMS PRODUCTION GM 32-20 |  |  | 20 | 2.84 | 148 |  | 8 | 211112 | -108.1324 | 39.5109 |  |  | 400 |  |  |  | 81635
08045 |  | Colorado | Garfield | 13052711 | 68696813 | 63063912 | 045-1424 | 045-1424-0 | 045-1424-S | WILLIAMS PRODUCTION RWF 42-18 |  |  | 20 | 2.84 | 148 |  | 8.1 | 211112 | -107.9239 | 39.5263 |  |  | 400 |  |  |  | 81650
08045 |  | Colorado | Garfield | 13052811 | 68696913 | 63064012 | 045-1425 | 045-1425-0 | 045-1425-S | WPX ENERGY RKY MTN, LLC - RMV 100-28 |  |  | 20 | 2.84 | 148 |  | 8.1 | 211112 | -107.8908 | 39.4943 |  |  | 400 |  |  |  | 81635
08045 |  | Colorado | Garfield | 13052911 | 68697013 | 63064112 | 045-1426 | 045-1426-0 | 045-1426-S | WILLIAMS PRODUCTION RWF 22-17 |  |  | 20 | 2.84 | 148 |  | 8 | 211112 | -107.9146 | 39.5268 |  |  | 400 |  |  |  | 81650
08045 |  | Colorado | Garfield | 13053011 | 68697113 | 63064212 | 045-1427 | 045-1427-0 | 045-1427-S | ANTERO - PICEANCE CORP. - DEVER A | 0.10101 |  | 20 | 2 | 700 |  | 10 | 211112 | -107.7084 | 39.5221 |  |  | 400 |  |  |  | 81652 | 23
08045 |  | Colorado | Garfield | 13053111 | 68697213 | 63064312 | 045-1428 | 045-1428-0 | 045-1428-S | ANTERO - PICEANCE CORP. - GYPSUM RANCH A | 0.031081 |  | 20 | 2 | 700 |  | 10 | 211112 | -107.7512 | 39.5269 |  |  | 400 |  |  |  | 81650 | 23
08045 |  | Colorado | Garfield | 13053211 | 68697313 | 63064412 | 045-1429 | 045-1429-0 | 045-1429-S | ANTERO - PICEANCE CORP. - HANGS A | 0.023976 |  | 20 | 2 | 700 |  | 10 | 211112 | -107.6701 | 39.5374 |  |  | 400 |  |  |  | 81652 | 23
08045 |  | Colorado | Garfield | 13053311 | 68697413 | 63064512 | 045-1430 | 045-1430-0 | 045-1430-S | ANTERO - PICEANCE CORP. - HANGS B | 0.011544 |  | 20 | 2 | 700 |  | 10 | 211112 | -107.6789 | 39.5352 |  |  | 400 |  |  |  | 81652 | 23
08045 |  | Colorado | Garfield | 13053411 | 68697513 | 63064612 | 045-1431 | 045-1431-0 | 045-1431-S | ANTERO - PICEANCE CORP. - ISLAND PARK B | 0.01678 |  | 20 | 2 | 700 |  | 10 | 211112 | -107.7009 | 39.5409 |  |  | 400 |  |  |  | 81652
08045 |  | Colorado | Garfield | 13053511 | 68697613 | 92830612 | 045-1432 | 045-1432-0 | 045-1432-S | ANTERO - PICEANCE CORP. - NORTH BANK A | 0.0111 |  | 20 | 2 | 700 |  | 10 | 211112 | -107.725 | 39.5432 |  |  | 400 |  |  |  | 81650 | 23
08045 |  | Colorado | Garfield | 13053611 | 68697713 | 63064812 | 045-1433 | 045-1433-0 | 045-1433-S | ANTERO - PICEANCE CORP. - RIVER RANCH A | 0.020868 |  | 20 | 2 | 700 |  | 10 | 211112 | -107.6975 | 39.539 |  |  | 400 |  |  |  | 81652 | 23
08045 |  | Colorado | Garfield | 13053711 | 68697813 | 63064912 | 045-1434 | 045-1434-0 | 045-1434-S | ANTERO - PICEANCE CORP. - VALLEY FARMS B | 0.1221 |  | 20 | 2 | 700 |  | 10 | 211112 | -107.667 | 39.5283 |  |  | 400 |  |  |  | 81652 | 23
08045 |  | Colorado | Garfield | 13053811 | 68698013 | 63065112 | 045-1436 | 045-1436-0 | 045-1436-S | ANTERO- PICEANCE CORP. - VALLEY FARMS D | 0.045326 |  | 20 | 2 | 700 |  | 10 | 211112 | -107.6526 | 39.5313 |  |  | 400 |  |  |  | 81652 | 23
08045 |  | Colorado | Garfield | 13053911 | 68698113 | 63065212 | 045-1437 | 045-1437-0 | 045-1437-S | ANTERO - PICEANCE CORP. - SNYDER A | 0.055501 |  | 20 | 2 | 700 |  | 10 | 211112 | -107.7338 | 39.5323 |  |  | 400 |  |  |  | 81650 | 23
08045 |  | Colorado | Garfield | 13054011 | 68698213 | 63065312 | 045-1442 | 045-1442-0 | 045-1442-S | WILLIAMS PRODUCTION - GM 34-14-W |  |  | 20 | 2.84 | 148 |  | 8 | 211112 | -108.0754 | 39.4321 |  |  | 400 |  |  |  | 81635
08045 |  | Colorado | Garfield | 13054111 | 68698313 | 63065412 | 045-1443 | 045-1443-0 | 045-1443-S | WILLIAMS PRODUCTION - GM 32-20-W |  |  | 20 | 2.84 | 148 |  | 8 | 211112 | -108.1321 | 39.5109 |  |  | 400 |  |  |  | 81635
08045 |  | Colorado | Garfield | 13054211 | 68698413 | 63065512 | 045-1461 | 045-1461-0 | 045-1461-S | WILLIAMS PRODUCTION - PA 41-5-W |  |  | 20 | 2.84 | 148 |  | 8 | 211112 | -108.0148 | 39.472 |  |  | 400 |  |  |  | 81635
08045 |  | Colorado | Garfield | 13054311 | 68698513 | 63065612 | 045-1468 | 045-1468-0 | 045-1468-S | BILL BARRETT CORP- BATT #28814 |  |  | 1 | 0.1 | 70 | 0 |  | 21111 | -107.6462 | 39.4963 |  |  | 400 |  |  |  | 81652 | 23
08045 |  | Colorado | Garfield | 13054511 | 103444513 | 107194912 | 045-1477 | 045-1477-0 | 045-1477-S | BILL BARRETT - BAILEY COMPRESSOR STATION |  |  | 15 | 2 | 1000 |  | 4 | 21111 | -107.6449 | 39.507 |  | 110 | 690 |  |  |  | 81652 | 23
08045 |  | Colorado | Garfield | 13054511 | 103444713 | 107577712 | 045-1477 | 045-1477-0 | 045-1477-S | BILL BARRETT - BAILEY COMPRESSOR STATION |  |  | 1 | 0.1 | 70 | 0 |  | 21111 | -107.6449 | 39.507 |  | 110 | 690 |  |  |  | 81652
08045 |  | Colorado | Garfield | 13054511 | 68699613 | 63066612 | 045-1477 | 045-1477-0 | 045-1477-S | BILL BARRETT - BAILEY COMPRESSOR STATION |  |  | 1 | 0.1 | 70 | 0 |  | 21111 | -107.6449 | 39.507 |  | 110 | 690 |  |  |  | 81652
08045 |  | Colorado | Garfield | 13054511 | 68699713 | 63066712 | 045-1477 | 045-1477-0 | 045-1477-S | BILL BARRETT - BAILEY COMPRESSOR STATION |  |  | 1 | 0.1 | 70 | 0 |  | 21111 | -107.6449 | 39.507 |  | 110 | 400 |  |  |  | 81652 | 23
08045 |  | Colorado | Garfield | 13054511 | 68699813 | 63066812 | 045-1477 | 045-1477-0 | 045-1477-S | BILL BARRETT - BAILEY COMPRESSOR STATION |  |  | 1 | 0.1 | 70 | 0 |  | 21111 | -107.6449 | 39.507 |  | 110 | 300 |  |  |  | 81652
08045 |  | Colorado | Garfield | 13054511 | 68700113 | 63067112 | 045-1477 | 045-1477-0 | 045-1477-S | BILL BARRETT - BAILEY COMPRESSOR STATION |  |  | 15 | 2 | 1000 |  | 4 | 21111 | -107.6449 | 39.507 |  | 110 | 690 |  |  |  | 81652
08045 |  | Colorado | Garfield | 13058711 | 68682913 | 63050312 | 045-1295 | 045-1295-0 | 045-1295-S | WILLIAMS PRODUCTION RMV 38-17-W |  |  | 20 | 2.84 | 148 |  | 8.1 | 211112 | -107.91 | 39.5195 |  |  | 400 |  |  |  | 81650
08045 |  | Colorado | Garfield | 13059011 | 68683213 | 92829412 | 045-1315 | 045-1315-0 | 045-1315-S | PICEANCE ENERGY, LLC - HOOKER PAD |  |  | 20 | 2 | 700 |  | 10 | 211112 | -107.8138 | 39.5009 |  |  | 400 |  |  |  | 81650 | 23
08045 |  | Colorado | Garfield | 13059111 | 68683313 | 63050712 | 045-1316 | 045-1316-0 | 045-1316-S | ENCANA OIL & GAS RI1 (001) |  |  | 20 | 2.84 | 148 |  | 8.1 | 211112 | -107.8289 | 39.466 |  |  | 400 |  |  |  | 81650
08045 |  | Colorado | Garfield | 13059311 | 68683513 | 63050912 | 045-1319 | 045-1319-0 | 045-1319-S | BILL BARRETT CORP - BATTERY # 26527 |  |  | 20 | 2 | 700 |  | 10 | 211112 | -107.6411 | 39.4818 |  |  | 400 |  |  |  | 81652 | 23
08045 |  | Colorado | Garfield | 13059411 | 68683613 | 63051012 | 045-1320 | 045-1320-0 | 045-1320-S | BILL BARRETT CORP - BATTERY# 16907 | 0.20861 |  | 20 | 2 | 700 |  | 10 | 211112 | -107.6744 | 39.4926 |  |  | 400 |  |  |  | 81652 | 23
08045 |  | Colorado | Garfield | 13059411 | 90900713 | 86967612 | 045-1320 | 045-1320-0 | 045-1320-S | BILL BARRETT CORP - BATTERY# 16907 |  |  | 1 | 0.1 | 70 | 0 |  | 211112 | -107.6744 | 39.4926 |  |  | 400 |  |  |  | 81652 | 23
08045 |  | Colorado | Garfield | 13059511 | 68683713 | 63051112 | 045-1321 | 045-1321-0 | 045-1321-S | BERRY PETROLEUM CO - BATT CHEVRON 36-01D |  |  | 20 | 2.84 | 148 |  | 8.1 | 211112 | -108.1157 | 39.5662 |  |  | 400 |  |  |  | 81635
08045 |  | Colorado | Garfield | 13060111 | 103438013 | 107574312 | 045-0615 | 045-0615-0 | 045-0615-S | WPX ENERGY LLC - PARACHUTE WMF |  |  | 1 | 0.1 | 70 | 0 |  | 211112 | -108.1171 | 39.688 |  |  | 999 |  |  |  | 81635 | 54
08045 |  | Colorado | Garfield | 13060111 | 103438113 | 107191112 | 045-0615 | 045-0615-0 | 045-0615-S | WPX ENERGY LLC - PARACHUTE WMF |  |  | 20 | 2.84 | 148 |  | 8.1 | 211112 | -108.1171 | 39.688 |  |  | 400 |  |  |  | 81635 | 23
08045 |  | Colorado | Garfield | 13060111 | 103438213 | 107574412 | 045-0615 | 045-0615-0 | 045-0615-S | WPX ENERGY LLC - PARACHUTE WMF |  |  | 1 | 0.1 | 70 | 0 |  | 211112 | -108.1171 | 39.688 |  |  | 400 |  |  |  | 81635 | 23
08045 |  | Colorado | Garfield | 13060111 | 103438313 | 107574512 | 045-0615 | 045-0615-0 | 045-0615-S | WPX ENERGY LLC - PARACHUTE WMF |  |  | 1 | 0.1 | 70 | 0 |  | 211112 | -108.1171 | 39.688 |  |  | 400 |  |  |  | 81635 | 23
08045 |  | Colorado | Garfield | 13060111 | 103438413 | 107574612 | 045-0615 | 045-0615-0 | 045-0615-S | WPX ENERGY LLC - PARACHUTE WMF |  |  | 1 | 0.1 | 70 | 0 |  | 211112 | -108.1171 | 39.688 |  |  | 400 |  |  |  | 81635 | 23
08045 |  | Colorado | Garfield | 13060111 | 103438513 | 107191212 | 045-0615 | 045-0615-0 | 045-0615-S | WPX ENERGY LLC - PARACHUTE WMF |  |  | 20 | 2.84 | 148 |  | 8.1 | 211112 | -108.1171 | 39.688 |  |  | 400 |  |  |  | 81635 | 23
08045 |  | Colorado | Garfield | 13060111 | 103438613 | 107574712 | 045-0615 | 045-0615-0 | 045-0615-S | WPX ENERGY LLC - PARACHUTE WMF |  |  | 1 | 0.1 | 70 | 0 |  | 211112 | -108.1171 | 39.688 |  |  | 400 |  |  |  | 81635 | 23
08045 |  | Colorado | Garfield | 13060111 | 103438713 | 107574812 | 045-0615 | 045-0615-0 | 045-0615-S | WPX ENERGY LLC - PARACHUTE WMF |  |  | 1 | 0.1 | 70 | 0 |  | 211112 | -108.1171 | 39.688 |  |  | 410 |  |  |  | 81635 | 54
08045 |  | Colorado | Garfield | 13060111 | 103438813 | 107574912 | 045-0615 | 045-0615-0 | 045-0615-S | WPX ENERGY LLC - PARACHUTE WMF |  |  | 1 | 0.1 | 70 | 0 |  | 211112 | -108.1171 | 39.688 |  |  | 490 |  |  |  | 81635
08045 |  | Colorado | Garfield | 13060111 | 103438913 | 107575012 | 045-0615 | 045-0615-0 | 045-0615-S | WPX ENERGY LLC - PARACHUTE WMF |  |  | 1 | 0.1 | 70 | 0 |  | 211112 | -108.1171 | 39.688 |  |  | 690 |  |  |  | 81635 | 132
08045 |  | Colorado | Garfield | 13060111 | 103439113 | 107575212 | 045-0615 | 045-0615-0 | 045-0615-S | WPX ENERGY LLC - PARACHUTE WMF |  |  | 1 | 0.1 | 70 | 0 |  | 211112 | -108.1171 | 39.688 |  |  | 400 |  |  |  | 81635 | 23
08045 |  | Colorado | Garfield | 13060111 | 103439213 | 107575312 | 045-0615 | 045-0615-0 | 045-0615-S | WPX ENERGY LLC - PARACHUTE WMF |  |  | 1 | 0.1 | 70 | 0 |  | 211112 | -108.1171 | 39.688 |  |  | 400 |  |  |  | 81635 | 23
08045 |  | Colorado | Garfield | 13060111 | 103439313 | 107575412 | 045-0615 | 045-0615-0 | 045-0615-S | WPX ENERGY LLC - PARACHUTE WMF |  |  | 1 | 0.1 | 70 | 0 |  | 211112 | -108.1171 | 39.688 |  |  | 400 |  |  |  | 81635 | 23
08045 |  | Colorado | Garfield | 13060111 | 68621413 | 62987712 | 045-0615 | 045-0615-0 | 045-0615-S | WPX ENERGY LLC - PARACHUTE WMF | [7 empty] | 211112 | -108.1171 | 39.688 |  |  | 400 |  |  |  | 81635 | 132&23
08045 |  | Colorado | Garfield | 13060111 | 68621613 | 62987912 | 045-0615 | 045-0615-0 | 045-0615-S | WPX ENERGY LLC - PARACHUTE WMF | [7 empty] | 211112 | -108.1171 | 39.688 |  |  | 410 |  |  |  | 81635 | 23
08045 |  | Colorado | Garfield | 13060211 | 68621713 | 62988012 | 045-0616 | 045-0616-0 | 045-0616-S | WPX ENERGY - RULISON WATER MANAGEMENT |  |  | 20 | 2.84 | 148 |  | 8.1 | 211112 | -107.918 | 39.5093 |  |  | 400 |  |  |  | 81650
08045 |  | Colorado | Garfield | 13060211 | 68621813 | 62988112 | 045-0616 | 045-0616-0 | 045-0616-S | WPX ENERGY - RULISON WATER MANAGEMENT | [7 empty] | 211112 | -107.918 | 39.5093 |  |  | 480 |  |  |  | 81650 | 23
08045 |  | Colorado | Garfield | 13060211 | 68621913 | 62988212 | 045-0616 | 045-0616-0 | 045-0616-S | WPX ENERGY - RULISON WATER MANAGEMENT | [7 empty] | 211112 | -107.918 | 39.5093 |  |  | 410 |  |  |  | 81650 | 99
08045 |  | Colorado | Garfield | 13060211 | 90895413 | 86961912 | 045-0616 | 045-0616-0 | 045-0616-S | WPX ENERGY - RULISON WATER MANAGEMENT |  |  | 1 | 0.1 | 70 | 0 |  | 211112 | -107.918 | 39.5093 |  |  | 400 |  |  |  | 81650 | 23
08045 |  | Colorado | Garfield | 13060211 | 90895513 | 86962012 | 045-0616 | 045-0616-0 | 045-0616-S | WPX ENERGY - RULISON WATER MANAGEMENT |  |  | 1 | 0.1 | 70 | 0 |  | 211112 | -107.918 | 39.5093 |  |  | 400 |  |  |  | 81650 | 23
08045 |  | Colorado | Garfield | 13060211 | 90895613 | 86962112 | 045-0616 | 045-0616-0 | 045-0616-S | WPX ENERGY - RULISON WATER MANAGEMENT |  |  | 1 | 0.1 | 70 | 0 |  | 211112 | -107.918 | 39.5093 |  |  | 999 |  |  |  | 81650 | 23
08045 |  | Colorado | Garfield | 13060211 | 90895713 | 86962212 | 045-0616 | 045-0616-0 | 045-0616-S | WPX ENERGY - RULISON WATER MANAGEMENT |  |  | 20 | 13.5 | 70 | 0 |  | 211112 | -107.918 | 39.5093 |  |  | 400 |  |  |  | 81650 | 23
08045 |  | Colorado | Garfield | 13060211 | 90895813 | 86962312 | 045-0616 | 045-0616-0 | 045-0616-S | WPX ENERGY - RULISON WATER MANAGEMENT |  |  | 8 | 28 | 70 | 0 |  | 211112 | -107.918 | 39.5093 |  |  | 999 |  |  |  | 81650 | 23
08045 |  | Colorado | Garfield | 13060211 | 90896013 | 86962512 | 045-0616 | 045-0616-0 | 045-0616-S | WPX ENERGY - RULISON WATER MANAGEMENT |  |  | 30 | 15.5 | 70 | 0 |  | 211112 | -107.918 | 39.5093 |  |  | 400 |  |  |  | 81650 | 23
08045 |  | Colorado | Garfield | 13060211 | 90896113 | 86962612 | 045-0616 | 045-0616-0 | 045-0616-S | WPX ENERGY - RULISON WATER MANAGEMENT |  |  | 30 | 15.5 | 70 | 0 |  | 211112 | -107.918 | 39.5093 |  |  | 400 |  |  |  | 81650 | 27
08045 |  | Colorado | Garfield | 13060211 | 90896213 | 86962712 | 045-0616 | 045-0616-0 | 045-0616-S | WPX ENERGY - RULISON WATER MANAGEMENT | 1.19 |  | 1 | 0.1 | 70 | 0 |  | 211112 | -107.918 | 39.5093 |  |  | 999 |  |  |  | 81650 | 27
08045 |  | Colorado | Garfield | 13060211 | 90896313 | 86962812 | 045-0616 | 045-0616-0 | 045-0616-S | WPX ENERGY - RULISON WATER MANAGEMENT |  |  | 1 | 0.1 | 70 | 0 |  | 211112 | -107.918 | 39.5093 |  |  | 690 |  |  |  | 81650 | 27
08045 |  | Colorado | Garfield | 13060211 | 90896413 | 86962912 | 045-0616 | 045-0616-0 | 045-0616-S | WPX ENERGY - RULISON WATER MANAGEMENT |  |  | 20 | 13.5 | 70 | 0 |  | 211112 | -107.918 | 39.5093 |  |  | 400 |  |  |  | 81650 | 23
08045 |  | Colorado | Garfield | 13060211 | 90896513 | 86963012 | 045-0616 | 045-0616-0 | 045-0616-S | WPX ENERGY - RULISON WATER MANAGEMENT |  |  | 20 | 13.5 | 70 | 0 |  | 211112 | -107.918 | 39.5093 |  |  | 400 |  |  |  | 81650 | 23
08045 |  | Colorado | Garfield | 13060211 | 90896613 | 86963112 | 045-0616 | 045-0616-0 | 045-0616-S | WPX ENERGY - RULISON WATER MANAGEMENT |  |  | 1 | 0.1 | 70 | 0 |  | 211112 | -107.918 | 39.5093 |  |  | 410 |  |  |  | 81650
08045 |  | Colorado | Garfield | 13060311 | 68622013 | 62988312 | 045-0621 | 045-0621-0 | 045-0621-S | ENCANA - F33 | 0.04662 |  | 20 | 2.84 | 148 |  | 8 | 211112 | -107.6756 | 39.4847 |  |  | 400 |  |  |  | 81652
08045 |  | Colorado | Garfield | 13060411 | 68622113 | 62988412 | 045-0630 | 045-0630-0 | 045-0630-S | ENCANA - E13 |  |  | 20 | 2.84 | 148 |  | 8.1 | 211112 | -107.7325 | 39.4486 |  |  | 400 |  |  |  | 81650
08045 |  | Colorado | Garfield | 13060511 | 68622213 | 62988512 | 045-0637 | 045-0637-0 | 045-0637-S | PETROLEUM DEVELOPMENT - GARDEN GULCH | 0.33763 |  | 20 | 2 | 700 |  | 10 | 21111 | -108.1331 | 39.5356 |  |  | 400 |  |  |  | 81635 | 23
08045 |  | Colorado | Garfield | 13060511 | 68622613 | 62988912 | 045-0637 | 045-0637-0 | 045-0637-S | PETROLEUM DEVELOPMENT - GARDEN GULCH |  |  | 20 | 0.25 | 200 | 0 |  | 21111 | -108.1331 | 39.5356 |  |  | 690 |  |  |  | 81635 | 132
08045 |  | Colorado | Garfield | 13060511 | 68622713 | 62989012 | 045-0637 | 045-0637-0 | 045-0637-S | PETROLEUM DEVELOPMENT - GARDEN GULCH | [7 empty] | 21111 | -108.1331 | 39.5356 |  |  | 300 |  |  |  | 81635
08045 |  | Colorado | Garfield | 13060611 | 68622913 | 62989212 | 045-0646 | 045-0646-0 | 045-0646-S | ENCANA - P26B BATTERY | 0.03306 |  | 20 | 2 | 700 |  | 10 | 211112 | -107.7386 | 39.4908 |  |  | 400 |  |  |  | 81650 | 23
08045 |  | Colorado | Garfield | 13060711 | 103439713 | 107575612 | 045-0648 | 045-0648-0 | 045-0648-S | ENCANA (WEST) - HAY CANYON |  |  | 6 | 0.3 | 212 | 0 |  | 21111 | -108.7588 | 39.4999 |  |  | 690 |  |  |  | 81630
08045 |  | Colorado | Garfield | 13060711 | 68623013 | 62989312 | 045-0648 | 045-0648-0 | 045-0648-S | ENCANA (WEST) - HAY CANYON |  |  | 1 | 0.1 | 30 |  | 70 | 21111 | -108.7588 | 39.4999 |  |  | 690 |  |  |  | 81630
08045 |  | Colorado | Garfield | 13060711 | 68623113 | 62989412 | 045-0648 | 045-0648-0 | 045-0648-S | ENCANA (WEST) - HAY CANYON | [7 empty] | 21111 | -108.7588 | 39.4999 |  |  | 300 |  |  |  | 81630
08045 |  | Colorado | Garfield | 13060811 | 68623213 | 62989512 | 045-0651 | 045-0651-0 | 045-0651-S | ENCANA - WELL PAD I10B |  |  | 20 | 2.84 | 148 |  | 8 | 211112 | -107.7534 | 39.4584 |  |  | 400 |  |  |  | 81650
08045 |  | Colorado | Garfield | 13060911 | 68623313 | 62989612 | 045-0653 | 045-0653-0 | 045-0653-S | ENCANA - P23B |  |  | 20 | 2.84 | 148 |  | 8.1 | 211112 | -107.7374 | 39.5069 |  |  | 400 |  |  |  | 81650
08045 |  | Colorado | Garfield | 13061011 | 68623413 | 62989712 | 045-0654 | 045-0654-0 | 045-0654-S | ENCANA OIL & GAS O29NE (001) | 0.11085 |  | 20 | 2 | 700 |  | 10 | 211112 | -107.6898 | 39.4927 |  |  | 400 |  |  |  | 81652 | 23
08045 |  | Colorado | Garfield | 13061011 | 68623513 | 62989812 | 045-0654 | 045-0654-0 | 045-0654-S | ENCANA OIL & GAS O29NE (001) | 0.078782 |  | 20 | 2 | 700 |  | 10 | 211112 | -107.6898 | 39.4927 |  |  | 400 |  |  |  | 81652 | 23
08045 |  | Colorado | Garfield | 13061211 | 68623713 | 62990012 | 045-0656 | 045-0656-0 | 045-0656-S | ENCANA - N25 |  |  | 20 | 2.84 | 148 |  | 8.1 | 211112 | -107.7312 | 39.492 |  |  | 400 |  |  |  | 81650
08045 |  | Colorado | Garfield | 13061311 | 68623813 | 62990112 | 045-0657 | 045-0657-0 | 045-0657-S | ENCANA (WEST) - WELL PAD F25 | 0.067858 |  | 20 | 2 | 700 |  | 10 | 211112 | -107.7284 | 39.4993 |  |  | 400 |  |  |  | 81652 | 23
08045 |  | Colorado | Garfield | 13061411 | 68623913 | 62990212 | 045-0660 | 045-0660-0 | 045-0660-S | ENCANA - N34 | 0.018445 |  | 20 | 2 | 700 |  | 10 | 211112 | -107.7658 | 39.4789 |  |  | 400 |  |  |  | 81650 | 23
08045 |  | Colorado | Garfield | 13061511 | 68624013 | 62990312 | 045-0662 | 045-0662-0 | 045-0662-S | ENCANA - M3A | 0.022404 |  | 20 | 2 | 700 |  | 10 | 211112 | -107.7692 | 39.4699 |  |  | 400 |  |  |  | 81650 | 23
08045 |  | Colorado | Garfield | 13061511 | 68624113 | 62990412 | 045-0662 | 045-0662-0 | 045-0662-S | ENCANA - M3A | 0.017964 |  | 20 | 2 | 700 |  | 10 | 211112 | -107.7692 | 39.4699 |  |  | 400 |  |  |  | 81650 | 23
08045 |  | Colorado | Garfield | 13061611 | 68624213 | 62990512 | 045-0667 | 045-0667-0 | 045-0667-S | ETC CANYON PIPELINE - RIFLE BOULTON STA |  |  | 1 | 0.1 | 70 | 0 |  | 21111 | -107.6154 | 39.4181 |  |  | 400 |  |  |  | 81652 | 131
08045 |  | Colorado | Garfield | 13061611 | 68624313 | 62990612 | 045-0667 | 045-0667-0 | 045-0667-S | ETC CANYON PIPELINE - RIFLE BOULTON STA |  |  | 1 | 0.1 | 70 | 0 |  | 21111 | -107.6154 | 39.4181 |  |  | 690 |  |  |  | 81652 | 131&23
08045 |  | Colorado | Garfield | 13061711 | 90897013 | 86963512 | 045-0668 | 045-0668-0 | 045-0668-S | ENCANA - J31B |  |  | 20 | 2 | 700 |  | 10 | 211112 | -107.7065 | 39.4812 |  |  | 400 |  |  |  | 81650 | 23
08045 |  | Colorado | Garfield | 13061811 | 68624513 | 62990812 | 045-0669 | 045-0669-0 | 045-0669-S | ENCANA - P33BW |  |  | 20 | 2.84 | 148 |  | 8 | 211112 | -107.7734 | 39.4773 |  |  | 400 |  |  |  | 81650
08045 |  | Colorado | Garfield | 13061811 | 68624513 | 62990912 | 045-0669 | 045-0669-0 | 045-0669-S | ENCANA - P33BW |  |  | 20 | 2 | 700 |  | 10 | 211112 | -107.7734 | 39.4773 |  |  | 400 |  |  |  | 81650 | 23
08045 |  | Colorado | Garfield | 13061911 | 68624713 | 107191612 | 045-0677 | 045-0677-0 | 045-0677-S | ENCANA - K4B |  |  | 20 | 2 | 700 |  | 10 | 211112 | -107.78 | 39.4718 |  |  | 400 |  |  |  | 81650 | 23
08045 |  | Colorado | Garfield | 13061911 | 68624713 | 62991112 | 045-0677 | 045-0677-0 | 045-0677-S | ENCANA - K4B | 0.001258 |  | 20 | 2.84 | 148 |  | 8 | 211112 | -107.78 | 39.4718 |  |  | 400 |  |  |  | 81650 | 23
08045 |  | Colorado | Garfield | 13062011 | 68624813 | 62991212 | 045-0678 | 045-0678-0 | 045-0678-S | ENCANA (WEST) - WELL PAD J25 | 0.069967 |  | 20 | 2 | 700 |  | 10 | 211112 | -107.7228 | 39.4968 |  |  | 400 |  |  |  | 81652 | 23
08045 |  | Colorado | Garfield | 13062111 | 68624913 | 62991312 | 045-0679 | 045-0679-0 | 045-0679-S | ENCANA - L34 | 0.071614 |  | 20 | 2 | 700 |  | 10 | 211112 | -107.6594 | 39.4825 |  |  | 400 |  |  |  | 81652 | 23
08045 |  | Colorado | Garfield | 13062111 | 68625013 | 62991412 | 045-0679 | 045-0679-0 | 045-0679-S | ENCANA - L34 | 0.06475 |  | 20 | 2 | 700 |  | 10 | 211112 | -107.6594 | 39.4825 |  |  | 400 |  |  |  | 81652 | 23
08045 |  | Colorado | Garfield | 13062311 | 68625213 | 62991612 | 045-0683 | 045-0683-0 | 045-0683-S | ENCANA (WEST) - P4E | 0.042476 |  | 20 | 2 | 700 |  | 10 | 211112 | -107.6636 | 39.4695 |  |  | 400 |  |  |  | 81652 | 23
08045 |  | Colorado | Garfield | 13062411 | 68625513 | 62991912 | 045-0684 | 045-0684-0 | 045-0684-S | BARGATH LLC - RILEY CS |  |  | 1 | 0.1 | 70 | 0 |  | 21111 | -108.1021 | 39.4781 |  |  | 400 |  |  |  | 81635
08045 |  | Colorado | Garfield | 13062411 | 68625613 | 62992012 | 045-0684 | 045-0684-0 | 045-0684-S | BARGATH LLC - RILEY CS | [7 empty] | 21111 | -108.1021 | 39.4781 |  |  | 300 |  |  |  | 81635
08045 |  | Colorado | Garfield | 13062411 | 68626213 | 62992612 | 045-0684 | 045-0684-0 | 045-0684-S | BARGATH LLC - RILEY CS |  |  | 1 | 0.1 | 70 | 0 |  | 21111 | -108.1021 | 39.4781 |  |  | 999 |  |  |  | 81635
08045 |  | Colorado | Garfield | 13062511 | 68626513 | 62992912 | 045-0685 | 045-0685-0 | 045-0685-S | BARGATH LLC - ANVIL POINTS CS |  |  | 1 | 0.1 | 70 | 0 |  | 21111 | -107.9198 | 39.5125 |  |  | 400 |  |  |  | 81650 | 23
08045 |  | Colorado | Garfield | 13062511 | 68626613 | 62993012 | 045-0685 | 045-0685-0 | 045-0685-S | BARGATH LLC - ANVIL POINTS CS | [7 empty] | 21111 | -107.9198 | 39.5125 |  |  | 300 |  |  |  | 81650
08045 |  | Colorado | Garfield | 13062511 | 68627213 | 62993512 | 045-0685 | 045-0685-0 | 045-0685-S | BARGATH LLC - ANVIL POINTS CS |  |  | 1 | 0.1 | 70 | 0 |  | 21111 | -107.9198 | 39.5125 |  |  | 999 |  |  |  | 81650
08045 |  | Colorado | Garfield | 13062611 | 68627713 | 62994012 | 045-0689 | 045-0689-0 | 045-0689-S | BARGATH LLC - COTTONWOOD POINT CS |  |  | 1 | 0.1 | 70 | 0 |  | 21111 | -107.9919 | 39.4818 |  |  | 400 |  |  |  | 81635
08045 |  | Colorado | Garfield | 13062611 | 68628013 | 62994312 | 045-0689 | 045-0689-0 | 045-0689-S | BARGATH LLC - COTTONWOOD POINT CS |  |  | 1 | 0.1 | 70 | 0 |  | 21111 | -107.9919 | 39.4818 |  |  | 300 |  |  |  | 81635
08045 |  | Colorado | Garfield | 13062711 | 68628313 | 62994612 | 045-0691 | 045-0691-0 | 045-0691-S | ENCANA (WEST) - N9B |  |  | 20 | 2.84 | 148 |  | 8.1 | 211112 | -107.7812 | 39.4546 |  |  | 400 |  |  |  | 81650
08045 |  | Colorado | Garfield | 13062811 | 68628413 | 62994712 | 045-0692 | 045-0692-0 | 045-0692-S | ENCANA OIL & GAS G1SW (001) |  |  | 20 | 2.84 | 148 |  | 8.1 | 211112 | -107.7193 | 39.399 |  |  | 400 |  |  |  | 81652
08045 |  | Colorado | Garfield | 13062911 | 68628713 | 62995012 | 045-0695 | 045-0695-0 | 045-0695-S | ENCANA - B35W |  |  | 20 | 2.84 | 148 |  | 8.1 | 211112 | -107.7405 | 39.4882 |  |  | 400 |  |  |  | 81650
08045 |  | Colorado | Garfield | 13063011 | 68628813 | 107191712 | 045-0699 | 045-0699-0 | 045-0699-S | ENCANA - K4C |  |  | 20 | 2 | 700 |  | 10 | 211112 | -107.7839 | 39.4748 |  |  | 400 |  |  |  | 81650 | 23
08045 |  | Colorado | Garfield | 13063111 | 68628913 | 62995212 | 045-0701 | 045-0701-0 | 045-0701-S | ENCANA OIL & GAS (USA)- B3ONE |  |  | 20 | 2.84 | 148 |  | 8 | 211112 | -107.7042 | 39.5014 |  |  | 400 |  |  |  | 81650
08045 |  | Colorado | Garfield | 13063111 | 68628913 | 62995512 | 045-0701 | 045-0701-0 | 045-0701-S | ENCANA OIL & GAS (USA)- B3ONE |  |  | 20 | 2 | 700 |  | 10 | 211112 | -107.7042 | 39.5014 |  |  | 400 |  |  |  | 81650 | 23
08045 |  | Colorado | Garfield | 13063111 | 68629013 | 62995312 | 045-0701 | 045-0701-0 | 045-0701-S | ENCANA OIL & GAS (USA)- B3ONE |  |  | 20 | 2.84 | 148 |  | 8 | 211112 | -107.7042 | 39.5014 |  |  | 400 |  |  |  | 81650
08045 |  | Colorado | Garfield | 13063111 | 68629013 | 62995612 | 045-0701 | 045-0701-0 | 045-0701-S | ENCANA OIL & GAS (USA)- B3ONE |  |  | 20 | 2 | 700 |  | 10 | 211112 | -107.7042 | 39.5014 |  |  | 400 |  |  |  | 81650 | 23
08045 |  | Colorado | Garfield | 13063111 | 68629113 | 62995412 | 045-0701 | 045-0701-0 | 045-0701-S | ENCANA OIL & GAS (USA)- B3ONE |  |  | 20 | 2.84 | 148 |  | 8 | 211112 | -107.7042 | 39.5014 |  |  | 400 |  |  |  | 81650
08045 |  | Colorado | Garfield | 13063111 | 68629113 | 62995712 | 045-0701 | 045-0701-0 | 045-0701-S | ENCANA OIL & GAS (USA)- B3ONE |  |  | 20 | 2 | 700 |  | 10 | 211112 | -107.7042 | 39.5014 |  |  | 400 |  |  |  | 81650 | 23
08045 |  | Colorado | Garfield | 13063211 | 68629213 | 62995812 | 045-0703 | 045-0703-0 | 045-0703-S | ENCANA (WEST) - RA11(001) |  |  | 20 | 2.84 | 148 |  | 8.1 | 211112 | -107.8473 | 39.4586 |  |  | 400 |  |  |  | 81650
08045 |  | Colorado | Garfield | 13063311 | 68629313 | 62995912 | 045-0704 | 045-0704-0 | 045-0704-S | ENCANA (WEST) - G32 & G32C | 0.019573 |  | 20 | 2 | 700 |  | 10 | 211112 | -107.6885 | 39.4865 |  |  | 400 |  |  |  | 81652 | 23
08045 |  | Colorado | Garfield | 13063411 | 68629413 | 62996012 | 045-0705 | 045-0705-0 | 045-0705-S | ENCANA OIL & GAS (USA) INC. - J32 |  |  | 20 | 2.84 | 148 |  | 8.1 | 211112 | -107.6881 | 39.4814 |  |  | 400 |  |  |  | 81652
08045 |  | Colorado | Garfield | 13063511 | 68629513 | 62996212 | 045-0712 | 045-0712-0 | 045-0712-S | WILLIAMS PRODUCTION RMT CO. - RMV 53-17 |  |  | 20 | 2 | 700 |  | 10 | 211112 | -107.9054 | 39.5305 |  |  | 400 |  |  |  | 81650 | 23
08045 |  | Colorado | Garfield | 13063611 | 68629713 | 86963612 | 045-0713 | 045-0713-0 | 045-0713-S | WILLIAMS PRODUCTION RMT CO. - RMV 89-17 |  |  | 20 | 2 | 700 |  | 10 | 211112 | -107.9099 | 39.5232 |  |  | 400 |  |  |  | 81650 | 23
08045 |  | Colorado | Garfield | 13063711 | 68629813 | 92822312 | 045-0714 | 045-0714-0 | 045-0714-S | WILLIAMS PROD - SECTION 18 TANK FACILITY |  |  | 20 | 2 | 700 |  | 10 | 211112 | -107.9328 | 39.523 |  |  | 400 |  |  |  | 81635 | 23
08045 |  | Colorado | Garfield | 13063811 | 68629913 | 62996512 | 045-0715 | 045-0715-0 | 045-0715-S | WILLIAMS PRODUCTION RMT CO. - RMV 66-20 |  |  | 20 | 2.84 | 148 |  | 8 | 211112 | -107.9052 | 39.509 |  |  | 400 |  |  |  | 81650
08045 |  | Colorado | Garfield | 13063911 | 68630013 | 62996612 | 045-0716 | 045-0716-0 | 045-0716-S | WPX ENERGY RKY MTN, LLC - W 18-27 |  |  | 20 | 2.84 | 148 |  | 8.1 | 211112 | -107.9913 | 39.4901 |  |  | 400 |  |  |  | 81635
08045 |  | Colorado | Garfield | 13064011 | 68630113 | 62996712 | 045-0717 | 045-0717-0 | 045-0717-S | WILLIAMS PRODUCTION RMT CO. - PA 22-28 |  |  | 20 | 2.84 | 148 |  | 8 | 211112 | -108.0055 | 39.4899 |  |  | 400 |  |  |  | 81635
08045 |  | Colorado | Garfield | 13064111 | 68630213 | 62996812 | 045-0718 | 045-0718-0 | 045-0718-S | WILLIAMS PRODUCTION RMT CO. - PA 21-35 |  |  | 1 | 0.1 | 70 | 0 |  | 211112 | -107.9681 | 39.4866 |  |  | 400 |  |  |  | 81635
08045 |  | Colorado | Garfield | 13064211 | 68630313 | 62996912 | 045-0719 | 045-0719-0 | 045-0719-S | WILLIAMS PRODUCTION RMT CO. - RWF 341-33 |  |  | 1 | 0.1 | 70 | 0 |  | 211112 | -107.8858 | 39.4871 |  |  | 400 |  |  |  | 81650
08045 |  | Colorado | Garfield | 13064311 | 68630413 | 62997012 | 045-0720 | 045-0720-0 | 045-0720-S | WPX ENERGY RKY MTN LLC - DOE 3-W-21 |  |  | 1 | 0.1 | 70 | 0 |  | 211112 | -108.0105 | 39.512 |  |  | 400 |  |  |  | 81635
08045 |  | Colorado | Garfield | 13064411 | 68630613 | 62997212 | 045-0721 | 045-0721-0 | 045-0721-S | WPX ENERGY RKY MTN, LLC - RWF 34-14 |  |  | 1 | 0.1 | 70 | 0 |  | 211112 | -107.8537 | 39.5198 |  |  | 400 |  |  |  | 81650
08045 |  | Colorado | Garfield | 13064511 | 68630713 | 62997312 | 045-0722 | 045-0722-0 | 045-0722-S | WPX ENERGY RKY MTN, LLC - PA 43-34 |  |  | 20 | 2.84 | 148 |  | 8.1 | 211112 | -107.9775 | 39.4793 |  |  | 400 |  |  |  | 81635
08045 |  | Colorado | Garfield | 13064611 | 68630813 | 62997412 | 045-0723 | 045-0723-0 | 045-0723-S | WPX ENERGY RKY MTN, LLC - PA 31-34 |  |  | 1 | 0.1 | 70 | 0 |  | 211112 | -107.9822 | 39.4866 |  |  | 400 |  |  |  | 81635
08045 |  | Colorado | Garfield | 13064711 | 68630913 | 62997512 | 045-0730 | 045-0730-0 | 045-0730-S | WILLIAMS PRODUCTION RMT - RMV 146-19 |  |  | 20 | 2.84 | 148 |  | 8 | 211112 | -107.9235 | 39.505 |  |  | 400 |  |  |  | 81635
08045 |  | Colorado | Garfield | 13064811 | 68631113 | 62997712 | 045-0731 | 045-0731-0 | 045-0731-S | WILLIAMS PRODUCTION RMT - PA 24-34 |  |  | 20 | 2.84 | 148 |  | 8 | 211112 | -107.9822 | 39.4759 |  |  | 400 |  |  |  | 81635
08045 |  | Colorado | Garfield | 13065111 | 68631513 | 62998112 | 045-0734 | 045-0734-0 | 045-0734-S | WILLIAMS PRODUCTION RMV 10-22 |  |  | 20 | 2.84 | 148 |  | 8 | 211112 | -107.8771 | 39.5127 |  |  | 400 |  |  |  | 81650
08045 |  | Colorado | Garfield | 13065111 | 68631613 | 62998212 | 045-0734 | 045-0734-0 | 045-0734-S | WILLIAMS PRODUCTION RMV 10-22 |  |  | 20 | 2.84 | 148 |  | 8 | 211112 | -107.8771 | 39.5127 |  |  | 400 |  |  |  | 81650
08045 |  | Colorado | Garfield | 13065511 | 68632013 | 62998612 | 045-0738 | 045-0738-0 | 045-0738-S | WILLIAMS PRODUCTION RMT - GV 20-25 |  |  | 1 | 0.1 | 70 | 0 |  | 21111 | -107.839 | 39.4948 |  |  | 690 |  |  |  | 81650
08045 |  | Colorado | Garfield | 13065611 | 68632113 | 62998712 | 045-0739 | 045-0739-0 | 045-0739-S | WILLIAMS PRODUCTION RMT - MV 18-32 |  |  | 1 | 0.1 | 70 | 0 |  | 21111 | -108.1254 | 39.4787 |  |  | 690 |  |  |  | 81635
08045 |  | Colorado | Garfield | 13066011 | 68632513 | 62999112 | 045-0743 | 045-0743-0 | 045-0743-S | WILLIAMS PRODUCTION RMT - MV 45-10 |  |  | 1 | 0.1 | 70 | 0 |  | 21111 | -108.0918 | 39.4571 |  |  | 690 |  |  |  | 81635
08045 |  | Colorado | Garfield | 13066111 | 96037513 | 92822412 | 045-0744 | 045-0744-0 | 045-0744-S | WILLIAMS PRODUCTION RMT - MV 46-21 |  |  | 1 | 0.1 | 70 | 0 |  | 21111 | -108.121 | 39.5043 |  |  | 690 |  |  |  | 81635 | 132
08045 |  | Colorado | Garfield | 13066211 | 68632813 | 62999412 | 045-0745 | 045-0745-0 | 045-0745-S | WILLIAMS PRODUCTION RMT - GV 26-28 |  |  | 1 | 0.1 | 70 | 0 |  | 211112 | -108.1114 | 39.4897 |  |  | 400 |  |  |  | 81635
08045 |  | Colorado | Garfield | 13066311 | 68633013 | 62999612 | 045-0746 | 045-0746-0 | 045-0746-S | WILLIAMS PRODUCTION RMT - PA 12-28-W |  |  | 20 | 2.84 | 148 |  | 8 | 21111 | -108.0102 | 39.4972 |  |  | 400 |  |  |  | 81635
08045 |  | Colorado | Garfield | 13066411 | 68633113 | 62999712 | 045-0748 | 045-0748-0 | 045-0748-S | WILLIAMS PRODUCTION RMT - PA 31-33 |  |  | 1 | 0.1 | 70 | 0 |  | 21111 | -108.0007 | 39.4864 |  |  | 690 |  |  |  | 81635
08045 |  | Colorado | Garfield | 13066711 | 68633513 | 63000112 | 045-0751 | 045-0751-0 | 045-0751-S | WILLIAMS PRODUCTION PA 23-27 |  |  | 20 | 2.84 | 148 |  | 8 | 211112 | -107.9904 | 39.4065 |  |  | 400 |  |  |  | 81635
08045 |  | Colorado | Garfield | 13066711 | 68633613 | 63000212 | 045-0751 | 045-0751-0 | 045-0751-S | WILLIAMS PRODUCTION PA 23-27 |  |  | 20 | 2.84 | 148 |  | 8 | 211112 | -107.9904 | 39.4065 |  |  | 400 |  |  |  | 81635
08045 |  | Colorado | Garfield | 13066811 | 96037613 | 92822512 | 045-0752 | 045-0752-0 | 045-0752-S | WILLIAMS PRODUCTION RMT - GV 24-36 | [7 empty] | 21111 | -107.9813 | 39.4028 |  |  | 400 |  |  |  | 81635
08045 |  | Colorado | Garfield | 13066911 | 68633913 | 63000512 | 045-0753 | 045-0753-0 | 045-0753-S | WILLIAMS PRODUCTION RMT - PA 24-28 |  |  | 1 | 0.1 | 70 | 0 |  | 211112 | -108.0056 | 39.4899 |  |  | 400 |  |  |  | 81635
08045 |  | Colorado | Garfield | 13067411 | 68634613 | 63001212 | 045-0758 | 045-0758-0 | 045-0758-S | WPX ENERGY RKY MTN, LLC - W 29-26 |  |  | 1 | 0.1 | 70 | 0 |  | 211112 | -107.9728 | 39.4902 |  |  | 400 |  |  |  | 81635
08045 |  | Colorado | Garfield | 13067511 | 68634713 | 63001312 | 045-0759 | 045-0759-0 | 045-0759-S | WILLIAMS PRODUCTION PA 32-27 |  |  | 20 | 2.84 | 148 |  | 8.1 | 211112 | -108.0924 | 39.497 |  |  | 400 |  |  |  | 81635
08045 |  | Colorado | Garfield | 13067711 | 96037713 | 92822612 | 045-0761 | 045-0761-0 | 045-0761-S | WILLIAMS PRODUCTION RMT - RMV 133-19 |  |  | 20 | 2.84 | 148 |  | 8 | 21111 | -107.9237 | 39.5157 |  |  | 400 |  |  |  | 81635
08045 |  | Colorado | Garfield | 13068011 | 68635213 | 63001812 | 045-0764 | 045-0764-0 | 045-0764-S | WILLIAMS PRODUCTION RMT - GM 209-27 |  |  | 1 | 0.1 | 70 | 0 |  | 21111 | -108.1017 | 39.4894 |  |  | 690 |  |  |  | 81635
08045 |  | Colorado | Garfield | 13069611 | 103440013 | 107191812 | 045-0775 | 045-0775-0 | 045-0775-S | WILLIAMS PRODUCTION RMT - CLOUGH 3 |  |  | 20 | 2.84 | 148 |  | 8.1 | 21111 | -107.8913 | 39.5161 |  |  | 400 |  |  |  | 81650
08045 |  | Colorado | Garfield | 13069711 | 68636113 | 86963712 | 045-0776 | 045-0776-0 | 045-0776-S | WILLIAMS PRODUCTION RMT - RMV 171-19 |  |  | 20 | 2 | 700 |  | 10 | 211112 | -107.9278 | 39.505 |  |  | 400 |  |  |  | 81635 | 23
08045 |  | Colorado | Garfield | 13069911 | 68636613 | 63003212 | 045-0779 | 045-0779-0 | 045-0779-S | BARGATH LLC - RULISON CS |  |  | 1 | 0.1 | 70 | 0 |  | 21111 | -107.9079 | 39.4993 |  |  | 400 |  |  |  | 81650
08045 |  | Colorado | Garfield | 13069911 | 68636713 | 63003312 | 045-0779 | 045-0779-0 | 045-0779-S | BARGATH LLC - RULISON CS |  |  | 1 | 0.1 | 70 | 0 |  | 21111 | -107.9079 | 39.4993 |  |  | 400 |  |  |  | 81650
08045 |  | Colorado | Garfield | 13069911 | 68636813 | 63003412 | 045-0779 | 045-0779-0 | 045-0779-S | BARGATH LLC - RULISON CS | [7 empty] | 21111 | -107.9079 | 39.4993 |  |  | 300 |  |  |  | 81650
08045 |  | Colorado | Garfield | 13069911 | 68637313 | 63003912 | 045-0779 | 045-0779-0 | 045-0779-S | BARGATH LLC - RULISON CS |  |  | 1 | 0.1 | 70 | 0 |  | 21111 | -107.9079 | 39.4993 |  |  | 999 |  |  |  | 81650
08045 |  | Colorado | Garfield | 13070011 | 68637713 | 63004312 | 045-0787 | 045-0787-0 | 045-0787-S | ENCANA - J34NW |  |  | 20 | 2 | 700 |  | 10 | 211112 | -107.7592 | 39.481 |  |  | 400 |  |  |  | 81650 | 23
08045 |  | Colorado | Garfield | 13070111 | 68637813 | 63004412 | 045-0788 | 045-0788-0 | 045-0788-S | ENCANA (WEST) - O-1E |  |  | 20 | 2.84 | 148 |  | 8 | 211112 | -107.6129 | 39.4707 |  |  | 400 |  |  |  | 81652
08045 |  | Colorado | Garfield | 13070111 | 68637813 | 92822712 | 045-0788 | 045-0788-0 | 045-0788-S | ENCANA (WEST) - O-1E |  |  | 20 | 2 | 700 |  | 10 | 211112 | -107.6129 | 39.4707 |  |  | 400 |  |  |  | 81652 | 23
08045 |  | Colorado | Garfield | 13070211 | 103440213 | 107575812 | 045-0790 | 045-0790-0 | 045-0790-S | ENCANA (WEST) - MIDDLE FORK C.S. |  |  | 29 | 0.1 | 115 | 0 |  | 21111 | -108.1067 | 39.581 |  |  | 690 |  |  |  | 81635 | 110
08045 |  | Colorado | Garfield | 13070211 | 103440313 | 107575812 | 045-0790 | 045-0790-0 | 045-0790-S | ENCANA (WEST) - MIDDLE FORK C.S. |  |  | 29 | 0.1 | 115 | 0 |  | 21111 | -108.1067 | 39.581 |  |  | 690 |  |  |  | 81635 | 110
08045 |  | Colorado | Garfield | 13070211 | 103440413 | 107575912 | 045-0790 | 045-0790-0 | 045-0790-S | ENCANA (WEST) - MIDDLE FORK C.S. |  |  | 1 | 0.1 | 70 | 0 |  | 21111 | -108.1067 | 39.581 |  |  | 999 |  |  |  | 81635 | 23
08045 |  | Colorado | Garfield | 13070211 | 68637913 | 63004512 | 045-0790 | 045-0790-0 | 045-0790-S | ENCANA (WEST) - MIDDLE FORK C.S. |  |  | 1 | 0.1 | 70 | 0 |  | 21111 | -108.1067 | 39.581 |  |  | 690 |  |  |  | 81635 | 110
08045 |  | Colorado | Garfield | 13070211 | 68638013 | 63004612 | 045-0790 | 045-0790-0 | 045-0790-S | ENCANA (WEST) - MIDDLE FORK C.S. |  |  | 1 | 0.1 | 70 | 0 |  | 21111 | -108.1067 | 39.581 |  |  | 690 |  |  |  | 81635 | 110
08045 |  | Colorado | Garfield | 13070211 | 68638113 | 63004712 | 045-0790 | 045-0790-0 | 045-0790-S | ENCANA (WEST) - MIDDLE FORK C.S. | [7 empty] | 21111 | -108.1067 | 39.581 |  |  | 300 |  |  |  | 81635
08045 |  | Colorado | Garfield | 13070211 | 68638313 | 63004912 | 045-0790 | 045-0790-0 | 045-0790-S | ENCANA (WEST) - MIDDLE FORK C.S. |  |  | 20 | 2.84 | 148 |  | 8.1 | 21111 | -108.1067 | 39.581 |  |  | 400 |  |  |  | 81635 | 110
08045 |  | Colorado | Garfield | 13070211 | 96037813 | 92822812 | 045-0790 | 045-0790-0 | 045-0790-S | ENCANA (WEST) - MIDDLE FORK C.S. |  |  | 42 | 1 | 70 | 0 |  | 21111 | -108.1067 | 39.581 |  |  | 410 |  |  |  | 81635
08045 |  | Colorado | Garfield | 13070411 | 68638513 | 63005112 | 045-0794 | 045-0794-0 | 045-0794-S | ENCANA - D27NW | 0.047175 |  | 20 | 2 | 700 |  | 10 | 211112 | -107.7705 | 39.5017 |  |  | 400 |  |  |  | 81650 | 23
08045 |  | Colorado | Garfield | 13070511 | 68638813 | 63005412 | 045-0798 | 045-0798-0 | 045-0798-S | BILL BARRETT CORP 16826 GGU Miller BATT |  |  | 20 | 2 | 700 |  | 10 | 211112 | -107.5981 | 39.4858 |  |  | 400 |  |  |  | 81647 | 23
08045 |  | Colorado | Garfield | 13070611 | 68638913 | 63005512 | 045-0799 | 045-0799-0 | 045-0799-S | BILL BARRETT CORP - TANK BATTERY # 16819 |  |  | 20 | 2.84 | 148 |  | 8 | 211112 | -107.5659 | 39.4932 |  |  | 400 |  |  |  | 81647
08045 |  | Colorado | Garfield | 13070711 | 68639013 | 107192212 | 045-0800 | 045-0800-0 | 045-0800-S | BILL BARRETT CORP - TANK BATTERY # 16831 |  |  | 20 | 2 | 700 |  | 10 | 211112 | -107.5999 | 39.5074 |  |  | 400 |  |  |  | 81647 | 23
08045 |  | Colorado | Garfield | 13070811 | 68639113 | 63005712 | 045-0801 | 045-0801-0 | 045-0801-S | BILL BARRETT CORP - TANK BATTERY # 16852 |  |  | 20 | 2.84 | 148 |  | 8 | 211112 | -107.6696 | 39.4958 |  |  | 400 |  |  |  | 81652
08045 |  | Colorado | Garfield | 13070911 | 68639213 | 63005812 | 045-0802 | 045-0802-0 | 045-0802-S | BILL BARRETT CORP - TANK BATTERY # 16853 |  |  | 20 | 2.84 | 148 |  | 8 | 211112 | -107.6697 | 39.4922 |  |  | 400 |  |  |  | 81652
08045 |  | Colorado | Garfield | 13071011 | 68639313 | 63005912 | 045-0803 | 045-0803-0 | 045-0803-S | BILL BARRETT CORP - TANK BATTERY # 38475 |  |  | 1 | 0.1 | 70 | 0 |  | 211112 | -107.6456 | 39.474 |  |  | 400 |  |  |  | 81652 | 23
08045 |  | Colorado | Garfield | 13071111 | 68639413 | 63006012 | 045-0804 | 045-0804-0 | 045-0804-S | BILL BARRETT CORP - TANK BATTERY # 38474 | 0.18672 |  | 20 | 2 | 700 |  | 10 | 211112 | -107.6389 | 39.4743 |  |  | 400 |  |  |  | 81652 | 23
08045 |  | Colorado | Garfield | 13071211 | 68639513 | 63006112 | 045-0805 | 045-0805-0 | 045-0805-S | BILL BARRETT CORP - TANK BATTERY # 16815 |  |  | 20 | 2 | 700 |  | 10 | 211112 | -107.6787 | 39.4778 |  |  | 400 |  |  |  | 81652 | 23
08045 |  | Colorado | Garfield | 13071311 | 68639613 | 63006212 | 045-0807 | 045-0807-0 | 045-0807-S | BILL BARRETT CORP - TANK BATTERY # 16817 |  |  | 20 | 2 | 700 |  | 10 | 211112 | -107.6836 | 39.4922 |  |  | 400 |  |  |  | 81652 | 23
08045 |  | Colorado | Garfield | 13071411 | 68639713 | 63006312 | 045-0808 | 045-0808-0 | 045-0808-S | BILL BARRETT CORP - TANK BATTERY # 16816 | 0.059163 |  | 20 | 2 | 700 |  | 10 | 211112 | -107.6755 | 39.4956 |  |  | 400 |  |  |  | 81652 | 23
08045 |  | Colorado | Garfield | 13071611 | 68639913 | 63006512 | 045-0810 | 045-0810-0 | 045-0810-S | PETROLEUM DEV - GARDEN GULCH 2 |  |  | 20 | 2.84 | 148 |  | 8 | 211112 | -108.1434 | 39.5394 |  |  | 400 |  |  |  | 81635
08045 |  | Colorado | Garfield | 13071711 | 103440813 | 107576112 | 045-0811 | 045-0811-0 | 045-0811-S | WILLIAMS PRODUCTION RMT - GM 11-34 |  |  | 1 | 0.1 | 70 | 0 |  | 211112 | -108.1017 | 39.4858 |  |  | 690 |  |  |  | 81635 | 99
08045 |  | Colorado | Garfield | 13071811 | 68640113 | 63006712 | 045-0812 | 045-0812-0 | 045-0812-S | WILLIAMS PRODUCTION RMT - GM 12-34 |  |  | 1 | 0.1 | 70 | 0 |  | 211112 | -107.9916 | 39.4829 |  |  | 400 |  |  |  | 81635
08045 |  | Colorado | Garfield | 13071911 | 68640313 | 63006912 | 045-0813 | 045-0813-0 | 045-0813-S | WILLIAMS PRODUCTION RMT - RWF 24-4 |  |  | 20 | 2.84 | 148 |  | 8 | 211112 | -107.895 | 39.4618 |  |  | 400 |  |  |  | 81650
08045 |  | Colorado | Garfield | 13072011 | 68640413 | 63007012 | 045-0814 | 045-0814-0 | 045-0814-S | WILLIAMS PRODUCTION RMT - NAVAL OIL 2-31 |  |  | 1 | 0.1 | 70 | 0 |  | 211112 | -108.0428 | 39.486 |  |  | 400 |  |  |  | 81635
08045 |  | Colorado | Garfield | 13072111 | 68640513 | 63007112 | 045-0816 | 045-0816-0 | 045-0816-S | WILLIAMS PRODUCTION RMT - GM 33-34 |  |  | 1 | 0.1 | 70 | 0 |  | 211112 | -108.0923 | 39.4788 |  |  | 400 |  |  |  | 81635
08045 |  | Colorado | Garfield | 13072211 | 103440913 | 107576212 | 045-0817 | 045-0817-0 | 045-0817-S | WILLIAMS PRODUCTION MV 16-09 |  |  | 1 | 0.1 | 70 | 0 |  | 211112 | -108.1198 | 39.4571 |  |  | 690 |  |  |  | 81635 | 132
08045 |  | Colorado | Garfield | 13072211 | 68640613 | 63007212 | 045-0817 | 045-0817-0 | 045-0817-S | WILLIAMS PRODUCTION MV 16-09 |  |  | 20 | 2.84 | 148 |  | 8 | 211112 | -108.1198 | 39.4571 |  |  | 400 |  |  |  | 81635
08045 |  | Colorado | Garfield | 13072211 | 68640713 | 63007312 | 045-0817 | 045-0817-0 | 045-0817-S | WILLIAMS PRODUCTION MV 16-09 |  |  | 20 | 2.84 | 148 |  | 8 | 211112 | -108.1198 | 39.4571 |  |  | 400 |  |  |  | 81635
08045 |  | Colorado | Garfield | 13072311 | 68640813 | 63007412 | 045-0821 | 045-0821-0 | 045-0821-S | OXY USA WTP LP - CASCADE CREEK 617-41 |  |  | 20 | 2.84 | 148 |  | 8 | 21111 | -108.237 | 39.529 |  |  | 400 |  |  |  | 81630
08045 |  | Colorado | Garfield | 13072411 | 68640913 | 63007512 | 045-0824 | 045-0824-0 | 045-0824-S | OXY USA WTP LP - CASCADE CREEK 609-14 |  |  | 20 | 2.84 | 148 |  | 8 | 21111 | -108.233 | 39.5316 |  |  | 400 |  |  |  | 81630
08045 |  | Colorado | Garfield | 13072411 | 68640913 | 92823112 | 045-0824 | 045-0824-0 | 045-0824-S | OXY USA WTP LP - CASCADE CREEK 609-14 |  |  | 20 | 2 | 700 |  | 10 | 21111 | -108.233 | 39.5316 |  |  | 400 |  |  |  | 81630 | 99
08045 |  | Colorado | Garfield | 13072511 | 68641013 | 63007612 | 045-0825 | 045-0825-0 | 045-0825-S | ENCANA - C9W |  |  | 20 | 2 | 700 |  | 10 | 211112 | -107.7818 | 39.4654 |  |  | 400 |  |  |  | 81650 | 23
08045 |  | Colorado | Garfield | 13072611 | 68641113 | 63007712 | 045-0826 | 045-0826-0 | 045-0826-S | ENCANA - M34NE |  |  | 20 | 2 | 700 |  | 10 | 211112 | -107.6601 | 39.4781 |  |  | 400 |  |  |  | 81652 | 23
08045 |  | Colorado | Garfield | 13072711 | 68641213 | 63007812 | 045-0827 | 045-0827-0 | 045-0827-S | ENCANA (WEST) - K29NE | 0.017575 |  | 20 | 2 | 700 |  | 10 | 211112 | -107.6945 | 39.4975 |  |  | 400 |  |  |  | 81652 | 23
08045 |  | Colorado | Garfield | 13072711 | 68641313 | 63007912 | 045-0827 | 045-0827-0 | 045-0827-S | ENCANA (WEST) - K29NE | 0.014319 |  | 20 | 2 | 700 |  | 10 | 211112 | -107.6945 | 39.4975 |  |  | 400 |  |  |  | 81652 | 23
08045 |  | Colorado | Garfield | 13072711 | 68641413 | 63008012 | 045-0827 | 045-0827-0 | 045-0827-S | ENCANA (WEST) - K29NE | 0.02085 |  | 20 | 2 | 700 |  | 10 | 211112 | -107.6945 | 39.4975 |  |  | 400 |  |  |  | 81652 | 23
08045 |  | Colorado | Garfield | 13072711 | 68641513 | 63008112 | 045-0827 | 045-0827-0 | 045-0827-S | ENCANA (WEST) - K29NE | 0.023588 |  | 20 | 2 | 700 |  | 10 | 211112 | -107.6945 | 39.4975 |  |  | 400 |  |  |  | 81652 | 23
08045 |  | Colorado | Garfield | 13072711 | 68641613 | 63008212 | 045-0827 | 045-0827-0 | 045-0827-S | ENCANA (WEST) - K29NE | 0.039942 |  | 20 | 2 | 700 |  | 10 | 211112 | -107.6945 | 39.4975 |  |  | 400 |  |  |  | 81652 | 23
08045 |  | Colorado | Garfield | 13072811 | 68641713 | 63008412 | 045-0828 | 045-0828-0 | 045-0828-S | ENCANA - K4CBW |  |  | 20 | 2 | 700 |  | 10 | 211112 | -107.7824 | 39.4726 |  |  | 400 |  |  |  | 81650 | 23
08045 |  | Colorado | Garfield | 13073011 | 68642213 | 63008812 | 045-0831 | 045-0831-0 | 045-0831-S | OXY USA WTP LP - CONN CREEK GAS | [7 empty] | 21111 | -108.2488 | 39.4837 |  |  | 300 |  |  |  | 81630
08045 |  | Colorado | Garfield | 13073011 | 68642713 | 63009312 | 045-0831 | 045-0831-0 | 045-0831-S | OXY USA WTP LP - CONN CREEK GAS | 0.94 |  | 20 | 2.84 | 148 |  | 8.1 | 21111 | -108.2488 | 39.4837 |  |  | 400 |  |  |  | 81630 | 23
08045 |  | Colorado | Garfield | 13073011 | 68642813 | 63009412 | 045-0831 | 045-0831-0 | 045-0831-S | OXY USA WTP LP - CONN CREEK GAS | 0.94 |  | 20 | 2 | 700 |  | 10 | 21111 | -108.2488 | 39.4837 |  |  | 999 |  |  |  | 81630 | 23
08045 |  | Colorado | Garfield | 13073011 | 68643413 | 63009912 | 045-0831 | 045-0831-0 | 045-0831-S | OXY USA WTP LP - CONN CREEK GAS | 0.54 |  | 8 | 4 | 700 |  | 65 | 21111 | -108.2488 | 39.4837 |  |  | 690 |  |  |  | 81630
08045 |  | Colorado | Garfield | 13073011 | 68643513 | 63010012 | 045-0831 | 045-0831-0 | 045-0831-S | OXY USA WTP LP - CONN CREEK GAS | 22.23 | 0.36 | 21 | 1 | 851 |  | 149 | 21111 | -108.2488 | 39.4837 |  |  | 160 |  |  |  | 81630
08045 |  | Colorado | Garfield | 13073011 | 90897313 | 86963912 | 045-0831 | 045-0831-0 | 045-0831-S | OXY USA WTP LP - CONN CREEK GAS | 0.31 | 0.02 | 126 | 0.28 | 1832 | 70.2 |  | 21111 | -108.2488 | 39.4837 |  |  | 280 |  |  |  | 81630
08045 |  | Colorado | Garfield | 13073111 | 103441113 | 107192412 | 045-0832 | 045-0832-0 | 045-0832-S | BARGATH LLC - CALLAHAN C.S. | [7 empty] | 21111 | -108.0868 | 39.4685 |  |  | 400 |  |  |  | 81635
08045 |  | Colorado | Garfield | 13073111 | 68644013 | 63010512 | 045-0832 | 045-0832-0 | 045-0832-S | BARGATH LLC - CALLAHAN C.S. | [7 empty] | 21111 | -108.0868 | 39.4685 |  |  | 490 |  |  |  | 81635
08045 |  | Colorado | Garfield | 13073111 | 90897513 | 86964112 | 045-0832 | 045-0832-0 | 045-0832-S | BARGATH LLC - CALLAHAN C.S. |  |  | 2 | 2.84 | 148 |  | 8.1 | 21111 | -108.0868 | 39.4685 |  |  | 400 |  |  |  | 81635
08045 |  | Colorado | Garfield | 13073211 | 103441213 | 107192512 | 045-0833 | 045-0833-0 | 045-0833-S | BARGATH LLC - CLOUGH CS |  |  | 20 | 2.84 | 148 |  | 8.1 | 211112 | -107.8899 | 39.5188 |  |  | 400 |  |  |  | 81650
08045 |  | Colorado | Garfield | 13073211 | 103441513 | 107192812 | 045-0833 | 045-0833-0 | 045-0833-S | BARGATH LLC - CLOUGH CS | [7 empty] | 211112 | -107.8899 | 39.5188 |  |  | 490 |  |  |  | 81650
08045 |  | Colorado | Garfield | 13073211 | 103441613 | 107192912 | 045-0833 | 045-0833-0 | 045-0833-S | BARGATH LLC - CLOUGH CS |  |  | 20 | 2.84 | 148 |  | 8.1 | 211112 | -107.8899 | 39.5188 |  |  | 400 |  |  |  | 81650
08045 |  | Colorado | Garfield | 13073211 | 103441713 | 107193012 | 045-0833 | 045-0833-0 | 045-0833-S | BARGATH LLC - CLOUGH CS | [7 empty] | 211112 | -107.8899 | 39.5188 |  |  | 490 |  |  |  | 81650
08045 |  | Colorado | Garfield | 13073311 | 103441913 | 107193212 | 045-0834 | 045-0834-0 | 045-0834-S | BARGATH LLC - JANGLES | [7 empty] | 211112 | -108.132 | 39.5042 |  |  | 400 |  |  |  | 81635
08045 |  | Colorado | Garfield | 13073311 | 68645113 | 63011612 | 045-0834 | 045-0834-0 | 045-0834-S | BARGATH LLC - JANGLES | [7 empty] | 211112 | -108.132 | 39.5042 |  |  | 300 |  |  |  | 81635
08045 |  | Colorado | Garfield | 13073811 | 68645513 | 63012012 | 045-0836 | 045-0836-0 | 045-0836-S | ENCANA - O22 |  |  | 20 | 2.84 | 148 |  | 8 | 211112 | -107.7574 | 39.5076 |  |  | 400 |  |  |  | 81650
08045 |  | Colorado | Garfield | 13073811 | 68645513 | 63012112 | 045-0836 | 045-0836-0 | 045-0836-S | ENCANA - O22 | 0.004348 |  | 20 | 2 | 700 |  | 10 | 211112 | -107.7574 | 39.5076 |  |  | 400 |  |  |  | 81650 | 23
08045 |  | Colorado | Garfield | 13073911 | 68645613 | 63012212 | 045-0840 | 045-0840-0 | 045-0840-S | ENCANA (WEST) - L15W |  |  | 20 | 2.84 | 148 |  | 8.1 | 211112 | -107.7676 | 39.4436 |  |  | 400 |  |  |  | 81650
08045 |  | Colorado | Garfield | 13073911 | 68645713 | 63012312 | 045-0840 | 045-0840-0 | 045-0840-S | ENCANA (WEST) - L15W |  |  | 20 | 2.84 | 148 |  | 8.1 | 211112 | -107.7676 | 39.4436 |  |  | 400 |  |  |  | 81650
08045 |  | Colorado | Garfield | 13074011 | 68645813 | 63012412 | 045-0842 | 045-0842-0 | 045-0842-S | ENCANA (WEST) - K19NE |  |  | 20 | 2.84 | 148 |  | 8.1 | 211112 | -107.7019 | 39.5065 |  |  | 400 |  |  |  | 81650
08045 |  | Colorado | Garfield | 13074111 | 68645913 | 63012512 | 045-0844 | 045-0844-0 | 045-0844-S | ENCANA - H26NW |  |  | 20 | 2.84 | 148 |  | 8 | 211112 | -107.7356 | 39.4992 |  |  | 400 |  |  |  | 81650
08045 |  | Colorado | Garfield | 13074111 | 68645913 | 63012712 | 045-0844 | 045-0844-0 | 045-0844-S | ENCANA - H26NW |  |  | 20 | 2 | 700 |  | 10 | 211112 | -107.7356 | 39.4992 |  |  | 400 |  |  |  | 81650 | 23
08045 |  | Colorado | Garfield | 13074111 | 68646013 | 63012612 | 045-0844 | 045-0844-0 | 045-0844-S | ENCANA - H26NW |  |  | 20 | 2.84 | 148 |  | 8 | 211112 | -107.7356 | 39.4992 |  |  | 400 |  |  |  | 81650
08045 |  | Colorado | Garfield | 13074111 | 68646013 | 63012812 | 045-0844 | 045-0844-0 | 045-0844-S | ENCANA - H26NW |  |  | 20 | 2 | 700 |  | 10 | 211112 | -107.7356 | 39.4992 |  |  | 400 |  |  |  | 81650 | 23
08045 |  | Colorado | Garfield | 13074211 | 68646113 | 63012912 | 045-0845 | 045-0845-0 | 045-0845-S | ENCANA (WEST) - F-19 |  |  | 20 | 2.84 | 148 |  | 8.1 | 211112 | -107.7065 | 39.4335 |  |  | 400 |  |  |  | 81652
08045 |  | Colorado | Garfield | 13074311 | 68646213 | 63013012 | 045-0846 | 045-0846-0 | 045-0846-S | ENCANA (WEST) - J-26NW | 0.070134 |  | 20 | 2 | 700 |  | 10 | 211112 | -107.7426 | 39.4949 |  |  | 400 |  |  |  | 81650 | 23
08045 |  | Colorado | Garfield | 13074411 | 68646313 | 63013112 | 045-0847 | 045-0847-0 | 045-0847-S | ENCANA - N30NE |  |  | 20 | 2 | 700 |  | 10 | 211112 | -107.7075 | 39.4976 |  |  | 400 |  |  |  | 81650 | 23
08045 |  | Colorado | Garfield | 13074511 | 68646413 | 63013212 | 045-0848 | 045-0848-0 | 045-0848-S | ENCANA - 02E |  |  | 20 | 2.84 | 148 |  | 8 | 211112 | -107.6318 | 39.4706 |  |  | 400 |  |  |  | 81652
08045 |  | Colorado | Garfield | 13074611 | 68646613 | 63013512 | 045-0849 | 045-0849-0 | 045-0849-S | ENCANA OIL & GAS (USA) INC. - PAD G14W |  |  | 20 | 2.84 | 148 |  | 8.1 | 211112 | -107.7399 | 39.4473 |  |  | 400 |  |  |  | 81650
08045 |  | Colorado | Garfield | 13074711 | 68646713 | 63013612 | 045-0851 | 045-0851-0 | 045-0851-S | ENCANA - K27NW |  |  | 20 | 2.84 | 148 |  | 8 | 211112 | -107.7637 | 39.4954 |  |  | 400 |  |  |  | 81650
08045 |  | Colorado | Garfield | 13074711 | 68646713 | 63013712 | 045-0851 | 045-0851-0 | 045-0851-S | ENCANA - K27NW |  |  | 20 | 2 | 700 |  | 10 | 211112 | -107.7637 | 39.4954 |  |  | 400 |  |  |  | 81650 | 23
08045 |  | Colorado | Garfield | 13074811 | 68646813 | 63013812 | 045-0852 | 045-0852-0 | 045-0852-S | ENCANA - M27NW | 0.003034 |  | 20 | 2.84 | 148 |  | 8 | 211112 | -107.7676 | 39.4932 |  |  | 400 |  |  |  | 81650
08045 |  | Colorado | Garfield | 13074811 | 68646813 | 92823212 | 045-0852 | 045-0852-0 | 045-0852-S | ENCANA - M27NW |  |  | 20 | 2 | 700 |  | 10 | 211112 | -107.7676 | 39.4932 |  |  | 400 |  |  |  | 81650 | 23
08045 |  | Colorado | Garfield | 13074911 | 68646913 | 63013912 | 045-0854 | 045-0854-0 | 045-0854-S | PETROLEUM DEV CORP - CHEVRON 21A-17D |  |  | 1 | 0.1 | 70 | 0 |  | 211112 | -108.1303 | 39.5284 |  |  | 400 |  |  |  | 81635
08045 |  | Colorado | Garfield | 13075011 | 68647113 | 63014012 | 045-0855 | 045-0855-0 | 045-0855-S | WILLIAMS PRODUCTION RMT - RWF 11-18 |  |  | 20 | 2.84 | 148 |  | 8.1 | 21111 | -107.8957 | 39.5016 |  |  | 400 |  |  |  | 81635
08045 |  | Colorado | Garfield | 13075111 | 68647313 | 63014212 | 045-0856 | 045-0856-0 | 045-0856-S | WILLIAMS PRODUCTION RMT - RWF 332-21 |  |  | 20 | 2.84 | 148 |  | 8 | 21111 | -107.8911 | 39.5125 |  |  | 400 |  |  |  | 81650
08045 |  | Colorado | Garfield | 13075211 | 68647413 | 63014312 | 045-0858 | 045-0858-0 | 045-0858-S | WILLIAMS PRODUCTION RMT - MV 12-03 |  |  | 15 | 0.17 | 212 |  | 8.6 | 21111 | -108.1022 | 39.4677 |  |  | 690 |  |  |  | 81635 | 132
08045 |  | Colorado | Garfield | 13075311 | 68647513 | 63014412 | 045-0859 | 045-0859-0 | 045-0859-S | WILLIAMS PRODUCTION RMT - GM 21-20 |  |  | 1 | 0.1 | 70 | 0 |  | 21111 | -108.134 | 39.5166 |  |  | 690 |  |  |  | 81635 | 132
08045 |  | Colorado | Garfield | 13075311 | 68647613 | 63014512 | 045-0859 | 045-0859-0 | 045-0859-S | WILLIAMS PRODUCTION RMT - GM 21-20 |  |  | 20 | 2.84 | 148 |  | 8 | 21111 | -108.134 | 39.5166 |  |  | 400 |  |  |  | 81635
08045 |  | Colorado | Garfield | 13075411 | 68647713 | 63014612 | 045-0862 | 045-0862-0 | 045-0862-S | WILLIAMS PRODUCTION RMT - GR 21-03 |  |  | 1 | 0.1 | 70 | 0 |  | 21111 | -108.0971 | 39.4713 |  |  | 690 |  |  |  | 81635 | 132
08045 |  | Colorado | Garfield | 13075511 | 68647913 | 63014812 | 045-0863 | 045-0863-0 | 045-0863-S | WILLIAMS PRODUCTION RMT - PA 31-32 |  |  | 20 | 2.84 | 148 |  | 8 | 21111 | -108.0195 | 39.4863 |  |  | 400 |  |  |  | 81635
08045 |  | Colorado | Garfield | 13075611 | 68648013 | 63014912 | 045-0864 | 045-0864-0 | 045-0864-S | WILLIAMS PRODUCTION RMT - GM 34-27 |  |  | 1 | 0.1 | 70 | 0 |  | 21111 | -108.0923 | 39.4895 |  |  | 690 |  |  |  | 81635 | 132
08045 |  | Colorado | Garfield | 13075711 | 96038313 | 92823512 | 045-0865 | 045-0865-0 | 045-0865-S | WILLIAMS PRODUCTION RMT - GM 321-34 |  |  | 1 | 0.1 | 70 | 0 |  | 21111 | -108.0969 | 39.4859 |  |  | 690 |  |  |  | 81635 | 132
08045 |  | Colorado | Garfield | 13075811 | 68648213 | 63015112 | 045-0866 | 045-0866-0 | 045-0866-S | WILLIAMS PRODUCTION RMT - GM 42-29 |  |  | 1 | 0.1 | 70 | 0 |  | 21111 | -108.1256 | 39.4968 |  |  | 690 |  |  |  | 81635 | 132
08045 |  | Colorado | Garfield | 13075811 | 68648313 | 63015212 | 045-0866 | 045-0866-0 | 045-0866-S | WILLIAMS PRODUCTION RMT - GM 42-29 |  |  | 20 | 2.84 | 148 |  | 8 | 21111 | -108.1256 | 39.4968 |  |  | 400 |  |  |  | 81635
08045 |  | Colorado | Garfield | 13076011 | 68648513 | 63015412 | 045-0868 | 045-0868-0 | 045-0868-S | WILLIAMS PRODUCTION RMT - GM 13-28 |  |  | 1 | 0.1 | 70 | 0 |  | 21111 | -108.1208 | 39.4932 |  |  | 690 |  |  |  | 81635 | 132
08045 |  | Colorado | Garfield | 13076111 | 68648613 | 63015512 | 045-0869 | 045-0869-0 | 045-0869-S | WILLIAMS PRODUCTION RMT - GM 268-3 |  |  | 1 | 0.1 | 70 | 0 |  | 21111 | -108.0928 | 39.4678 |  |  | 690 |  |  |  | 81635
08045 |  | Colorado | Garfield | 13076111 | 96038413 | 92823612 | 045-0869 | 045-0869-0 | 045-0869-S | WILLIAMS PRODUCTION RMT - GM 268-3 |  |  | 1 | 0.1 | 70 | 0 |  | 21111 | -108.0928 | 39.4678 |  |  | 690 |  |  |  | 81635 | 132
08045 |  | Colorado | Garfield | 13076211 | 68648813 | 63015712 | 045-0870 | 045-0870-0 | 045-0870-S | WILLIAMS PRODUCTION RMT - GM 220-33 |  |  | 1 | 0.1 | 70 | 0 |  | 21111 | -108.1158 | 39.4823 |  |  | 690 |  |  |  | 81635 | 132
08045 |  | Colorado | Garfield | 13076311 | 68648913 | 63015812 | 045-0872 | 045-0872-0 | 045-0872-S | WILLIAMS PRODUCTION RMT - PA 34-27 |  |  | 1 | 0.1 | 70 | 0 |  | 21111 | -107.9821 | 39.4902 |  |  | 690 |  |  |  | 81635
08045 |  | Colorado | Garfield | 13076511 | 68649113 | 63016012 | 045-0874 | 045-0874-0 | 045-0874-S | WILLIAMS PRODUCTION RMT - GM 323-28 |  |  | 1 | 0.1 | 70 | 0 |  | 21111 | -108.116 | 39.4933 |  |  | 690 |  |  |  | 81635
08045 |  | Colorado | Garfield | 13076611 | 68649213 | 63016112 | 045-0875 | 045-0875-0 | 045-0875-S | WILLIAMS PRODUCTION RMT - GM 14-02 |  |  | 1 | 0.1 | 70 | 0 |  | 21111 | -108.0844 | 39.4608 |  |  | 690 |  |  |  | 81635 | 132
08045 |  | Colorado | Garfield | 13076711 | 68649313 | 63016212 | 045-0876 | 045-0876-0 | 045-0876-S | WILLIAMS PRODUCTION RMT - MV 53-28 |  |  | 1 | 0.1 | 70 | 0 |  | 21111 | -108.1208 | 39.4969 |  |  | 690 |  |  |  | 81635 | 132
08045 |  | Colorado | Garfield | 13077111 | 96038513 | 92823712 | 045-0881 | 045-0881-0 | 045-0881-S | WILLIAMS PRODUCTION RMT -CLOUGH 14-22 MV |  |  | 20 | 2.84 | 148 |  | 8 | 21111 | -107.8771 | 39.5051 |  |  | 400 |  |  |  | 81650
08045 |  | Colorado | Garfield | 13077811 | 96038913 | 92824112 | 045-0890 | 045-0890-0 | 045-0890-S | WILLIAMS PRODUCTION RMT - GM 23-01 |  |  | 1 | 0.1 | 70 | 0 |  | 21111 | -108.0554 | 39.4717 |  |  | 690 |  |  |  | 81635
08045 |  | Colorado | Garfield | 13077911 | 68650513 | 63017412 | 045-0891 | 045-0891-0 | 045-0891-S | WILLIAMS PRODUCTION RMT - GM 331-34 |  |  | 1 | 0.1 | 70 | 0 |  | 21111 | -108.0922 | 39.486 |  |  | 690 |  |  |  | 81635 | 132
08045 |  | Colorado | Garfield | 13078011 | 68650613 | 63017512 | 045-0892 | 045-0892-0 | 045-0892-S | WILLIAMS PRODUCTION RMT GM 42-11 |  |  | 1 | 0.1 | 70 | 0 |  | 21111 | -108.0707 | 39.4539 |  |  | 690 |  |  |  | 81635 | 132
08045 |  | Colorado | Garfield | 13078211 | 68650813 | 63017712 | 045-0894 | 045-0894-0 | 045-0894-S | WILLIAMS PRODUCTION RMT GM 32-11 |  |  | 1 | 0.1 | 70 | 0 |  | 21111 | -108.0753 | 39.4539 |  |  | 690 |  |  |  | 81635
08045 |  | Colorado | Garfield | 13078311 | 68651813 | 63018712 | 045-0897 | 045-0897-0 | 045-0897-S | BARGATH, LLC - HYRUP PROD FACILITY | 0.212 |  | 21 | 1 | 215 |  | 60.6 | 21111 | -108.0636 | 39.3693 |  |  | 690 |  |  |  | 81635 | 132
08045 |  | Colorado | Garfield | 13078311 | 68651913 | 63018812 | 045-0897 | 045-0897-0 | 045-0897-S | BARGATH, LLC - HYRUP PROD FACILITY |  |  | 20 | 2.84 | 148 |  | 8.1 | 21111 | -108.0636 | 39.3693 |  |  | 400 |  |  |  | 81635
08045 |  | Colorado | Garfield | 13078311 | 68652013 | 63018912 | 045-0897 | 045-0897-0 | 045-0897-S | BARGATH, LLC - HYRUP PROD FACILITY | [7 empty] | 21111 | -108.0636 | 39.3693 |  |  | 300 |  |  |  | 81635
08045 |  | Colorado | Garfield | 13078311 | 68652113 | 63019012 | 045-0897 | 045-0897-0 | 045-0897-S | BARGATH, LLC - HYRUP PROD FACILITY |  |  | 1 | 0.1 | 70 | 0 |  | 21111 | -108.0636 | 39.3693 |  |  | 690 |  |  |  | 81635
08045 |  | Colorado | Garfield | 13078311 | 68652213 | 63019112 | 045-0897 | 045-0897-0 | 045-0897-S | BARGATH, LLC - HYRUP PROD FACILITY | 4.61 | 0.03 | 16 | 2.33 | 465 |  | 11.1 | 21111 | -108.0636 | 39.3693 |  |  | 290 |  |  |  | 81635
08045 |  | Colorado | Garfield | 13078311 | 90898513 | 86965112 | 045-0897 | 045-0897-0 | 045-0897-S | BARGATH, LLC - HYRUP PROD FACILITY |  |  | 20 | 2.84 | 148 |  | 8.1 | 21111 | -108.0636 | 39.3693 |  |  | 400 |  |  |  | 81635
08045 |  | Colorado | Garfield | 13078311 | 90898613 | 86965212 | 045-0897 | 045-0897-0 | 045-0897-S | BARGATH, LLC - HYRUP PROD FACILITY |  |  | 1 | 0.1 | 70 | 0 |  | 21111 | -108.0636 | 39.3693 |  |  | 690 |  |  |  | 81635
08045 |  | Colorado | Garfield | 13078411 | 68652513 | 63019412 | 045-0901 | 045-0901-0 | 045-0901-S | OXY USA WTP LP-CASCADE CRK 620-43-32 |  |  | 20 | 2.84 | 148 |  | 8 | 21111 | -108.2366 | 39.5055 |  |  | 400 |  |  |  | 81630
08045 |  | Colorado | Garfield | 13078511 | 68652613 | 63019512 | 045-0902 | 045-0902-0 | 045-0902-S | OXY USA WTP LP-CASCADE CRK 629-23-42 |  |  | 20 | 2.84 | 148 |  | 8 | 21111 | -108.2457 | 39.4911 |  |  | 400 |  |  |  | 81630
08045 |  | Colorado | Garfield | 13078611 | 68652713 | 63019612 | 045-0903 | 045-0903-0 | 045-0903-S | OXY USA WTP LP-CASCADE CRK 629-31-11 |  |  | 20 | 2.84 | 148 |  | 8 | 21111 | -108.2419 | 39.4995 |  |  | 400 |  |  |  | 81630
08045 |  | Colorado | Garfield | 13078811 | 68652913 | 92824412 | 045-0905 | 045-0905-0 | 045-0905-S | OXY USA WTP LP-CASCADE CRK 632-13-22 |  |  | 20 | 2 | 700 |  | 10 | 21111 | -108.2498 | 39.4861 |  |  | 400 |  |  |  | 81630 | 99
08045 |  | Colorado | Garfield | 13078911 | 68653013 | 63019912 | 045-0906 | 045-0906-0 | 045-0906-S | OXY USA WTP LP-CASCADE CRK 705-22-43 |  |  | 20 | 2.84 | 148 |  | 8 | 21111 | -108.2439 | 39.4776 |  |  | 400 |  |  |  | 81630
08045 |  | Colorado | Garfield | 13079011 | 68653513 | 63020612 | 045-0907 | 045-0907-0 | 045-0907-S | ENCANA (WEST) - 03ONE |  |  | 20 | 2 | 700 |  | 10 | 211112 | -107.707 | 39.4921 |  |  | 400 |  |  |  | 81652 | 23
08045 |  | Colorado | Garfield | 13079111 | 68653613 | 63020712 | 045-0908 | 045-0908-0 | 045-0908-S | ENCANA (WEST) - B34NW | 0.016502 |  | 20 | 2 | 700 |  | 10 | 211112 | -107.761 | 39.4874 |  |  | 400 |  |  |  | 81650 | 23
08045 |  | Colorado | Garfield | 13079211 | 68653713 | 63020812 | 045-0909 | 045-0909-0 | 045-0909-S | ENCANA (WEST) - D34NE | 0.11594 |  | 20 | 2 | 700 |  | 10 | 211112 | -107.6613 | 39.4899 |  |  | 400 |  |  |  | 81652 | 23
08045 |  | Colorado | Garfield | 13079311 | 68654413 | 63021512 | 045-0911 | 045-0911-0 | 045-0911-S | ENCANA - P30E |  |  | 20 | 2.84 | 148 |  | 8.1 | 211112 | -107.7015 | 39.412 |  |  | 400 |  |  |  | 81652
08045 |  | Colorado | Garfield | 13079411 | 68654513 | 63021612 | 045-0914 | 045-0914-0 | 045-0914-S | ENCANA (WEST) - P32 |  |  | 20 | 2.84 | 148 |  | 8 | 211112 | -107.6836 | 39.478 |  |  | 400 |  |  |  | 81652
08045 |  | Colorado | Garfield | 13079511 | 68654613 | 63021712 | 045-0918 | 045-0918-0 | 045-0918-S | ENCANA - K4E |  |  | 20 | 2.84 | 148 |  | 8.1 | 211112 | -107.6741 | 39.4738 |  |  | 400 |  |  |  | 81652
08045 |  | Colorado | Garfield | 13079611 | 68654713 | 63021812 | 045-0920 | 045-0920-0 | 045-0920-S | ENCANA (WEST) - L3E | 0.036723 |  | 20 | 2 | 700 |  | 10 | 211112 | -107.6605 | 39.4733 |  |  | 400 |  |  |  | 81652 | 23
08045 |  | Colorado | Garfield | 13079611 | 68654813 | 63021912 | 045-0920 | 045-0920-0 | 045-0920-S | ENCANA (WEST) - L3E | 0.067007 |  | 20 | 2 | 700 |  | 10 | 211112 | -107.6605 | 39.4733 |  |  | 400 |  |  |  | 81652 | 23
08045 |  | Colorado | Garfield | 13079711 | 68654913 | 86965612 | 045-0923 | 045-0923-0 | 045-0923-S | BILL BARRETT CORP - TANK BATTERY # 18131 |  |  | 20 | 2 | 700 |  | 10 | 211112 | -107.6976 | 39.5067 |  |  | 400 |  |  |  | 81650 | 23
08045 |  | Colorado | Garfield | 13079811 | 68655013 | 63022112 | 045-0924 | 045-0924-0 | 045-0924-S | BILL BARRETT CORP - TANK # 16885/16902 |  |  | 20 | 2.84 | 148 |  | 8 | 211112 | -107.6106 | 39.4887 |  |  | 400 |  |  |  | 81647
08045 |  | Colorado | Garfield | 13079911 | 68655213 | 86965712 | 045-0925 | 045-0925-0 | 045-0925-S | BILL BARRETT CORP - TANK BATTERY # 18082 |  |  | 20 | 2 | 700 |  | 10 | 211112 | -107.6978 | 39.5102 |  |  | 400 |  |  |  | 81650 | 23
08045 |  | Colorado | Garfield | 13080011 | 68655313 | 63022412 | 045-0926 | 045-0926-0 | 045-0926-S | BILL BARRETT CORP - TANK BATTERY # 19481 |  |  | 20 | 2 | 700 |  | 10 | 211112 | -107.6225 | 39.4963 |  |  | 400 |  |  |  | 81652 | 23
08045 |  | Colorado | Garfield | 13080111 | 68655413 | 63022512 | 045-0927 | 045-0927-0 | 045-0927-S | BILL BARRETT CORP - TANK BATTERY # 16893 |  |  | 20 | 2.84 | 148 |  | 8 | 211112 | -107.5945 | 39.4965 |  |  | 400 |  |  |  | 81647
08045 |  | Colorado | Garfield | 13080211 | 68655513 | 63022612 | 045-0929 | 045-0929-0 | 045-0929-S | ENCANA OIL & GAS - TRAIL RIDGE 1-23 |  |  | 1 | 0.1 | 70 | 0 |  | 211112 | -108.2763 | 39.6335 |  |  | 690 |  |  |  | 81635
08045 |  | Colorado | Garfield | 13080311 | 68655613 | 63022712 | 045-0931 | 045-0931-0 | 045-0931-S | OXY USA WTP-CASCADE CRK 797-05-52 |  |  | 20 | 2.84 | 148 |  | 8 | 21111 | -108.2442 | 39.4704 |  |  | 400 |  |  |  | 81630
08045 |  | Colorado | Garfield | 13080411 | 68655913 | 63023012 | 045-0932 | 045-0932-0 | 045-0932-S | BARGATH LLC - HEATH CS | 0.060748 |  | 20 | 2 | 700 |  | 10 | 211112 | -107.8847 | 39.4976 |  |  | 400 |  |  |  | 81650 | 23
08045 |  | Colorado | Garfield | 13080411 | 68656213 | 63023312 | 045-0932 | 045-0932-0 | 045-0932-S | BARGATH LLC - HEATH CS |  |  | 1 | 0.1 | 70 | 0 |  | 211112 | -107.8847 | 39.4976 |  |  | 490 |  |  |  | 81650
08045 |  | Colorado | Garfield | 13080411 | 68656613 | 63023712 | 045-0932 | 045-0932-0 | 045-0932-S | BARGATH LLC - HEATH CS |  |  | 1 | 0.1 | 70 | 0 |  | 211112 | -107.8847 | 39.4976 |  |  | 999 |  |  |  | 81650
08045 |  | Colorado | Garfield | 13080511 | 68656713 | 63023912 | 045-0933 | 045-0933-0 | 045-0933-S | ENCANA- G33NE |  |  | 20 | 2 | 700 |  | 10 | 211112 | -107.6695 | 39.485 |  |  | 400 |  |  |  | 81652 | 23
08045 |  | Colorado | Garfield | 13080611 | 68656813 | 63024012 | 045-0934 | 045-0934-0 | 045-0934-S | ENCANA- RO2 |  |  | 20 | 2.84 | 148 |  | 8.1 | 211112 | -107.8525 | 39.4624 |  |  | 400 |  |  |  | 81650
08045 |  | Colorado | Garfield | 13080711 | 68656913 | 63024112 | 045-0943 | 045-0943-0 | 045-0943-S | ENCANA O&G - K19CNE |  |  | 20 | 2.84 | 148 |  | 8.1 | 211112 | -107.7133 | 39.5099 |  |  | 400 |  |  |  | 81650
08045 |  | Colorado | Garfield | 13080811 | 68657013 | 63024212 | 045-0945 | 045-0945-0 | 045-0945-S | ENCANA- TANK BATTERY K35NW |  |  | 20 | 2.84 | 148 |  | 8 | 211112 | -107.7451 | 39.481 |  |  | 400 |  |  |  | 81650
08045 |  | Colorado | Garfield | 13080911 | 68657113 | 63024312 | 045-0946 | 045-0946-0 | 045-0946-S | ENCANA- TANK BATTERY C29NE |  |  | 20 | 2.84 | 148 |  | 8.1 | 211112 | -107.6929 | 39.5031 |  |  | 400 |  |  |  | 81650
08045 |  | Colorado | Garfield | 13081011 | 68657313 | 92825112 | 045-0951 | 045-0951-0 | 045-0951-S | OXY USA WTP LP-CC 797-05-36 |  |  | 20 | 2.84 | 148 |  | 8 | 21111 | -108.2437 | 39.474 |  |  | 400 |  |  |  | 81630
08045 |  | Colorado | Garfield | 13081111 | 68657413 | 63024612 | 045-0953 | 045-0953-0 | 045-0953-S | ENCANA- HUNTER CREEK SOUTH 8401 |  |  | 1 | 0.1 | 70 | 0 |  | 211112 | -108.3569 | 39.629 |  |  | 400 |  |  |  | 81630
08045 |  | Colorado | Garfield | 13081211 | 68657613 | 63024812 | 045-0955 | 045-0955-0 | 045-0955-S | PETROLEUM DEVELOPMENT CORP.-LOGAN MASTER |  |  | 13 | 0.55 | 70 | 0 |  | 21111 | -108.1668 | 39.4733 |  |  | 690 |  |  |  | 81635 | 132
08045 |  | Colorado | Garfield | 13081211 | 68657713 | 63024912 | 045-0955 | 045-0955-0 | 045-0955-S | PETROLEUM DEVELOPMENT CORP.-LOGAN MASTER |  |  | 20 | 0.25 | 200 | 0 |  | 21111 | -108.1668 | 39.4733 |  |  | 690 |  |  |  | 81635 | 132
08045 |  | Colorado | Garfield | 13081211 | 68657813 | 63025012 | 045-0955 | 045-0955-0 | 045-0955-S | PETROLEUM DEVELOPMENT CORP.-LOGAN MASTER |  |  | 1 | 0.1 | 70 | 0 |  | 21111 | -108.1668 | 39.4733 |  |  | 400 |  |  |  | 81635 | 132
08045 |  | Colorado | Garfield | 13081211 | 68657913 | 63025112 | 045-0955 | 045-0955-0 | 045-0955-S | PETROLEUM DEVELOPMENT CORP.-LOGAN MASTER |  |  | 1 | 0.1 | 70 | 0 |  | 21111 | -108.1668 | 39.4733 |  |  | 300 |  |  |  | 81635
08045 |  | Colorado | Garfield | 13081211 | 68658013 | 63025212 | 045-0955 | 045-0955-0 | 045-0955-S | PETROLEUM DEVELOPMENT CORP.-LOGAN MASTER |  |  | 20 | 2.84 | 148 |  | 8 | 21111 | -108.1668 | 39.4733 |  |  | 400 |  |  |  | 81635
08045 |  | Colorado | Garfield | 13081311 | 68658113 | 63025312 | 045-0957 | 045-0957-0 | 045-0957-S | WILLIAMS PRODUCTION RMT- MV 39-03 |  |  | 15 | 0.17 | 212 |  | 8.6 | 21111 | -108.0985 | 39.4605 |  |  | 690 |  |  |  | 81635
08045 |  | Colorado | Garfield | 13081311 | 68658213 | 63025412 | 045-0957 | 045-0957-0 | 045-0957-S | WILLIAMS PRODUCTION RMT- MV 39-03 |  |  | 20 | 2.84 | 148 |  | 8 | 21111 | -108.0985 | 39.4605 |  |  | 400 |  |  |  | 81635
08045 |  | Colorado | Garfield | 13081411 | 68658413 | 63025612 | 045-0958 | 045-0958-0 | 045-0958-S | WILLIAMS PRODUCTION RMT-RWF 523-19 |  |  | 20 | 2.84 | 148 |  | 8 | 211112 | -107.9324 | 39.5086 |  |  | 400 |  |  |  | 81635
08045 |  | Colorado | Garfield | 13081511 | 68658513 | 63025712 | 045-0959 | 045-0959-0 | 045-0959-S | ENCANA OIL & GAS (USA), INC. - N9W (001) |  |  | 20 | 2.84 | 148 |  | 8 | 211112 | -107.7813 | 39.4546 |  |  | 400 |  |  |  | 81650
08045 |  | Colorado | Garfield | 13081511 | 68658513 | 63025812 | 045-0959 | 045-0959-0 | 045-0959-S | ENCANA OIL & GAS (USA), INC. - N9W (001) |  |  | 20 | 2 | 700 |  | 10 | 211112 | -107.7813 | 39.4546 |  |  | 400 |  |  |  | 81650 | 23
08045 |  | Colorado | Garfield | 13081611 | 68658613 | 63025912 | 045-0960 | 045-0960-0 | 045-0960-S | ENCANA (WEST)- D15 | 0.041637 |  | 20 | 2.84 | 148 |  | 8 | 211112 | -107.7666 | 39.4501 |  |  | 400 |  |  |  | 81650
08045 |  | Colorado | Garfield | 13081711 | 68658713 | 63026012 | 045-0962 | 045-0962-0 | 045-0962-S | BILL BARRETT CORP - TANK BATTERY # 20058 |  |  | 20 | 2.84 | 148 |  | 8 | 211112 | -107.5842 | 39.4892 |  |  | 400 |  |  |  | 81647
08045 |  | Colorado | Garfield | 13081811 | 68658813 | 63026212 | 045-0963 | 045-0963-0 | 045-0963-S | WILLIAMS PROD - SECTION 19 TANK FACILITY |  |  | 20 | 2 | 700 |  | 10 | 211112 | -107.9325 | 39.5085 |  |  | 400 |  |  |  | 81635 | 23
08045 |  | Colorado | Garfield | 13081811 | 68658913 | 63026112 | 045-0963 | 045-0963-0 | 045-0963-S | WILLIAMS PROD - SECTION 19 TANK FACILITY |  |  | 20 | 2.84 | 148 |  | 8 | 211112 | -107.9325 | 39.5085 |  |  | 400 |  |  |  | 81635
08045 |  | Colorado | Garfield | 13082111 | 68659513 | 63026812 | 045-0968 | 045-0968-0 | 045-0968-S | PETROLEUM DEV CORP - RILEY GULCH |  |  | 1 | 0.1 | 30 | 0 |  | 21111 | -108.15 | 39.4518 |  |  | 690 |  |  |  | 81635
08045 |  | Colorado | Garfield | 13082211 | 68659613 | 63026912 | 045-0973 | 045-0973-0 | 045-0973-S | WILLIAMS PRODUCTION - RMV 7-21 |  |  | 20 | 2.84 | 148 |  | 8 | 211112 | -107.901 | 39.5134 |  |  | 400 |  |  |  | 81650
08045 |  | Colorado | Garfield | 13082311 | 68659713 | 63027012 | 045-0986 | 045-0986-0 | 045-0986-S | WPX ENERGY ROCKY MTN - GV 18-23 |  |  | 20 | 2.84 | 148 |  | 8 | 21111 | -108.0813 | 39.4277 |  |  | 400 |  |  |  | 81635
08045 |  | Colorado | Garfield | 13082311 | 96040113 | 92825612 | 045-0986 | 045-0986-0 | 045-0986-S | WPX ENERGY ROCKY MTN - GV 18-23 |  |  | 1 | 0.1 | 70 | 0 |  | 21111 | -108.0813 | 39.4277 |  |  | 690 |  |  |  | 81635
08045 |  | Colorado | Garfield | 13082411 | 68659813 | 63027112 | 045-0988 | 045-0988-0 | 045-0988-S | WILLIAMS PRODUCTION RMT - CLOUGH 26 |  |  | 20 | 2.84 | 148 |  | 8 | 21111 | -107.8722 | 39.5162 |  |  | 400 |  |  |  | 81650
08045 |  | Colorado | Garfield | 13082511 | 68659913 | 63027212 | 045-0990 | 045-0990-0 | 045-0990-S | WILLIAMS PRODUCTION GV 33-22 |  |  | 20 | 2.84 | 148 |  | 8 | 211112 | -108.0925 | 39.4173 |  |  | 400 |  |  |  | 81635
08045 |  | Colorado | Garfield | 13082611 | 68660013 | 63027312 | 045-0991 | 045-0991-0 | 045-0991-S | WILLIAMS PRODUCTION RMT - GR 24-35 |  |  | 20 | 2.84 | 148 |  | 8 | 211112 | -108.0781 | 39.4752 |  |  | 400 |  |  |  | 81635
08045 |  | Colorado | Garfield | 13082711 | 68660113 | 63027412 | 045-0994 | 045-0994-0 | 045-0994-S | WILLIAMS PRODUCTION RMT - RMV 12-16 |  |  | 20 | 2.84 | 148 |  | 8 | 211112 | -107.8964 | 39.5225 |  |  | 400 |  |  |  | 81650
08045 |  | Colorado | Garfield | 13082811 | 68660213 | 63027512 | 045-0995 | 045-0995-0 | 045-0995-S | WILLIAMS PRODUCTION RMT - RMV 29-27 |  |  | 20 | 2.84 | 148 |  | 8 | 211112 | -107.8786 | 39.5019 |  |  | 400 |  |  |  | 81650
08045 |  | Colorado | Garfield | 13082911 | 68660313 | 63027612 | 045-0996 | 045-0996-0 | 045-0996-S | WILLIAMS PRODUCTION RMT GV 21-35 |  |  | 20 | 2.84 | 148 |  | 8 | 211112 | -108.0708 | 39.4752 |  |  | 400 |  |  |  | 81635
08045 |  | Colorado | Garfield | 13083011 | 68660413 | 63027712 | 045-1001 | 045-1001-0 | 045-1001-S | WILLIAMS PRODUCTION SG 12-23 |  |  | 20 | 2.84 | 148 |  | 8 | 211112 | -108.0863 | 39.4243 |  |  | 400 |  |  |  | 81635
08045 |  | Colorado | Garfield | 13083011 | 96040313 | 92825812 | 045-1001 | 045-1001-0 | 045-1001-S | WILLIAMS PRODUCTION SG 12-23 |  |  | 1 | 0.1 | 70 | 0 |  | 211112 | -108.0863 | 39.4243 |  |  | 690 |  |  |  | 81635 | 132
08045 |  | Colorado | Garfield | 13083611 | 68660513 | 63027812 | 045-1002 | 045-1002-0 | 045-1002-S | BILL BARRETT CORP - TANK BATTERY # 20378 |  |  | 1 | 0.1 | 70 | 0 |  | 211112 | -107.5852 | 39.4856 |  |  | 400 |  |  |  | 81647
08045 |  | Colorado | Garfield | 13083711 | 68660613 | 63027912 | 045-1003 | 045-1003-0 | 045-1003-S | BILL BARRETT CORP - TANK BATTERY # 20064 | 0.064139 |  | 20 | 2 | 700 |  | 10 | 211112 | -107.6487 | 39.4924 |  |  | 400 |  |  |  | 81652 | 23
08045 |  | Colorado | Garfield | 13083811 | 68660713 | 92825912 | 045-1004 | 045-1004-0 | 045-1004-S | BILL BARRETT CORP - TANK BATTERY # 16884 |  |  | 20 | 2 | 700 |  | 10 | 211112 | -107.6086 | 39.4927 |  |  | 400 |  |  |  | 81647 | 23
08045 |  | Colorado | Garfield | 13083911 | 68660813 | 63028112 | 045-1005 | 045-1005-0 | 045-1005-S | BILL BARRETT CORP - TANK BATTERY # 20730 | 0.037721 |  | 20 | 2 | 700 |  | 10 | 211112 | -107.6297 | 39.5122 |  |  | 400 |  |  |  | 81652 | 23
08045 |  | Colorado | Garfield | 13084011 | 68660913 | 63028212 | 045-1006 | 045-1006-0 | 045-1006-S | ENCANA (WEST)- L17E |  |  | 20 | 2.84 | 148 |  | 8.1 | 211112 | -107.6972 | 39.4445 |  |  | 400 |  |  |  | 81652
08045 |  | Colorado | Garfield | 13084211 | 68661213 | 63028512 | 045-1008 | 045-1008-0 | 045-1008-S | BILL BARRETT CORP - TANK BATTERY # 21148 | 0.11144 |  | 20 | 2 | 700 |  | 10 | 211112 | -107.6468 | 39.4901 |  |  | 400 |  |  |  | 81652 | 23
08045 |  | Colorado | Garfield | 13084311 | 68661313 | 63028612 | 045-1009 | 045-1009-0 | 045-1009-S | BILL BARRETT CORP - TANK BATTERY # 21147 | 4.6968 | [6 empty] | 211112 | -107.6852 | 39.5145 |  |  | 400 |  |  |  | 81652 | 23
08045 |  | Colorado | Garfield | 13084411 | 68661413 | 63028712 | 045-1010 | 045-1010-0 | 045-1010-S | BILL BARRETT CORP - BATTERY #16899 |  |  | 20 | 2.84 | 148 |  | 8 | 211112 | -107.5849 | 39.482 |  |  | 400 |  |  |  | 81647
08045 |  | Colorado | Garfield | 13084611 | 68661613 | 63028912 | 045-1015 | 045-1015-0 | 045-1015-S | OXY USA WTP LP - CC # 610-24-43 |  |  | 20 | 2.84 | 148 |  | 8 | 21111 | -108.2077 | 39.5332 |  |  | 400 |  |  |  | 81635
08045 |  | Colorado | Garfield | 13084711 | 68661713 | 63029012 | 045-1017 | 045-1017-0 | 045-1017-S | ENCANA (WEST)- H23NW (001) |  |  | 20 | 2.84 | 148 |  | 8 | 211112 | -107.736 | 39.5138 |  |  | 400 |  |  |  | 81650
08045 |  | Colorado | Garfield | 13084711 | 68661713 | 63029112 | 045-1017 | 045-1017-0 | 045-1017-S | ENCANA (WEST)- H23NW (001) |  |  | 20 | 2 | 700 |  | 10 | 211112 | -107.736 | 39.5138 |  |  | 400 |  |  |  | 81650 | 23
08045 |  | Colorado | Garfield | 13084811 | 68661813 | 63029212 | 045-1018 | 045-1018-0 | 045-1018-S | ENCANA (WEST)- I9W (001) | 0.032483 |  | 20 | 2.84 | 148 |  | 8 | 211112 | -107.7718 | 39.4572 |  |  | 400 |  |  |  | 81650
08045 |  | Colorado | Garfield | 13084811 | 68661813 | 92826312 | 045-1018 | 045-1018-0 | 045-1018-S | ENCANA (WEST)- I9W (001) |  |  | 20 | 2 | 700 |  | 10 | 211112 | -107.7718 | 39.4572 |  |  | 400 |  |  |  | 81650 | 23
08045 |  | Colorado | Garfield | 13084911 | 96040713 | 92826412 | 045-1021 | 045-1021-0 | 045-1021-S | ENCANA OIL & GAS (USA), INC. - I3 & I3B |  |  | 20 | 2.84 | 148 |  | 8 | 211112 | -107.7559 | 39.4736 |  |  | 400 |  |  |  | 81650
08045 |  | Colorado | Garfield | 13084911 | 96040713 | 92826512 | 045-1021 | 045-1021-0 | 045-1021-S | ENCANA OIL & GAS (USA), INC. - I3 & I3B |  |  | 20 | 2 | 700 |  | 10 | 211112 | -107.7559 | 39.4736 |  |  | 400 |  |  |  | 81650 | 23
08045 |  | Colorado | Garfield | 13085011 | 68662013 | 63029412 | 045-1023 | 045-1023-0 | 045-1023-S | BILL BARRETT CORP - TANK BATTERY # 21360 | 0.13105 |  | 20 | 2 | 700 |  | 10 | 211112 | -107.6492 | 39.4856 |  |  | 400 |  |  |  | 81652 | 23
08045 |  | Colorado | Garfield | 13085211 | 68662713 | 63030112 | 045-1030 | 045-1030-0 | 045-1030-S | BARGATH LLC - WHEELER GULCH CS |  |  | 1 | 0.1 | 70 | 0 |  | 21111 | -108.0952 | 39.49 |  |  | 400 |  |  |  | 81635
08045 |  | Colorado | Garfield | 13085211 | 68663313 | 63030712 | 045-1030 | 045-1030-0 | 045-1030-S | BARGATH LLC - WHEELER GULCH CS |  |  | 1 | 0.1 | 70 | 0 |  | 21111 | -108.0952 | 39.49 |  |  | 300 |  |  |  | 81635
08045 |  | Colorado | Garfield | 13085211 | 68663413 | 63030812 | 045-1030 | 045-1030-0 | 045-1030-S | BARGATH LLC - WHEELER GULCH CS |  |  | 1 | 0.1 | 70 | 0 |  | 21111 | -108.0952 | 39.49 |  |  | 999 |  |  |  | 81635
08045 |  | Colorado | Garfield | 13085511 | 68663913 | 63031312 | 045-1036 | 045-1036-0 | 045-1036-S | ENCANA (WEST) - RB1 PAD |  |  | 20 | 2.84 | 148 |  | 8.1 | 211112 | -107.8345 | 39.4731 |  |  | 400 |  |  |  | 81650
08045 |  | Colorado | Garfield | 13085611 | 68664013 | 63031412 | 045-1038 | 045-1038-0 | 045-1038-S | BILL BARRETT CORP - TANK BATTERY # 21473 | 0.032134 |  | 20 | 2 | 700 |  | 10 | 211112 | -107.656 | 39.5049 |  |  | 400 |  |  |  | 81652 | 23
08045 |  | Colorado | Garfield | 13085711 | 68664113 | 63031512 | 045-1039 | 045-1039-0 | 045-1039-S | BILL BARRETT CORP - TANK BATTERY # 16871 |  |  | 20 | 2 | 700 |  | 10 | 211112 | -107.5947 | 39.4893 |  |  | 400 |  |  |  | 81647 | 23
08045 |  | Colorado | Garfield | 13085811 | 68664213 | 63031612 | 045-1040 | 045-1040-0 | 045-1040-S | BILL BARRETT CORP - TANK BATTERY # 16874 |  |  | 1 | 0.1 | 70 | 0 |  | 211112 | -107.604 | 39.4928 |  |  | 400 |  |  |  | 81647
08045 |  | Colorado | Garfield | 13085911 | 68664313 | 63031712 | 045-1041 | 045-1041-0 | 045-1041-S | ENCANA - RE2 PAD |  |  | 20 | 2.84 | 148 |  | 8.1 | 211112 | -107.8627 | 39.4693 |  |  | 400 |  |  |  | 81650
08045 |  | Colorado | Garfield | 13086011 | 68664413 | 63031812 | 045-1042 | 045-1042-0 | 045-1042-S | ENCANA (WEST) - RJ2 PAD |  |  | 20 | 2.84 | 148 |  | 8.1 | 211112 | -107.8526 | 39.4658 |  |  | 400 |  |  |  | 81650
08045 |  | Colorado | Garfield | 13086111 | 68664513 | 63031912 | 045-1043 | 045-1043-0 | 045-1043-S | ENCANA (WEST) - J23NW (001) |  |  | 20 | 2.84 | 148 |  | 8 | 211112 | -107.7407 | 39.51 |  |  | 400 |  |  |  | 81650
08045 |  | Colorado | Garfield | 13086111 | 68664513 | 63032012 | 045-1043 | 045-1043-0 | 045-1043-S | ENCANA (WEST) - J23NW (001) |  |  | 20 | 2 | 700 |  | 10 | 211112 | -107.7407 | 39.51 |  |  | 400 |  |  |  | 81650 | 23
08045 |  | Colorado | Garfield | 13086211 | 68664613 | 92826612 | 045-1044 | 045-1044-0 | 045-1044-S | ENCANA (WEST) - E9W (001) |  |  | 20 | 2 | 700 |  | 10 | 211112 | -107.7848 | 39.4615 |  |  | 400 |  |  |  | 81650 | 23
08045 |  | Colorado | Garfield | 13086311 | 68664713 | 63032212 | 045-1045 | 045-1045-0 | 045-1045-S | BILL BARRETT CORP - TANK BATTERY # 16887 |  |  | 20 | 2.84 | 148 |  | 8 | 211112 | -107.5663 | 39.4969 |  |  | 400 |  |  |  | 81647
08045 |  | Colorado | Garfield | 13086411 | 68665313 | 63032612 | 045-1047 | 045-1047-0 | 045-1047-S | BILL BARRETT CORP - # 16886/26508 | [7 empty] | 211112 | -107.6129 | 39.489 |  |  | 400 |  |  |  | 81647 | 23
08045 |  | Colorado | Garfield | 13086611 | 68665613 | 63032912 | 045-1049 | 045-1049-0 | 045-1049-S | CHEVRON USA INC - SKINNER RIDGE 11-1 |  |  | 20 | 2.84 | 148 |  | 8 | 211112 | -108.2907 | 39.5425 |  |  | 400 |  |  |  | 81630
08045 |  | Colorado | Garfield | 13086711 | 68665813 | 92826812 | 045-1050 | 045-1050-0 | 045-1050-S | BILL BARRETT CORP - TANK BATTERY # 21941 |  |  | 20 | 2 | 700 |  | 10 | 211112 | -107.6697 | 39.4959 |  |  | 400 |  |  |  | 81652 | 23
08045 |  | Colorado | Garfield | 13086811 | 68665913 | 63033212 | 045-1051 | 045-1051-0 | 045-1051-S | BILL BARRETT CORP - TANK BATTERY # 22358 | 0.087893 |  | 20 | 2 | 700 |  | 10 | 211112 | -107.647 | 39.5077 |  |  | 400 |  |  |  | 81652 | 23
08045 |  | Colorado | Garfield | 13086911 | 68666013 | 63033312 | 045-1052 | 045-1052-0 | 045-1052-S | BILL BARRETT CORP - TANK BATTERY # 16896 |  |  | 20 | 2.84 | 148 |  | 8 | 211112 | -107.5898 | 39.4928 |  |  | 400 |  |  |  | 81647
08045 |  | Colorado | Garfield | 13087011 | 68666113 | 63033412 | 045-1053 | 045-1053-0 | 045-1053-S | BILL BARRETT CORP 20052 |  |  | 20 | 2 | 700 |  | 10 | 211112 | -107.6133 | 39.4926 |  |  | 400 |  |  |  | 81647 | 23
08045 |  | Colorado | Garfield | 13087211 | 68666513 | 63033812 | 045-1062 | 045-1062-0 | 045-1062-S | WILLIAMS PRODUCTION RMT - PA 32-20-W |  |  | 20 | 2.84 | 148 |  | 8 | 211112 | -108.0202 | 39.5118 |  |  | 400 |  |  |  | 81635
08045 |  | Colorado | Garfield | 13087311 | 68666613 | 63033912 | 045-1067 | 045-1067-0 | 045-1067-S | WILLIAMS PRODUCTION PA 33-32 |  |  | 20 | 2.84 | 148 |  | 8 | 211112 | -108.0198 | 39.479 |  |  | 400 |  |  |  | 81635
08045 |  | Colorado | Garfield | 13087411 | 68666713 | 63034012 | 045-1073 | 045-1073-0 | 045-1073-S | WILLIAMS PRODUCTION GM 14-35 |  |  | 20 | 2.84 | 148 |  | 8 | 211112 | -108.083 | 39.4749 |  |  | 400 |  |  |  | 81635
08045 |  | Colorado | Garfield | 13087511 | 68666813 | 63034112 | 045-1081 | 045-1081-0 | 045-1081-S | WILLIAMS PRODUCTION SG 21-27 |  |  | 20 | 2.84 | 148 |  | 8 | 211112 | -108.0989 | 39.4138 |  |  | 400 |  |  |  | 81635
08045 |  | Colorado | Garfield | 13087611 | 68666913 | 63034212 | 045-1086 | 045-1086-0 | 045-1086-S | WPX ENERGY RKY MTN, LLC - RMV 56-21 |  |  | 20 | 2.84 | 148 |  | 8 | 211112 | -107.9008 | 39.5162 |  |  | 400 |  |  |  | 81650
08045 |  | Colorado | Garfield | 13087711 | 68667013 | 63034312 | 045-1087 | 045-1087-0 | 045-1087-S | WILLIAMS PRODUCTION RMT - GM 32-04 |  |  | 20 | 2.84 | 148 |  | 8 | 21111 | -108.1115 | 39.4676 |  |  | 400 |  |  |  | 81635
08045 |  | Colorado | Garfield | 13087811 | 68667113 | 63034412 | 045-1088 | 045-1088-0 | 045-1088-S | WILLIAMS PRODUCTION RMT - GV 42-06 |  |  | 20 | 2.84 | 148 |  | 8 | 211112 | -108.0382 | 39.4684 |  |  | 400 |  |  |  | 81635
08045 |  | Colorado | Garfield | 13087911 | 68667313 | 63034612 | 045-1095 | 045-1095-0 | 045-1095-S | WILLIAMS PRODUCTION RMT - MV 09-32 |  |  | 20 | 2.84 | 148 |  | 8 | 211112 | -108.135 | 39.4784 |  |  | 400 |  |  |  | 81635
08045 |  | Colorado | Garfield | 13102411 | 68700313 | 92830812 | 045-1479 | 045-1479-0 | 045-1479-S | BILL BARRETT CORP - TANK BATTERY #16862 |  |  | 20 | 2 | 700 |  | 10 | 211112 | -107.5895 | 39.504 |  |  | 400 |  |  |  | 81647 | 23
08045 |  | Colorado | Garfield | 13102511 | 68700413 | 92830912 | 045-1480 | 045-1480-0 | 045-1480-S | WILLIAMS PROD - DOGHEAD TANK FACILITY |  |  | 20 | 2 | 700 |  | 10 | 211112 | -107.9397 | 39.4578 |  |  | 400 |  |  |  | 81635 | 23
08045 |  | Colorado | Garfield | 13102511 | 68700513 | 63067512 | 045-1480 | 045-1480-0 | 045-1480-S | WILLIAMS PROD - DOGHEAD TANK FACILITY |  |  | 20 | 2.84 | 148 |  | 8 | 211112 | -107.9397 | 39.4578 |  |  | 400 |  |  |  | 81635
08045 |  | Colorado | Garfield | 13102611 | 68700613 | 63067612 | 045-1481 | 045-1481-0 | 045-1481-S | WILLIAMS PRODUCTION-RYAN GULCH 32-04 298 |  |  | 20 | 2.84 | 148 |  | 8 | 211112 | -108.3943 | 39.9075 |  |  | 400 |  |  |  | 81650
08045 |  | Colorado | Garfield | 13102711 | 68700713 | 63067712 | 045-1482 | 045-1482-0 | 045-1482-S | WILLIAMS PRODUCTION - RPE 24-30-595 |  |  | 20 | 2.84 | 148 |  | 8 | 211112 | -108.0991 | 39.5795 |  |  | 400 |  |  |  | 81635
08045 |  | Colorado | Garfield | 13102711 | 68700813 | 63067812 | 045-1482 | 045-1482-0 | 045-1482-S | WILLIAMS PRODUCTION - RPE 24-30-595 |  |  | 20 | 2.84 | 148 |  | 8 | 211112 | -108.0991 | 39.5795 |  |  | 400 |  |  |  | 81635
08045 |  | Colorado | Garfield | 13102811 | 68700913 | 63067912 | 045-1483 | 045-1483-0 | 045-1483-S | WILLIAMS PRODUCTION - MV 8-4 |  |  | 20 | 2.84 | 148 |  | 8 | 211112 | -108.1073 | 39.4642 |  |  | 400 |  |  |  | 81635
08045 |  | Colorado | Garfield | 13102911 | 68701013 | 107195312 | 045-1489 | 045-1489-0 | 045-1489-S | WILLIAMS PROD- SG 43-27-W |  |  | 20 | 2 | 700 |  | 10 | 211112 | -108.089 | 39.4068 |  |  | 400 |  |  |  | 81635 | 23
08045 |  | Colorado | Garfield | 13103011 | 68701113 | 63068112 | 045-1490 | 045-1490-0 | 045-1490-S | WILLIAMS PROD- ALLEN POINT 24-17 695-W |  |  | 20 | 2.84 | 148 |  | 8 | 211112 | -108.0247 | 39.5302 |  |  | 400 |  |  |  | 81635
08045 |  | Colorado | Garfield | 13103111 | 68701213 | 63068212 | 045-1494 | 045-1494-0 | 045-1494-S | WILLIAMS PROD- RPW 31-26-596-W |  |  | 20 | 2.84 | 148 |  | 8 | 211112 | -108.1391 | 39.5806 |  |  | 400 |  |  |  | 81635
08045 |  | Colorado | Garfield | 13103211 | 68701313 | 63068312 | 045-1495 | 045-1495-0 | 045-1495-S | WPX ENERGY RKY MSG 24-23-W |  |  | 20 | 2.84 | 148 |  | 8 | 21111 | -108.0797 | 39.4175 |  |  | 400 |  |  |  | 81635
08045 |  | Colorado | Garfield | 13103311 | 68701413 | 63068412 | 045-1497 | 045-1497-0 | 045-1497-S | WILLIAMS PROD - ALLEN POINT 24-14 696-W |  |  | 20 | 2.84 | 148 |  | 8 | 211112 | -108.0791 | 39.5176 |  |  | 400 |  |  |  | 81635
08045 |  | Colorado | Garfield | 13103411 | 68701513 | 63068512 | 045-1500 | 045-1500-0 | 045-1500-S | WILLIAMS PROD - RWF 442-29-W |  |  | 20 | 2.84 | 148 |  | 8 | 211112 | -107.9049 | 39.4982 |  |  | 400 |  |  |  | 81635
08045 |  | Colorado | Garfield | 13103511 | 68701613 | 63068612 | 045-1501 | 045-1501-0 | 045-1501-S | WILLIAMS PROD - SR 311-7-W |  |  | 20 | 2.84 | 148 |  | 8 | 211112 | -107.9356 | 39.4578 |  |  | 400 |  |  |  | 81635
08045 |  | Colorado | Garfield | 13103611 | 68701713 | 63068712 | 045-1505 | 045-1505-0 | 045-1505-S | WILLIAMS PROD - NG 24-8-W |  |  | 20 | 2.84 | 148 |  | 8 | 211112 | -108.1332 | 39.5335 |  |  | 400 |  |  |  | 81635
08045 |  | Colorado | Garfield | 13103711 | 68701813 | 86969012 | 045-1506 | 045-1506-0 | 045-1506-S | WILLIAMS PROD - PA 21-12-W |  |  | 20 | 2 | 700 |  | 10 | 211112 | -107.9491 | 39.4577 |  |  | 400 |  |  |  | 81635 | 23
08045 |  | Colorado | Garfield | 13103911 | 68702013 | 63069012 | 045-1508 | 045-1508-0 | 045-1508-S | WILLIAMS PROD - RP 343-26-596-W |  |  | 20 | 2.84 | 148 |  | 8 | 211112 | -108.1296 | 39.588 |  |  | 400 |  |  |  | 81635
08045 |  | Colorado | Garfield | 13104011 | 68702113 | 63069112 | 045-1509 | 045-1509-0 | 045-1509-S | WILLIAMS PROD - PA 41-4-W |  |  | 20 | 2.84 | 148 |  | 8 | 211112 | -107.9959 | 39.4648 |  |  | 400 |  |  |  | 81635
08045 |  | Colorado | Garfield | 13104111 | 68702213 | 63069212 | 045-1516 | 045-1516-0 | 045-1516-S | ENCANA OIL & GAS H36NW |  |  | 20 | 2.84 | 148 |  | 8.1 | 211112 | -107.7172 | 39.485 |  |  | 400 |  |  |  | 81650
08045 |  | Colorado | Garfield | 13104211 | 68702313 | 107195612 | 045-1517 | 045-1517-0 | 045-1517-S | BILL BARRETT CORP - BATT # 16901 |  |  | 20 | 2 | 700 |  | 10 | 211112 | -107.5717 | 39.5113 |  |  | 400 |  |  |  | 81647 | 23
08045 |  | Colorado | Garfield | 13104311 | 68702413 | 63069412 | 045-1518 | 045-1518-0 | 045-1518-S | PETROLEUM DEV - LOGAN (PUCKETT 234-25) |  |  | 20 | 2.84 | 148 |  | 8 | 211112 | -108.1711 | 39.4958 |  |  | 400 |  |  |  | 81635
08045 |  | Colorado | Garfield | 13104411 | 68702513 | 63069512 | 045-1519 | 045-1519-0 | 045-1519-S | PETROLEUM DEV - PUCKETT 262-1 | [7 empty] | 211112 | -108.1666 | 39.4797 |  |  | 400 |  |  |  | 81635
08045 |  | Colorado | Garfield | 13104511 | 68702613 | 63069612 | 045-1520 | 045-1520-0 | 045-1520-S | PETROLEUM DEV - LOGAN (PUCKETT 241-36) |  |  | 20 | 2.84 | 148 |  | 8 | 211112 | -108.1712 | 39.4852 |  |  | 400 |  |  |  | 81630
08045 |  | Colorado | Garfield | 13104611 | 68702713 | 63069712 | 045-1521 | 045-1521-0 | 045-1521-S | PETROLEUM DEV - PUCKETT 251-36 | [7 empty] | 211112 | -108.1674 | 39.4859 |  |  | 400 |  |  |  | 81635
08045 |  | Colorado | Garfield | 13104711 | 68702813 | 63069812 | 045-1522 | 045-1522-0 | 045-1522-S | ENCANA (WEST) - M1E (001) | 0.001069 |  | 20 | 2.84 | 148 |  | 8 | 211112 | -107.6232 | 39.4721 |  |  | 400 |  |  |  | 81652
08045 |  | Colorado | Garfield | 13104711 | 68702813 | 92831112 | 045-1522 | 045-1522-0 | 045-1522-S | ENCANA (WEST) - M1E (001) |  |  | 20 | 2 | 700 |  | 10 | 211112 | -107.6232 | 39.4721 |  |  | 400 |  |  |  | 81652 | 23
08045 |  | Colorado | Garfield | 13104811 | 68703113 | 92831512 | 045-1524 | 045-1524-0 | 045-1524-S | WILLIAMS PRODUCTION - RULISON CENTRAL |  |  | 20 | 2 | 700 |  | 10 | 211112 | -107.9094 | 39.5456 |  |  | 400 |  |  |  | 81650 | 23
08045 |  | Colorado | Garfield | 13104811 | 96044113 | 92831412 | 045-1524 | 045-1524-0 | 045-1524-S | WILLIAMS PRODUCTION - RULISON CENTRAL |  |  | 1 | 0.1 | 70 | 0 |  | 211112 | -107.9094 | 39.5456 |  |  | 300 |  |  |  | 81650
08045 |  | Colorado | Garfield | 13104911 | 68703213 | 92831612 | 045-1525 | 045-1525-0 | 045-1525-S | WILLIAMS PRODUCTION - CHEVRON CENTRAL |  |  | 20 | 2 | 700 |  | 10 | 211112 | -108.1304 | 39.5005 |  |  | 400 |  |  |  | 81635 | 23
08045 |  | Colorado | Garfield | 13105011 | 68703313 | 63070312 | 045-1526 | 045-1526-0 | 045-1526-S | BILL BARRETT CORP - BATT # 29566 | [7 empty] | 211112 | -107.5806 | 39.5004 |  |  | 400 |  |  |  | 81647 | 23
08045 |  | Colorado | Garfield | 13105111 | 68703413 | 63070412 | 045-1527 | 045-1527-0 | 045-1527-S | BILL BARRETT CORP - # 16889 | [7 empty] | 211112 | -107.5805 | 39.4967 |  |  | 400 |  |  |  | 81647 | 23
08045 |  | Colorado | Garfield | 13105211 | 68703713 | 63070712 | 045-1530 | 045-1530-0 | 045-1530-S | BERRY PETROLEUM CO - CHEVRON F-30 |  |  | 20 | 2.84 | 148 |  | 8.1 | 211112 | -108.2145 | 39.5881 |  |  | 400 |  |  |  | 81635
08045 |  | Colorado | Garfield | 13105311 | 68703813 | 63070812 | 045-1531 | 045-1531-0 | 045-1531-S | BERRY PETROLEUM CO - CHEVRON E-13 |  |  | 20 | 2.84 | 148 |  | 8.1 | 211112 | -108.1766 | 39.5234 |  |  | 400 |  |  |  | 81635
08045 |  | Colorado | Garfield | 13105411 | 68703913 | 63070912 | 045-1532 | 045-1532-0 | 045-1532-S | BERRY PETROLEUM CO - CHEVRON K-17 |  |  | 20 | 2.84 | 148 |  | 8.1 | 211112 | -108.1335 | 39.5229 |  |  | 400 |  |  |  | 81635
08045 |  | Colorado | Garfield | 13105511 | 68704013 | 63071012 | 045-1533 | 045-1533-0 | 045-1533-S | BERRY PETROLEUM CO - CHEVRON L-4 |  |  | 20 | 2.84 | 148 |  | 8.1 | 211112 | -108.1196 | 39.5549 |  |  | 400 |  |  |  | 81635
08045 |  | Colorado | Garfield | 13105611 | 68704113 | 63071112 | 045-1534 | 045-1534-0 | 045-1534-S | BERRY PETROLEUM CO - CHEVRON C-20 |  |  | 20 | 2.84 | 148 |  | 8.1 | 211112 | -108.1952 | 39.6061 |  |  | 400 |  |  |  | 81635
08045 |  | Colorado | Garfield | 13105711 | 68704213 | 63071212 | 045-1536 | 045-1536-0 | 045-1536-S | WILLIAMS PROD - RYAN GULCH 13-01 398 |  |  | 20 | 2.84 | 148 |  | 8 | 211112 | -108.3458 | 39.8235 |  |  | 400 |  |  |  | 81650
08045 |  | Colorado | Garfield | 13105811 | 68704313 | 63071312 | 045-1537 | 045-1537-0 | 045-1537-S | WILLIAMS PROD - RYAN GULCH 32-5 298 |  |  | 20 | 2.84 | 148 |  | 8 | 211112 | -108.4129 | 39.9074 |  |  | 400 |  |  |  | 81650
08045 |  | Colorado | Garfield | 13105911 | 68704413 | 63071412 | 045-1538 | 045-1538-0 | 045-1538-S | WILLIAMS PRODUCTION RMT - GV 17-32 |  |  | 20 | 2.84 | 148 |  | 8 | 211112 | -108.1349 | 39.4896 |  |  | 400 |  |  |  | 81635
08045 |  | Colorado | Garfield | 13106011 | 68704513 | 63071512 | 045-1539 | 045-1539-0 | 045-1539-S | WILLIAMS PRODUCTION RMT RWF 33-15 |  |  | 20 | 2.84 | 148 |  | 8 | 211112 | -107.8721 | 39.5233 |  |  | 400 |  |  |  | 81650
08045 |  | Colorado | Garfield | 13106011 | 68704613 | 63071612 | 045-1539 | 045-1539-0 | 045-1539-S | WILLIAMS PRODUCTION RMT RWF 33-15 |  |  | 20 | 2.84 | 148 |  | 8 | 211112 | -107.8721 | 39.5233 |  |  | 400 |  |  |  | 81650
08045 |  | Colorado | Garfield | 13106111 | 68704713 | 63071712 | 045-1540 | 045-1540-0 | 045-1540-S | BILL BARRETT - 29748_MILLER 14-A-36-692 |  |  | 20 | 2 | 700 |  | 10 | 211112 | -107.6178 | 39.4785 |  |  | 400 |  |  |  | 81652 | 23
08045 |  | Colorado | Garfield | 13106211 | 68704813 | 63071812 | 045-1541 | 045-1541-0 | 045-1541-S | ENCANA OIL & GAS (USA) INC. - PF21 | [7 empty] | 211112 | -108.0035 | 39.4256 |  |  | 400 |  |  |  | 81635
08045 |  | Colorado | Garfield | 13106311 | 68704913 | 63071912 | 045-1542 | 045-1542-0 | 045-1542-S | ENCANA (WEST) - F24W (001) |  |  | 20 | 2.84 | 148 |  | 8.1 | 211112 | -107.7269 | 39.4344 |  |  | 400 |  |  |  | 81652
08045 |  | Colorado | Garfield | 13106411 | 68705013 | 63072012 | 045-1543 | 045-1543-0 | 045-1543-S | BARGATH LLC - PUCKETT PIPELINE DRIP TANK |  |  | 8 | 2 | 500 | 0 |  | 21111 | -107.9682 | 39.483 |  |  | 400 |  |  |  | 81650 | 23
08045 |  | Colorado | Garfield | 13106511 | 68705213 | 63072212 | 045-1545 | 045-1545-0 | 045-1545-S | CHEVRON USA INC - SKINNER RIDGE 22-1 | [7 empty] | 211112 | -108.3186 | 39.5226 |  |  | 400 |  |  |  | 81630
08045 |  | Colorado | Garfield | 13106611 | 68705413 | 63072412 | 045-1546 | 045-1546-0 | 045-1546-S | CHEVRON USA INC - SKINNER RIDGE 27-1 | [7 empty] | 211112 | -108.324 | 39.5014 |  |  | 400 |  |  |  | 81630
08045 |  | Colorado | Garfield | 13106711 | 68705613 | 63072612 | 045-1547 | 045-1547-0 | 045-1547-S | CHEVRON USA INC - SKINNER RIDGE 28-1 | [7 empty] | 211112 | -108.3399 | 39.4985 |  |  | 400 |  |  |  | 81630
08045 |  | Colorado | Garfield | 13118411 | 68705813 | 63072812 | 045-1548 | 045-1548-0 | 045-1548-S | CHEVRON USA INC - SKINNER RIDGE 28-2 |  |  | 20 | 2.84 | 148 |  | 8 | 211112 | -108.3308 | 39.4978 |  |  | 400 |  |  |  | 81630
08045 |  | Colorado | Garfield | 13118611 | 68706113 | 63073212 | 045-1581 | 045-1581-0 | 045-1581-S | PICEANCE ENERGY, LLC - MEAD A PAD | 0.018722 |  | 20 | 2 | 700 |  | 10 | 211112 | -107.8202 | 39.495 |  |  | 400 |  |  |  | 81650 | 23
08045 |  | Colorado | Garfield | 13118711 | 68706213 | 63073312 | 045-1582 | 045-1582-0 | 045-1582-S | BILL BARRETT CORP - # 38477 |  |  | 20 | 2 | 700 |  | 10 | 211112 | -107.5988 | 39.4708 |  |  | 400 |  |  |  | 81647 | 23
08045 |  | Colorado | Garfield | 13118811 | 68706313 | 63073412 | 045-1583 | 045-1583-0 | 045-1583-S | BILL BARRETT CORP - # 38478 |  |  | 20 | 2 | 700 |  | 10 | 211112 | -107.6319 | 39.5001 |  |  | 400 |  |  |  | 81652 | 23
08045 |  | Colorado | Garfield | 13118911 | 68706413 | 63073512 | 045-1584 | 045-1584-0 | 045-1584-S | BARGATH LLC - HAYBARN DRIP TANK |  |  | 8 | 2 | 500 | 0 |  | 21111 | -108.0791 | 39.5543 |  |  | 400 |  |  |  | 81635 | 23
08045 |  | Colorado | Garfield | 13119011 | 68706513 | 63073612 | 045-1585 | 045-1585-0 | 045-1585-S | BARGATH LLC - SHARRARD PARK DRIP TANK |  |  | 8 | 2 | 500 | 0 |  | 21111 | -107.9004 | 39.5129 |  |  | 400 |  |  |  | 81650 | 23
08045 |  | Colorado | Garfield | 13119111 | 68706613 | 63073712 | 045-1588 | 045-1588-0 | 045-1588-S | BARGATH LLC - TANK FOR PORT ENG-01 |  |  | 1 | 0.1 | 70 | 0 |  | 211112 | -107.8628 | 39.5233 |  |  | 400 |  |  |  | 81650
08045 |  | Colorado | Garfield | 13119211 | 68706713 | 63073812 | 045-1589 | 045-1589-0 | 045-1589-S | BARGATH LLC - TANK FOR PORT ENG-02 |  |  | 1 | 0.1 | 70 | 0 |  | 211112 | -108.0197 | 39.4793 |  |  | 400 |  |  |  | 81635
08045 |  | Colorado | Garfield | 13119611 | 68707113 | 63074212 | 045-1594 | 045-1594-0 | 045-1594-S | BILL BARRETT CORP - # 38479/38480 |  |  | 20 | 2 | 700 |  | 10 | 211112 | -107.6742 | 39.5034 |  |  | 400 |  |  |  | 81652 | 23
08045 |  | Colorado | Garfield | 13119711 | 68707313 | 63074412 | 045-1596 | 045-1596-0 | 045-1596-S | WILLIAMS PROD-CRAWFORD DRIP-1 |  |  | 6 | 0.5 | 70 | 0 |  | 211112 | -108.2714 | 39.6082 |  |  | 400 |  |  |  | 81635
08045 |  | Colorado | Garfield | 13119811 | 68707413 | 63074512 | 045-1597 | 045-1597-0 | 045-1597-S | WILLIAMS PROD-CRAWFORD DRIP-2 | [7 empty] | 21111 | -108.2432 | 39.5647 |  |  | 400 |  |  |  | 81630
08045 |  | Colorado | Garfield | 13119911 | 68707513 | 63074612 | 045-1598 | 045-1598-0 | 045-1598-S | WILLIAMS PROD-CRAWFORD DRIP-3 |  |  | 1 | 0.1 | 70 | 0 |  | 21111 | -108.2318 | 39.5501 |  |  | 400 |  |  |  | 81630
08045 |  | Colorado | Garfield | 13120011 | 68707613 | 63074712 | 045-1599 | 045-1599-0 | 045-1599-S | WILLIAMS PROD-CRAWFORD DRIP-4 |  |  | 1 | 0.1 | 70 | 0 |  | 211112 | -108.2131 | 39.5284 |  |  | 400 |  |  |  | 81635 | 23
08045 |  | Colorado | Garfield | 13120111 | 68707713 | 63074812 | 045-1600 | 045-1600-0 | 045-1600-S | WILLIAMS PROD-CRAWFORD DRIP-5 |  |  | 1 | 0.1 | 70 | 0 |  | 211112 | -108.1991 | 39.5139 |  |  | 400 |  |  |  | 81630 | 23
08045 |  | Colorado | Garfield | 13120211 | 68707813 | 63074912 | 045-1601 | 045-1601-0 | 045-1601-S | BARGATH LLC - CRAWFORD DRIP-6 | 0.5 |  | 10 | 2 | 1000 |  | 33.2 | 211112 | -108.1205 | 39.4896 |  |  | 400 |  |  |  | 81635 | 23
08045 |  | Colorado | Garfield | 13120311 | 68708013 | 63075112 | 045-1604 | 045-1604-0 | 045-1604-S | ENCANA OIL & GAS - G09 596 |  |  | 20 | 2.84 | 148 |  | 8 | 211112 | -108.1742 | 39.6313 |  |  | 400 |  |  |  | 81635
08045 |  | Colorado | Garfield | 13120411 | 68708113 | 63075212 | 045-1605 | 045-1605-0 | 045-1605-S | ENCANA OIL & GAS - A03 596 |  |  | 20 | 2.84 | 148 |  | 8 | 211112 | -108.1507 | 39.6477 |  |  | 400 |  |  |  | 81635
08045 |  | Colorado | Garfield | 13120511 | 68708213 | 63075312 | 045-1606 | 045-1606-0 | 045-1606-S | ENCANA OIL & GAS - G08 596 |  |  | 20 | 2.84 | 148 |  | 8 | 211112 | -108.1929 | 39.6296 |  |  | 400 |  |  |  | 81635
08045 |  | Colorado | Garfield | 13120611 | 68708313 | 63075412 | 045-1607 | 045-1607-0 | 045-1607-S | ENCANA OIL & GAS - E16 596 |  |  | 20 | 2.84 | 148 |  | 8 | 211112 | -108.1835 | 39.6151 |  |  | 400 |  |  |  | 81635
08045 |  | Colorado | Garfield | 13120711 | 68708713 | 63075812 | 045-1608 | 045-1608-0 | 045-1608-S | ENCANA - SOUTH MIDDLE FORK WTF |  |  | 1 | 0.1 | 70 | 0 |  | 211112 | -108.102 | 39.4799 |  |  | 690 |  |  |  | 81635 | 99
08045 |  | Colorado | Garfield | 13120711 | 68708813 | 63075912 | 045-1608 | 045-1608-0 | 045-1608-S | ENCANA - SOUTH MIDDLE FORK WTF |  |  | 20 | 2.84 | 148 |  | 8.1 | 211112 | -108.102 | 39.4799 |  |  | 400 |  |  |  | 81635
08045 |  | Colorado | Garfield | 13120711 | 68709013 | 63076112 | 045-1608 | 045-1608-0 | 045-1608-S | ENCANA - SOUTH MIDDLE FORK WTF |  |  | 1 | 0.1 | 70 | 0 |  | 211112 | -108.102 | 39.4799 |  |  | 300 |  |  |  | 81635
08045 |  | Colorado | Garfield | 13120811 | 68709113 | 63076212 | 045-1609 | 045-1609-0 | 045-1609-S | ENCANA OIL & GAS - G35 496 |  |  | 20 | 2.84 | 148 |  | 8 | 211112 | -108.136 | 39.6587 |  |  | 400 |  |  |  | 81635
08045 |  | Colorado | Garfield | 13120911 | 68709213 | 63076312 | 045-1610 | 045-1610-0 | 045-1610-S | ENCANA OIL & GAS - E06 596 |  |  | 20 | 2.84 | 148 |  | 8 | 211112 | -108.2138 | 39.6476 |  |  | 400 |  |  |  | 81635
08045 |  | Colorado | Garfield | 13121011 | 68709313 | 63076412 | 045-1611 | 045-1611-0 | 045-1611-S | ENCANA OIL & GAS - PD21 | 0.032727 |  | 20 | 2 | 700 |  | 10 | 211112 | -108.0095 | 39.4293 |  |  | 400 |  |  |  | 81635 | 23
08045 |  | Colorado | Garfield | 13121011 | 68709413 | 63076512 | 045-1611 | 045-1611-0 | 045-1611-S | ENCANA OIL & GAS - PD21 |  |  | 20 | 2.84 | 148 |  | 8 | 211112 | -108.0095 | 39.4293 |  |  | 400 |  |  |  | 81635
08045 |  | Colorado | Garfield | 13121111 | 68709613 | 63076712 | 045-1612 | 045-1612-0 | 045-1612-S | ENCANA OIL & GAS - H34NW |  |  | 20 | 2.84 | 148 |  | 8 | 211112 | -107.7556 | 39.4843 |  |  | 400 |  |  |  | 81650
08045 |  | Colorado | Garfield | 13121111 | 68709613 | 63077012 | 045-1612 | 045-1612-0 | 045-1612-S | ENCANA OIL & GAS - H34NW |  |  | 20 | 2 | 700 |  | 10 | 211112 | -107.7556 | 39.4843 |  |  | 400 |  |  |  | 81650 | 23
08045 |  | Colorado | Garfield | 13121111 | 68709713 | 63076812 | 045-1612 | 045-1612-0 | 045-1612-S | ENCANA OIL & GAS - H34NW |  |  | 20 | 2.84 | 148 |  | 8 | 211112 | -107.7556 | 39.4843 |  |  | 400 |  |  |  | 81650
08045 |  | Colorado | Garfield | 13121111 | 68709713 | 63077112 | 045-1612 | 045-1612-0 | 045-1612-S | ENCANA OIL & GAS - H34NW |  |  | 20 | 2 | 700 |  | 10 | 211112 | -107.7556 | 39.4843 |  |  | 400 |  |  |  | 81650 | 23
08045 |  | Colorado | Garfield | 13121111 | 68709813 | 63076912 | 045-1612 | 045-1612-0 | 045-1612-S | ENCANA OIL & GAS - H34NW |  |  | 20 | 2.84 | 148 |  | 8 | 211112 | -107.7556 | 39.4843 |  |  | 400 |  |  |  | 81650
08045 |  | Colorado | Garfield | 13121111 | 68709813 | 63077212 | 045-1612 | 045-1612-0 | 045-1612-S | ENCANA OIL & GAS - H34NW |  |  | 20 | 2 | 700 |  | 10 | 211112 | -107.7556 | 39.4843 |  |  | 400 |  |  |  | 81650 | 23
08045 |  | Colorado | Garfield | 13121211 | 68709913 | 63077312 | 045-1613 | 045-1613-0 | 045-1613-S | ENCANA OIL & GAS - M34NW | 0.04749 |  | 20 | 2 | 700 |  | 10 | 211112 | -107.6981 | 39.4783 |  |  | 400 |  |  |  | 81652 | 23
08045 |  | Colorado | Garfield | 13121311 | 68710013 | 92832112 | 045-1614 | 045-1614-0 | 045-1614-S | WILLIAMS PRODUCTION RMT - AP 34-14-696 |  |  | 20 | 2 | 700 |  | 10 | 211112 | -108.0745 | 39.503 |  |  | 400 |  |  |  | 81635 | 23
08045 |  | Colorado | Garfield | 13121411 | 68710213 | 92832212 | 045-1616 | 045-1616-0 | 045-1616-S | WILLIAMS PROD - RYAN GULCH 11-25-198 |  |  | 20 | 2 | 700 |  | 10 | 211112 | -108.3506 | 39.9392 |  |  | 400 |  |  |  | 81650 | 23
08045 |  | Colorado | Garfield | 13121511 | 68710313 | 92832312 | 045-1617 | 045-1617-0 | 045-1617-S | WILLIAMS PROD - RGU 33-24-198 |  |  | 20 | 2 | 700 |  | 10 | 211112 | -108.3392 | 39.9476 |  |  | 400 |  |  |  | 81650 | 23
08045 |  | Colorado | Garfield | 13121611 | 68710413 | 63077812 | 045-1618 | 045-1618-0 | 045-1618-S | WILLIAMS PROD -RYAN GULCH UNIT 11-11-298 |  |  | 20 | 2.84 | 148 |  | 8 | 211112 | -108.3652 | 39.8977 |  |  | 400 |  |  |  | 81650
08045 |  | Colorado | Garfield | 13121811 | 68710613 | 63078012 | 045-1620 | 045-1620-0 | 045-1620-S | WILLIAMS PROD -RYAN GULCH 22-16-298 |  |  | 20 | 2.84 | 148 |  | 8 | 211112 | -108.399 | 39.8795 |  |  | 400 |  |  |  | 81650
08045 |  | Colorado | Garfield | 13122211 | 68711013 | 63078412 | 045-1624 | 045-1624-0 | 045-1624-S | WILLIAMS PRODUCTION - GM 42-27 |  |  | 20 | 2.84 | 148 |  | 8 | 211112 | -108.0833 | 39.4958 |  |  | 400 |  |  |  | 81635
08045 |  | Colorado | Garfield | 13122311 | 68711113 | 63078512 | 045-1625 | 045-1625-0 | 045-1625-S | WILLIAMS PRODUCTION - GM 31-17 |  |  | 20 | 2.84 | 148 |  | 8 | 211112 | -108.1286 | 39.5299 |  |  | 400 |  |  |  | 81635
08045 |  | Colorado | Garfield | 13122411 | 68711213 | 63078612 | 045-1626 | 045-1626-0 | 045-1626-S | WPX ENERGY RKY MTN, LLC - GM 33-17 |  |  | 20 | 2.84 | 148 |  | 8 | 211112 | -108.1296 | 39.5226 |  |  | 400 |  |  |  | 81635
08045 |  | Colorado | Garfield | 13122511 | 68711413 | 63078812 | 045-1628 | 045-1628-0 | 045-1628-S | WPX ENERGY RKY MTN, LLC - GV 65-2 |  |  | 20 | 2.84 | 148 |  | 8 | 211112 | -107.9728 | 39.472 |  |  | 400 |  |  |  | 81635
08045 |  | Colorado | Garfield | 13136811 | 68711513 | 63078912 | 045-1629 | 045-1629-0 | 045-1629-S | WILLIAMS PRODUCTION - NER 421-18 |  |  | 20 | 2.84 | 148 |  | 8 | 211112 | -107.8205 | 39.5313 |  |  | 400 |  |  |  | 81650
08045 |  | Colorado | Garfield | 13136911 | 68711613 | 63079012 | 045-1630 | 045-1630-0 | 045-1630-S | WILLIAMS PRODUCTION - PA 14-36 |  |  | 20 | 2.84 | 148 |  | 8 | 211112 | -107.9537 | 39.4754 |  |  | 400 |  |  |  | 81635
08045 |  | Colorado | Garfield | 13137011 | 68711713 | 63079112 | 045-1631 | 045-1631-0 | 045-1631-S | WILLIAMS PRODUCTION - PA 21-3 |  |  | 20 | 2.84 | 148 |  | 8 | 211112 | -107.9866 | 39.4702 |  |  | 400 |  |  |  | 81635
08045 |  | Colorado | Garfield | 13137111 | 68711813 | 92832712 | 045-1632 | 045-1632-0 | 045-1632-S | WILLIAMS PRODUCTION - PA 31-36 |  |  | 20 | 2 | 700 |  | 10 | 211112 | -107.9452 | 39.4869 |  |  | 400 |  |  |  | 81635 | 23
08045 |  | Colorado | Garfield | 13137211 | 68711913 | 63079312 | 045-1633 | 045-1633-0 | 045-1633-S | WILLIAMS PRODUCTION RMT - PA 32-3 |  |  | 20 | 2.84 | 148 |  | 8 | 21111 | -107.982 | 39.4683 |  |  | 400 |  |  |  | 81635
08045 |  | Colorado | Garfield | 13137311 | 68712013 | 63079412 | 045-1634 | 045-1634-0 | 045-1634-S | WILLIAMS PRODUCTION - PA 341-35 |  |  | 20 | 2.84 | 148 |  | 8 | 211112 | -107.9587 | 39.4903 |  |  | 400 |  |  |  | 81650
08045 |  | Colorado | Garfield | 13137511 | 68712213 | 86969712 | 045-1636 | 045-1636-0 | 045-1636-S | WILLIAMS PRODUCTION - RWF 242-32 |  |  | 20 | 2 | 700 |  | 10 | 211112 | -107.9042 | 39.4835 |  |  | 400 |  |  |  | 81635 | 23
08045 |  | Colorado | Garfield | 13137611 | 68712313 | 63079712 | 045-1637 | 045-1637-0 | 045-1637-S | BILL BARRETT CORPORATION 38481 |  |  | 20 | 2 | 700 |  | 10 | 211112 | -107.6459 | 39.4999 |  |  | 400 |  |  |  | 81652 | 23
08045 |  | Colorado | Garfield | 13137711 | 68712413 | 63079912 | 045-1646 | 045-1646-0 | 045-1646-S | PICEANCE ENERGY, LLC - OVERACKER PAD |  |  | 20 | 2 | 700 |  | 10 | 211112 | -107.8062 | 39.5024 |  |  | 400 |  |  |  | 81650 | 23
08045 |  | Colorado | Garfield | 13137811 | 68712513 | 63080012 | 045-1648 | 045-1648-0 | 045-1648-S | ENCANA OIL & GAS - A05 596 |  |  | 20 | 2.84 | 148 |  | 8 | 211112 | -108.1882 | 39.6477 |  |  | 400 |  |  |  | 81635
08045 |  | Colorado | Garfield | 13137911 | 68712713 | 63080212 | 045-1653 | 045-1653-0 | 045-1653-S | BILL BARRETT - 38482 SNYDER 34D-26-692 |  |  | 20 | 2 | 700 |  | 10 | 211112 | -107.6319 | 39.5001 |  |  | 400 |  |  |  | 81652 | 23
08045 |  | Colorado | Garfield | 13138011 | 68712813 | 63080312 | 045-1654 | 045-1654-0 | 045-1654-S | ETC CANYON PIPELINE ENTERPRISE INTERCON. | 0.0555 |  | 20 | 2 | 700 |  | 10 | 211112 | -108.0788 | 39.4679 |  |  | 400 |  |  |  | 81635 | 23
08045 |  | Colorado | Garfield | 13138111 | 68713013 | 63080512 | 045-1657 | 045-1657-0 | 045-1657-S | BILL BARRETT CORPORATION 38483 |  |  | 20 | 2 | 700 |  | 10 | 211112 | -107.6694 | 39.507 |  |  | 400 |  |  |  | 81652 | 23
08045 |  | Colorado | Garfield | 13138211 | 68713213 | 63080712 | 045-1659 | 045-1659-0 | 045-1659-S | PICEANCE ENERGY, LLC - MEAD C PAD |  |  | 20 | 2 | 700 |  | 10 | 211112 | -107.8202 | 39.495 |  |  | 400 |  |  |  | 81650 | 23
08045 |  | Colorado | Garfield | 13138611 | 68714113 | 63081612 | 045-1668 | 045-1668-0 | 045-1668-S | ENCANA OIL & GAS - B16 596 |  |  | 20 | 2.84 | 148 |  | 8 | 211112 | -108.1319 | 39.577 |  |  | 400 |  |  |  | 81635
08045 |  | Colorado | Garfield | 13138711 | 68714213 | 63081712 | 045-1669 | 045-1669-0 | 045-1669-S | ENCANA OIL & GAS - M33 496 |  |  | 20 | 2.84 | 148 |  | 8 | 211112 | -108.1782 | 39.655 |  |  | 400 |  |  |  | 81635
08045 |  | Colorado | Garfield | 13138811 | 68714313 | 63081812 | 045-1670 | 045-1670-0 | 045-1670-S | ENCANA OIL & GAS - M34 496 |  |  | 20 | 2.84 | 148 |  | 8 | 211112 | -108.1594 | 39.6551 |  |  | 400 |  |  |  | 81635
08045 |  | Colorado | Garfield | 13138911 | 68714513 | 63082012 | 045-1672 | 045-1672-0 | 045-1672-S | ENCANA OIL & GAS - H04 596 |  |  | 20 | 2.84 | 148 |  | 8 | 211112 | -108.118 | 39.5716 |  |  | 400 |  |  |  | 81635
08045 |  | Colorado | Garfield | 13139011 | 68714613 | 63082112 | 045-1673 | 045-1673-0 | 045-1673-S | BILL BARRETT CORP 16878 (GGU 11-30) |  |  | 20 | 2 | 700 |  | 10 | 211112 | -107.5991 | 39.4967 |  |  | 400 |  |  |  | 81647 | 23
08045 |  | Colorado | Garfield | 13139111 | 68714713 | 63082212 | 045-1676 | 045-1676-0 | 045-1676-S | WILLIAMS PRODUCTION RMT- CLOUGH TANK FAR |  |  | 20 | 0.17 | 70 | 0 |  | 211112 | -107.9189 | 39.5051 |  |  | 400 |  |  |  | 81650 | 23
08045 |  | Colorado | Garfield | 13139111 | 68714813 | 63082312 | 045-1676 | 045-1676-0 | 045-1676-S | WILLIAMS PRODUCTION RMT- CLOUGH TANK FAR | [7 empty] | 211112 | -107.9189 | 39.5051 |  |  | 790 |  |  |  | 81650
08045 |  | Colorado | Garfield | 13139111 | 68714913 | 63082412 | 045-1676 | 045-1676-0 | 045-1676-S | WILLIAMS PRODUCTION RMT- CLOUGH TANK FAR | [7 empty] | 211112 | -107.9189 | 39.5051 |  |  | 300 |  |  |  | 81650
08045 |  | Colorado | Garfield | 13139211 | 68715013 | 63082512 | 045-1677 | 045-1677-0 | 045-1677-S | MARATHON OIL CO- PICEANCE 697-1X PAD |  |  | 20 | 2.84 | 148 |  | 8 | 211112 | -108.1618 | 39.5501 |  |  | 400 |  |  |  | 81635
08045 |  | Colorado | Garfield | 13139511 | 68715513 | 63083012 | 045-1682 | 045-1682-0 | 045-1682-S | BILL BARRETT CORP- #38484 |  |  | 20 | 2 | 700 |  | 10 | 211112 | -107.6037 | 39.493 |  |  | 400 |  |  |  | 81647 | 23
08045 |  | Colorado | Garfield | 13139611 | 103446513 | 63083212 | 045-1683 | 045-1683-0 | 045-1683-S | MARATHON OIL CO- PICEANCE 697-13C |  |  | 20 | 2 | 700 |  | 10 | 211112 | -108.171 | 39.5175 |  |  | 400 |  |  |  | 81635
08045 |  | Colorado | Garfield | 13139611 | 68715613 | 63083112 | 045-1683 | 045-1683-0 | 045-1683-S | MARATHON OIL CO- PICEANCE 697-13C |  |  | 20 | 2.84 | 148 |  | 8 | 211112 | -108.171 | 39.5175 |  |  | 400 |  |  |  | 81635
08045 |  | Colorado | Garfield | 13139611 | 68715613 | 63083212 | 045-1683 | 045-1683-0 | 045-1683-S | MARATHON OIL CO- PICEANCE 697-13C |  |  | 20 | 2 | 700 |  | 10 | 211112 | -108.171 | 39.5175 |  |  | 400 |  |  |  | 81635 | 23
08045 |  | Colorado | Garfield | 13139711 | 103446613 | 107196212 | 045-1684 | 045-1684-0 | 045-1684-S | MARATHON OIL CO- PICEANCE 696-18C |  |  | 20 | 2 | 700 |  | 10 | 211112 | -108.1562 | 39.5198 |  |  | 400 |  |  |  | 81635 | 23
08045 |  | Colorado | Garfield | 13139711 | 68715713 | 63083312 | 045-1684 | 045-1684-0 | 045-1684-S | MARATHON OIL CO- PICEANCE 696-18C |  |  | 20 | 2.84 | 148 |  | 8 | 211112 | -108.1562 | 39.5198 |  |  | 400 |  |  |  | 81635 | 23
08045 |  | Colorado | Garfield | 13139811 | 68715813 | 86971812 | 045-1685 | 045-1685-0 | 045-1685-S | NOBLE ENERGY, INC- R 05 L |  |  | 20 | 2 | 700 |  | 10 | 21111 | -107.9132 | 39.4651 |  |  | 400 |  |  |  | 81635 | 23
08045 |  | Colorado | Garfield | 13140211 | 68716313 | 63083912 | 045-1693 | 045-1693-0 | 045-1693-S | PICEANCE ENERGY, LLC -LEVERICH 31-06 PAD | 0.2151 |  | 20 | 2 | 700 |  | 10 | 211112 | -107.8201 | 39.4842 |  |  | 400 |  |  |  | 81650 | 23
08045 |  | Colorado | Garfield | 13140311 | 68716413 | 63084012 | 045-1694 | 045-1694-0 | 045-1694-S | PICEANCE ENERGY, LLC - BROCK PAD | 0.067489 |  | 20 | 2 | 700 |  | 10 | 211112 | -107.8249 | 39.5132 |  |  | 400 |  |  |  | 81650 | 23
08045 |  | Colorado | Garfield | 13140411 | 68716513 | 63084112 | 045-1695 | 045-1695-0 | 045-1695-S | ENCANA OIL & GAS - E34 596 |  |  | 20 | 2.84 | 148 |  | 8 | 211112 | -108.1594 | 39.6551 |  |  | 400 |  |  |  | 81635
08045 |  | Colorado | Garfield | 13140611 | 68716713 | 63084312 | 045-1706 | 045-1706-0 | 045-1706-S | OXY USA WTP LP- 620-24-43 |  |  | 20 | 2.84 | 148 |  | 8 | 211112 | -108.2459 | 39.5031 |  |  | 400 |  |  |  | 81630
08045 |  | Colorado | Garfield | 13145411 | 68720013 | 63087712 | 045-1772 | 045-1772-0 | 045-1772-S | ENCANA OIL & GAS - PG16 BATTERY |  |  | 20 | 2.84 | 148 |  | 8 | 211112 | -108 | 39.4394 |  |  | 400 |  |  |  | 81635
08045 |  | Colorado | Garfield | 13145411 | 68720113 | 63087812 | 045-1772 | 045-1772-0 | 045-1772-S | ENCANA OIL & GAS - PG16 BATTERY |  |  | 20 | 2.84 | 148 |  | 8 | 211112 | -108 | 39.4394 |  |  | 400 |  |  |  | 81635
08045 |  | Colorado | Garfield | 13145411 | 68720213 | 63087912 | 045-1772 | 045-1772-0 | 045-1772-S | ENCANA OIL & GAS - PG16 BATTERY |  |  | 20 | 2.84 | 148 |  | 8 | 211112 | -108 | 39.4394 |  |  | 400 |  |  |  | 81635
08045 |  | Colorado | Garfield | 13153811 | 68716913 | 63084512 | 045-1708 | 045-1708-0 | 045-1708-S | OXY USA WTP LP- 697-20-28 |  |  | 20 | 2.84 | 148 |  | 8 | 211112 | -108.2449 | 39.5096 |  |  | 400 |  |  |  | 81630
08045 |  | Colorado | Garfield | 13153911 | 68717013 | 63084612 | 045-1709 | 045-1709-0 | 045-1709-S | OXY USA WTP LP- 617-24 |  |  | 20 | 2.84 | 148 |  | 8 | 211112 | -108.2459 | 39.5175 |  |  | 400 |  |  |  | 81630
08045 |  | Colorado | Garfield | 13154011 | 68717113 | 63084712 | 045-1710 | 045-1710-0 | 045-1710-S | OXY USA WTP LP- 609-33 |  |  | 20 | 2.84 | 148 |  | 8 | 211112 | -108.2225 | 39.535 |  |  | 400 |  |  |  | 81635
08045 |  | Colorado | Garfield | 13154111 | 68717213 | 63084812 | 045-1711 | 045-1711-0 | 045-1711-S | OXY USA WTP LP- 616-21-32 |  |  | 20 | 2.84 | 148 |  | 8 | 211112 | -108.2286 | 39.5268 |  |  | 400 |  |  |  | 81630
08045 |  | Colorado | Garfield | 13154311 | 68717413 | 63085012 | 045-1714 | 045-1714-0 | 045-1714-S | BILL BARRETT CORP- #38485- CIRCLE B1 |  |  | 20 | 2 | 700 |  | 10 | 211112 | -107.6317 | 39.4856 |  |  | 400 |  |  |  | 81652 | 23
08045 |  | Colorado | Garfield | 13154411 | 68717513 | 63085112 | 045-1717 | 045-1717-0 | 045-1717-S | PICEANCE ENERGY, LLC - LEVERICH 31-12 | 0.15577 |  | 20 | 2 | 700 |  | 10 | 211112 | -107.8249 | 39.4805 |  |  | 400 |  |  |  | 81650 | 23
08045 |  | Colorado | Garfield | 13154511 | 68717613 | 63085212 | 045-1720 | 045-1720-0 | 045-1720-S | ENCANA OIL & GAS - H34 496 |  |  | 20 | 2.84 | 148 |  | 8 | 211112 | -108.15 | 39.6625 |  |  | 400 |  |  |  | 81635
08045 |  | Colorado | Garfield | 13154611 | 68717713 | 63085312 | 045-1721 | 045-1721-0 | 045-1721-S | ENCANA OIL & GAS - L27 496 |  |  | 20 | 2.84 | 148 |  | 8 | 211112 | -108.1594 | 39.6697 |  |  | 400 |  |  |  | 81635
08045 |  | Colorado | Garfield | 13154711 | 68717813 | 63085412 | 045-1722 | 045-1722-0 | 045-1722-S | ENCANA OIL & GAS - M23 496 |  |  | 20 | 2.84 | 148 |  | 8 | 211112 | -108.1407 | 39.6842 |  |  | 400 |  |  |  | 81635
08045 |  | Colorado | Garfield | 13154811 | 68717913 | 63085512 | 045-1723 | 045-1723-0 | 045-1723-S | ENCANA OIL & GAS - N07 596 |  |  | 20 | 2.84 | 148 |  | 8 | 211112 | -108.2136 | 39.626 |  |  | 400 |  |  |  | 81635
08045 |  | Colorado | Garfield | 13154911 | 68718213 | 63085812 | 045-1736 | 045-1736-0 | 045-1736-S | WILLIAMS PRODUCTION - DOGHEAD TANK BATT |  |  | 20 | 2.84 | 148 |  | 8 | 211112 | -107.954 | 39.4615 |  |  | 400 |  |  |  | 81635
08045 |  | Colorado | Garfield | 13155011 | 68718313 | 63085912 | 045-1742 | 045-1742-0 | 045-1742-S | PICEANCE ENERGY, LLC - FEDERAL 29-02 PAD | 0.090633 |  | 20 | 2 | 700 |  | 10 | 211112 | -107.7967 | 39.5024 |  |  | 400 |  |  |  | 81650 | 23
08045 |  | Colorado | Garfield | 13155111 | 68718413 | 63086012 | 045-1745 | 045-1745-0 | 045-1745-S | OXY USA WTP LP- 697-15-23 BATTERY |  |  | 1 | 0.1 | 70 | 0 |  | 211112 | -108.1991 | 39.5248 |  |  | 400 |  |  |  | 81630
08045 |  | Colorado | Garfield | 13155211 | 68718513 | 63086112 | 045-1746 | 045-1746-0 | 045-1746-S | OXY USA WTP LP- 697-16A/A2 |  |  | 20 | 2.84 | 148 |  | 8 | 211112 | -108.2312 | 39.5211 |  |  | 400 |  |  |  | 81630
08045 |  | Colorado | Garfield | 13155211 | 68718513 | 92834612 | 045-1746 | 045-1746-0 | 045-1746-S | OXY USA WTP LP- 697-16A/A2 |  |  | 20 | 2 | 700 |  | 10 | 211112 | -108.2312 | 39.5211 |  |  | 400 |  |  |  | 81630 | 99
08045 |  | Colorado | Garfield | 13155311 | 68718613 | 63086212 | 045-1747 | 045-1747-0 | 045-1747-S | OXY USA WTP LP- 797-09A BATTERY |  |  | 1 | 0.1 | 70 | 0 |  | 211112 | -108.2272 | 39.4657 |  |  | 400 |  |  |  | 81630
08045 |  | Colorado | Garfield | 13155411 | 68718713 | 63086312 | 045-1761 | 045-1761-0 | 045-1761-S | ENCANA OIL & GAS - J2E BATTERY |  |  | 20 | 2 | 700 |  | 10 | 211112 | -107.6317 | 39.4743 |  |  | 400 |  |  |  | 81652 | 23
08045 |  | Colorado | Garfield | 13155511 | 68718813 | 63086412 | 045-1762 | 045-1762-0 | 045-1762-S | ENCANA OIL & GAS - N3E BATTERY |  |  | 20 | 2 | 700 |  | 10 | 211112 | -107.6551 | 39.4704 |  |  | 400 |  |  |  | 81652 | 23
08045 |  | Colorado | Garfield | 13155611 | 68718913 | 86975612 | 045-1763 | 045-1763-0 | 045-1763-S | ENCANA OIL & GAS - E20E BATTERY |  |  | 20 | 2.81 | 148 |  | 8.1 | 211112 | -107.7138 | 39.419 |  |  | 400 |  |  |  | 81652 | 23
08045 |  | Colorado | Garfield | 13155711 | 68719113 | 63086712 | 045-1764 | 045-1764-0 | 045-1764-S | ENCANA OIL & GAS - P34NE BATTERY |  |  | 20 | 2 | 700 |  | 10 | 211112 | -107.6505 | 39.4782 |  |  | 400 |  |  |  | 81652 | 23
08045 |  | Colorado | Garfield | 13155811 | 68719313 | 63086912 | 045-1765 | 045-1765-0 | 045-1765-S | ENCANA OIL & GAS - D13W BATTERY |  |  | 20 | 2.84 | 148 |  | 8 | 211112 | -107.7308 | 39.4512 |  |  | 400 |  |  |  | 81650
08045 |  | Colorado | Garfield | 13155911 | 68719413 | 63087012 | 045-1766 | 045-1766-0 | 045-1766-S | ENCANA OIL & GAS - H23W BATTERY |  |  | 20 | 2.84 | 148 |  | 8 | 211112 | -107.7353 | 39.433 |  |  | 400 |  |  |  | 81652
08045 |  | Colorado | Garfield | 13156011 | 68719513 | 63087112 | 045-1767 | 045-1767-0 | 045-1767-S | ENCANA OIL & GAS L25W BATTERY |  |  | 20 | 2.84 | 148 |  | 8 | 211112 | -107.7305 | 39.4155 |  |  | 400 |  |  |  | 81652
08045 |  | Colorado | Garfield | 13156011 | 68719513 | 63087212 | 045-1767 | 045-1767-0 | 045-1767-S | ENCANA OIL & GAS L25W BATTERY |  |  | 20 | 2 | 700 |  | 10 | 211112 | -107.7305 | 39.4155 |  |  | 400 |  |  |  | 81652 | 23
08045 |  | Colorado | Garfield | 13156111 | 68719613 | 92835912 | 045-1768 | 045-1768-0 | 045-1768-S | ENCANA OIL & GAS K33NW BATTERY |  |  | 20 | 2 | 700 |  | 10 | 211112 | -107.7826 | 39.4808 |  |  | 400 |  |  |  | 81650 | 23
08045 |  | Colorado | Garfield | 13156211 | 68719713 | 63087412 | 045-1769 | 045-1769-0 | 045-1769-S | ENCANA OIL & GAS - RJ11 BATTERY |  |  | 20 | 2.84 | 148 |  | 8 | 211112 | -107.8519 | 39.4516 |  |  | 400 |  |  |  | 81650
08045 |  | Colorado | Garfield | 13156311 | 68719813 | 63087512 | 045-1770 | 045-1770-0 | 045-1770-S | ENCANA OIL & GAS - PK11 BATTERY |  |  | 20 | 2.84 | 148 |  | 8 | 211112 | -107.9678 | 39.4504 |  |  | 400 |  |  |  | 81635
08045 |  | Colorado | Garfield | 13156411 | 68719913 | 107196312 | 045-1771 | 045-1771-0 | 045-1771-S | ENCANA OIL & GAS - PD16 BATTERY |  |  | 20 | 2 | 700 |  | 10 | 211112 | -108.0095 | 39.4432 |  |  | 400 |  |  |  | 81635 | 23
08045 |  | Colorado | Garfield | 13156511 | 68720313 | 63088012 | 045-1773 | 045-1773-0 | 045-1773-S | ENCANA OIL & GAS - PI16 BATTERY |  |  | 20 | 2.84 | 148 |  | 8 | 211112 | -107.9954 | 39.4359 |  |  | 400 |  |  |  | 81635
08045 |  | Colorado | Garfield | 13156511 | 68720413 | 63088112 | 045-1773 | 045-1773-0 | 045-1773-S | ENCANA OIL & GAS - PI16 BATTERY |  |  | 20 | 2.84 | 148 |  | 8 | 211112 | -107.9954 | 39.4359 |  |  | 400 |  |  |  | 81635
08045 |  | Colorado | Garfield | 13156511 | 68720513 | 63088212 | 045-1773 | 045-1773-0 | 045-1773-S | ENCANA OIL & GAS - PI16 BATTERY |  |  | 20 | 2.84 | 148 |  | 8 | 211112 | -107.9954 | 39.4359 |  |  | 400 |  |  |  | 81635
08045 |  | Colorado | Garfield | 13156611 | 68720613 | 63088312 | 045-1774 | 045-1774-0 | 045-1774-S | ENCANA OIL & GAS - PJ16 BATTERY |  |  | 20 | 2.84 | 148 |  | 8 | 211112 | -108 | 39.4358 |  |  | 400 |  |  |  | 81635
08045 |  | Colorado | Garfield | 13156611 | 68720713 | 63088412 | 045-1774 | 045-1774-0 | 045-1774-S | ENCANA OIL & GAS - PJ16 BATTERY |  |  | 20 | 2.84 | 148 |  | 8 | 211112 | -108 | 39.4358 |  |  | 400 |  |  |  | 81635
08045 |  | Colorado | Garfield | 13156611 | 68720813 | 63088512 | 045-1774 | 045-1774-0 | 045-1774-S | ENCANA OIL & GAS - PJ16 BATTERY |  |  | 20 | 2.84 | 148 |  | 8 | 211112 | -108 | 39.4358 |  |  | 400 |  |  |  | 81635
08045 |  | Colorado | Garfield | 13156611 | 68720913 | 63088612 | 045-1774 | 045-1774-0 | 045-1774-S | ENCANA OIL & GAS - PJ16 BATTERY |  |  | 20 | 2.84 | 148 |  | 8 | 211112 | -108 | 39.4358 |  |  | 400 |  |  |  | 81635
08045 |  | Colorado | Garfield | 13156711 | 68721013 | 63088712 | 045-1775 | 045-1775-0 | 045-1775-S | ENCANA OIL & GAS - PL16 BATTERY |  |  | 20 | 2.84 | 148 |  | 8 | 211112 | -108.0093 | 39.4359 |  |  | 400 |  |  |  | 81635
08045 |  | Colorado | Garfield | 13156711 | 68721113 | 63088812 | 045-1775 | 045-1775-0 | 045-1775-S | ENCANA OIL & GAS - PL16 BATTERY |  |  | 20 | 2.84 | 148 |  | 8 | 211112 | -108.0093 | 39.4359 |  |  | 400 |  |  |  | 81635
08045 |  | Colorado | Garfield | 13156811 | 68721213 | 63088912 | 045-1776 | 045-1776-0 | 045-1776-S | ENCANA OIL & GAS - PI19 BATTERY |  |  | 20 | 2.84 | 148 |  | 8 | 211112 | -108.0325 | 39.4212 |  |  | 400 |  |  |  | 81635
08045 |  | Colorado | Garfield | 13156911 | 68721413 | 63089112 | 045-1777 | 045-1777-0 | 045-1777-S | ENCANA OIL & GAS - PM19 BATTERY |  |  | 20 | 2.84 | 148 |  | 8 | 211112 | -108.0465 | 39.4176 |  |  | 400 |  |  |  | 81635
08045 |  | Colorado | Garfield | 13156911 | 68721513 | 63089212 | 045-1777 | 045-1777-0 | 045-1777-S | ENCANA OIL & GAS - PM19 BATTERY |  |  | 20 | 2.84 | 148 |  | 8 | 211112 | -108.0465 | 39.4176 |  |  | 400 |  |  |  | 81635
08045 |  | Colorado | Garfield | 13157011 | 68721613 | 63089312 | 045-1784 | 045-1784-0 | 045-1784-S | BILL BARRETT CORP - CIRCLE B6 FACILITY |  |  | 10 | 3 | 1000 | 0 |  | 211112 | -107.6306 | 39.4811 |  |  | 400 |  |  |  | 81652 | 23
08045 |  | Colorado | Garfield | 13157111 | 68721813 | 63089512 | 045-1786 | 045-1786-0 | 045-1786-S | ANTERO RESOURCES - GENTRY C PAD |  |  | 20 | 2 | 700 |  | 10 | 211112 | -107.6837 | 39.5213 |  |  | 400 |  |  |  | 81652 | 23
08045 |  | Colorado | Garfield | 13157211 | 68721913 | 63089612 | 045-1787 | 045-1787-0 | 045-1787-S | ANTERO RESOURCES - GENTRY B PAD |  |  | 20 | 2 | 700 |  | 10 | 211112 | -107.6931 | 39.5285 |  |  | 400 |  |  |  | 81652 | 23
08045 |  | Colorado | Garfield | 13157311 | 68722013 | 63089712 | 045-1788 | 045-1788-0 | 045-1788-S | ANTERO RESOURCES - NORCROSS A PAD |  |  | 20 | 2 | 700 |  | 10 | 211112 | -107.7267 | 39.5245 |  |  | 400 |  |  |  | 81650 | 23
08045 |  | Colorado | Garfield | 13157411 | 68722113 | 63089812 | 045-1789 | 045-1789-0 | 045-1789-S | ANTERO RESOURCES - MCPHERSON A PAD |  |  | 20 | 2 | 700 |  | 10 | 211112 | -107.6744 | 39.5322 |  |  | 400 |  |  |  | 81652 | 23
08045 |  | Colorado | Garfield | 13157511 | 68722213 | 63089912 | 045-1790 | 045-1790-0 | 045-1790-S | ANTERO RESOURCES - GYPSUM RANCH B PAD |  |  | 20 | 2 | 700 |  | 10 | 211112 | -107.7409 | 39.5313 |  |  | 400 |  |  |  | 81650 | 23
08045 |  | Colorado | Garfield | 13157611 | 68722313 | 63090012 | 045-1791 | 045-1791-0 | 045-1791-S | ANTERO RESOURCES - GENTRY E PAD |  |  | 20 | 2 | 700 |  | 10 | 211112 | -107.693 | 39.5212 |  |  | 400 |  |  |  | 81652 | 23
08045 |  | Colorado | Garfield | 13157711 | 68722413 | 63090112 | 045-1792 | 045-1792-0 | 045-1792-S | ANTERO RESOURCES - WEINREIS A PAD |  |  | 20 | 2 | 700 |  | 10 | 211112 | -107.6791 | 39.5285 |  |  | 400 |  |  |  | 81652 | 23
08045 |  | Colorado | Garfield | 13157811 | 68722513 | 63090212 | 045-1793 | 045-1793-0 | 045-1793-S | ANTERO RESOURCES - NORTH BANK C PAD |  |  | 20 | 2 | 700 |  | 10 | 211112 | -107.6744 | 39.5249 |  |  | 400 |  |  |  | 81652 | 23
08045 |  | Colorado | Garfield | 13157911 | 68722613 | 63090312 | 045-1794 | 045-1794-0 | 045-1794-S | ANTERO RESOURCES - O'TOOLE A PAD |  |  | 20 | 2 | 700 |  | 10 | 211112 | -107.665 | 39.5214 |  |  | 400 |  |  |  | 81652 | 23
08045 |  | Colorado | Garfield | 13158011 | 68722713 | 63090412 | 045-1795 | 045-1795-0 | 045-1795-S | ANTERO RESOURCES - VALLEY FARMS F PAD |  |  | 20 | 2 | 700 |  | 10 | 211112 | -107.6415 | 39.5252 |  |  | 400 |  |  |  | 81652 | 23
08045 |  | Colorado | Garfield | 13171811 | 68722913 | 63090612 | 045-1797 | 045-1797-0 | 045-1797-S | ANTERO RESOURCES - NORTH BANK B PAD |  |  | 20 | 2 | 700 |  | 10 | 211112 | -107.7174 | 39.5463 |  |  | 400 |  |  |  | 81650 | 23
08045 |  | Colorado | Garfield | 13171911 | 68723013 | 63090712 | 045-1798 | 045-1798-0 | 045-1798-S | ANTERO RESOURCES - BURCKLE A PAD |  |  | 20 | 2 | 700 |  | 10 | 211112 | -107.6696 | 39.5249 |  |  | 400 |  |  |  | 81652 | 23
08045 |  | Colorado | Garfield | 13172011 | 68723113 | 63090812 | 045-1799 | 045-1799-0 | 045-1799-S | ANTERO RESOURCES - ROBINSON A PAD |  |  | 20 | 2 | 700 |  | 10 | 211112 | -107.6978 | 39.5356 |  |  | 400 |  |  |  | 81652 | 23
08045 |  | Colorado | Garfield | 13172111 | 68723213 | 86976812 | 045-1800 | 045-1800-0 | 045-1800-S | ANTERO RESOURCES - SNYDER C PAD |  |  | 1 | 0.1 | 70 | 0 |  | 211112 | -107.7174 | 39.5355 |  |  | 400 |  |  |  | 81650 | 23
08045 |  | Colorado | Garfield | 13172211 | 68723313 | 63091012 | 045-1801 | 045-1801-0 | 045-1801-S | ANTERO RESOURCES - ROBINSON C PAD |  |  | 20 | 2 | 700 |  | 10 | 211112 | -107.6837 | 39.5285 |  |  | 400 |  |  |  | 81652 | 23
08045 |  | Colorado | Garfield | 13172311 | 68723413 | 63091112 | 045-1807 | 045-1807-0 | 045-1807-S | BERRY PETROLEUM CO - E-18 WELL PAD |  |  | 1 | 0.1 | 70 | 0 |  | 211112 | -108.1571 | 39.5247 |  |  | 400 |  |  |  | 81635
08045 |  | Colorado | Garfield | 13187611 | 68722813 | 63090512 | 045-1796 | 045-1796-0 | 045-1796-S | ANTERO RESOURCES - VALLEY FARMS E PAD |  |  | 20 | 2 | 700 |  | 10 | 211112 | -107.6462 | 39.5288 |  |  | 400 |  |  |  | 81652 | 23
08045 |  | Colorado | Garfield | 14831011 | 90898713 | 86965412 | 045-0916 | 045-0916-0 | 045-0916-S | ENCANA (WEST) - F11E |  |  | 20 | 2 | 700 |  | 10 | 211112 | -107.6379 | 39.4644 |  |  | 400 |  |  |  | 81652 | 23
08045 |  | Colorado | Garfield | 14831011 | 90898713 | 92824512 | 045-0916 | 045-0916-0 | 045-0916-S | ENCANA (WEST) - F11E |  |  | 20 | 2.84 | 148 |  | 8 | 211112 | -107.6379 | 39.4644 |  |  | 400 |  |  |  | 81652
08045 |  | Colorado | Garfield | 14831511 | 90898913 | 86965512 | 045-0917 | 045-0917-0 | 045-0917-S | ENCANA - C9E |  |  | 20 | 2.84 | 148 |  | 8.1 | 211112 | -107.674 | 39.4665 |  |  | 400 |  |  |  | 81652
08045 |  | Colorado | Garfield | 14833311 | 90902313 | 86969512 | 045-1554 | 045-1554-0 | 045-1554-S | NOBLE ENERGY - SGV 8C PAD 5-24C BATTERY |  |  | 20 | 2.84 | 148 |  | 8 | 211112 | -108.0216 | 39.3836 |  |  | 400 |  |  |  | 81635
08045 |  | Colorado | Garfield | 14833611 | 90900413 | 86967312 | 045-1249 | 045-1249-0 | 045-1249-S | WILLIAMS PRODUCTION GM 42-20 |  |  | 20 | 2.84 | 148 |  | 8 | 211112 | -108.1255 | 39.5115 |  |  | 400 |  |  |  | 81635
08045 |  | Colorado | Garfield | 14833711 | 90900613 | 92828912 | 045-1261 | 045-1261-0 | 045-1261-S | WILLIAMS PRODUCTION GV 47-35 |  |  | 20 | 2.84 | 148 |  | 8 | 211112 | -107.9729 | 39.4756 |  |  | 400 |  |  |  | 81635
08045 |  | Colorado | Garfield | 14833811 | 103443813 | 107577312 | 045-1256 | 045-1256-0 | 045-1256-S | WILLIAMS PRODUCTION MV 35-29 |  |  | 1 | 0.1 | 70 | 0 |  | 211112 | -108.1304 | 39.5007 |  |  | 690 |  |  |  | 81635 | 132
08045 |  | Colorado | Garfield | 14833811 | 90900513 | 86967412 | 045-1256 | 045-1256-0 | 045-1256-S | WILLIAMS PRODUCTION MV 35-29 |  |  | 20 | 2.84 | 148 |  | 8 | 211112 | -108.1304 | 39.5007 |  |  | 400 |  |  |  | 81635
08045 |  | Colorado | Garfield | 14834311 | 90908313 | 92836012 | 045-1779 | 045-1779-0 | 045-1779-S | ANTERO RESOURCES - CASTLE SPRINGS B PAD |  |  | 20 | 2 | 700 |  | 10 | 211112 | -107.5796 | 39.4562 |  |  | 400 |  |  |  | 81647 | 23
08045 |  | Colorado | Garfield | 14834411 | 90908513 | 86976112 | 045-1782 | 045-1782-0 | 045-1782-S | ANTERO RESOURCES - CASTLE SPRINGS T PAD |  |  | 1 | 0.1 | 70 | 0 |  | 21111 | -107.5845 | 39.4635 |  |  | 400 |  |  |  | 81647 | 23
08045 |  | Colorado | Garfield | 14834411 | 90908513 | 92836212 | 045-1782 | 045-1782-0 | 045-1782-S | ANTERO RESOURCES - CASTLE SPRINGS T PAD |  |  | 20 | 2 | 700 |  | 10 | 21111 | -107.5845 | 39.4635 |  |  | 400 |  |  |  | 81647 | 23
08045 |  | Colorado | Garfield | 14834511 | 90908613 | 86976212 | 045-1783 | 045-1783-0 | 045-1783-S | ANTERO RESOURCES - CASTLE SPRINGS V PAD |  |  | 1 | 0.1 | 70 | 0 |  | 211112 | -107.5984 | 39.4562 |  |  | 400 |  |  |  | 81647 | 23
08045 |  | Colorado | Garfield | 14834511 | 90908613 | 92836312 | 045-1783 | 045-1783-0 | 045-1783-S | ANTERO RESOURCES - CASTLE SPRINGS V PAD |  |  | 20 | 2 | 700 |  | 10 | 211112 | -107.5984 | 39.4562 |  |  | 400 |  |  |  | 81647 | 23
08045 |  | Colorado | Garfield | 14834611 | 90908413 | 86976012 | 045-1781 | 045-1781-0 | 045-1781-S | ANTERO RESOURCES- CASTLE SPRINGS U PAD |  |  | 1 | 0.1 | 70 | 0 |  | 211112 | -107.5986 | 39.4635 |  |  | 400 |  |  |  | 81647 | 23
08045 |  | Colorado | Garfield | 14834711 | 90909513 | 86977312 | 045-1808 | 045-1808-0 | 045-1808-S | BERRY PETROLEUM CO - 0-13 WELL PAD |  |  | 1 | 0.1 | 70 | 0 |  | 211112 | -108.1664 | 39.5175 |  |  | 400 |  |  |  | 81635
08045 |  | Colorado | Garfield | 14834811 | 90909413 | 86977212 | 045-1806 | 045-1806-0 | 045-1806-S | BERRY PETROLEUM CO - B-10 WELL PAD |  |  | 1 | 0.1 | 70 | 0 |  | 211112 | -108.0931 | 39.5429 |  |  | 400 |  |  |  | 81635
08045 |  | Colorado | Garfield | 14834911 | 90909313 | 86977112 | 045-1805 | 045-1805-0 | 045-1805-S | BERRY PETROLEUM CO - I-02 WELL PAD |  |  | 1 | 0.1 | 70 | 0 |  | 211112 | -108.0698 | 39.5501 |  |  | 400 |  |  |  | 81635
08045 |  | Colorado | Garfield | 14835011 | 90909113 | 86976912 | 045-1802 | 045-1802-0 | 045-1802-S | BERRY PETROLEUM CO - I-19 WELL PAD |  |  | 1 | 0.1 | 70 | 0 |  | 211112 | -108.2045 | 39.5988 |  |  | 400 |  |  |  | 81635
08045 |  | Colorado | Garfield | 14835111 | 90909213 | 86977012 | 045-1804 | 045-1804-0 | 045-1804-S | BERRY PETROLEUM CO - O-32 WELL PAD |  |  | 1 | 0.1 | 70 | 0 |  | 211112 | -108.1906 | 39.5662 |  |  | 400 |  |  |  | 81635
08045 |  | Colorado | Garfield | 14835211 | 90909813 | 86977612 | 045-1812 | 045-1812-0 | 045-1812-S | BERRY PETROLEUM COMPANY - I-01 BATTERY |  |  | 1 | 0.1 | 70 | 0 |  | 211112 | -108.1619 | 39.5501 |  |  | 400 |  |  |  | 81635
08045 |  | Colorado | Garfield | 14835311 | 90909613 | 86977412 | 045-1809 | 045-1809-0 | 045-1809-S | BILL BARRETT - #15076 (JCJ22C-21-692) |  |  | 20 | 2 | 700 |  | 10 | 211112 | -107.6742 | 39.5141 |  |  | 400 |  |  |  | 81652 | 23
08045 |  | Colorado | Garfield | 14835411 | 90911413 | 86979312 | 045-1838 | 045-1838-0 | 045-1838-S | BILL BARRETT - 15243 - GGU JOLLEY 13D-21 |  |  | 20 | 2 | 700 |  | 10 | 211112 | -107.5664 | 39.508 |  |  | 400 |  |  |  | 81647 | 23
08045 |  | Colorado | Garfield | 14835511 | 90905813 | 86973112 | 045-1719 | 045-1719-0 | 045-1719-S | BILL BARRETT CORP - #38487- BARGE 12C |  |  | 20 | 2 | 700 |  | 10 | 211112 | -107.585 | 39.486 |  |  | 400 |  |  |  | 81647 | 23
08045 |  | Colorado | Garfield | 14835611 | 90909713 | 86977512 | 045-1811 | 045-1811-0 | 045-1811-S | BILL BARRETT CORP - SPECIALTY 13A SALT W |  |  | 20 | 12 | 70 | 0 |  | 211112 | -107.6787 | 39.4961 |  |  | 400 |  |  |  | 81652 | 23
08045 |  | Colorado | Garfield | 14835711 | 90905013 | 86972312 | 045-1700 | 045-1700-0 | 045-1700-S | BILL BARRETT CORP- BATTERY #38486 | 0.22526 |  | 20 | 2 | 700 |  | 10 | 211112 | -107.6835 | 39.5069 |  |  | 400 |  |  |  | 81652 | 23
08045 |  | Colorado | Garfield | 14835811 | 90911313 | 86979212 | 045-1837 | 045-1837-0 | 045-1837-S | CHEVRON USA - SKINNER RIDGE 25 BV |  |  | 20 | 2.84 | 148 |  | 8 | 211112 | -108.3413 | 39.5864 |  |  | 400 |  |  |  | 81630
08045 |  | Colorado | Garfield | 14835911 | 90901213 | 86968112 | 045-1391 | 045-1391-0 | 045-1391-S | CHEVRON USA INC - PICEANCE BASIN CENTRAL |  |  | 1 | 0.1 | 70 | 0 |  | 21111 | -108.3459 | 39.5718 |  |  | 690 |  |  |  | 81630 | 99
08045 |  | Colorado | Garfield | 14835911 | 90901313 | 86968212 | 045-1391 | 045-1391-0 | 045-1391-S | CHEVRON USA INC - PICEANCE BASIN CENTRAL | 0.61051 |  | 20 | 2 | 700 |  | 10 | 21111 | -108.3459 | 39.5718 |  |  | 400 |  |  |  | 81630 | 23
08045 |  | Colorado | Garfield | 14835911 | 90901413 | 86968312 | 045-1391 | 045-1391-0 | 045-1391-S | CHEVRON USA INC - PICEANCE BASIN CENTRAL |  |  | 1 | 0.1 | 70 | 0 |  | 21111 | -108.3459 | 39.5718 |  |  | 480 |  |  |  | 81630
08045 |  | Colorado | Garfield | 14835911 | 90901513 | 86968412 | 045-1391 | 045-1391-0 | 045-1391-S | CHEVRON USA INC - PICEANCE BASIN CENTRAL |  |  | 1 | 0.1 | 70 | 0 |  | 21111 | -108.3459 | 39.5718 |  |  | 300 |  |  |  | 81630
08045 |  | Colorado | Garfield | 14836011 | 90901913 | 86969112 | 045-1514 | 045-1514-0 | 045-1514-S | CHEVRON USA-PICEANCE BASIN 26-AV WELL PA |  |  | 20 | 2.84 | 148 |  | 8 | 21111 | -108.3559 | 39.5787 |  |  | 400 |  |  |  | 81630
08045 |  | Colorado | Garfield | 14836111 | 90902113 | 86969312 | 045-1515 | 045-1515-0 | 045-1515-S | CHEVRON USA-PICEANCE BASIN 35-AV WELL PA |  |  | 20 | 2.84 | 148 |  | 8 | 21111 | -108.3536 | 39.5747 |  |  | 400 |  |  |  | 81630
08045 |  | Colorado | Garfield | 14836211 | 90910213 | 86978012 | 045-1816 | 045-1816-0 | 045-1816-S | ENCANA OIL & GAS - B16W BATTERY |  |  | 20 | 2 | 700 |  | 10 | 211112 | -107.7768 | 39.451 |  |  | 400 |  |  |  | 81650 | 23
08045 |  | Colorado | Garfield | 14836211 | 90910213 | 92836512 | 045-1816 | 045-1816-0 | 045-1816-S | ENCANA OIL & GAS - B16W BATTERY |  |  | 20 | 2.84 | 148 |  | 8 | 211112 | -107.7768 | 39.451 |  |  | 400 |  |  |  | 81650
08045 |  | Colorado | Garfield | 14836311 | 90910113 | 86977912 | 045-1815 | 045-1815-0 | 045-1815-S | ENCANA OIL & GAS - E30E BATTERY |  |  | 20 | 2 | 700 |  | 10 | 211112 | -107.7138 | 39.4191 |  |  | 400 |  |  |  | 81652 | 23
08045 |  | Colorado | Garfield | 14836411 | 90907813 | 86975212 | 045-1757 | 045-1757-0 | 045-1757-S | ENCANA OIL & GAS (USA) INC. |  |  | 20 | 2.84 | 148 |  | 8.1 | 211112 | -107.6875 | 39.405 |  |  | 400 |  |  |  | 81652
08045 |  | Colorado | Garfield | 14836511 | 90910513 | 86978412 | 045-1828 | 045-1828-0 | 045-1828-S | ENCANA OIL & GAS - H27NW |  |  | 20 | 2 | 700 |  | 10 | 211112 | -107.7544 | 39.499 |  |  | 400 |  |  |  | 81650 | 23
08045 |  | Colorado | Garfield | 14836611 | 90907913 | 86975312 | 045-1758 | 045-1758-0 | 045-1758-S | ENCANA OIL & GAS (USA) INC. |  |  | 20 | 2.84 | 148 |  | 8.1 | 211112 | -107.7354 | 39.4583 |  |  | 400 |  |  |  | 81650
08045 |  | Colorado | Garfield | 14836711 | 90908013 | 86975412 | 045-1759 | 045-1759-0 | 045-1759-S | ENCANA OIL & GAS (USA) INC. |  |  | 20 | 2.84 | 148 |  | 8.1 | 211112 | -107.7215 | 39.455 |  |  | 400 |  |  |  | 81652
08045 |  | Colorado | Garfield | 14836811 | 90908113 | 86975512 | 045-1760 | 045-1760-0 | 045-1760-S | ENCANA OIL & GAS (USA) INC. |  |  | 20 | 2.84 | 148 |  | 8.1 | 211112 | -107.7169 | 39.4551 |  |  | 400 |  |  |  | 81652
08045 |  | Colorado | Garfield | 14836911 | 90907213 | 86974612 | 045-1751 | 045-1751-0 | 045-1751-S | ENCANA OIL & GAS (USA) INC. |  |  | 20 | 2.84 | 148 |  | 8.1 | 211112 | -108.0142 | 39.4432 |  |  | 400 |  |  |  | 81635
08045 |  | Colorado | Garfield | 14837011 | 90907313 | 86974712 | 045-1752 | 045-1752-0 | 045-1752-S | ENCANA OIL & GAS (USA) INC. |  |  | 20 | 2.84 | 148 |  | 8.1 | 211112 | -108.042 | 39.3959 |  |  | 400 |  |  |  | 81635
08045 |  | Colorado | Garfield | 14837111 | 90907413 | 86974812 | 045-1753 | 045-1753-0 | 045-1753-S | ENCANA OIL & GAS (USA) INC. |  |  | 20 | 2.84 | 148 |  | 8.1 | 211112 | -107.9584 | 39.4505 |  |  | 400 |  |  |  | 81635
08045 |  | Colorado | Garfield | 14837211 | 90911113 | 86979012 | 045-1835 | 045-1835-0 | 045-1835-S | ENCANA OIL & GAS - PI20 |  |  | 20 | 2.84 | 148 |  | 8 | 21111 | -108.0137 | 39.4213 |  |  | 400 |  |  |  | 81635
08045 |  | Colorado | Garfield | 14837311 | 90910413 | 86978212 | 045-1818 | 045-1818-0 | 045-1818-S | ENCANA OIL & GAS - PK21 BATTERY |  |  | 20 | 2.84 | 148 |  | 8 | 211112 | -108.0044 | 39.4213 |  |  | 400 |  |  |  | 81635
08045 |  | Colorado | Garfield | 14837311 | 90910413 | 92836612 | 045-1818 | 045-1818-0 | 045-1818-S | ENCANA OIL & GAS - PK21 BATTERY |  |  | 20 | 2 | 700 |  | 10 | 211112 | -108.0044 | 39.4213 |  |  | 400 |  |  |  | 81635 | 23
08045 |  | Colorado | Garfield | 14837411 | 90910313 | 86978112 | 045-1817 | 045-1817-0 | 045-1817-S | ENCANA OIL & GAS - PP20 BATTERY |  |  | 20 | 2.84 | 148 |  | 8 | 211112 | -108.0136 | 39.4176 |  |  | 400 |  |  |  | 81635
08045 |  | Colorado | Garfield | 14837511 | 90907513 | 86974912 | 045-1754 | 045-1754-0 | 045-1754-S | ENCANA OIL & GAS (USA) INC. |  |  | 20 | 2.84 | 148 |  | 8.1 | 211112 | -107.8799 | 39.4585 |  |  | 400 |  |  |  | 81650
08045 |  | Colorado | Garfield | 14837611 | 90907613 | 86975012 | 045-1755 | 045-1755-0 | 045-1755-S | ENCANA OIL & GAS (USA) INC. |  |  | 20 | 2.84 | 148 |  | 8.1 | 211112 | -107.8575 | 39.4657 |  |  | 400 |  |  |  | 81650
08045 |  | Colorado | Garfield | 14837711 | 90907713 | 86975112 | 045-1756 | 045-1756-0 | 045-1756-S | ENCANA OIL & GAS (USA) INC. |  |  | 20 | 2.84 | 148 |  | 8.1 | 211112 | -107.8612 | 39.4481 |  |  | 400 |  |  |  | 81650
08045 |  | Colorado | Garfield | 14837811 | 103445613 | 107578212 | 045-1656 | 045-1656-0 | 045-1656-S | ENTERPRISE PRODUCTS OP- JACKRABBIT CS |  |  | 1 | 0.1 | 70 | 0 |  | 21111 | -108.1803 | 39.5705 |  |  | 690 |  |  |  | 81635 | 25
08045 |  | Colorado | Garfield | 14837811 | 90902813 | 86970112 | 045-1656 | 045-1656-0 | 045-1656-S | ENTERPRISE PRODUCTS OP- JACKRABBIT CS |  |  | 20 | 2 | 700 |  | 10 | 21111 | -108.1803 | 39.5705 |  |  | 400 |  |  |  | 81635 | 23
08045 |  | Colorado | Garfield | 14837811 | 90902913 | 86970212 | 045-1656 | 045-1656-0 | 045-1656-S | ENTERPRISE PRODUCTS OP- JACKRABBIT CS | [7 empty] | 21111 | -108.1803 | 39.5705 |  |  | 300 |  |  |  | 81635
08045 |  | Colorado | Garfield | 14837811 | 90903113 | 86970412 | 045-1656 | 045-1656-0 | 045-1656-S | ENTERPRISE PRODUCTS OP- JACKRABBIT CS |  |  | 20 | 1 | 300 |  | 16 | 21111 | -108.1803 | 39.5705 |  |  | 690 |  |  |  | 81635 | 25
08045 |  | Colorado | Garfield | 14837811 | 96045613 | 92833812 | 045-1656 | 045-1656-0 | 045-1656-S | ENTERPRISE PRODUCTS OP- JACKRABBIT CS |  |  | 1 | 0.1 | 70 | 0 |  | 21111 | -108.1803 | 39.5705 |  |  | 400 |  |  |  | 81635
08045 |  | Colorado | Garfield | 14837811 | 96045713 | 92833912 | 045-1656 | 045-1656-0 | 045-1656-S | ENTERPRISE PRODUCTS OP- JACKRABBIT CS | 1.98 |  | 1 | 0.1 | 1200 | 0 |  | 21111 | -108.1803 | 39.5705 |  |  | 280 |  |  |  | 81635
08045 |  | Colorado | Garfield | 14837911 | 103446113 | 107578412 | 045-1675 | 045-1675-0 | 045-1675-S | ETC CANYON PIPELINE - HOLMES MESA CS | 2.62 |  | 30 | 4 | 30 | 0 |  | 21111 | -107.927 | 39.466 |  |  | 270 |  |  |  | 81635 | 131
08045 |  | Colorado | Garfield | 14837911 | 103446413 | 107578512 | 045-1675 | 045-1675-0 | 045-1675-S | ETC CANYON PIPELINE - HOLMES MESA CS | 0.55 |  | 1 | 0.1 | 70 | 0 |  | 21111 | -107.927 | 39.466 |  |  | 690 |  |  |  | 81635 | 23
08045 |  | Colorado | Garfield | 14837911 | 90904313 | 107195812 | 045-1675 | 045-1675-0 | 045-1675-S | ETC CANYON PIPELINE - HOLMES MESA CS |  |  | 20 | 2.84 | 148 |  | 8.1 | 21111 | -107.927 | 39.466 |  |  | 400 |  |  |  | 81635 | 23
08045 |  | Colorado | Garfield | 14837911 | 90904413 | 86971612 | 045-1675 | 045-1675-0 | 045-1675-S | ETC CANYON PIPELINE - HOLMES MESA CS | 18.96 |  | 1 | 0.1 | 70 | 0 |  | 21111 | -107.927 | 39.466 |  |  | 690 |  |  |  | 81635
08045 |  | Colorado | Garfield | 14837911 | 90904513 | 86971712 | 045-1675 | 045-1675-0 | 045-1675-S | ETC CANYON PIPELINE - HOLMES MESA CS |  |  | 1 | 0.1 | 70 | 0 |  | 21111 | -107.927 | 39.466 |  |  | 490 |  |  |  | 81635
08045 |  | Colorado | Garfield | 14838011 | 90906413 | 86973712 | 045-1733 | 045-1733-0 | 045-1733-S | PICEANCE ENERGY, LLC - FURR A11-15 PAD |  |  | 20 | 2 | 700 |  | 10 | 211112 | -107.986 | 39.4357 |  |  | 400 |  |  |  | 81635 | 23
08045 |  | Colorado | Garfield | 14838111 | 90906213 | 86973512 | 045-1731 | 045-1731-0 | 045-1731-S | PICEANCE ENERGY, LLC - FURR F1 PAD |  |  | 20 | 2 | 700 |  | 10 | 211112 | -107.7593 | 39.5136 |  |  | 400 |  |  |  | 81650 | 23
08045 |  | Colorado | Garfield | 14838211 | 90910013 | 86977812 | 045-1814 | 045-1814-0 | 045-1814-S | PICEANCE ENERGY, LLC - JOHNSON 05-07 PAD |  |  | 20 | 2 | 700 |  | 10 | 211112 | -107.7964 | 39.4001 |  |  | 400 |  |  |  | 81650 | 23
08045 |  | Colorado | Garfield | 14838311 | 90906313 | 86973612 | 045-1732 | 045-1732-0 | 045-1732-S | PICEANCE ENERGY, LLC - LEVERICH 31-09 |  |  | 20 | 2 | 700 |  | 10 | 211112 | -107.8107 | 39.4806 |  |  | 400 |  |  |  | 81650 | 23
08045 |  | Colorado | Garfield | 14838411 | 90909913 | 86977712 | 045-1813 | 045-1813-0 | 045-1813-S | PICEANCE ENERGY, LLC - MCCLUNG 29-10 PAD |  |  | 20 | 2 | 700 |  | 10 | 211112 | -107.7956 | 39.4158 |  |  | 400 |  |  |  | 81650 | 23
08045 |  | Colorado | Garfield | 14838511 | 90906913 | 86974312 | 045-1743 | 045-1743-0 | 045-1743-S | MARATHON OIL CO - PICEANCE 696-18A PAD B |  |  | 20 | 2.84 | 148 |  | 8 | 211112 | -108.1477 | 39.5247 |  |  | 400 |  |  |  | 81635
08045 |  | Colorado | Garfield | 14838611 | 103447013 | 107196412 | 045-1778 | 045-1778-0 | 045-1778-S | MARATHON OIL CO - PICEANCE 697-12A PAD |  |  | 17 | 1.42 | 137 |  | 7.8 | 211112 | -108.1665 | 39.5392 |  |  | 400 |  |  |  | 81635
08045 |  | Colorado | Garfield | 14838611 | 90908213 | 86975812 | 045-1778 | 045-1778-0 | 045-1778-S | MARATHON OIL CO - PICEANCE 697-12A PAD |  |  | 20 | 2.84 | 148 |  | 8 | 211112 | -108.1665 | 39.5392 |  |  | 400 |  |  |  | 81635
08045 |  | Colorado | Garfield | 14838711 | 90911213 | 107196912 | 045-1836 | 045-1836-0 | 045-1836-S | MARATHON OIL CO - PICEANCE 697-1C PAD |  |  | 20 | 2 | 700 |  | 10 | 211112 | -108.1758 | 39.5501 |  |  | 400 |  |  |  | 81635 | 23
08045 |  | Colorado | Garfield | 14838811 | 90906813 | 86974212 | 045-1741 | 045-1741-0 | 045-1741-S | MARATHON OIL CO- 596-32C POND |  |  | 1 | 0.1 | 70 | 0 |  | 21111 | -108.1974 | 39.5681 |  |  | 410 |  |  |  | 81635 | 54
08045 |  | Colorado | Garfield | 14839011 | 90910813 | 86978712 | 045-1832 | 045-1832-0 | 045-1832-S | NOBLE ENERGY - BM 26N PAD |  |  | 20 | 2.84 | 148 |  | 8 | 211112 | -107.9671 | 39.4028 |  |  | 400 |  |  |  | 81635
08045 |  | Colorado | Garfield | 14839711 | 90907113 | 86974512 | 045-1748 | 045-1748-0 | 045-1748-S | OXY USA WTP LP - 797-06 (GAS PLANT) |  |  | 1 | 0.1 | 70 | 0 |  | 211112 | -108.2551 | 39.4801 |  |  | 400 |  |  |  | 81630
08045 |  | Colorado | Garfield | 14839911 | 90905413 | 86972712 | 045-1704 | 045-1704-0 | 045-1704-S | OXY USA WTP LP- 697-09-61 CORE PAD |  |  | 20 | 2 | 700 |  | 10 | 211112 | -108.2236 | 39.5323 |  |  | 400 |  |  |  | 81630 | 99
08045 |  | Colorado | Garfield | 14840011 | 90905513 | 86972812 | 045-1705 | 045-1705-0 | 045-1705-S | OXY USA WTP LP- 697-16-16 |  |  | 20 | 2 | 700 |  | 10 | 211112 | -108.2178 | 39.5284 |  |  | 400 |  |  |  | 81635 | 23
08045 |  | Colorado | Garfield | 14840111 | 90905313 | 86972612 | 045-1703 | 045-1703-0 | 045-1703-S | OXY USA WTP LP- 697-16D (COW PADDY) |  |  | 20 | 2 | 700 |  | 10 | 211112 | -108.2233 | 39.5166 |  |  | 400 |  |  |  | 81630 | 99
08045 |  | Colorado | Garfield | 14840211 | 90905213 | 86972512 | 045-1702 | 045-1702-0 | 045-1702-S | OXY USA WTP LP- 697-17 (WATERFALL) |  |  | 20 | 2 | 700 |  | 10 | 211112 | -108.2491 | 39.5182 |  |  | 400 |  |  |  | 81630 | 23
08045 |  | Colorado | Garfield | 14840311 | 96046213 | 92834412 | 045-1740 | 045-1740-0 | 045-1740-S | OXY USA WTP LP- 797-03B PAD |  |  | 20 | 2.84 | 148 |  | 8 | 21111 | -108.2028 | 39.4786 |  |  | 400 |  |  |  | 81630
08045 |  | Colorado | Garfield | 14840311 | 96046213 | 92834512 | 045-1740 | 045-1740-0 | 045-1740-S | OXY USA WTP LP- 797-03B PAD | 0.023181 |  | 20 | 2 | 700 |  | 10 | 21111 | -108.2028 | 39.4786 |  |  | 400 |  |  |  | 81630 | 99
08045 |  | Colorado | Garfield | 14840411 | 90912213 | 86980212 | 045-1846 | 045-1846-0 | 045-1846-S | PETROLEUM DEV - CHEVRON (UNOCAL 1) |  |  | 20 | 2.84 | 148 |  | 8 | 211112 | -108.1212 | 39.5176 |  |  | 400 |  |  |  | 81635
08045 |  | Colorado | Garfield | 14840511 | 90912613 | 86980612 | 045-1850 | 045-1850-0 | 045-1850-S | PETROLEUM DEV - GARDEN GULCH 1 BATT |  |  | 20 | 2.84 | 148 |  | 8 | 211112 | -108.138 | 39.5409 |  |  | 400 |  |  |  | 81635
08045 |  | Colorado | Garfield | 14840611 | 90911513 | 86979412 | 045-1839 | 045-1839-0 | 045-1839-S | PETROLEUM DEV - GARDEN GULCH 3 BATT |  |  | 20 | 2.84 | 148 |  | 8 | 211112 | -108.1431 | 39.5392 |  |  | 400 |  |  |  | 81635
08045 |  | Colorado | Garfield | 14840711 | 90912713 | 86980712 | 045-1851 | 045-1851-0 | 045-1851-S | PETROLEUM DEV - GARDEN GULCH 5 BATT |  |  | 20 | 2.84 | 148 |  | 8 | 211112 | -108.1618 | 39.532 |  |  | 400 |  |  |  | 81635
08045 |  | Colorado | Garfield | 14840811 | 90912813 | 86980812 | 045-1852 | 045-1852-0 | 045-1852-S | PETROLEUM DEV - GARDEN GULCH 7 BATT |  |  | 20 | 2.84 | 148 |  | 8 | 211112 | -108.1524 | 39.5393 |  |  | 400 |  |  |  | 81635
08045 |  | Colorado | Garfield | 14840911 | 90912913 | 86980912 | 045-1853 | 045-1853-0 | 045-1853-S | PETROLEUM DEV - MESA 1 BATT |  |  | 20 | 2.84 | 148 |  | 8 | 211112 | -108.1524 | 39.4572 |  |  | 400 |  |  |  | 81635
08045 |  | Colorado | Garfield | 14841011 | 90913613 | 86981612 | 045-1860 | 045-1860-0 | 045-1860-S | PETROLEUM DEV - MESA 10 BATT |  |  | 20 | 2.84 | 148 |  | 8 | 211112 | -108.171 | 39.4994 |  |  | 400 |  |  |  | 81635
08045 |  | Colorado | Garfield | 14841111 | 90913013 | 86981012 | 045-1854 | 045-1854-0 | 045-1854-S | PETROLEUM DEV - MESA 2 BATT |  |  | 20 | 2.84 | 148 |  | 8 | 211112 | -108.1477 | 39.4536 |  |  | 400 |  |  |  | 81635
08045 |  | Colorado | Garfield | 14841211 | 90896713 | 86963212 | 045-0640 | 045-0640-0 | 045-0640-S | PETROLEUM DEV - MESA 22 (PUCKETT 264-25) |  |  | 20 | 2.84 | 148 |  | 8 | 21111 | -108.1663 | 39.4956 |  |  | 400 |  |  |  | 81635
08045 |  | Colorado | Garfield | 14841311 | 90913113 | 86981112 | 045-1855 | 045-1855-0 | 045-1855-S | PETROLEUM DEV - MESA 4 (LOGAN) BATT |  |  | 20 | 2.84 | 148 |  | 8 | 211112 | -108.1477 | 39.4464 |  |  | 400 |  |  |  | 81635
08045 |  | Colorado | Garfield | 14841411 | 90913213 | 86981212 | 045-1856 | 045-1856-0 | 045-1856-S | PETROLEUM DEV - MESA 5 BATT |  |  | 20 | 2.84 | 148 |  | 8 | 211112 | -108.1478 | 39.45 |  |  | 400 |  |  |  | 81635
08045 |  | Colorado | Garfield | 14841511 | 90896813 | 86963312 | 045-0641 | 045-0641-0 | 045-0641-S | PETROLEUM DEV - MESA 8 (PUCKETT 273-25) |  |  | 20 | 2.84 | 148 |  | 8 | 211112 | -108.1686 | 39.4941 |  |  | 400 |  |  |  | 81635
08045 |  | Colorado | Garfield | 14841611 | 90913513 | 86981512 | 045-1859 | 045-1859-0 | 045-1859-S | PETROLEUM DEV - MESA 9 BATT |  |  | 20 | 2.84 | 148 |  | 8 | 211112 | -108.157 | 39.4572 |  |  | 400 |  |  |  | 81635
08045 |  | Colorado | Garfield | 14841711 | 90912113 | 86980112 | 045-1845 | 045-1845-0 | 045-1845-S | PETROLEUM DEV - PARACHUTE CREEK 11 |  |  | 20 | 2.84 | 148 |  | 8 | 211112 | -108.1182 | 39.5564 |  |  | 400 |  |  |  | 81635
08045 |  | Colorado | Garfield | 14841811 | 90911813 | 86979812 | 045-1842 | 045-1842-0 | 045-1842-S | PETROLEUM DEV - STARKEY 2 BATT |  |  | 20 | 2.84 | 148 |  | 8 | 211112 | -108.1524 | 39.4813 |  |  | 400 |  |  |  | 81635
08045 |  | Colorado | Garfield | 14841911 | 90911913 | 86979912 | 045-1843 | 045-1843-0 | 045-1843-S | PETROLEUM DEV - STARKEY 5 BATT |  |  | 20 | 2.84 | 148 |  | 8 | 211112 | -108.1477 | 39.4849 |  |  | 400 |  |  |  | 81635
08045 |  | Colorado | Garfield | 14842011 | 90911613 | 86979512 | 045-1840 | 045-1840-0 | 045-1840-S | PETROLEUM DEV - STARKY 6 BATT |  |  | 20 | 2.84 | 148 |  | 8 | 211112 | -108.1524 | 39.4776 |  |  | 400 |  |  |  | 81635
08045 |  | Colorado | Garfield | 14842011 | 90911613 | 86979612 | 045-1840 | 045-1840-0 | 045-1840-S | PETROLEUM DEV - STARKY 6 BATT |  |  | 20 | 2 | 700 |  | 10 | 211112 | -108.1524 | 39.4776 |  |  | 400 |  |  |  | 81635
08045 |  | Colorado | Garfield | 14842111 | 90911713 | 86979712 | 045-1841 | 045-1841-0 | 045-1841-S | PETROLEUM DEV - STARKY 7 BATT |  |  | 20 | 2.84 | 148 |  | 8 | 211112 | -108.1524 | 39.4776 |  |  | 400 |  |  |  | 81635
08045 |  | Colorado | Garfield | 14842211 | 90912313 | 86980312 | 045-1847 | 045-1847-0 | 045-1847-S | PETROLEUM DEV - UNOCAL 2 BATT |  |  | 20 | 2.84 | 148 |  | 8 | 211112 | -108.1188 | 39.5335 |  |  | 400 |  |  |  | 81635
08045 |  | Colorado | Garfield | 14842311 | 90912413 | 86980412 | 045-1848 | 045-1848-0 | 045-1848-S | PETROLEUM DEV - UNOCAL 5 BATT |  |  | 20 | 2.84 | 148 |  | 8 | 211112 | -108.1139 | 39.5523 |  |  | 400 |  |  |  | 81635
08045 |  | Colorado | Garfield | 14842411 | 90912513 | 86980512 | 045-1849 | 045-1849-0 | 045-1849-S | PETROLEUM DEV - UNOCAL 6 BATT |  |  | 20 | 2.84 | 148 |  | 8 | 211112 | -108.1256 | 39.5223 |  |  | 400 |  |  |  | 81635
08045 |  | Colorado | Garfield | 14842511 | 90913313 | 86981312 | 045-1857 | 045-1857-0 | 045-1857-S | PETROLEUM DEV MESA 6 BATT |  |  | 20 | 2.84 | 148 |  | 8 | 211112 | -108.1618 | 39.5139 |  |  | 400 |  |  |  | 81635
08045 |  | Colorado | Garfield | 14842611 | 90913413 | 86981412 | 045-1858 | 045-1858-0 | 045-1858-S | PETROLEUM DEV MESA 7 BATT |  |  | 20 | 2.84 | 148 |  | 8.1 | 211112 | -108.1665 | 39.4994 |  |  | 400 |  |  |  | 81635
08045 |  | Colorado | Garfield | 14842711 | 90912013 | 86980012 | 045-1844 | 045-1844-0 | 045-1844-S | PETROLEUM DEV PARACHUTE CREEK 3 |  |  | 20 | 2.84 | 148 |  | 8.1 | 211112 | -108.1339 | 39.5262 |  |  | 400 |  |  |  | 81635
08045 |  | Colorado | Garfield | 14842811 | 90906613 | 86974012 | 045-1737 | 045-1737-0 | 045-1737-S | WILLIAMS PRODUCTION - GM 11-33 BATT |  |  | 20 | 2 | 700 |  | 10 | 211112 | -108.1181 | 39.4842 |  |  | 400 |  |  |  | 81635 | 23
08045 |  | Colorado | Garfield | 14842911 | 90906513 | 86973912 | 045-1735 | 045-1735-0 | 045-1735-S | WILLIAMS PRODUCTION - JUHAN TANK BATT |  |  | 20 | 2 | 700 |  | 10 | 211112 | -107.8616 | 39.4912 |  |  | 400 |  |  |  | 81650 | 23
08045 |  | Colorado | Garfield | 14842911 | 96046113 | 92834312 | 045-1735 | 045-1735-0 | 045-1735-S | WILLIAMS PRODUCTION - JUHAN TANK BATT |  |  | 1 | 0.1 | 70 | 0 |  | 211112 | -107.8616 | 39.4912 |  |  | 300 |  |  |  | 81650
08045 |  | Colorado | Garfield | 14843011 | 90903813 | 86971112 | 045-1674 | 045-1674-0 | 045-1674-S | BARGATH LLC - HOOVER EXPRESS |  |  | 1 | 0.1 | 70 | 0 |  | 21111 | -108.1295 | 39.3989 |  |  | 690 |  |  |  | 81635 | 132
08045 |  | Colorado | Garfield | 14843011 | 90903913 | 86971212 | 045-1674 | 045-1674-0 | 045-1674-S | BARGATH LLC - HOOVER EXPRESS |  |  | 1 | 0.1 | 70 | 0 |  | 21111 | -108.1295 | 39.3989 |  |  | 690 |  |  |  | 81635 | 109&131
08045 |  | Colorado | Garfield | 14843011 | 90904013 | 86971312 | 045-1674 | 045-1674-0 | 045-1674-S | BARGATH LLC - HOOVER EXPRESS |  |  | 1 | 0.1 | 70 | 0 |  | 21111 | -108.1295 | 39.3989 |  |  | 400 |  |  |  | 81635 | 23
08045 |  | Colorado | Garfield | 14843011 | 90904113 | 86971412 | 045-1674 | 045-1674-0 | 045-1674-S | BARGATH LLC - HOOVER EXPRESS |  |  | 1 | 0.1 | 70 | 0 |  | 21111 | -108.1295 | 39.3989 |  |  | 300 |  |  |  | 81635
08045 |  | Colorado | Garfield | 14843011 | 90904213 | 86971512 | 045-1674 | 045-1674-0 | 045-1674-S | BARGATH LLC - HOOVER EXPRESS |  |  | 1 | 0.1 | 70 | 0 |  | 21111 | -108.1295 | 39.3989 |  |  | 999 |  |  |  | 81635
08045 |  | Colorado | Garfield | 14843111 | 90915013 | 86983112 | 045-1874 | 045-1874-0 | 045-1874-S | BERRY PETROLEUM CO - CHEVRON EL-12 BATT |  |  | 20 | 2.84 | 148 |  | 8.1 | 211112 | -108.1758 | 39.5393 |  |  | 400 |  |  |  | 81635 | 23
08045 |  | Colorado | Garfield | 14843211 | 90915113 | 86983212 | 045-1875 | 045-1875-0 | 045-1875-S | BERRY PETROLEUM CO - CHEVRON F-01 BATT |  |  | 20 | 2.84 | 3500 |  | 8.1 | 211112 | -108.1711 | 39.5573 |  |  | 400 |  |  |  | 81635
08045 |  | Colorado | Garfield | 14843311 | 90914913 | 86983012 | 045-1873 | 045-1873-0 | 045-1873-S | BERRY PETROLEUM CO - CHEVRON J-13 BATT |  |  | 20 | 2.84 | 148 |  | 8.1 | 211112 | -108.1664 | 39.5211 |  |  | 400 |  |  |  | 81635
08045 |  | Colorado | Garfield | 14843411 | 90915213 | 86983412 | 045-1876 | 045-1876-0 | 045-1876-S | BERRY PETROLEUM CO - CHEVRON O-33 BATT |  |  | 1 | 0.1 | 70 | 0 |  | 211112 | -108.1718 | 39.5662 |  |  | 400 |  |  |  | 81635
08045 |  | Colorado | Garfield | 14843511 | 90914813 | 86982912 | 045-1872 | 045-1872-0 | 045-1872-S | BILL BARRETT - 15319 - GGU JOLLEY |  |  | 20 | 2 | 700 |  | 10 | 211112 | -107.5618 | 39.519 |  |  | 400 |  |  |  | 81647 | 23
08045 |  | Colorado | Garfield | 14843611 | 90916213 | 86984612 | 045-1885 | 045-1885-0 | 045-1885-S | BILL BARRETT - 15349 - BBC 12A-24-692 |  |  | 20 | 2 | 700 |  | 10 | 211112 | -107.6273 | 39.5146 |  |  | 400 |  |  |  | 81652 | 23
08045 |  | Colorado | Garfield | 14846111 | 90916113 | 86984412 | 045-1884 | 045-1884-0 | 045-1884-S | ENCANA - G33NW BATTERY |  |  | 20 | 2.84 | 148 |  | 8 | 211112 | -107.7778 | 39.4844 |  |  | 400 |  |  |  | 81650
08045 |  | Colorado | Garfield | 14846111 | 90916113 | 86984512 | 045-1884 | 045-1884-0 | 045-1884-S | ENCANA - G33NW BATTERY |  |  | 20 | 2 | 700 |  | 10 | 211112 | -107.7778 | 39.4844 |  |  | 400 |  |  |  | 81650 | 23
08045 |  | Colorado | Garfield | 14846211 | 90915813 | 86984012 | 045-1881 | 045-1881-0 | 045-1881-S | ENCANA - PH16 BATTERY |  |  | 20 | 2.84 | 148 |  | 8 | 211112 | -107.9956 | 39.4431 |  |  | 400 |  |  |  | 81635
08045 |  | Colorado | Garfield | 14846211 | 90915813 | 86984112 | 045-1881 | 045-1881-0 | 045-1881-S | ENCANA - PH16 BATTERY |  |  | 20 | 2 | 700 |  | 10 | 211112 | -107.9956 | 39.4431 |  |  | 400 |  |  |  | 81635 | 23
08045 |  | Colorado | Garfield | 14847911 | 90916313 | 86984712 | 045-1887 | 045-1887-0 | 045-1887-S | MARATHON OIL - PICEANCE 697-35D (596-35D |  |  | 20 | 2.84 | 148 |  | 8 | 211112 | -108.1321 | 39.5681 |  |  | 400 |  |  |  | 81635
08045 |  | Colorado | Garfield | 14848611 | 90916013 | 86984312 | 045-1883 | 045-1883-0 | 045-1883-S | NOBLE ENERGY - BM26K BATTERY |  |  | 20 | 2.84 | 148 |  | 8 | 211112 | -107.9718 | 39.4064 |  |  | 400 |  |  |  | 81635
08045 |  | Colorado | Garfield | 14848711 | 90915913 | 86984212 | 045-1882 | 045-1882-0 | 045-1882-S | NOBLE ENERGY - R 17F BATTERY |  |  | 20 | 2.84 | 148 |  | 8 | 211112 | -107.9125 | 39.4408 |  |  | 400 |  |  |  | 81650
08045 |  | Colorado | Garfield | 14849311 | 90914513 | 86982512 | 045-1869 | 045-1869-0 | 045-1869-S | PETROLEUM DEV - LOGAN (PUCKET 246-1) BAT |  |  | 20 | 2.84 | 148 |  | 8 | 211112 | -108.1711 | 39.4727 |  |  | 400 |  |  |  | 81630
08045 |  | Colorado | Garfield | 14849411 | 90914713 | 86982712 | 045-1871 | 045-1871-0 | 045-1871-S | PETROLEUM DEV - LOGAN (PUCKET 264-1) BAT |  |  | 20 | 2.84 | 148 |  | 8 | 211112 | -108.1663 | 39.4764 |  |  | 400 |  |  |  | 81635
08045 |  | Colorado | Garfield | 14849511 | 90914213 | 86982212 | 045-1866 | 045-1866-0 | 045-1866-S | PETROLEUM DEV - MESA 18 BATT |  |  | 20 | 2.84 | 148 |  | 8 | 211112 | -108.1664 | 39.4921 |  |  | 400 |  |  |  | 81635
08045 |  | Colorado | Garfield | 14849611 | 90914413 | 86982412 | 045-1868 | 045-1868-0 | 045-1868-S | PETROLEUM DEV - MESA 23 BATT |  |  | 20 | 2.84 | 148 |  | 8 | 211112 | -108.1524 | 39.4536 |  |  | 400 |  |  |  | 81635
08045 |  | Colorado | Garfield | 14849711 | 90913713 | 86981712 | 045-1861 | 045-1861-0 | 045-1861-S | PETROLEUM DEV MESA 11 BATT |  |  | 20 | 2.84 | 148 |  | 8.1 | 211112 | -108.1758 | 39.5103 |  |  | 400 |  |  |  | 81635
08045 |  | Colorado | Garfield | 14849811 | 90913813 | 86981812 | 045-1862 | 045-1862-0 | 045-1862-S | PETROLEUM DEV MESA 12 BATT |  |  | 20 | 2.84 | 148 |  | 8 | 211112 | -108.171 | 39.4655 |  |  | 400 |  |  |  | 81630
08045 |  | Colorado | Garfield | 14849911 | 90913913 | 86981912 | 045-1863 | 045-1863-0 | 045-1863-S | PETROLEUM DEV MESA 14 BATT |  |  | 20 | 2.84 | 148 |  | 8.1 | 211112 | -108.1477 | 39.45 |  |  | 400 |  |  |  | 81635
08045 |  | Colorado | Garfield | 14850011 | 90914013 | 86982012 | 045-1864 | 045-1864-0 | 045-1864-S | PETROLEUM DEV MESA 16 |  |  | 20 | 2.84 | 148 |  | 8.1 | 211112 | -108.1665 | 39.5066 |  |  | 400 |  |  |  | 81635
08045 |  | Colorado | Garfield | 14850111 | 90914113 | 86982112 | 045-1865 | 045-1865-0 | 045-1865-S | PETROLEUM DEV MESA 17 BATT |  |  | 20 | 2.84 | 148 |  | 8.1 | 211112 | -108.1757 | 39.5066 |  |  | 400 |  |  |  | 81635
08045 |  | Colorado | Garfield | 14850211 | 90914313 | 86982312 | 045-1867 | 045-1867-0 | 045-1867-S | PETROLEUM DEV MESA 19 BATT |  |  | 20 | 2.84 | 148 |  | 8.1 | 211112 | -108.1758 | 39.503 |  |  | 400 |  |  |  | 81635
08045 |  | Colorado | Garfield | 14850311 | 90914613 | 86982612 | 045-1870 | 045-1870-0 | 045-1870-S | PETROLEUM DEV- LOGAN (PUCKET 247-25) BAT |  |  | 20 | 2.84 | 148 |  | 8 | 211112 | -108.1712 | 39.4885 |  |  | 400 |  |  |  | 81630
08045 |  | Colorado | Garfield | 14852111 | 90916613 | 86985012 | 045-1920 | 045-1920-0 | 045-1920-S | WILLIAMS PROD - GV 22-29 |  |  | 20 | 2 | 700 |  | 10 | 211112 | -108.1272 | 39.4937 |  |  | 400 |  |  |  | 81635 | 23
08045 |  | Colorado | Garfield | 14852211 | 103447813 | 107197112 | 045-1880 | 045-1880-0 | 045-1880-S | WILLIAMS PRODUCTION - RMV 4-16 |  |  | 17 | 1.42 | 137 |  | 8 | 211112 | -107.8903 | 39.5182 |  |  | 400 |  |  |  | 81650
08045 |  | Colorado | Garfield | 14852211 | 90915713 | 107197012 | 045-1880 | 045-1880-0 | 045-1880-S | WILLIAMS PRODUCTION - RMV 4-16 |  |  | 20 | 2.84 | 148 |  | 8 | 211112 | -107.8903 | 39.5182 |  |  | 400 |  |  |  | 81650
08045 |  | Colorado | Garfield | 14852211 | 90915713 | 86983912 | 045-1880 | 045-1880-0 | 045-1880-S | WILLIAMS PRODUCTION - RMV 4-16 | 0.050377 |  | 20 | 2 | 700 |  | 10 | 211112 | -107.8903 | 39.5182 |  |  | 400 |  |  |  | 81650 | 23
08045 |  | Colorado | Garfield | 15269711 | 96052013 | 92841212 | 045-1917 | 045-1917-0 | 045-1917-S | GREENBACK PROD - SHAEFFER RANCH FACILITY |  |  | 1 | 0.1 | 70 | 0 |  | 213112 | -107.7152 | 39.4671 |  |  | 999 |  |  |  | 81652 | 215
08045 |  | Colorado | Garfield | 15269711 | 96052213 | 92841412 | 045-1917 | 045-1917-0 | 045-1917-S | GREENBACK PROD - SHAEFFER RANCH FACILITY |  |  | 24 | 0.1 | 70 | 0 |  | 213112 | -107.7152 | 39.4671 |  |  | 400 |  |  |  | 81652
08045 |  | Colorado | Garfield | 15269811 | 96058313 | 92847512 | 045-1996 | 045-1996-0 | 045-1996-S | WILLIAMS PRODUCTION - GM 42-33 |  |  | 1 | 0.1 | 70 | 0 |  | 21111 | -108.1063 | 39.4825 |  |  | 690 |  |  |  | 81635
08045 |  | Colorado | Garfield | 15272711 | 96053513 | 92842712 | 045-1931 | 045-1931-0 | 045-1931-S | ANTERO RESOURCES - CASTLE SPRINGS A PAD |  |  | 20 | 2.84 | 148 |  | 8.1 | 211112 | -107.5787 | 39.4545 |  |  | 400 |  |  |  | 81647
08045 |  | Colorado | Garfield | 15272811 | 96045113 | 92833312 | 045-1647 | 045-1647-0 | 045-1647-S | ANTERO RESOURCES - HUNTER MESA COMP STAT |  |  | 29 | 2.41 | 1300 |  | 30 | 21111 | -107.7078 | 39.4918 |  |  | 690 |  |  |  | 81652 | 131
08045 |  | Colorado | Garfield | 15272811 | 96045213 | 92833412 | 045-1647 | 045-1647-0 | 045-1647-S | ANTERO RESOURCES - HUNTER MESA COMP STAT |  |  | 29 | 2.41 | 1300 |  | 30 | 21111 | -107.7078 | 39.4918 |  |  | 690 |  |  |  | 81652 | 131
08045 |  | Colorado | Garfield | 15272811 | 96045313 | 92833512 | 045-1647 | 045-1647-0 | 045-1647-S | ANTERO RESOURCES - HUNTER MESA COMP STAT | 1.0241 |  | 29 | 2.41 | 1300 |  | 30 | 21111 | -107.7078 | 39.4918 |  |  | 270 |  |  |  | 81652
08045 |  | Colorado | Garfield | 15272811 | 96045413 | 92833612 | 045-1647 | 045-1647-0 | 045-1647-S | ANTERO RESOURCES - HUNTER MESA COMP STAT | 0.67526 |  | 12 | 3 | 1000 |  | 5 | 21111 | -107.7078 | 39.4918 |  |  | 400 |  |  |  | 81652 | 23
08045 |  | Colorado | Garfield | 15272811 | 96045513 | 92833712 | 045-1647 | 045-1647-0 | 045-1647-S | ANTERO RESOURCES - HUNTER MESA COMP STAT |  |  | 1 | 0.1 | 70 | 0 |  | 21111 | -107.7078 | 39.4918 |  |  | 300 |  |  |  | 81652
08045 |  | Colorado | Garfield | 15272911 | 96050613 | 92839812 | 045-1903 | 045-1903-0 | 045-1903-S | ANTERO RESOURCES - WATSON RANCH PAD |  |  | 20 | 2 | 700 |  | 10 | 211112 | -108.0234 | 39.4322 |  |  | 400 |  |  |  | 81635 | 23
08045 |  | Colorado | Garfield | 15273011 | 96046313 | 92834712 | 045-1749 | 045-1749-0 | 045-1749-S | BARGATH LLC - UNA COMPRESSOR STATION |  |  | 20 | 0.84 | 148 |  | 8.1 | 211112 | -108.085 | 39.3944 |  | 110 | 400 |  |  |  | 81635 | 23
08045 |  | Colorado | Garfield | 15273011 | 96047213 | 92835612 | 045-1749 | 045-1749-0 | 045-1749-S | BARGATH LLC - UNA COMPRESSOR STATION |  |  | 1 | 0.1 | 70 | 0 |  | 211112 | -108.085 | 39.3944 |  | 110 | 690 |  |  |  | 81635
08045 |  | Colorado | Garfield | 15273011 | 96047313 | 92835712 | 045-1749 | 045-1749-0 | 045-1749-S | BARGATH LLC - UNA COMPRESSOR STATION |  |  | 1 | 0.1 | 70 | 0 |  | 211112 | -108.085 | 39.3944 |  | 110 | 300 |  |  |  | 81635
08045 |  | Colorado | Garfield | 15273111 | 96049913 | 92839112 | 045-1894 | 045-1894-0 | 045-1894-S | BERRY PETROLEUM - OM K-15 |  |  | 1 | 0.1 | 70 | 0 |  | 211112 | -108.0978 | 39.5211 |  |  | 400 |  |  |  | 81635
08045 |  | Colorado | Garfield | 15273211 | 96055213 | 92844412 | 045-1949 | 045-1949-0 | 045-1949-S | BILL BARRETT - 15343 - MILLER 42A-36-692 |  |  | 20 | 2 | 700 |  | 10 | 211112 | -107.6086 | 39.4858 |  |  | 400 |  |  |  | 81652 | 23
08045 |  | Colorado | Garfield | 15273311 | 103448013 | 107197312 | 045-1895 | 045-1895-0 | 045-1895-S | BILL BARRETT - 15542 - MILLER 43A-6-791 |  |  | 17 | 1.42 | 137 |  | 8 | 211112 | -107.5889 | 39.4774 |  |  | 400 |  |  |  | 81647 | 23
08045 |  | Colorado | Garfield | 15273311 | 96050013 | 92839212 | 045-1895 | 045-1895-0 | 045-1895-S | BILL BARRETT - 15542 - MILLER 43A-6-791 |  |  | 20 | 2 | 700 |  | 10 | 211112 | -107.5889 | 39.4774 |  |  | 400 |  |  |  | 81647 | 23
08045 |  | Colorado | Garfield | 15273411 | 96050313 | 92839512 | 045-1900 | 045-1900-0 | 045-1900-S | BILL BARRETT - 15560 - MILLER 13B-5-791 |  |  | 20 | 2 | 700 |  | 10 | 211112 | -107.5847 | 39.4747 |  |  | 400 |  |  |  | 81647 | 23
08045 |  | Colorado | Garfield | 15273511 | 103447913 | 107197212 | 045-1890 | 045-1890-0 | 045-1890-S | BILL BARRETT - 15591 - KAUFMAN 34A-24- |  |  | 20 | 2 | 700 |  | 10 | 211112 | -107.6132 | 39.5111 |  |  | 400 |  |  |  | 81652 | 23
08045 |  | Colorado | Garfield | 15273511 | 96049613 | 92838812 | 045-1890 | 045-1890-0 | 045-1890-S | BILL BARRETT - 15591 - KAUFMAN 34A-24- |  |  | 20 | 2 | 700 |  | 10 | 211112 | -107.6132 | 39.5111 |  |  | 400 |  |  |  | 81652 | 23
08045 |  | Colorado | Garfield | 15273611 | 96056613 | 92845812 | 045-1973 | 045-1973-0 | 045-1973-S | BILL BARRETT - 15622 |  |  | 20 | 2 | 700 |  | 10 | 211112 | -107.5947 | 39.4786 |  |  | 400 |  |  |  | 81647 | 23
08045 |  | Colorado | Garfield | 15273711 | 96061013 | 92850212 | 045-2024 | 045-2024-0 | 045-2024-S | BILL BARRETT - 15731 THARP 14D-24-692 | 0.61693 |  | 20 | 2 | 700 |  | 10 | 211112 | -107.6257 | 39.5191 |  |  | 400 |  |  |  | 81652 | 23
08045 |  | Colorado | Garfield | 15273811 | 96061113 | 92850312 | 045-2025 | 045-2025-0 | 045-2025-S | BILL BARRETT - 15740 - JOLLEY 11A-20-691 | 0.56728 |  | 20 | 2 | 700 |  | 10 | 211112 | -107.5825 | 39.5174 |  |  | 400 |  |  |  | 81647 | 23
08045 |  | Colorado | Garfield | 15273911 | 96062913 | 92852112 | 045-2048 | 045-2048-0 | 045-2048-S | BILL BARRETT - 15797 |  |  | 20 | 2 | 700 |  | 10 | 211112 | -107.6719 | 39.5124 |  |  | 400 |  |  |  | 81652 | 23
08045 |  | Colorado | Garfield | 15274011 | 96056013 | 92845212 | 045-1959 | 045-1959-0 | 045-1959-S | BILL BARRETT - BATTERY # 15575 |  |  | 20 | 2 | 700 |  | 10 | 211112 | -107.6133 | 39.4785 |  |  | 400 |  |  |  | 81652 | 23
08045 |  | Colorado | Garfield | 15274111 | 96056113 | 92845312 | 045-1960 | 045-1960-0 | 045-1960-S | BILL BARRETT - BATTERY 15585 |  |  | 20 | 2 | 700 |  | 10 | 211112 | -107.632 | 39.4966 |  |  | 400 |  |  |  | 81652 | 23
08045 |  | Colorado | Garfield | 15274211 | 96056213 | 92845412 | 045-1961 | 045-1961-0 | 045-1961-S | BILL BARRETT - BATTERY 15707 |  |  | 20 | 2 | 700 |  | 10 | 211112 | -107.6176 | 39.4967 |  |  | 400 |  |  |  | 81647 | 23
08045 |  | Colorado | Garfield | 15274311 | 96061313 | 92850512 | 045-2031 | 045-2031-0 | 045-2031-S | BILL BARRETT - BATTERY 15783 - MDP #4 | 0.39939 |  | 20 | 2 | 700 |  | 10 | 211112 | -107.568 | 39.486 |  |  | 400 |  |  |  | 81647 | 23
08045 |  | Colorado | Garfield | 15274411 | 96037913 | 92822912 | 045-0806 | 045-0806-0 | 045-0806-S | BILL BARRETT CORP - TANK BATTERY # 16873 |  |  | 20 | 2 | 700 |  | 10 | 211112 | -107.6225 | 39.4854 |  |  | 400 |  |  |  | 81652 | 23
08045 |  | Colorado | Garfield | 15274511 | 96057113 | 92846312 | 045-1978 | 045-1978-0 | 045-1978-S | CHEVRON USA - 30 inch PIPELINE SALES FAC |  |  | 20 | 2.84 | 148 |  | 8 | 21111 | -108.2716 | 39.648 |  |  | 400 |  |  |  | 81635
08045 |  | Colorado | Garfield | 15274711 | 103449313 | 107197712 | 045-1979 | 045-1979-0 | 045-1979-S | CHEVRON USA - SKINNER RIDGE 04AV |  |  | 20 | 2.84 | 148 |  | 8 | 211112 | -108.3384 | 39.5592 |  |  | 400 |  |  |  | 81630
08045 |  | Colorado | Garfield | 15274811 | 96051613 | 92840812 | 045-1913 | 045-1913-0 | 045-1913-S | CHEVRON USA - SKINNER RIDGE 25CV |  |  | 20 | 2.84 | 148 |  | 8 | 211112 | -108.3412 | 39.5778 |  |  | 400 |  |  |  | 81630
08045 |  | Colorado | Garfield | 15274911 | 96049813 | 92839012 | 045-1892 | 045-1892-0 | 045-1892-S | CHEVRON USA - SKINNER RIDGE 35BV |  |  | 1 | 0.1 | 70 | 0 |  | 21111 | -108.3498 | 39.572 |  |  | 400 |  |  |  | 81630
08045 |  | Colorado | Garfield | 15275011 | 96057313 | 92846512 | 045-1982 | 045-1982-0 | 045-1982-S | CHEVRON USA - SKINNER RIDGE 36AV |  |  | 20 | 2.84 | 148 |  | 8 | 211112 | -108.3412 | 39.572 |  |  | 400 |  |  |  | 81630
08045 |  | Colorado | Garfield | 15275811 | 96037313 | 92822112 | 045-0633 | 045-0633-0 | 045-0633-S | ENCANA (WEST) - WELL PAD C15B |  |  | 20 | 2.84 | 148 |  | 8 | 211112 | -107.7678 | 39.451 |  |  | 400 |  |  |  | 81650
08045 |  | Colorado | Garfield | 15276011 | 96049713 | 92838912 | 045-1891 | 045-1891-0 | 045-1891-S | ENCANA - C26NW BATTERY |  |  | 20 | 2 | 700 |  | 10 | 211112 | -107.7451 | 39.5027 |  |  | 400 |  |  |  | 81650 | 23
08045 |  | Colorado | Garfield | 15276111 | 103448713 | 107579612 | 045-1958 | 045-1958-0 | 045-1958-S | ENCANA - CEDAR BENCH FEDERAL 6311 |  |  | 10 | 0.3 | 30 | 0 |  | 211112 | -108.5612 | 39.51 |  |  | 690 |  |  |  | 81630
08045 |  | Colorado | Garfield | 15276111 | 96055913 | 92845112 | 045-1958 | 045-1958-0 | 045-1958-S | ENCANA - CEDAR BENCH FEDERAL 6311 |  |  | 20 | 2.84 | 148 |  | 8 | 211112 | -108.5612 | 39.51 |  |  | 400 |  |  |  | 81630
08045 |  | Colorado | Garfield | 15276411 | 96049513 | 92838712 | 045-1889 | 045-1889-0 | 045-1889-S | ENCANA - LIBERTY CDP J25 496 | [7 empty] | 211112 | -108.1149 | 39.6715 |  |  | 300 |  |  |  | 81635
08045 |  | Colorado | Garfield | 15276711 | 96053713 | 92842912 | 045-1933 | 045-1933-0 | 045-1933-S | ENCANA - PD30 |  |  | 20 | 2.84 | 148 |  | 8 | 211112 | -108.0452 | 39.4125 |  |  | 400 |  |  |  | 81635
08045 |  | Colorado | Garfield | 15276811 | 96053813 | 92843012 | 045-1934 | 045-1934-0 | 045-1934-S | ENCANA - PG30 |  |  | 20 | 2.84 | 148 |  | 8 | 211112 | -108.0369 | 39.4099 |  |  | 400 |  |  |  | 81635
08045 |  | Colorado | Garfield | 15276911 | 96053213 | 92842412 | 045-1928 | 045-1928-0 | 045-1928-S | ENCANA - RA10 |  |  | 20 | 2.84 | 148 |  | 8.1 | 211112 | -107.8664 | 39.459 |  |  | 400 |  |  |  | 81650
08045 |  | Colorado | Garfield | 15277011 | 96037113 | 92821912 | 045-0619 | 045-0619-0 | 045-0619-S | ENCANA - TANK BATTERY K-7 |  |  | 20 | 2.84 | 148 |  | 8 | 211112 | -107.7138 | 39.4587 |  |  | 400 |  |  |  | 81650
08045 |  | Colorado | Garfield | 15277211 | 96050113 | 92839312 | 045-1896 | 045-1896-0 | 045-1896-S | ENCANA OIL & GAS - G21 596 |  |  | 20 | 2.84 | 148 |  | 8 | 211112 | -108.173 | 39.603 |  |  | 400 |  |  |  | 81635
08045 |  | Colorado | Garfield | 15277311 | 96065313 | 92854612 | 045-2089 | 045-2089-0 | 045-2089-S | ENCANA OIL & GAS - K22NW |  |  | 20 | 2 | 700 |  | 10 | 211112 | -107.7631 | 39.5086 |  |  | 400 |  |  |  | 81650 | 23
08045 |  | Colorado | Garfield | 15277411 | 96039213 | 92824612 | 045-0928 | 045-0928-0 | 045-0928-S | ENCANA OIL & GAS - ORCHARD C10OU PAD |  |  | 20 | 2.84 | 148 |  | 8 | 21111 | -108.0991 | 39.3686 |  |  | 400 |  |  |  | 81635
08045 |  | Colorado | Garfield | 15277511 | 96065213 | 92854412 | 045-2088 | 045-2088-0 | 045-2088-S | ENCANA OIL & GAS - PI15 |  |  | 20 | 2.84 | 148 |  | 8 | 211112 | -107.9765 | 39.4372 |  |  | 400 |  |  |  | 81635
08045 |  | Colorado | Garfield | 15277511 | 96065213 | 92854512 | 045-2088 | 045-2088-0 | 045-2088-S | ENCANA OIL & GAS - PI15 |  |  | 20 | 2 | 700 |  | 10 | 211112 | -107.9765 | 39.4372 |  |  | 400 |  |  |  | 81635 | 23
08045 |  | Colorado | Garfield | 15281111 | 96053113 | 92842312 | 045-1927 | 045-1927-0 | 045-1927-S | PICEANCE ENERGY, LLC - KNAUS 19-13 |  |  | 20 | 2 | 700 |  | 10 | 211112 | -107.8262 | 39.5073 |  |  | 400 |  |  |  | 81650 | 23
08045 |  | Colorado | Garfield | 15281211 | 96067713 | 107201512 | 045-2144 | 045-2144-0 | 045-2144-S | PICEANCE ENERGY, LLC - LARAMIE 20-12 PAD |  |  | 20 | 2.84 | 148 |  | 8.1 | 211112 | -107.8071 | 39.511 |  |  | 400 |  |  |  | 81650 | 23
08045 |  | Colorado | Garfield | 15281311 | 96053013 | 92842212 | 045-1926 | 045-1926-0 | 045-1926-S | PICEANCE ENERGY, LLC - S LEVERICH 13-09 |  |  | 20 | 2 | 700 |  | 10 | 211112 | -107.8287 | 39.4358 |  |  | 400 |  |  |  | 81650 | 23
08045 |  | Colorado | Garfield | 15282111 | 96062613 | 92851812 | 045-2044 | 045-2044-0 | 045-2044-S | MARATHON OIL - 696-5C |  |  | 20 | 2.84 | 148 |  | 8 | 211112 | -108.1357 | 39.5549 |  |  | 400 |  |  |  | 81635
08045 |  | Colorado | Garfield | 15282211 | 96066513 | 92855812 | 045-2105 | 045-2105-0 | 045-2105-S | MARATHON OIL - PICEANCE 596-19C |  |  | 20 | 2.84 | 148 |  | 8 | 211112 | -108.2129 | 39.5978 |  |  | 400 |  |  |  | 81635
08045 |  | Colorado | Garfield | 15282311 | 96065713 | 92855012 | 045-2093 | 045-2093-0 | 045-2093-S | MARATHON OIL - PICEANCE 596-29C |  |  | 20 | 2.84 | 148 |  | 8 | 211112 | -108.1905 | 39.5916 |  |  | 400 |  |  |  | 81635
08045 |  | Colorado | Garfield | 15282411 | 96067613 | 92856912 | 045-2116 | 045-2116-0 | 045-2116-S | MARATHON OIL - PICEANCE 596-31A |  |  | 20 | 2.84 | 148 |  | 8 | 211112 | -108.2076 | 39.5771 |  |  | 400 |  |  |  | 81635
08045 |  | Colorado | Garfield | 15282511 | 96062713 | 92851912 | 045-2046 | 045-2046-0 | 045-2046-S | MARATHON OIL - PICEANCE 596-33C PAD |  |  | 20 | 2.84 | 148 |  | 8 | 211112 | -108.1785 | 39.5653 |  |  | 400 |  |  |  | 81635
08045 |  | Colorado | Garfield | 15282611 | 96060913 | 92850112 | 045-2023 | 045-2023-0 | 045-2023-S | MARATHON OIL - PICEANCE 596-34D |  |  | 20 | 2.84 | 148 |  | 8 | 211112 | -108.1469 | 39.5666 |  |  | 400 |  |  |  | 81635
08045 |  | Colorado | Garfield | 15282711 | 96063113 | 92852312 | 045-2060 | 045-2060-0 | 045-2060-S | MARATHON OIL - PICEANCE 697-21A |  |  | 20 | 2.84 | 148 |  | 8 | 211112 | -108.2183 | 39.5094 |  |  | 400 |  |  |  | 81630
08045 |  | Colorado | Garfield | 15282811 | 96065613 | 92854912 | 045-2092 | 045-2092-0 | 045-2092-S | MARATHON OIL - PICEANCE 697-26A |  |  | 20 | 2.84 | 148 |  | 8 | 211112 | -108.1831 | 39.4988 |  |  | 400 |  |  |  | 81635
08045 |  | Colorado | Garfield | 15282911 | 96062813 | 92852012 | 045-2047 | 045-2047-0 | 045-2047-S | MARATHON OIL - PICEANCE 697-28C |  |  | 20 | 2.84 | 148 |  | 8 | 211112 | -108.2293 | 39.4913 |  |  | 400 |  |  |  | 81630
08045 |  | Colorado | Garfield | 15285011 | 96054813 | 92844012 | 045-1943 | 045-1943-0 | 045-1943-S | NOBLE ENERGY - BM 34F PAD |  |  | 20 | 2.84 | 148 |  | 8 | 211112 | -107.9811 | 39.3956 |  |  | 400 |  |  |  | 81635
08045 |  | Colorado | Garfield | 15287311 | 96057513 | 92846712 | 045-1988 | 045-1988-0 | 045-1988-S | OXY - EPCO LOGAN WASH SALES POINT |  |  | 20 | 2.84 | 148 |  | 8 | 211112 | -108.1804 | 39.4619 |  |  | 400 |  |  |  | 81630
08045 |  | Colorado | Garfield | 15288211 | 103442313 | 107193412 | 045-1013 | 045-1013-0 | 045-1013-S | OXY USA WTP LP - CC # 608-43-31 |  |  | 20 | 2.84 | 148 |  | 8 | 21111 | -108.2378 | 39.536 |  |  | 400 |  |  |  | 81630
08045 |  | Colorado | Garfield | 15295311 | 96053913 | 92843112 | 045-1935 | 045-1935-0 | 045-1935-S | WILLIAMS PRODUCTION - JOHNSON PROD FAC |  |  | 20 | 2 | 700 |  | 10 | 211112 | -107.9312 | 39.4885 |  |  | 400 |  |  |  | 81650 | 23
08045 |  | Colorado | Garfield | 15295411 | 96061913 | 92851112 | 045-2037 | 045-2037-0 | 045-2037-S | WILLIAMS PRODUCTION - JUHAN 14-26H |  |  | 1 | 0.1 | 70 | 0 |  | 211112 | -107.8599 | 39.4923 |  |  | 400 |  |  |  | 81650
08045 |  | Colorado | Garfield | 15295511 | 96060613 | 92849812 | 045-2020 | 045-2020-0 | 045-2020-S | KP 13-16 |  |  | 20 | 2 | 700 |  | 10 | 211112 | -107.5665 | 39.5267 |  |  | 400 |  |  |  | 81647 | 23
08045 |  | Colorado | Garfield | 15295611 | 96060413 | 92849712 | 045-2019 | 045-2019-0 | 045-2019-S | WILLIAMS PRODUCTION - KP 43-8 |  |  | 20 | 2 | 700 |  | 10 | 211112 | -107.5729 | 39.5418 |  |  | 400 |  |  |  | 81647 | 23
08045 |  | Colorado | Garfield | 15295611 | 96060513 | 92849612 | 045-2019 | 045-2019-0 | 045-2019-S | WILLIAMS PRODUCTION - KP 43-8 |  |  | 20 | 2.84 | 148 |  | 8 | 211112 | -107.5729 | 39.5418 |  |  | 690 |  |  |  | 81647
08045 |  | Colorado | Garfield | 15295711 | 96058913 | 92848112 | 045-2003 | 045-2003-0 | 045-2003-S | WILLIAMS PRODUCTION - MV 17-6 |  |  | 20 | 2.84 | 148 |  | 8 | 211112 | -108.1547 | 39.4699 |  |  | 400 |  |  |  | 81635
08045 |  | Colorado | Garfield | 15295811 | 96058413 | 92847612 | 045-1998 | 045-1998-0 | 045-1998-S | WILLIAMS PRODUCTION - MV 7-4 WELL PAD |  |  | 20 | 2.84 | 148 |  | 8.1 | 211112 | -108.1112 | 39.4713 |  |  | 400 |  |  |  | 81635
08045 |  | Colorado | Garfield | 15295911 | 96057913 | 92847112 | 045-1992 | 045-1992-0 | 045-1992-S | WILLIAMS PRODUCTION - NG 24-8 |  |  | 1 | 0.1 | 70 | 0 |  | 21111 | -108.1381 | 39.5372 |  |  | 690 |  |  |  | 81635 | 132
08045 |  | Colorado | Garfield | 15296011 | 96064613 | 92853812 | 045-2081 | 045-2081-0 | 045-2081-S | WILLIAMS PRODUCTION - NOLTE 14-44 |  |  | 20 | 2.84 | 148 |  | 8 | 211112 | -108.0707 | 39.4314 |  |  | 400 |  |  |  | 81635
08045 |  | Colorado | Garfield | 15296111 | 96063913 | 92853112 | 045-2073 | 045-2073-0 | 045-2073-S | WILLIAMS PRODUCTION - PA 11-36 |  |  | 20 | 2 | 700 |  | 10 | 211112 | -107.9527 | 39.4881 |  |  | 400 |  |  |  | 81635 | 23
08045 |  | Colorado | Garfield | 15296211 | 96053313 | 92842512 | 045-1929 | 045-1929-0 | 045-1929-S | WILLIAMS PRODUCTION - PA 22-25 |  |  | 20 | 2 | 700 |  | 10 | 211112 | -107.951 | 39.4964 |  |  | 400 |  |  |  | 81650 | 23
08045 |  | Colorado | Garfield | 15296311 | 96053413 | 92842612 | 045-1930 | 045-1930-0 | 045-1930-S | WILLIAMS PRODUCTION - PA 34-36 |  |  | 20 | 2 | 700 |  | 10 | 211112 | -107.9472 | 39.4763 |  |  | 400 |  |  |  | 81635 | 23
08045 |  | Colorado | Garfield | 15296411 | 96060213 | 92849412 | 045-2017 | 045-2017-0 | 045-2017-S | WILLIAMS PRODUCTION - PA 44-27 |  |  | 20 | 2.84 | 148 |  | 8 | 211112 | -107.9767 | 39.4906 |  |  | 400 |  |  |  | 81650
08045 |  | Colorado | Garfield | 15296511 | 96066113 | 92855412 | 045-2099 | 045-2099-0 | 045-2099-S | WILLIAMS PRODUCTION - PA COTTONWOOD |  |  | 20 | 2 | 700 |  | 10 | 211112 | -107.9914 | 39.4792 |  |  | 400 |  |  |  | 81635 | 23
08045 |  | Colorado | Garfield | 15296511 | 96066213 | 92855512 | 045-2099 | 045-2099-0 | 045-2099-S | WILLIAMS PRODUCTION - PA COTTONWOOD |  |  | 20 | 2 | 700 |  | 10 | 211112 | -107.9914 | 39.4792 |  |  | 400 |  |  |  | 81635 | 23
08045 |  | Colorado | Garfield | 15296511 | 96066313 | 92855612 | 045-2099 | 045-2099-0 | 045-2099-S | WILLIAMS PRODUCTION - PA COTTONWOOD |  |  | 20 | 2 | 700 |  | 10 | 211112 | -107.9914 | 39.4792 |  |  | 400 |  |  |  | 81635 | 23
08045 |  | Colorado | Garfield | 15296511 | 96066413 | 92855712 | 045-2099 | 045-2099-0 | 045-2099-S | WILLIAMS PRODUCTION - PA COTTONWOOD |  |  | 20 | 2 | 700 |  | 10 | 211112 | -107.9914 | 39.4792 |  |  | 400 |  |  |  | 81635 | 23
08045 |  | Colorado | Garfield | 15297311 | 96048713 | 92837912 | 045-1826 | 045-1826-0 | 045-1826-S | WILLIAMS - NLW 21-17 |  |  | 20 | 2.84 | 148 |  | 8 | 211112 | -108.2448 | 39.4512 |  |  | 400 |  |  |  | 81630
08045 |  | Colorado | Garfield | 15297411 | 96048813 | 92838012 | 045-1827 | 045-1827-0 | 045-1827-S | WILLIAMS - NLW 31-8 |  |  | 20 | 2.84 | 148 |  | 8 | 211112 | -108.2425 | 39.4658 |  |  | 400 |  |  |  | 81630
08045 |  | Colorado | Garfield | 15297811 | 103452713 | 107581512 | 045-2109 | 045-2109-0 | 045-2109-S | WILLIAMS - SPRINKLER PATCH TANK FACILITY |  |  | 1 | 0.1 | 70 | 0 |  | 211112 | -108.0339 | 39.4784 |  |  | 490 |  |  |  | 81635
08045 |  | Colorado | Garfield | 15297811 | 96066613 | 92855912 | 045-2109 | 045-2109-0 | 045-2109-S | WILLIAMS - SPRINKLER PATCH TANK FACILITY |  |  | 20 | 2.84 | 148 |  | 8 | 211112 | -108.0339 | 39.4784 |  |  | 400 |  |  |  | 81635
08045 |  | Colorado | Garfield | 15297811 | 96066713 | 92856012 | 045-2109 | 045-2109-0 | 045-2109-S | WILLIAMS - SPRINKLER PATCH TANK FACILITY |  |  | 20 | 2.84 | 148 |  | 8 | 211112 | -108.0339 | 39.4784 |  |  | 400 |  |  |  | 81635
08045 |  | Colorado | Garfield | 15297811 | 96066813 | 92856112 | 045-2109 | 045-2109-0 | 045-2109-S | WILLIAMS - SPRINKLER PATCH TANK FACILITY |  |  | 20 | 2.84 | 148 |  | 8 | 211112 | -108.0339 | 39.4784 |  |  | 400 |  |  |  | 81635
08045 |  | Colorado | Garfield | 15297911 | 96050213 | 92839412 | 045-1897 | 045-1897-0 | 045-1897-S | WILLIAMS PROD & EXPLOR - GV 82-5 |  |  | 20 | 2.84 | 148 |  | 8 | 211112 | -108.0193 | 39.4647 |  |  | 400 |  |  |  | 81635
08045 |  | Colorado | Garfield | 15298111 | 96051213 | 92840412 | 045-1909 | 045-1909-0 | 045-1909-S | WILLIAMS PROD - CLOUGH 128 |  |  | 20 | 2 | 700 |  | 10 | 211112 | -107.8629 | 39.5165 |  |  | 400 |  |  |  | 81650 | 23
08045 |  | Colorado | Garfield | 15298211 | 96050713 | 92839912 | 045-1904 | 045-1904-0 | 045-1904-S | WILLIAMS PROD - CLOUGH 20 |  |  | 20 | 2.84 | 148 |  | 8 | 211112 | -107.8818 | 39.5199 |  |  | 400 |  |  |  | 81650
08045 |  | Colorado | Garfield | 15298311 | 96064913 | 92854112 | 045-2084 | 045-2084-0 | 045-2084-S | WILLIAMS PROD - DOE 9-17MV |  |  | 20 | 2.84 | 147 |  | 8.1 | 211112 | -107.9067 | 39.5226 |  |  | 400 |  |  |  | 81650
08045 |  | Colorado | Garfield | 15298511 | 96050813 | 92840012 | 045-1905 | 045-1905-0 | 045-1905-S | WILLIAMS PROD - GOLDING 4 |  |  | 20 | 2 | 700 |  | 10 | 211112 | -107.849 | 39.5271 |  |  | 400 |  |  |  | 81650 | 23
08045 |  | Colorado | Garfield | 15298611 | 96052813 | 92842012 | 045-1921 | 045-1921-0 | 045-1921-S | WILLIAMS PROD - GV 80-4 |  |  | 20 | 2 | 700 |  | 10 | 211112 | -108.0077 | 39.4634 |  |  | 400 |  |  |  | 81635 | 23
08045 |  | Colorado | Garfield | 15298711 | 96066913 | 92856412 | 045-2110 | 045-2110-0 | 045-2110-S | WILLIAMS PROD - HOAGLUND TANK FACILITY |  |  | 20 | 2 | 700 |  | 10 | 211112 | -107.9598 | 39.4743 |  |  | 400 |  |  |  | 81635 | 23
08045 |  | Colorado | Garfield | 15298711 | 96067013 | 92856512 | 045-2110 | 045-2110-0 | 045-2110-S | WILLIAMS PROD - HOAGLUND TANK FACILITY |  |  | 20 | 2 | 700 |  | 10 | 211112 | -107.9598 | 39.4743 |  |  | 400 |  |  |  | 81635 | 23
08045 |  | Colorado | Garfield | 15298711 | 96067113 | 92856212 | 045-2110 | 045-2110-0 | 045-2110-S | WILLIAMS PROD - HOAGLUND TANK FACILITY |  |  | 20 | 2.84 | 148 |  | 8 | 211112 | -107.9598 | 39.4743 |  |  | 400 |  |  |  | 81635
08045 |  | Colorado | Garfield | 15298711 | 96067213 | 92856312 | 045-2110 | 045-2110-0 | 045-2110-S | WILLIAMS PROD - HOAGLUND TANK FACILITY |  |  | 1 | 0.1 | 70 | 0 |  | 211112 | -107.9598 | 39.4743 |  |  | 490 |  |  |  | 81635
08045 |  | Colorado | Garfield | 15298811 | 96054513 | 92843712 | 045-1940 | 045-1940-0 | 045-1940-S | WILLIAMS PROD - KP 11-16 |  |  | 20 | 2 | 700 |  | 10 | 211112 | -107.5669 | 39.5335 |  |  | 400 |  |  |  | 81647 | 23
08045 |  | Colorado | Garfield | 15298911 | 96048013 | 92837212 | 045-1822 | 045-1822-0 | 045-1822-S | WILLIAMS PROD - KP 22-16 |  |  | 1 | 0.1 | 70 | 0 |  | 211112 | -107.5669 | 39.5297 |  |  | 690 |  |  |  | 81647
08045 |  | Colorado | Garfield | 15298911 | 96048113 | 92837312 | 045-1822 | 045-1822-0 | 045-1822-S | WILLIAMS PROD - KP 22-16 |  |  | 20 | 2 | 700 |  | 10 | 211112 | -107.5669 | 39.5297 |  |  | 400 |  |  |  | 81647 | 23
08045 |  | Colorado | Garfield | 15299011 | 96054313 | 92843512 | 045-1939 | 045-1939-0 | 045-1939-S | WILLIAMS PROD - KP 22-17 |  |  | 1 | 0.1 | 70 | 0 |  | 211112 | -107.5809 | 39.5259 |  |  | 690 |  |  |  | 81647
08045 |  | Colorado | Garfield | 15299011 | 96054413 | 92843612 | 045-1939 | 045-1939-0 | 045-1939-S | WILLIAMS PROD - KP 22-17 |  |  | 20 | 2 | 700 |  | 10 | 211112 | -107.5809 | 39.5259 |  |  | 400 |  |  |  | 81647 | 23
08045 |  | Colorado | Garfield | 15299111 | 103447613 | 107579112 | 045-1825 | 045-1825-0 | 045-1825-S | WILLIAMS PROD - KP 22-21 |  |  | 1 | 0.1 | 70 | 0 |  | 211112 | -107.5618 | 39.5153 |  |  | 690 |  |  |  | 81647
08045 |  | Colorado | Garfield | 15299111 | 96048613 | 107196812 | 045-1825 | 045-1825-0 | 045-1825-S | WILLIAMS PROD - KP 22-21 |  |  | 20 | 2 | 700 |  | 10 | 211112 | -107.5618 | 39.5153 |  |  | 400 |  |  |  | 81647 | 23
08045 |  | Colorado | Garfield | 15299211 | 96054213 | 92843412 | 045-1938 | 045-1938-0 | 045-1938-S | WILLIAMS PROD - KP 23-25 |  |  | 1 | 0.1 | 70 | 0 |  | 211112 | -107.5073 | 39.4976 |  |  | 690 |  |  |  | 81647
08045 |  | Colorado | Garfield | 15299311 | 96047913 | 92837112 | 045-1821 | 045-1821-0 | 045-1821-S | WILLIAMS PROD - KP 24-16 |  |  | 20 | 2.84 | 148 |  | 8 | 211112 | -107.5619 | 39.5225 |  |  | 400 |  |  |  | 81647
08045 |  | Colorado | Garfield | 15299411 | 96048413 | 92837612 | 045-1824 | 045-1824-0 | 045-1824-S | WILLIAMS PROD - KP 24-23 |  |  | 1 | 0.1 | 70 | 0 |  | 211112 | -107.5241 | 39.5085 |  |  | 690 |  |  |  | 81647 | 25
08045 |  | Colorado | Garfield | 15299411 | 96048513 | 92837712 | 045-1824 | 045-1824-0 | 045-1824-S | WILLIAMS PROD - KP 24-23 |  |  | 20 | 2 | 700 |  | 10 | 211112 | -107.5241 | 39.5085 |  |  | 400 |  |  |  | 81647 | 23
08045 |  | Colorado | Garfield | 15299511 | 96048213 | 92837412 | 045-1823 | 045-1823-0 | 045-1823-S | WILLIAMS PROD - KP 24-8 |  |  | 1 | 0.1 | 70 | 0 |  | 211112 | -107.5811 | 39.5368 |  |  | 690 |  |  |  | 81647
08045 |  | Colorado | Garfield | 15299511 | 96048313 | 92837512 | 045-1823 | 045-1823-0 | 045-1823-S | WILLIAMS PROD - KP 24-8 |  |  | 20 | 2 | 700 |  | 10 | 211112 | -107.5811 | 39.5368 |  |  | 400 |  |  |  | 81647 | 23
08045 |  | Colorado | Garfield | 15299611 | 96054613 | 92843812 | 045-1941 | 045-1941-0 | 045-1941-S | WILLIAMS PROD - KP 33-21 |  |  | 20 | 2 | 700 |  | 10 | 211112 | -107.5811 | 39.544 |  |  | 400 |  |  |  | 81647 | 23
08045 |  | Colorado | Garfield | 15299711 | 96047513 | 92836712 | 045-1819 | 045-1819-0 | 045-1819-S | WILLIAMS PROD - KP 34-17 |  |  | 1 | 0.1 | 30 | 0 |  | 21111 | -107.576 | 39.5224 |  |  | 690 |  |  |  | 81647
08045 |  | Colorado | Garfield | 15299711 | 96047613 | 92836812 | 045-1819 | 045-1819-0 | 045-1819-S | WILLIAMS PROD - KP 34-17 |  |  | 20 | 2 | 700 |  | 10 | 21111 | -107.576 | 39.5224 |  |  | 400 |  |  |  | 81647 | 23
08045 |  | Colorado | Garfield | 15299811 | 96047713 | 92836912 | 045-1820 | 045-1820-0 | 045-1820-S | WILLIAMS PROD - KP 34-18 |  |  | 1 | 0.1 | 70 | 0 |  | 21111 | -107.5948 | 39.5221 |  |  | 690 |  |  |  | 81647
08045 |  | Colorado | Garfield | 15299811 | 96047813 | 92837012 | 045-1820 | 045-1820-0 | 045-1820-S | WILLIAMS PROD - KP 34-18 |  |  | 20 | 2 | 700 |  | 10 | 21111 | -107.5948 | 39.5221 |  |  | 400 |  |  |  | 81647 | 23
08045 |  | Colorado | Garfield | 15300011 | 96050413 | 92839612 | 045-1901 | 045-1901-0 | 045-1901-S | WILLIAMS PROD - PA 13-3 |  |  | 20 | 2 | 700 |  | 10 | 211112 | -107.9914 | 39.4647 |  |  | 400 |  |  |  | 81635 | 23
08045 |  | Colorado | Garfield | 15300111 | 96059713 | 92848912 | 045-2011 | 045-2011-0 | 045-2011-S | WILLIAMS PROD - PA 14-6 |  |  | 20 | 2.84 | 148 |  | 8 | 211112 | -108.0469 | 39.4615 |  |  | 400 |  |  |  | 81635
08045 |  | Colorado | Garfield | 15300211 | 96050513 | 92839712 | 045-1902 | 045-1902-0 | 045-1902-S | WILLIAMS PROD - PA 41-25 |  |  | 20 | 2 | 700 |  | 10 | 211112 | -107.9408 | 39.5016 |  |  | 400 |  |  |  | 81650 | 23
08045 |  | Colorado | Garfield | 15300311 | 96044413 | 92832012 | 045-1574 | 045-1574-0 | 045-1574-S | WILLIAMS PROD - PA 41-9 |  |  | 1 | 0.1 | 70 | 0 |  | 21111 | -107.9966 | 39.4576 |  |  | 690 |  |  |  | 81635 | 132
08045 |  | Colorado | Garfield | 15300411 | 96065013 | 92854212 | 045-2086 | 045-2086-0 | 045-2086-S | WILLIAMS PROD - PUCKET WGV 21-23-697 |  |  | 20 | 2.84 | 148 |  | 8.1 | 211112 | -108.1893 | 39.5127 |  |  | 400 |  |  |  | 81630
08045 |  | Colorado | Garfield | 15300811 | 96054713 | 92843912 | 045-1942 | 045-1942-0 | 045-1942-S | WILLIAMS PROD - RMV 76-27 WELL PAD |  |  | 20 | 2 | 700 |  | 10 | 211112 | -107.8718 | 39.4933 |  |  | 400 |  |  |  | 81650 | 23
08045 |  | Colorado | Garfield | 15300911 | 96051813 | 92841012 | 045-1915 | 045-1915-0 | 045-1915-S | WILLIAMS PROD - RWF 11-6 |  |  | 20 | 2.84 | 148 |  | 8 | 211112 | -107.9277 | 39.4676 |  |  | 400 |  |  |  | 81635
08045 |  | Colorado | Garfield | 15301011 | 96050913 | 92840112 | 045-1906 | 045-1906-0 | 045-1906-S | WILLIAMS PROD - RWF 13-23 |  |  | 20 | 2 | 700 |  | 10 | 211112 | -107.8626 | 39.5051 |  |  | 400 |  |  |  | 81650 | 23
08045 |  | Colorado | Garfield | 15301111 | 96063213 | 92852412 | 045-2062 | 045-2062-0 | 045-2062-S | WILLIAMS PROD - RWF 13-4 |  |  | 20 | 2.84 | 148 |  | 8.1 | 211112 | -107.8999 | 39.4637 |  |  | 400 |  |  |  | 81635
08045 |  | Colorado | Garfield | 15301211 | 96051413 | 92840612 | 045-1911 | 045-1911-0 | 045-1911-S | WILLIAMS PROD - RWF 13-6 |  |  | 20 | 2.84 | 148 |  | 8 | 211112 | -107.9325 | 39.464 |  |  | 400 |  |  |  | 81635
08045 |  | Colorado | Garfield | 15301311 | 96051013 | 92840212 | 045-1907 | 045-1907-0 | 045-1907-S | WILLIAMS PROD - RWF 22-14 |  |  | 20 | 2 | 700 |  | 10 | 211112 | -107.8582 | 39.5267 |  |  | 400 |  |  |  | 81650 | 23
08045 |  | Colorado | Garfield | 15301411 | 96051113 | 92840312 | 045-1908 | 045-1908-0 | 045-1908-S | WILLIAMS PROD - RWF 23-32 |  |  | 20 | 2 | 700 |  | 10 | 211112 | -107.9134 | 39.4796 |  |  | 400 |  |  |  | 81635 | 23
08045 |  | Colorado | Garfield | 15301511 | 96051513 | 92840712 | 045-1912 | 045-1912-0 | 045-1912-S | WILLIAMS PROD - RWF 31-5 |  |  | 20 | 2 | 700 |  | 10 | 211112 | -107.9102 | 39.4678 |  |  | 400 |  |  |  | 81635 | 23
08045 |  | Colorado | Garfield | 15301611 | 96052613 | 92841812 | 045-1918 | 045-1918-0 | 045-1918-S | WILLIAMS PROD - RWF 31-6 WELL PAD |  |  | 20 | 2.84 | 148 |  | 8 | 211112 | -107.9238 | 39.47 |  |  | 400 |  |  |  | 81635
08045 |  | Colorado | Garfield | 15301711 | 96052713 | 92841912 | 045-1919 | 045-1919-0 | 045-1919-S | WILLIAMS PROD - RWF 314-14 WELL PAD |  |  | 20 | 2.84 | 148 |  | 8 | 211112 | -107.8653 | 39.5208 |  |  | 400 |  |  |  | 81650
08045 |  | Colorado | Garfield | 15301811 | 96051913 | 92841112 | 045-1916 | 045-1916-0 | 045-1916-S | WILLIAMS PROD - RWF 33-6 |  |  | 20 | 2 | 700 |  | 10 | 211112 | -107.9263 | 39.4643 |  |  | 400 |  |  |  | 81635 | 23
08045 |  | Colorado | Garfield | 15301911 | 96052913 | 92842112 | 045-1922 | 045-1922-0 | 045-1922-S | WILLIAMS PROD - RWF 42-25 |  |  | 20 | 2 | 700 |  | 10 | 211112 | -107.8303 | 39.4995 |  |  | 400 |  |  |  | 81650 | 23
08045 |  | Colorado | Garfield | 15302011 | 96051713 | 92840912 | 045-1914 | 045-1914-0 | 045-1914-S | WILLIAMS PROD - RWF 434-14 |  |  | 20 | 2 | 700 |  | 10 | 211112 | -107.8514 | 39.5214 |  |  | 400 |  |  |  | 81650 | 23
08045 |  | Colorado | Garfield | 15302111 | 96060013 | 92849212 | 045-2015 | 045-2015-0 | 045-2015-S | WILLIAMS PROD - GM 13-1 WELL PAD |  |  | 1 | 0.1 | 70 | 0 |  | 21111 | -108.0652 | 39.4656 |  |  | 690 |  |  |  | 81635 | 132
08045 |  | Colorado | Garfield | 15302211 | 96051313 | 92840512 | 045-1910 | 045-1910-0 | 045-1910-S | WILLIAMS PROD - GM 217-33 |  |  | 20 | 2 | 700 |  | 10 | 211112 | -108.106 | 39.4859 |  |  | 400 |  |  |  | 81635 | 23
08045 |  | Colorado | Garfield | 15302311 | 96055313 | 92844512 | 045-1950 | 045-1950-0 | 045-1950-S | WILLIAMS PROD - GM 22-3 WELL PAD |  |  | 1 | 0.1 | 70 | 0 |  | 21111 | -108.0987 | 39.469 |  |  | 690 |  |  |  | 81635 | 132
08045 |  | Colorado | Garfield | 15302511 | 96059313 | 92848512 | 045-2007 | 045-2007-0 | 045-2007-S | WILLIAMS PROD - GM 247-1 |  |  | 1 | 0.1 | 70 | 0 |  | 21111 | -108.0516 | 39.4651 |  |  | 690 |  |  |  | 81635 | 132
08045 |  | Colorado | Garfield | 15302611 | 96059413 | 92848612 | 045-2008 | 045-2008-0 | 045-2008-S | WILLIAMS PROD - GM 252-2 |  |  | 1 | 0.1 | 70 | 0 |  | 21111 | -108.0738 | 39.4713 |  |  | 690 |  |  |  | 81635 | 132
08045 |  | Colorado | Garfield | 15302711 | 96059513 | 92848712 | 045-2009 | 045-2009-0 | 045-2009-S | WILLIAMS PROD - GM 263-2 |  |  | 1 | 0.1 | 70 | 0 |  | 21111 | -108.0844 | 39.4608 |  |  | 690 |  |  |  | 81635 | 132
08045 |  | Colorado | Garfield | 15302811 | 96059113 | 92848312 | 045-2005 | 045-2005-0 | 045-2005-S | WILLIAMS PROD - GM 264-2 |  |  | 1 | 0.1 | 70 | 0 |  | 21111 | -108.081 | 39.462 |  |  | 690 |  |  |  | 81635 | 132
08045 |  | Colorado | Garfield | 15302911 | 96059613 | 92848812 | 045-2010 | 045-2010-0 | 045-2010-S | WILLIAMS PROD - GM 33-1 |  |  | 1 | 0.1 | 70 | 0 |  | 21111 | -108.056 | 39.4649 |  |  | 690 |  |  |  | 81635
08045 |  | Colorado | Garfield | 15303011 | 96067413 | 92856712 | 045-2112 | 045-2112-0 | 045-2112-S | WILLIAMS PROD - TRW 23-1-598 |  |  | 20 | 2.84 | 147 |  | 8.1 | 211112 | -108.3403 | 39.6425 |  |  | 400 |  |  |  | 81630
08045 |  | Colorado | Garfield | 15303111 | 96059913 | 92849112 | 045-2013 | 045-2013-0 | 045-2013-S | WILLIAMS PROD - W 19-28 WELL PAD |  |  | 1 | 0.1 | 70 | 0 |  | 21111 | -107.9996 | 39.4904 |  |  | 690 |  |  |  | 81635 | 132
08045 |  | Colorado | Garfield | 15303211 | 96063513 | 92852712 | 045-2068 | 045-2068-0 | 045-2068-S | WPX ENERGY - QUARTER CIRCLE 43-33H |  |  | 20 | 2.84 | 148 |  | 8.1 | 211112 | -107.8861 | 39.4798 |  |  | 400 |  |  |  | 81635
08045 |  | Colorado | Garfield | 15303211 | 96063613 | 92852812 | 045-2068 | 045-2068-0 | 045-2068-S | WPX ENERGY - QUARTER CIRCLE 43-33H |  |  | 1 | 0.1 | 70 | 0 |  | 211112 | -107.8861 | 39.4798 |  |  | 400 |  |  |  | 81635 | 23
08045 |  | Colorado | Garfield | 15303311 | 96055513 | 92844712 | 045-1952 | 045-1952-0 | 045-1952-S | WILLIAMS PROD RMT - BUCK RIDGE DRIP TANK |  |  | 20 | 2.84 | 148 |  | 8.1 | 211112 | -108.2901 | 39.5937 |  |  | 400 |  |  |  | 81630
08045 |  | Colorado | Garfield | 15303411 | 96055813 | 92845012 | 045-1956 | 045-1956-0 | 045-1956-S | WILLIAMS PROD RMT - RP 443-25-596 |  |  | 20 | 2.84 | 148 |  | 8 | 211112 | -108.111 | 39.5844 |  |  | 400 |  |  |  | 81635
08045 |  | Colorado | Garfield | 15303511 | 96055613 | 92844812 | 045-1954 | 045-1954-0 | 045-1954-S | WILLIAMS PROD RMT - RPE 13-19-595 |  |  | 20 | 2.84 | 148 |  | 8 | 211112 | -108.1064 | 39.5983 |  |  | 400 |  |  |  | 81635
08045 |  | Colorado | Garfield | 15303611 | 96055713 | 92844912 | 045-1955 | 045-1955-0 | 045-1955-S | WILLIAMS PROD RMT - RPE 714-30-595 |  |  | 20 | 2.84 | 148 |  | 8 | 211112 | -108.111 | 39.5771 |  |  | 400 |  |  |  | 81635
08045 |  | Colorado | Garfield | 15303811 | 96062113 | 92851312 | 045-2039 | 045-2039-0 | 045-2039-S | WILLIAMS PRODUCTION - AP 21-18-695 WELL |  |  | 20 | 2.84 | 148 |  | 8 | 211112 | -108.0415 | 39.5302 |  |  | 400 |  |  |  | 81635
08045 |  | Colorado | Garfield | 15303911 | 96065413 | 92854712 | 045-2090 | 045-2090-0 | 045-2090-S | WILLIAMS PRODUCTION - AP 22-10-695 |  |  | 20 | 2.84 | 148 |  | 8 | 211112 | -107.9868 | 39.5413 |  |  | 400 |  |  |  | 81635
08045 |  | Colorado | Garfield | 15304011 | 96062013 | 92851212 | 045-2038 | 045-2038-0 | 045-2038-S | WILLIAMS PRODUCTION - AP 22-24-696 WELL |  |  | 20 | 2.84 | 148 |  | 8 | 211112 | -108.0623 | 39.511 |  |  | 400 |  |  |  | 81635
08045 |  | Colorado | Garfield | 15304111 | 96061513 | 92850712 | 045-2033 | 045-2033-0 | 045-2033-S | WILLIAMS PRODUCTION - AP 34-1-696 WELL D |  |  | 20 | 2.84 | 148 |  | 8 | 211112 | -108.0573 | 39.5481 |  |  | 400 |  |  |  | 81635
08045 |  | Colorado | Garfield | 15304211 | 96062513 | 92851712 | 045-2043 | 045-2043-0 | 045-2043-S | WILLIAMS PRODUCTION - AP 34-8-695 |  |  | 20 | 2.84 | 148 |  | 8 | 211112 | -108.0229 | 39.5332 |  |  | 400 |  |  |  | 81635
08045 |  | Colorado | Garfield | 15304311 | 96060313 | 92849512 | 045-2018 | 045-2018-0 | 045-2018-S | WILLIAMS PRODUCTION - CLOUGH 16 |  |  | 20 | 2.84 | 148 |  | 8 | 21111 | -107.8394 | 39.5221 |  |  | 400 |  |  |  | 81650
08045 |  | Colorado | Garfield | 15304411 | 96065513 | 92854812 | 045-2091 | 045-2091-0 | 045-2091-S | WPX ENERGY RKY MTN, LLC - CLOUGH 18 |  |  | 20 | 2.84 | 148 |  | 8 | 211112 | -107.8612 | 39.5374 |  |  | 400 |  |  |  | 81650
08045 |  | Colorado | Garfield | 15304511 | 96058213 | 92847412 | 045-1995 | 045-1995-0 | 045-1995-S | WILLIAMS PRODUCTION - DOE 1-W-20 |  |  | 1 | 0.1 | 70 | 0 |  | 21111 | -108.0202 | 39.5045 |  |  | 690 |  |  |  | 81635 | 132
08045 |  | Colorado | Garfield | 15304811 | 96067513 | 92856812 | 045-2113 | 045-2113-0 | 045-2113-S | WILLIAMS PROD - FEDERAL RULISON 14-95 |  |  | 20 | 2 | 700 |  | 10 | 211112 | -107.9718 | 39.4405 |  |  | 400 |  |  |  | 81635 | 23
08045 |  | Colorado | Garfield | 15304911 | 96063013 | 92852212 | 045-2059 | 045-2059-0 | 045-2059-S | WILLIAMS PROD - RULISON DEEP #1 |  |  | 20 | 2.84 | 148 |  | 8.1 | 211112 | -107.8822 | 39.4907 |  |  | 400 |  |  |  | 81650
08045 |  | Colorado | Garfield | 15305011 | 96055413 | 92844612 | 045-1951 | 045-1951-0 | 045-1951-S | WILLIAMS PROD RMT - GM 269-3 WELL PAD |  |  | 1 | 0.1 | 70 | 0 |  | 21111 | -108.0923 | 39.467 |  |  | 690 |  |  |  | 81635
08045 |  | Colorado | Garfield | 15305311 | 96058613 | 92847812 | 045-2000 | 045-2000-0 | 045-2000-S | WILLIAMS PRODUCTION - GM 12-33 |  |  | 1 | 0.1 | 70 | 0 |  | 21111 | -108.1202 | 39.4826 |  |  | 690 |  |  |  | 81635 | 132
08045 |  | Colorado | Garfield | 15305411 | 96056913 | 92846112 | 045-1976 | 045-1976-0 | 045-1976-S | WILLIAMS PRODUCTION - GM 203-33 |  |  | 1 | 0.1 | 70 | 0 |  | 21111 | -108.1111 | 39.475 |  |  | 690 |  |  |  | 81635 | 132
08045 |  | Colorado | Garfield | 15305511 | 96056813 | 92846012 | 045-1975 | 045-1975-0 | 045-1975-S | WILLIAMS PRODUCTION - GM 204-29 |  |  | 1 | 0.1 | 70 | 0 |  | 21111 | -108.1398 | 39.4895 |  |  | 690 |  |  |  | 81635 | 132
08045 |  | Colorado | Garfield | 15305611 | 96058013 | 92847212 | 045-1993 | 045-1993-0 | 045-1993-S | WILLIAMS PRODUCTION - GM 222-33 |  |  | 1 | 0.1 | 70 | 0 |  | 21111 | -108.111 | 39.4787 |  |  | 690 |  |  |  | 81635 | 132
08045 |  | Colorado | Garfield | 15305711 | 96056713 | 92845912 | 045-1974 | 045-1974-0 | 045-1974-S | WILLIAMS PRODUCTION - GM 223-33 |  |  | 1 | 0.1 | 70 | 0 |  | 21111 | -108.1155 | 39.4786 |  |  | 690 |  |  |  | 81635 | 132
08045 |  | Colorado | Garfield | 15305811 | 96059013 | 92848212 | 045-2004 | 045-2004-0 | 045-2004-S | WILLIAMS PRODUCTION - GM 231-34 |  |  | 1 | 0.1 | 70 | 0 |  | 21111 | -108.1026 | 39.4739 |  |  | 690 |  |  |  | 81635
08045 |  | Colorado | Garfield | 15305911 | 96060113 | 92849312 | 045-2016 | 045-2016-0 | 045-2016-S | WILLIAMS PRODUCTION - GM 245-1 |  |  | 1 | 0.1 | 70 | 0 |  | 21111 | -108.1664 | 39.4764 |  |  | 690 |  |  |  | 81635
08045 |  | Colorado | Garfield | 15306011 | 96057413 | 92846612 | 045-1983 | 045-1983-0 | 045-1983-S | WILLIAMS PRODUCTION - GM 254-2 |  |  | 1 | 0.1 | 70 | 0 |  | 21111 | -108.0829 | 39.4713 |  |  | 690 |  |  |  | 81635 | 132
08045 |  | Colorado | Garfield | 15306111 | 96057013 | 92846212 | 045-1977 | 045-1977-0 | 045-1977-S | WILLIAMS PRODUCTION - GM 41-3 |  |  | 1 | 0.1 | 70 | 0 |  | 21111 | -108.0877 | 39.4712 |  |  | 690 |  |  |  | 81635 | 132
08045 |  | Colorado | Garfield | 15306211 | 96057813 | 92847012 | 045-1991 | 045-1991-0 | 045-1991-S | WILLIAMS PRODUCTION - GV 5-33 |  |  | 1 | 0.1 | 70 | 0 |  | 21111 | -108.111 | 39.4788 |  |  | 690 |  |  |  | 81635 | 132
08045 |  | Colorado | Garfield | 15306311 | 96064413 | 107199112 | 045-2079 | 045-2079-0 | 045-2079-S | WILLIAMS PRODUCTION - GV 8-14 |  |  | 20 | 2.84 | 148 |  | 8 | 211112 | -108.07 | 39.4434 |  |  | 400 |  |  |  | 81635
08045 |  | Colorado | Garfield | 15306411 | 96054013 | 92843212 | 045-1936 | 045-1936-0 | 045-1936-S | WILLIAMS PRODUCTION - RP 422-23-596 |  |  | 20 | 2 | 700 |  | 10 | 211112 | -108.1408 | 39.6019 |  |  | 400 |  |  |  | 81635 | 23
08045 |  | Colorado | Garfield | 15306511 | 96067313 | 92856612 | 045-2111 | 045-2111-0 | 045-2111-S | WILLIAMS PRODUCTION - RWF 22-16 |  |  | 20 | 2.84 | 148 |  | 8.1 | 211112 | -107.8957 | 39.5264 |  |  | 400 |  |  |  | 81650
08045 |  | Colorado | Garfield | 15306611 | 96064813 | 92854012 | 045-2083 | 045-2083-0 | 045-2083-S | WILLIAMS PRODUCTION - RWF 22-24 |  |  | 20 | 2 | 700 |  | 10 | 211112 | -107.8401 | 39.5125 |  |  | 400 |  |  |  | 81650 | 23
08045 |  | Colorado | Garfield | 15306711 | 96054113 | 92843312 | 045-1937 | 045-1937-0 | 045-1937-S | WILLIAMS PRODUCTION - RWF 23-30 |  |  | 20 | 2 | 700 |  | 10 | 211112 | -107.9334 | 39.4934 |  |  | 400 |  |  |  | 81650 | 23
08045 |  | Colorado | Garfield | 15306811 | 96063713 | 92852912 | 045-2071 | 045-2071-0 | 045-2071-S | WILLIAMS PRODUCTION - RWF 512-11 |  |  | 20 | 2.84 | 148 |  | 8 | 211112 | -107.862 | 39.542 |  |  | 400 |  |  |  | 81650
08045 |  | Colorado | Garfield | 15306911 | 96061413 | 92850612 | 045-2032 | 045-2032-0 | 045-2032-S | WILLIAMS PRODUCTION - RWF 531-13 |  |  | 20 | 2.84 | 148 |  | 8.1 | 211112 | -107.8297 | 39.5331 |  |  | 400 |  |  |  | 81650
08045 |  | Colorado | Garfield | 15307011 | 96061213 | 92850412 | 045-2030 | 045-2030-0 | 045-2030-S | WILLIAMS PRODUCTION - SG 12-35 |  |  | 1 | 0.1 | 70 | 0 |  | 211112 | -108.0849 | 39.3949 |  |  | 400 |  |  |  | 81635
08045 |  | Colorado | Garfield | 15307111 | 96064513 | 92853712 | 045-2080 | 045-2080-0 | 045-2080-S | WILLIAMS PRODUCTION - SG 34-28 |  |  | 20 | 2 | 700 |  | 10 | 211112 | -108.1108 | 39.405 |  |  | 400 |  |  |  | 81635 | 23
08045 |  | Colorado | Garfield | 15307211 | 96061813 | 92851012 | 045-2036 | 045-2036-0 | 045-2036-S | WILLIAMS PRODUCTION - SG 41-26 |  |  | 20 | 2.84 | 148 |  | 8 | 211112 | -108.0696 | 39.4123 |  |  | 400 |  |  |  | 81635
08045 |  | Colorado | Garfield | 15307311 | 96044213 | 92831812 | 045-1566 | 045-1566-0 | 045-1566-S | WILLIAMS PRODUCTION - TR 24-28-597 |  |  | 20 | 2 | 700 |  | 10 | 21111 | -108.2855 | 39.5801 |  |  | 400 |  |  |  | 81630 | 23
08045 |  | Colorado | Garfield | 15307411 | 96044313 | 92831912 | 045-1570 | 045-1570-0 | 045-1570-S | WILLIAMS PRODUCTION - TR 41-32-597 |  |  | 20 | 2.84 | 148 |  | 8 | 21111 | -108.2936 | 39.5746 |  |  | 400 |  |  |  | 81630
08045 |  | Colorado | Garfield | 15307511 | 96063813 | 92853012 | 045-2072 | 045-2072-0 | 045-2072-S | WILLIAMS PRODUCTION - TR 41-35-597 |  |  | 20 | 2.84 | 148 |  | 8 | 211112 | -108.2403 | 39.575 |  |  | 400 |  |  |  | 81635
08045 |  | Colorado | Garfield | 15307611 | 96064113 | 92853312 | 045-2075 | 045-2075-0 | 045-2075-S | WPX ENERGY RKY MTN, LLC - AP 22-9-695 |  |  | 20 | 2.84 | 148 |  | 8.1 | 211112 | -108.0073 | 39.5404 |  |  | 400 |  |  |  | 81635
08045 |  | Colorado | Garfield | 15307711 | 96064213 | 92853412 | 045-2076 | 045-2076-0 | 045-2076-S | WILLIAMS PRODUCTION AP 33-9-695 |  |  | 20 | 2.84 | 148 |  | 8.1 | 211112 | -107.9998 | 39.5373 |  |  | 400 |  |  |  | 81635
08045 |  | Colorado | Garfield | 15307811 | 96064313 | 92853512 | 045-2077 | 045-2077-0 | 045-2077-S | WILLIAMS PRODUCTION AP 43-15-695 |  |  | 1 | 0.1 | 70 | 0 |  | 211112 | -107.977 | 39.5205 |  |  | 400 |  |  |  | 81650
08045 |  | Colorado | Garfield | 15307911 | 96042913 | 92829312 | 045-1306 | 045-1306-0 | 045-1306-S | WILLIAMS RMT - MV 11-11-W |  |  | 1 | 0.1 | 70 | 0 |  | 211112 | -108.08 | 39.4576 |  |  | 690 |  |  |  | 81635
08045 |  | Colorado | Garfield | 15308311 | 96103413 | 92893512 | 045-2308 | 103-0537-0 | 103-0537-S | WILLIAMS PRODUCTION RMT - TR 41-22-597 |  |  | 20 | 2.84 | 148 |  | 8 | 211112 | -108.2591 | 39.6033 |  |  | 400 |  |  |  | 81635
08045 |  | Colorado | Garfield | 15308411 | 96103313 | 92893412 | 045-2311 | 103-0536-0 | 103-0536-S | WILLIAMS PRODUCTION RMT - TR 44-27 |  |  | 20 | 2.84 | 148 |  | 8 | 211112 | -108.2549 | 39.5786 |  |  | 400 |  |  |  | 81630
08045 |  | Colorado | Garfield | 15308511 | 96042213 | 92828512 | 045-1211 | 045-1211-0 | 045-1211-S | WILLIAMS PRODUCTION RMT - PA 11-34 |  |  | 20 | 2.84 | 3500 |  | 10.1 | 211112 | -107.9916 | 39.4865 |  |  | 400 |  |  |  | 81635
08045 |  | Colorado | Garfield | 15308611 | 96065813 | 92855112 | 045-2096 | 045-2096-0 | 045-2096-S | WILLIAMS PRODUCTION RMT - PA 22-11 |  |  | 20 | 2 | 700 |  | 10 | 211112 | -107.9678 | 39.4541 |  |  | 400 |  |  |  | 81635 | 23
08045 |  | Colorado | Garfield | 15308711 | 96065913 | 92855212 | 045-2097 | 045-2097-0 | 045-2097-S | WILLIAMS PRODUCTION RMT - PA 24-25 |  |  | 20 | 2 | 700 |  | 10 | 211112 | -107.9498 | 39.4905 |  |  | 400 |  |  |  | 81635 | 23
08045 |  | Colorado | Garfield | 15308811 | 96040913 | 92826912 | 045-1063 | 045-1063-0 | 045-1063-S | WILLIAMS PRODUCTION RMT - PA 44-33 |  |  | 20 | 2.84 | 148 |  | 8.1 | 211112 | -107.9963 | 39.4756 |  |  | 400 |  |  |  | 81635
08045 |  | Colorado | Garfield | 15309511 | 96061613 | 92850812 | 045-2034 | 045-2034-0 | 045-2034-S | WILLIAMS PROD - SPECIALTY RESTAURANT |  |  | 20 | 2.84 | 148 |  | 8 | 211112 | -108.0856 | 39.3978 |  |  | 400 |  |  |  | 81635
08045 |  | Colorado | Garfield | 15309611 | 96057613 | 92846812 | 045-1989 | 045-1989-0 | 045-1989-S | WILLIAMS PRODUCTION - GR 32-32 PROD FAC |  |  | 20 | 2.84 | 148 |  | 8.1 | 211112 | -108.1301 | 39.4823 |  |  | 400 |  |  |  | 81635
08045 |  | Colorado | Garfield | 15309711 | 96062213 | 92851412 | 045-2040 | 045-2040-0 | 045-2040-S | WILLIAMS PRODUCTION - RMV 2-27 WELL PAD |  |  | 20 | 2.84 | 148 |  | 8.1 | 211112 | -107.8832 | 39.4934 |  |  | 400 |  |  |  | 81650
08045 |  | Colorado | Garfield | 15310011 | 96056513 | 92845712 | 045-1965 | 045-1965-0 | 045-1965-S | WILLIAMS PROD RMT - GM 34-33 |  |  | 1 | 0.1 | 70 | 0 |  | 21111 | -108.1111 | 39.475 |  |  | 690 |  |  |  | 81635 | 132
08045 |  | Colorado | Garfield | 15310111 | 96058513 | 92847712 | 045-1999 | 045-1999-0 | 045-1999-S | WILLIAMS PRODUCTION - GM 12-32 |  |  | 1 | 0.1 | 70 | 0 |  | 21111 | -108.1288 | 39.4836 |  |  | 690 |  |  |  | 81635 | 132
08045 |  | Colorado | Garfield | 15310211 | 96058813 | 92848012 | 045-2002 | 045-2002-0 | 045-2002-S | WILLIAMS PRODUCTION - GM 24-33 |  |  | 20 | 2.84 | 148 |  | 8 | 211112 | -108.1151 | 39.4753 |  |  | 400 |  |  |  | 81635
08045 |  | Colorado | Garfield | 15310311 | 96058713 | 92847912 | 045-2001 | 045-2001-0 | 045-2001-S | WILLIAMS PRODUCTION - GM 31-3 |  |  | 1 | 0.1 | 70 | 0 |  | 21111 | -108.0921 | 39.4722 |  |  | 690 |  |  |  | 81635 | 132
08045 |  | Colorado | Garfield | 15310411 | 96042813 | 92829212 | 045-1301 | 045-1301-0 | 045-1301-S | WILLIAMS PRODUCTION - GM 313-21 |  |  | 20 | 2.84 | 148 |  | 8 | 211112 | -108.0658 | 39.4466 |  |  | 400 |  |  |  | 81635
08045 |  | Colorado | Garfield | 15310511 | 96058113 | 92847312 | 045-1994 | 045-1994-0 | 045-1994-S | WILLIAMS PRODUCTION - GM 34-4 |  |  | 20 | 2.84 | 148 |  | 8.1 | 211112 | -108.11 | 39.4618 |  |  | 400 |  |  |  | 81635
08045 |  | Colorado | Garfield | 15310811 | 96064713 | 92853912 | 045-2082 | 045-2082-0 | 045-2082-S | WILLIAMS PRODUCTION - RMV 77-33 |  |  | 20 | 2.84 | 148 |  | 8 | 211112 | -107.8958 | 39.4876 |  |  | 400 |  |  |  | 81650
08045 |  | Colorado | Garfield | 15310911 | 96065113 | 92854312 | 045-2087 | 045-2087-0 | 045-2087-S | WILLIAMS PRODUCTION - RU 34-6 |  |  | 20 | 2 | 700 |  | 10 | 211112 | -107.815 | 39.4676 |  |  | 400 |  |  |  | 81650 | 23
08045 |  | Colorado | Garfield | 15311011 | 96061713 | 92850912 | 045-2035 | 045-2035-0 | 045-2035-S | WILLIAMS PRODUCTION - SG 32-26 |  |  | 20 | 2.84 | 148 |  | 8 | 211112 | -108.0752 | 39.4106 |  |  | 400 |  |  |  | 81635
08045 |  | Colorado | Garfield | 15311111 | 96039713 | 92825212 | 045-0970 | 045-0970-0 | 045-0970-S | WILLIAMS PRODUCTION RMT - GM 12-20 |  |  | 1 | 0.1 | 30 | 0 |  | 21111 | -108.1302 | 39.5116 |  |  | 690 |  |  |  | 81635 | 132
08045 |  | Colorado | Garfield | 15311211 | 96040213 | 92825712 | 045-0998 | 045-0998-0 | 045-0998-S | WILLIAMS PRODUCTION RMT - GM 13-33 |  |  | 1 | 0.1 | 70 | 0 |  | 21111 | -108.1204 | 39.4787 |  |  | 690 |  |  |  | 81635 | 132
08045 |  | Colorado | Garfield | 15311311 | 96041213 | 92827212 | 045-1106 | 045-1106-0 | 045-1106-S | WILLIAMS PRODUCTION RMT - GM 32-27 |  |  | 20 | 2 | 700 |  | 10 | 21111 | -108.0927 | 39.4968 |  |  | 400 |  |  |  | 81635 | 23
08045 |  | Colorado | Garfield | 15311411 | 96039813 | 92825312 | 045-0982 | 045-0982-0 | 045-0982-S | WILLIAMS PRODUCTION RMT - GM 41-02 |  |  | 1 | 0.1 | 70 | 0 |  | 21111 | -108.0691 | 39.4713 |  |  | 690 |  |  |  | 81635
08045 |  | Colorado | Garfield | 15311511 | 96038213 | 92823412 | 045-0861 | 045-0861-0 | 045-0861-S | WILLIAMS PRODUCTION RMT - GM 41-8 |  |  | 1 | 0.1 | 70 | 0 |  | 21111 | -108.1244 | 39.4573 |  |  | 690 |  |  |  | 81635
08045 |  | Colorado | Garfield | 15311611 | 96040013 | 92825512 | 045-0985 | 045-0985-0 | 045-0985-S | WPX ENERGY RKY MTN, LLC - GV 15-36 |  |  | 20 | 2 | 700 |  | 10 | 21111 | -107.839 | 39.4838 |  |  | 400 |  |  |  | 81650 | 23
08045 |  | Colorado | Garfield | 15311711 | 96063313 | 92852512 | 045-2064 | 045-2064-0 | 045-2064-S | WILLIAMS PRODUCTION RMT - GV 84-1 |  |  | 20 | 2.84 | 148 |  | 8 | 211112 | -107.9542 | 39.4652 |  |  | 400 |  |  |  | 81635
08045 |  | Colorado | Garfield | 15311811 | 96063413 | 92852612 | 045-2065 | 045-2065-0 | 045-2065-S | WILLIAMS PRODUCTION RMT - GV 88-1 |  |  | 20 | 2.84 | 148 |  | 8 | 211112 | -107.9434 | 39.4623 |  |  | 400 |  |  |  | 81635
08045 |  | Colorado | Garfield | 15311911 | 96038713 | 92823912 | 045-0884 | 045-0884-0 | 045-0884-S | WILLIAMS PRODUCTION RMT - RMV 48-35 |  |  | 20 | 2 | 700 |  | 10 | 211112 | -107.8627 | 39.4762 |  |  | 400 |  |  |  | 81650 | 23
08045 |  | Colorado | Garfield | 15312011 | 96042313 | 92828612 | 045-1212 | 045-1212-0 | 045-1212-S | WILLIAMS PRODUCTION RMT - RMV 64-20 |  |  | 20 | 2.84 | 148 |  | 8 | 211112 | -107.9192 | 39.5158 |  |  | 400 |  |  |  | 81635
08045 |  | Colorado | Garfield | 15312111 | 96039913 | 92825412 | 045-0984 | 045-0984-0 | 045-0984-S | WILLIAMS PRODUCTION RMT - RMV 83-34 |  |  | 20 | 2 | 700 |  | 10 | 21111 | -107.8709 | 39.4767 |  |  | 400 |  |  |  | 81650 | 23
08045 |  | Colorado | Garfield | 15312211 | 96041113 | 92827112 | 045-1101 | 045-1101-0 | 045-1101-S | WILLIAMS PRODUCTION RMT - RU 31-12V |  |  | 20 | 2.84 | 148 |  | 8.1 | 211112 | -107.8334 | 39.4588 |  |  | 400 |  |  |  | 81650
08045 |  | Colorado | Garfield | 15312311 | 96042113 | 92828412 | 045-1210 | 045-1210-0 | 045-1210-S | WILLIAMS PRODUCTION RMT -RMV 202-20 |  |  | 20 | 2.84 | 148 |  | 8 | 21111 | -107.9099 | 39.5124 |  |  | 400 |  |  |  | 81650
08045 |  | Colorado | Garfield | 16170211 | 103453013 | 107200112 | 045-2117 | 045-2117-0 | 045-2117-S | BERRY PETROLEUM - CHEVRON E-33 |  |  | 20 | 2.84 | 148 |  | 8.1 | 111140 | -108.1824 | 39.5739 |  |  | 400 |  |  |  | 81635 | 23
08045 |  | Colorado | Garfield | 16170511 | 103463913 | 107207112 | 045-2263 | 045-2263-0 | 045-2263-S | WPX ENERGY ROCKY MTN, LLC - TR 34-14-597 |  |  | 20 | 2.84 | 148 |  | 8 | 339999 | -108.244 | 39.608 |  |  | 400 |  |  |  | 81635
08045 |  | Colorado | Garfield | 16171811 | 103447113 | 107196512 | 045-1780 | 045-1780-0 | 045-1780-S | ANTERO RESOURCES - NORTH BANK E PAD |  |  | 20 | 2.84 | 148 |  | 8.1 | 211112 | -107.7315 | 39.5426 |  |  | 400 |  |  |  | 81650 | 23
08045 |  | Colorado | Garfield | 16171911 | 103462613 | 107206712 | 045-2210 | 045-2210-0 | 045-2210-S | B BARRETT - 16022-MDP 13, FED 32D-20-691 |  |  | 20 | 2 | 700 |  | 10 | 211112 | -107.5747 | 39.5136 |  |  | 400 |  |  |  | 81647 | 23
08045 |  | Colorado | Garfield | 16172011 | 103459013 | 107204012 | 045-2169 | 045-2169-0 | 045-2169-S | BARGATH LLC - GRAND VALLEY PUMP STATION | [7 empty] | 21111 | -108.1125 | 39.5663 |  | 110 | 300 |  |  |  | 81635
08045 |  | Colorado | Garfield | 16172111 | 103460113 | 107205012 | 045-2180 | 045-2180-0 | 045-2180-S | BARGATH, LLC - DRY HOLLOW TEMP TANK |  |  | 20 | 2 | 700 |  | 10 | 211112 | -107.6626 | 39.468 |  |  | 400 |  |  |  | 81652 | 23
08045 |  | Colorado | Garfield | 16172211 | 103453213 | 107200312 | 045-2119 | 045-2119-0 | 045-2119-S | BERRY PETROLEUM - CHEVRON CD-29 |  |  | 20 | 2.84 | 148 |  | 81 | 21111 | -108.1974 | 39.5903 |  |  | 400 |  |  |  | 81635
08045 |  | Colorado | Garfield | 16172311 | 103453113 | 107200212 | 045-2118 | 045-2118-0 | 045-2118-S | BERRY PETROLEUM - LATHAM CD-32 | 0.10279 |  | 20 | 2 | 700 |  | 10 | 211112 | -108.1986 | 39.5756 |  |  | 400 |  |  |  | 81635 | 23
08045 |  | Colorado | Garfield | 16172411 | 103461213 | 107205912 | 045-2191 | 045-2191-0 | 045-2191-S | BERRY PETROLEUM COMPANY - C-19 |  |  | 20 | 2.84 | 148 |  | 8.1 | 211112 | -108.2131 | 39.6062 |  |  | 400 |  |  |  | 81635
08045 |  | Colorado | Garfield | 16172511 | 103460813 | 107205512 | 045-2187 | 045-2187-0 | 045-2187-S | BERRY PETROLEUM COMPANY - CHEVRON 1-31 |  |  | 20 | 2.84 | 148 |  | 8.1 | 211112 | -108.2041 | 39.5687 |  |  | 400 |  |  |  | 81635
08045 |  | Colorado | Garfield | 16172811 | 103461313 | 107206012 | 045-2192 | 045-2192-0 | 045-2192-S | BERRY PETROLEUM COMPANY - CHEVRON F-06 |  |  | 20 | 2.84 | 148 |  | 8.1 | 211112 | -108.1533 | 39.5562 |  |  | 400 |  |  |  | 81635
08045 |  | Colorado | Garfield | 16172911 | 103461013 | 107205712 | 045-2189 | 045-2189-0 | 045-2189-S | BERRY PETROLEUM COMPANY - CHEVRON J-20 |  |  | 20 | 2.84 | 148 |  | 8.1 | 211112 | -108.1889 | 39.5983 |  |  | 400 |  |  |  | 81635
08045 |  | Colorado | Garfield | 16173011 | 103460913 | 107205612 | 045-2188 | 045-2188-0 | 045-2188-S | BERRY PETROLEUM COMPANY - CHEVRON O-06 |  |  | 20 | 2.84 | 148 |  | 8.1 | 211112 | -108.1496 | 39.5513 |  |  | 400 |  |  |  | 81635
08045 |  | Colorado | Garfield | 16173111 | 103461413 | 107206112 | 045-2193 | 045-2193-0 | 045-2193-S | BERRY PETROLEUM COMPANY - LATHAM I-02 |  |  | 20 | 2.84 | 148 |  | 8.1 | 211112 | -108.1828 | 39.5497 |  |  | 400 |  |  |  | 81635
08045 |  | Colorado | Garfield | 16173211 | 103460713 | 107205412 | 045-2186 | 045-2186-0 | 045-2186-S | BERRY PETROLEUM COMPANY - OM A-21 |  |  | 20 | 2.84 | 148 |  | 81 | 211112 | -108.1051 | 39.5148 |  |  | 400 |  |  |  | 81635
08045 |  | Colorado | Garfield | 16173311 | 103461113 | 107205812 | 045-2190 | 045-2190-0 | 045-2190-S | BERRY PETROLEUM COMPANY - OM L-15 |  |  | 20 | 2.84 | 148 |  | 8.1 | 211112 | -108.0996 | 39.5212 |  |  | 400 |  |  |  | 81635
08045 |  | Colorado | Garfield | 16173411 | 103459413 | 107204412 | 045-2173 | 045-2173-0 | 045-2173-S | BILL BARRETT - BATT 15914, MILLER PAD 5 |  |  | 20 | 2 | 700 |  | 10 | 211112 | -107.6005 | 39.4814 |  |  | 400 |  |  |  | 81647 | 23
08045 |  | Colorado | Garfield | 16173511 | 103456513 | 107202512 | 045-2155 | 045-2155-0 | 045-2155-S | BILL BARRETT - BATT 15950, MILLER PAD 10 |  |  | 20 | 2 | 700 |  | 10 | 211112 | -107.5948 | 39.4766 |  |  | 400 |  |  |  | 81647 | 23
08045 |  | Colorado | Garfield | 16173611 | 103453713 | 107200612 | 045-2124 | 045-2124-0 | 045-2124-S | BILL BARRETT - BATTERY 15775-MDP |  |  | 20 | 2 | 700 |  | 10 | 211112 | -107.5674 | 39.4907 |  |  | 400 |  |  |  | 81647 | 23
08045 |  | Colorado | Garfield | 16173711 | 103453813 | 107200712 | 045-2125 | 045-2125-0 | 045-2125-S | BILL BARRETT - BATTERY 15847-MDP PAD 9 |  |  | 20 | 2 | 700 |  | 10 | 211112 | -107.5619 | 39.5008 |  |  | 400 |  |  |  | 81647 | 23
08045 |  | Colorado | Garfield | 16173811 | 103456913 | 107202812 | 045-2158 | 045-2158-0 | 045-2158-S | BILL BARRETT - BATTERY 15969 MDP PAD 11 |  |  | 20 | 2 | 700 |  | 10 | 211112 | -107.5731 | 39.5027 |  |  | 400 |  |  |  | 81647 | 23
08045 |  | Colorado | Garfield | 16173911 | 103456213 | 107202112 | 045-2152 | 045-2152-0 | 045-2152-S | BILL BARRETT - BATTERY 16001 MDP PAD 6 |  |  | 20 | 2 | 700 |  | 10 | 211112 | -107.5804 | 39.4788 |  |  | 400 |  |  |  | 81647 | 23
08045 |  | Colorado | Garfield | 16174011 | 103455613 | 107201412 | 045-2142 | 045-2142-0 | 045-2142-S | BILL BARRETT - BATTERY 16875-MDP PAD 15 |  |  | 20 | 2 | 700 |  | 10 | 21111 | -107.576 | 39.4965 |  |  | 400 |  |  |  | 81647 | 23
08045 |  | Colorado | Garfield | 16174111 | 103454113 | 107200912 | 045-2127 | 045-2127-0 | 045-2127-S | BILL BARRETT CORP - BATT 12535-MDP PAD 3 |  |  | 20 | 2 | 700 |  | 10 | 211112 | -107.5802 | 39.486 |  |  | 400 |  |  |  | 81647 | 23
08045 |  | Colorado | Garfield | 16174311 | 103455213 | 107201112 | 045-2139 | 045-2139-0 | 045-2139-S | CHEVRON - SKINNER RIDGE 09 AV |  |  | 20 | 2.84 | 148 |  | 8 | 211112 | -108.329 | 39.5507 |  |  | 400 |  |  |  | 81630
08045 |  | Colorado | Garfield | 16174411 | 103460213 | 107205112 | 045-2182 | 045-2182-0 | 045-2182-S | CHEVRON USA - SKINNER RIDGE 36BV |  |  | 20 | 2.84 | 148 |  | 8.1 | 211112 | -108.3466 | 39.5667 |  |  | 400 |  |  |  | 81630
08045 |  | Colorado | Garfield | 16174611 | 103440613 | 107192112 | 045-0795 | 045-0795-0 | 045-0795-S | ENCANA (WEST) - A22W |  |  | 20 | 2 | 700 |  | 10 | 211112 | -107.7536 | 39.4366 |  |  | 400 |  |  |  | 81650 | 23
08045 |  | Colorado | Garfield | 16174711 | 103439913 | 107575712 | 045-0652 | 045-0652-0 | 045-0652-S | ENCANA (WEST) - K28E |  |  | 1 | 0.1 | 70 | 0 |  | 211112 | -107.6735 | 39.4159 |  |  | 300 |  |  |  | 81652
08045 |  | Colorado | Garfield | 16174811 | 103440513 | 107192012 | 045-0793 | 045-0793-0 | 045-0793-S | ENCANA (WEST) - K28NW |  |  | 20 | 2 | 700 |  | 10 | 211112 | -107.7826 | 39.4951 |  |  | 400 |  |  |  | 81650 | 23
08045 |  | Colorado | Garfield | 16174911 | 103439413 | 107191312 | 045-0631 | 045-0631-0 | 045-0631-S | ENCANA (WEST) - WELL PAD P14 |  |  | 20 | 2.84 | 148 |  | 8 | 211112 | -107.6269 | 39.4344 |  |  | 400 |  |  |  | 81647
08045 |  | Colorado | Garfield | 16175011 | 103456013 | 107201812 | 045-2150 | 045-2150-0 | 045-2150-S | ENCANA - C31E |  |  | 20 | 2.84 | 148 |  | 8 | 211112 | -107.7126 | 39.4091 |  |  | 400 |  |  |  | 81652
08045 |  | Colorado | Garfield | 16175011 | 103456013 | 107201912 | 045-2150 | 045-2150-0 | 045-2150-S | ENCANA - C31E |  |  | 20 | 2 | 700 |  | 10 | 211112 | -107.7126 | 39.4091 |  |  | 400 |  |  |  | 81652 | 23
08045 |  | Colorado | Garfield | 16175111 | 103448613 | 107579512 | 045-1957 | 045-1957-0 | 045-1957-S | ENCANA - CEDAR BENCH FEDERAL 6307 |  |  | 10 | 0.3 | 212 | 16.3 |  | 21111 | -108.4966 | 39.561 |  |  | 690 |  |  |  | 81630
08045 |  | Colorado | Garfield | 16175211 | 103456413 | 107202312 | 045-2153 | 045-2153-0 | 045-2153-S | ENCANA - KIMBALL MTN B07 799 |  |  | 20 | 2.84 | 148 |  | 8 | 211112 | -108.4822 | 39.4678 |  |  | 400 |  |  |  | 81630
08045 |  | Colorado | Garfield | 16175211 | 103456413 | 107202412 | 045-2153 | 045-2153-0 | 045-2153-S | ENCANA - KIMBALL MTN B07 799 |  |  | 20 | 2 | 700 |  | 10 | 211112 | -108.4822 | 39.4678 |  |  | 400 |  |  |  | 81630 | 23
08045 |  | Colorado | Garfield | 16175411 | 103451013 | 107581012 | 045-1997 | 045-1997-0 | 045-1997-S | ENCANA - STORY GULCH C.S. |  |  | 1 | 0.1 | 70 | 0 |  | 211112 | -108.1545 | 39.6514 |  |  | 300 |  |  |  | 81635
08045 |  | Colorado | Garfield | 16175411 | 103451113 | 107581112 | 045-1997 | 045-1997-0 | 045-1997-S | ENCANA - STORY GULCH C.S. |  |  | 8 | 0.33 | 160 | 0.2 |  | 211112 | -108.1545 | 39.6514 |  |  | 690 |  |  |  | 81635 | 23&99
08045 |  | Colorado | Garfield | 16175411 | 103451213 | 107581212 | 045-1997 | 045-1997-0 | 045-1997-S | ENCANA - STORY GULCH C.S. |  |  | 8 | 0.33 | 160 | 0.2 |  | 211112 | -108.1545 | 39.6514 |  |  | 690 |  |  |  | 81635 | 23&99
08045 |  | Colorado | Garfield | 16175511 | 103459713 | 107204612 | 045-2175 | 045-2175-0 | 045-2175-S | ENCANA OIL & GAS (USA) - A10E | 0.27583 |  | 20 | 2 | 700 |  | 10 | 211112 | -107.6436 | 39.4675 |  |  | 400 |  |  |  | 81652 | 23
08045 |  | Colorado | Garfield | 16175611 | 103461813 | 107206312 | 045-2196 | 045-2196-0 | 045-2196-S | ENCANA OIL & GAS (USA) INC. - O1EB | 0.74623 |  | 20 | 2 | 700 |  | 10 | 211112 | -107.6124 | 39.4715 |  |  | 400 |  |  |  | 81652 | 23
08045 |  | Colorado | Garfield | 16175711 | 103462013 | 107206512 | 045-2198 | 045-2198-0 | 045-2198-S | ENCANA OIL & GAS (USA) INC. - PH25 |  |  | 20 | 2.84 | 148 |  | 8.1 | 211112 | -108.0504 | 39.4104 |  |  | 400 |  |  |  | 81635
08045 |  | Colorado | Garfield | 16175811 | 103461913 | 107206412 | 045-2197 | 045-2197-0 | 045-2197-S | ENCANA OIL & GAS (USA) INC. - PN20 |  |  | 20 | 2.84 | 148 |  | 8.1 | 211112 | -108.0223 | 39.4181 |  |  | 400 |  |  |  | 81635
08045 |  | Colorado | Garfield | 16176011 | 103452513 | 107581412 | 045-2106 | 045-2106-0 | 045-2106-S | ENCANA OIL & GAS - CDP K22 496 |  |  | 1 | 0.1 | 70 | 0 |  | 21111 | -108.1565 | 39.6854 |  |  | 300 |  |  |  | 81635
08045 |  | Colorado | Garfield | 16176211 | 103459813 | 107204712 | 045-2176 | 045-2176-0 | 045-2176-S | ETC CANYON PIPELINE - WALLACE CREEK CS |  |  | 20 | 2.84 | 148 |  | 8.1 | 211112 | -108.0841 | 39.3831 |  |  | 400 |  |  |  | 81635
08045 |  | Colorado | Garfield | 16176311 | 103463213 | 107206812 | 045-2222 | 045-2222-0 | 045-2222-S | GRAND RIVER GATHERING - HUNTER MESA CS |  |  | 20 | 2.84 | 148 |  | 8.1 | 21111 | -107.7171 | 39.4698 |  |  | 400 |  |  |  | 81652
08045 |  | Colorado | Garfield | 16176311 | 103463313 | 107206912 | 045-2222 | 045-2222-0 | 045-2222-S | GRAND RIVER GATHERING - HUNTER MESA CS | [7 empty] | 21111 | -107.7171 | 39.4698 |  |  | 300 |  |  |  | 81652
08045 |  | Colorado | Garfield | 16176311 | 103463413 | 107207012 | 045-2222 | 045-2222-0 | 045-2222-S | GRAND RIVER GATHERING - HUNTER MESA CS | [7 empty] | 21111 | -107.7171 | 39.4698 |  |  | 480 |  |  |  | 81652
08045 |  | Colorado | Garfield | 16176311 | 103463513 | 107585112 | 045-2222 | 045-2222-0 | 045-2222-S | GRAND RIVER GATHERING - HUNTER MESA CS |  |  | 20 | 0.1 | 70 | 0 |  | 21111 | -107.7171 | 39.4698 |  |  | 690 |  |  |  | 81652
08045 |  | Colorado | Garfield | 16176311 | 103463813 | 107585412 | 045-2222 | 045-2222-0 | 045-2222-S | GRAND RIVER GATHERING - HUNTER MESA CS |  |  | 20 | 0.67 | 70 | 0 |  | 21111 | -107.7171 | 39.4698 |  |  | 690 |  |  |  | 81652
08045 |  | Colorado | Garfield | 16177311 | 103454013 | 107200812 | 045-2126 | 045-2126-0 | 045-2126-S | MARATHON OIL - PICEANCE 596-20C PAD |  |  | 20 | 2.84 | 148 |  | 8 | 211112 | -108.2005 | 39.5989 |  |  | 400 |  |  |  | 81635
08045 |  | Colorado | Garfield | 16177411 | 103456113 | 107202012 | 045-2151 | 045-2151-0 | 045-2151-S | MARATHON OIL CO - PICEANCE 697-23X | [7 empty] | 211112 | -108.1946 | 39.5153 |  |  | 400 |  |  |  | 81630
08045 |  | Colorado | Garfield | 16177511 | 103455313 | 107201212 | 045-2140 | 045-2140-0 | 045-2140-S | MARATHON OIL CO. - PICEANCE 697-2C |  |  | 20 | 2.84 | 148 |  | 8 | 211112 | -108.1904 | 39.5452 |  |  | 400 |  |  |  | 81635
08045 |  | Colorado | Garfield | 16178011 | 103459213 | 107204212 | 045-2171 | 045-2171-0 | 045-2171-S | NOBLE ENERGY - BM 35L |  |  | 20 | 2.84 | 148 |  | 8 | 211112 | -107.9711 | 39.3936 |  |  | 400 |  |  |  | 81635
08045 |  | Colorado | Garfield | 16178111 | 103459113 | 107204112 | 045-2170 | 045-2170-0 | 045-2170-S | NOBLE ENERGY - RUL 17M |  |  | 20 | 2.84 | 148 |  | 8 | 211112 | -107.9173 | 39.4345 |  |  | 400 |  |  |  | 81635
08045 |  | Colorado | Garfield | 16178211 | 103455813 | 107201612 | 045-2145 | 045-2145-0 | 045-2145-S | NOBLE ENERGY - SGV 07K PAD |  |  | 20 | 2.84 | 148 |  | 8 | 211112 | -108.0377 | 39.376 |  |  | 400 |  |  |  | 81635
08045 |  | Colorado | Garfield | 16178311 | 103459913 | 107204812 | 045-2177 | 045-2177-0 | 045-2177-S | NOBLE ENERGY, INC. - SGV 08D |  |  | 20 | 2.84 | 148 |  | 8 | 21111 | -108.0284 | 39.3809 |  |  | 400 |  |  |  | 81635
08045 |  | Colorado | Garfield | 16178411 | 103455913 | 107201712 | 045-2147 | 045-2147-0 | 045-2147-S | NWSW ENCANA OIL & GAS (USA), INC. - PL28 |  |  | 20 | 2.84 | 148 |  | 8 | 21111 | -108.0092 | 39.4065 |  |  | 400 |  |  |  | 81635
08045 |  | Colorado | Garfield | 16178511 | 103453613 | 107581612 | 045-2123 | 045-2123-0 | 045-2123-S | OXY USA - 796-17C |  |  | 13 | 0.1 | 700 | 0 |  | 21111 | -108.1321 | 39.4335 |  |  | 690 |  |  |  | 81635
08045 |  | Colorado | Garfield | 16179311 | 103448213 | 107197512 | 045-1899 | 045-1899-0 | 045-1899-S | OXY USA WTP LP - 796-16B |  |  | 20 | 2.84 | 148 |  | 8.1 | 21111 | -108.1106 | 39.4428 |  |  | 400 |  |  |  | 81635
08045 |  | Colorado | Garfield | 16179411 | 103448113 | 107197412 | 045-1898 | 045-1898-0 | 045-1898-S | OXY USA WTP LP - 796-17A |  |  | 20 | 2.84 | 148 |  | 8.1 | 21111 | -108.1245 | 39.4391 |  |  | 400 |  |  |  | 81635
08045 |  | Colorado | Garfield | 16179511 | 103460013 | 107204912 | 045-2178 | 045-2178-0 | 045-2178-S | OXY USA WTP LP - 797-23-45-AX |  |  | 20 | 2.84 | 148 |  | 8.1 | 21111 | -108.1836 | 39.43 |  |  | 400 |  |  |  | 81630
08045 |  | Colorado | Garfield | 16179711 | 103455413 | 107201312 | 045-2141 | 045-2141-0 | 045-2141-S | OXY USA WTP LP - EPCO MESA TIE-IN |  |  | 20 | 2.84 | 148 |  | 8 | 211112 | -108.2249 | 39.4992 |  |  | 400 |  |  |  | 81630
08045 |  | Colorado | Garfield | 16179711 | 103455513 | 107582712 | 045-2141 | 045-2141-0 | 045-2141-S | OXY USA WTP LP - EPCO MESA TIE-IN |  |  | 1 | 0.1 | 70 | 3.3 |  | 211112 | -108.2249 | 39.4992 |  |  | 160 |  |  |  | 81630
08045 |  | Colorado | Garfield | 16179811 | 103441013 | 107192312 | 045-0820 | 045-0820-0 | 045-0820-S | OXY USA WTP LP - FEDERAL 23-15 |  |  | 20 | 2.84 | 148 |  | 8.1 | 21111 | -108.213 | 39.5212 |  |  | 400 |  |  |  | 81635
08045 |  | Colorado | Garfield | 16179911 | 103444413 | 107194612 | 045-1354 | 045-1354-0 | 045-1354-S | OXY USA WTP LP - LOGAN WASH 797-23-16 |  |  | 20 | 2.84 | 148 |  | 8.1 | 21111 | -108.1803 | 39.4366 |  |  | 400 |  |  |  | 81635
08045 |  | Colorado | Garfield | 16196511 | 103448313 | 107197612 | 045-1923 | 045-1923-0 | 045-1923-S | WILLIAMS PROD - GM 42-14 WELL PAD |  |  | 20 | 0.1 | 700 |  | 10 | 211112 | -108.0691 | 39.4374 |  |  | 400 |  |  |  | 81635
08045 |  | Colorado | Garfield | 16196611 | 103452813 | 107199912 | 045-2114 | 045-2114-0 | 045-2114-S | WILLIAMS PROD - TR 34-16-597 |  |  | 20 | 2.84 | 148 |  | 8 | 211112 | -108.2801 | 39.6088 |  |  | 400 |  |  |  | 81630
08045 |  | Colorado | Garfield | 16196711 | 103448513 | 107579412 | 045-1953 | 045-1953-0 | 045-1953-S | WILLIAMS PROD RMT - MV 4-3 |  |  | 1 | 0.1 | 70 | 0 |  | 21111 | -108.1027 | 39.4642 |  |  | 690 |  |  |  | 81635 | 132
08045 |  | Colorado | Garfield | 16196811 | 103442913 | 107576712 | 045-1090 | 045-1090-0 | 045-1090-S | WILLIAMS PRODUCT. RMT - GR 01-33 REDRILL |  |  | 1 | 0.1 | 70 | 0 |  | 21111 | -108.1112 | 39.4821 |  |  | 690 |  |  |  | 81635 | 132
08045 |  | Colorado | Garfield | 16196911 | 103457013 | 107202912 | 045-2159 | 045-2159-0 | 045-2159-S | WILLIAMS PRODUCTION RMT - RWF 44-32 | 0.05402 |  | 20 | 2 | 700 |  | 10 | 211112 | -107.905 | 39.4776 |  |  | 400 |  |  |  | 81635 | 23
08045 |  | Colorado | Garfield | 16197011 | 103450013 | 107580412 | 045-1986 | 045-1986-0 | 045-1986-S | WILLIAMS PRODUCTION - GM 21-10 |  |  | 1 | 0.1 | 70 | 0 |  | 21111 | -108.0952 | 39.4562 |  |  | 690 |  |  |  | 81635 | 132
08045 |  | Colorado | Garfield | 16197111 | 103450113 | 107580512 | 045-1987 | 045-1987-0 | 045-1987-S | WILLIAMS PRODUCTION - GM 23-33 |  |  | 1 | 0.1 | 70 | 0 |  | 21111 | -108.1155 | 39.4785 |  |  | 690 |  |  |  | 81635 | 132
08045 |  | Colorado | Garfield | 16197211 | 103449213 | 107580112 | 045-1972 | 045-1972-0 | 045-1972-S | WILLIAMS PRODUCTION - GM 251-2 |  |  | 1 | 0.1 | 70 | 0 |  | 21111 | -108.0691 | 39.4714 |  |  | 690 |  |  |  | 81635 | 132
08045 |  | Colorado | Garfield | 16197311 | 103449813 | 107580212 | 045-1984 | 045-1984-0 | 045-1984-S | WILLIAMS PRODUCTION - GM 31-34 |  |  | 1 | 0.1 | 70 | 0 |  | 21111 | -108.0924 | 39.486 |  |  | 690 |  |  |  | 81635
08045 |  | Colorado | Garfield | 16197411 | 103448913 | 107579812 | 045-1969 | 045-1969-0 | 045-1969-S | WILLIAMS PRODUCTION - GR 1-3SH |  |  | 1 | 0.1 | 70 | 0 |  | 21111 | -108.0966 | 39.4653 |  |  | 690 |  |  |  | 81635 | 132
08045 |  | Colorado | Garfield | 16197511 | 103449113 | 107580012 | 045-1971 | 045-1971-0 | 045-1971-S | WILLIAMS PRODUCTION - GR 44-33V |  |  | 1 | 0.1 | 70 | 0 |  | 21111 | -108.1062 | 39.4753 |  |  | 690 |  |  |  | 81635 | 132
08045 |  | Colorado | Garfield | 16197611 | 103449013 | 107579912 | 045-1970 | 045-1970-0 | 045-1970-S | WILLIAMS PRODUCTION - GV 1-8 |  |  | 1 | 0.1 | 70 | 0 |  | 21111 | -108.1327 | 39.451 |  |  | 690 |  |  |  | 81635 | 132
08045 |  | Colorado | Garfield | 16197711 | 103448813 | 107579712 | 045-1968 | 045-1968-0 | 045-1968-S | WILLIAMS PRODUCTION - MV 5-10 |  |  | 1 | 0.1 | 70 | 0 |  | 21111 | -108.0966 | 39.4536 |  |  | 690 |  |  |  | 81635 | 132
08045 |  | Colorado | Garfield | 16197811 | 103451913 | 107199212 | 045-2085 | 045-2085-0 | 045-2085-S | WILLIAMS PRODUCTION - RU 11-7 |  |  | 20 | 2.84 | 148 |  | 8.1 | 211112 | -107.8245 | 39.4595 |  |  | 400 |  |  |  | 81650
08045 |  | Colorado | Garfield | 16197911 | 103453313 | 107200412 | 045-2120 | 045-2120-0 | 045-2120-S | WILLIAMS PRODUCTION - RWF 32-36 WELL PAD |  |  | 20 | 2 | 700 |  | 10 | 21111 | -107.8354 | 39.4855 |  |  | 400 |  |  |  | 81650 | 23
08045 |  | Colorado | Garfield | 16198011 | 103462713 | 107584612 | 045-2211 | 045-2211-0 | 045-2211-S | WILLIAMS PRODUCTION RMT - CMU 22-7 |  |  | 1 | 0.1 | 70 | 0 |  | 21111 | -107.488 | 39.4603 |  |  | 690 |  |  |  | 81647
08045 |  | Colorado | Garfield | 16198111 | 103442713 | 107576512 | 045-1057 | 045-1057-0 | 045-1057-S | WILLIAMS PRODUCTION RMT - GM 14-23 |  |  | 1 | 0.1 | 70 | 0 |  | 21111 | -108.0836 | 39.5032 |  |  | 690 |  |  |  | 81635 | 99
08045 |  | Colorado | Garfield | 16198211 | 103442213 | 107576412 | 045-0993 | 045-0993-0 | 045-0993-S | WILLIAMS PRODUCTION RMT - GM 24-34 |  |  | 1 | 0.1 | 70 | 0 |  | 21111 | -108.097 | 39.475 |  |  | 690 |  |  |  | 81635 | 99
08045 |  | Colorado | Garfield | 16198311 | 103443713 | 107577212 | 045-1217 | 045-1217-0 | 045-1217-S | WILLIAMS PRODUCTION RMT - GM 33-20 |  |  | 1 | 0.1 | 70 | 0 |  | 21111 | -108.1304 | 39.5078 |  |  | 690 |  |  |  | 81635
08045 |  | Colorado | Garfield | 16198411 | 103457413 | 107582912 | 045-2163 | 045-2163-0 | 045-2163-S | WILLIAMS PRODUCTION RMT - GM 333-31 |  |  | 20 | 2 | 30 | 0 |  | 211112 | -108.1473 | 39.4795 |  |  | 480 |  |  |  | 81635
08045 |  | Colorado | Garfield | 16198411 | 103457513 | 107203312 | 045-2163 | 045-2163-0 | 045-2163-S | WILLIAMS PRODUCTION RMT - GM 333-31 |  |  | 20 | 2 | 700 |  | 10 | 211112 | -108.1473 | 39.4795 |  |  | 400 |  |  |  | 81635 | 23
08045 |  | Colorado | Garfield | 16198511 | 103442113 | 107576312 | 045-0975 | 045-0975-0 | 045-0975-S | WILLIAMS PRODUCTION RMT - GM 344-1 |  |  | 1 | 0.1 | 70 | 0 |  | 21111 | -108.0517 | 39.4615 |  |  | 690 |  |  |  | 81635 | 132
08045 |  | Colorado | Garfield | 16198611 | 103443013 | 107576812 | 045-1092 | 045-1092-0 | 045-1092-S | WILLIAMS PRODUCTION RMT - GV 07-31 |  |  | 1 | 0.1 | 70 | 0 |  | 21111 | -108.1488 | 39.478 |  |  | 690 |  |  |  | 81635 | 132
08045 |  | Colorado | Garfield | 16198711 | 103461513 | 107206212 | 045-2194 | 045-2194-0 | 045-2194-S | WILLIAMS PRODUCTION RMT - KP 13-17 |  |  | 20 | 2 | 700 |  | 10 | 21111 | -107.5871 | 39.526 |  |  | 400 |  |  |  | 81647 | 23
08045 |  | Colorado | Garfield | 16198711 | 103461713 | 107584212 | 045-2194 | 045-2194-0 | 045-2194-S | WILLIAMS PRODUCTION RMT - KP 13-17 |  |  | 1 | 0.1 | 70 | 0 |  | 21111 | -107.5871 | 39.526 |  |  | 690 |  |  |  | 81647
08045 |  | Colorado | Garfield | 16198811 | 103457713 | 107583112 | 045-2164 | 045-2164-0 | 045-2164-S | WILLIAMS PRODUCTION RMT - KP 22-22 |  |  | 1 | 0.1 | 70 | 0 |  | 21111 | -107.5442 | 39.516 |  |  | 690 |  |  |  | 81647
08045 |  | Colorado | Garfield | 16198811 | 103457813 | 107203512 | 045-2164 | 045-2164-0 | 045-2164-S | WILLIAMS PRODUCTION RMT - KP 22-22 |  |  | 20 | 2 | 700 |  | 10 | 21111 | -107.5442 | 39.516 |  |  | 400 |  |  |  | 81647 | 23
08045 |  | Colorado | Garfield | 16198811 | 103457913 | 107203412 | 045-2164 | 045-2164-0 | 045-2164-S | WILLIAMS PRODUCTION RMT - KP 22-22 |  |  | 20 | 2 | 700 |  | 10 | 21111 | -107.5442 | 39.516 |  |  | 400 |  |  |  | 81647 | 23
08045 |  | Colorado | Garfield | 16198911 | 103458813 | 107583712 | 045-2168 | 045-2168-0 | 045-2168-S | WILLIAMS PRODUCTION RMT - KP 32-17 |  |  | 1 | 0.1 | 70 | 0 |  | 211112 | -107.5757 | 39.53 |  |  | 690 |  |  |  | 81647
08045 |  | Colorado | Garfield | 16198911 | 103458913 | 107203912 | 045-2168 | 045-2168-0 | 045-2168-S | WILLIAMS PRODUCTION RMT - KP 32-17 |  |  | 20 | 2 | 700 |  | 10 | 211112 | -107.5757 | 39.53 |  |  | 400 |  |  |  | 81647 | 23
08045 |  | Colorado | Garfield | 16199011 | 103458113 | 107583312 | 045-2165 | 045-2165-0 | 045-2165-S | WILLIAMS PRODUCTION RMT - KP 33-18 |  |  | 1 | 0.1 | 70 | 0 |  | 211112 | -107.5948 | 39.5257 |  |  | 690 |  |  |  | 81647
08045 |  | Colorado | Garfield | 16199011 | 103458213 | 107203612 | 045-2165 | 045-2165-0 | 045-2165-S | WILLIAMS PRODUCTION RMT - KP 33-18 |  |  | 20 | 2 | 700 |  | 10 | 211112 | -107.5948 | 39.5257 |  |  | 400 |  |  |  | 81647 | 23
08045 |  | Colorado | Garfield | 16199111 | 103460413 | 107583912 | 045-2185 | 045-2185-0 | 045-2185-S | WILLIAMS PRODUCTION RMT - KP 41-28 |  |  | 1 | 0.1 | 70 | 0 |  | 21111 | -107.5517 | 39.506 |  |  | 690 |  |  |  | 81647
08045 |  | Colorado | Garfield | 16199111 | 103460613 | 107205312 | 045-2185 | 045-2185-0 | 045-2185-S | WILLIAMS PRODUCTION RMT - KP 41-28 |  |  | 20 | 2 | 700 |  | 10 | 21111 | -107.5517 | 39.506 |  |  | 400 |  |  |  | 81647 | 23
08045 |  | Colorado | Garfield | 16199211 | 103442813 | 107576612 | 045-1069 | 045-1069-0 | 045-1069-S | WILLIAMS PRODUCTION RMT - MV 32-04 |  |  | 1 | 0.1 | 70 | 0 |  | 21111 | -108.1164 | 39.4604 |  |  | 690 |  |  |  | 81635
08045 |  | Colorado | Garfield | 16199311 | 103460313 | 107205212 | 045-2184 | 045-2184-0 | 045-2184-S | WILLIAMS PRODUCTION RMT - NR 23-3 |  |  | 20 | 2.84 | 148 |  | 8 | 211112 | -107.8773 | 39.5527 |  |  | 400 |  |  |  | 81650
08045 |  | Colorado | Garfield | 16199411 | 103458413 | 107203712 | 045-2166 | 045-2166-0 | 045-2166-S | WILLIAMS PRODUCTION RMT - PA 21-7 |  |  | 20 | 2 | 700 |  | 10 | 211112 | -108.044 | 39.4566 |  |  | 400 |  |  |  | 81635 | 23
08045 |  | Colorado | Garfield | 16199511 | 103457113 | 107203012 | 045-2160 | 045-2160-0 | 045-2160-S | WILLIAMS PRODUCTION RMT - PA 21-9 |  |  | 20 | 2 | 700 |  | 10 | 211112 | -108.0061 | 39.4562 |  |  | 400 |  |  |  | 81635 | 23
08045 |  | Colorado | Garfield | 16199811 | 103462313 | 107206612 | 045-2200 | 045-2200-0 | 045-2200-S | WILLIAMS PRODUCTION RMT - RMV 15-35 |  |  | 20 | 2 | 700 |  | 10 | 21111 | -107.8635 | 39.4834 |  |  | 400 |  |  |  | 81650 | 23
08045 |  | Colorado | Garfield | 16199911 | 103457213 | 107203112 | 045-2161 | 045-2161-0 | 045-2161-S | WILLIAMS PRODUCTION RMT - RU 23-5 |  |  | 20 | 2 | 700 |  | 10 | 21111 | -107.8 | 39.4742 |  |  | 400 |  |  |  | 81650 | 23
08045 |  | Colorado | Garfield | 16200011 | 103457313 | 107203212 | 045-2162 | 045-2162-0 | 045-2162-S | WILLIAMS PRODUCTION RMT - RWF 13-31 |  |  | 20 | 2 | 700 |  | 10 | 211112 | -107.9344 | 39.4799 |  |  | 400 |  |  |  | 81635 | 23
08045 |  | Colorado | Garfield | 16200111 | 103459613 | 107204512 | 045-2174 | 045-2174-0 | 045-2174-S | WILLIAMS PRODUCTION RMT - RWF 34-31 |  |  | 20 | 2 | 700 |  | 10 | 211112 | -107.9297 | 39.4749 |  |  | 400 |  |  |  | 81635 | 23
08045 |  | Colorado | Garfield | 16200211 | 103456613 | 107202612 | 045-2156 | 045-2156-0 | 045-2156-S | WILLIAMS PRODUCTION RMT - SG 33-32 |  |  | 20 | 2.84 | 148 |  | 8.1 | 211112 | -108.1121 | 39.388 |  |  | 400 |  |  |  | 81635
08045 |  | Colorado | Garfield | 16200311 | 103459313 | 107204312 | 045-2172 | 045-2172-0 | 045-2172-S | WILLIAMS PRODUCTION RMT - SR 33-9 |  |  | 20 | 2.84 | 148 |  | 8 | 211112 | -107.8871 | 39.4505 |  |  | 400 |  |  |  | 81650
08045 |  | Colorado | Garfield | 16200511 | 103449913 | 107580312 | 045-1985 | 045-1985-0 | 045-1985-S | WPX ENERGY RKY MTN, LLC - GM 32-2 |  |  | 1 | 0.1 | 70 | 0 |  | 21111 | -108.1304 | 39.4968 |  |  | 690 |  |  |  | 81635
08045 |  | Colorado | Garfield | 16304511 | 103458613 | 107203812 | 045-2167 | 045-2167-0 | 045-2167-S | WPX ENERGY RKY MTN, LLC - PA 22-21 |  |  | 20 | 2 | 700 |  | 10 | 211112 | -108.0088 | 39.5109 |  |  | 400 |  |  |  | 81635 | 23
08045 |  | Colorado | Garfield | 16304611 | 103452913 | 107200012 | 045-2115 | 045-2115-0 | 045-2115-S | WPX ENERGY RKY MTN, LLC - TR 12-25-597 |  |  | 20 | 2.84 | 148 |  | 8 | 211112 | -108.2316 | 39.5866 |  |  | 400 |  |  |  | 81635
08045 |  | Colorado | Garfield | 16304711 | 103551013 | 107241412 | 045-2312 | 103-0546-0 | 103-0546-S | WPX ENERGY RKY MTN, LLC - TR 23-30-597 |  |  | 20 | 2.84 | 148 |  | 8 | 211112 | -108.3236 | 39.5834 |  |  | 400 |  |  |  | 81630
08045 |  | Colorado | Garfield | 1804911 | 41832613 | 39892712 | 045-0536 | 045-0536-0 | 045-0536-S | ENCANA - B27 |  |  | 20 | 2.84 | 148 |  | 8.1 | 211112 | -107.651 | 39.5032 |  | 106 | 400 |  |  |  | 81650 | 21 | R63-0036
08045 |  | Colorado | Garfield | 1805111 | 41832413 | 39892512 | 045-0538 | 045-0538-0 | 045-0538-S | ENCANA - C35 |  |  | 20 | 2.84 | 148 |  | 8.1 | 211112 | -107.7451 | 39.4879 |  | 106 | 400 |  |  |  | 81650 |  | R63-0036
08045 |  | Colorado | Garfield | 1805111 | 68620213 | 62986012 | 045-0538 | 045-0538-0 | 045-0538-S | ENCANA - C35 |  |  | 20 | 2.84 | 148 |  | 8.1 | 211112 | -107.7452 | 39.4884 |  | 106 | 400 |  |  |  | 81650
08045 |  | Colorado | Garfield | 1805211 | 41832313 | 39892412 | 045-0539 | 045-0539-0 | 045-0539-S | ENCANA - D32W |  |  | 20 | 2.84 | 148 |  | 8.1 | 211112 | -107.698 | 39.4885 |  | 106 | 400 |  |  |  | 81652 |  | R63-0036
08045 |  | Colorado | Garfield | 1805411 | 41832113 | 62986112 | 045-0541 | 045-0541-0 | 045-0541-S | ENCANA - G33 | 0.07535 |  | 20 | 2 | 700 |  | 10 | 211112 | -107.6671 | 39.4904 |  | 106 | 400 |  |  |  | 81652 | 23 | R63-0036
08045 |  | Colorado | Garfield | 1805811 | 41831713 | 39891812 | 045-0545 | 045-0545-0 | 045-0545-S | ENCANA - J24 |  |  | 20 | 2.84 | 148 |  | 8 | 211112 | -107.7221 | 39.5101 |  | 106 | 400 |  |  |  | 81652 |  | R63-0036
08045 |  | Colorado | Garfield | 1805811 | 41831713 | 62986512 | 045-0545 | 045-0545-0 | 045-0545-S | ENCANA - J24 |  |  | 20 | 2 | 700 |  | 10 | 211112 | -107.7212 | 39.5114 |  | 106 | 400 |  |  |  | 81652 | 23
08045 |  | Colorado | Garfield | 1805811 | 68620313 | 62986212 | 045-0545 | 045-0545-0 | 045-0545-S | ENCANA - J24 |  |  | 20 | 2.84 | 148 |  | 8 | 211112 | -107.7212 | 39.5114 |  | 106 | 400 |  |  |  | 81652
08045 |  | Colorado | Garfield | 1805811 | 68620313 | 62986612 | 045-0545 | 045-0545-0 | 045-0545-S | ENCANA - J24 |  |  | 20 | 2 | 700 |  | 10 | 211112 | -107.7212 | 39.5114 |  | 106 | 400 |  |  |  | 81652 | 23
08045 |  | Colorado | Garfield | 1805811 | 68620413 | 62986312 | 045-0545 | 045-0545-0 | 045-0545-S | ENCANA - J24 | 0.022089 |  | 20 | 2 | 700 |  | 10 | 211112 | -107.7212 | 39.5114 |  | 106 | 400 |  |  |  | 81652 | 23
08045 |  | Colorado | Garfield | 1805811 | 68620513 | 62986412 | 045-0545 | 045-0545-0 | 045-0545-S | ENCANA - J24 |  |  | 20 | 2.84 | 148 |  | 8 | 211112 | -107.7212 | 39.5114 |  | 106 | 400 |  |  |  | 81652
08045 |  | Colorado | Garfield | 1805811 | 68620513 | 62986712 | 045-0545 | 045-0545-0 | 045-0545-S | ENCANA - J24 |  |  | 20 | 2 | 700 |  | 10 | 211112 | -107.7212 | 39.5114 |  | 106 | 400 |  |  |  | 81652 | 23
08045 |  | Colorado | Garfield | 1806211 | 41831313 | 39891412 | 045-0549 | 045-0549-0 | 045-0549-S | ENCANA - P13 |  |  | 20 | 2.84 | 148 |  | 8.1 | 211112 | -107.7263 | 39.4404 |  | 106 | 400 |  |  |  | 81652 |  | R63-0036
08045 |  | Colorado | Garfield | 1806711 | 41830813 | 39890912 | 045-0554 | 045-0554-0 | 045-0554-S | ENCANA - B36 |  |  | 20 | 2.84 | 148 |  | 8.1 | 211112 | -107.7217 | 39.4883 |  | 106 | 400 |  |  |  | 81652 |  | R63-0036
08045 |  | Colorado | Garfield | 1806911 | 41830613 | 62986912 | 045-0556 | 045-0556-0 | 045-0556-S | ENCANA - F10 |  |  | 20 | 2 | 700 |  | 10 | 211112 | -107.763 | 39.4618 |  | 106 | 400 |  |  |  | 81650 | 23
08045 |  | Colorado | Garfield | 1807011 | 41830513 | 39890612 | 045-0557 | 045-0557-0 | 045-0557-S | ENCANA - B31 (001) |  |  | 20 | 2.84 | 148 |  | 8.1 | 211112 | -107.7057 | 39.4885 |  | 106 | 400 |  |  |  | 81652 |  | R63-0036
08045 |  | Colorado | Garfield | 1807211 | 41830313 | 39890412 | 045-0559 | 045-0559-0 | 045-0559-S | ENCANA H36 |  |  | 20 | 2.84 | 148 |  | 8.1 | 211112 | -107.717 | 39.4847 |  | 106 | 400 |  |  |  | 81652 |  | R63-0036
08045 |  | Colorado | Garfield | 1807311 | 41830213 | 39890312 | 045-0560 | 045-0560-0 | 045-0560-S | ENCANA - G32B | 0.024423 |  | 20 | 2.84 | 148 |  | 8 | 211112 | -107.6879 | 39.4813 |  | 106 | 400 |  |  |  | 81652 |  | R63-0036
08045 |  | Colorado | Garfield | 1807811 | 41829713 | 39889812 | 045-0565 | 045-0565-0 | 045-0565-S | WPX ENERGY RKY MTN, LLC - CLOUGH 21 |  |  | 1 | 0.1 | 70 | 0 |  | 211112 | -107.9153 | 39.5054 |  | 106 | 400 |  |  |  | 81635 |  | R63-0036
08045 |  | Colorado | Garfield | 1807911 | 41829613 | 86961612 | 045-0566 | 045-0566-0 | 045-0566-S | WILLIAMS PRODUCTION RMT - RMV 102-28 |  |  | 20 | 2 | 700 |  | 10 | 211112 | -107.8998 | 39.4902 |  | 106 | 400 |  |  |  | 81650 | 23
08045 |  | Colorado | Garfield | 1808011 | 41829513 | 39889612 | 045-0567 | 045-0567-0 | 045-0567-S | WPX ENERGY RKY MTN, LLC - RMV 107-35 |  |  | 1 | 0.1 | 70 | 0 |  | 211112 | -107.8511 | 39.477 |  | 106 | 400 |  |  |  | 81650 |  | R63-0036
08045 |  | Colorado | Garfield | 1808111 | 41829413 | 39889512 | 045-0568 | 045-0568-0 | 045-0568-S | WILLIAMS PROD - RMV 11-22 |  |  | 20 | 2.84 | 148 |  | 8 | 211112 | -107.8719 | 39.5055 |  | 106 | 400 |  |  |  | 81650 |  | R63-0036
08045 |  | Colorado | Garfield | 1808211 | 41829313 | 39889412 | 045-0569 | 045-0569-0 | 045-0569-S | WILLIAMS PRODUCTION RMT - RMV 110-33 |  |  | 1 | 0.1 | 70 | 0 |  | 211112 | -107.89 | 39.4771 |  | 106 | 400 |  |  |  | 81650 |  | R63-0036
08045 |  | Colorado | Garfield | 1808311 | 41829213 | 39889312 | 045-0570 | 045-0570-0 | 045-0570-S | WPX ENERGY RKY MTN, LLC - RMV 111-33 |  |  | 1 | 0.1 | 70 | 0 |  | 211112 | -107.8941 | 39.485 |  | 106 | 400 |  |  |  | 81650 |  | R63-0036
08045 |  | Colorado | Garfield | 1808511 | 41828913 | 39889012 | 045-0572 | 045-0572-0 | 045-0572-S | WILLIAMS PRODUCTION RMT - RMV 129-29 |  |  | 20 | 2.84 | 148 |  | 8 | 211112 | -107.9047 | 39.4946 |  | 106 | 400 |  |  |  | 81650 |  | R63-0036
08045 |  | Colorado | Garfield | 2758911 | 40842313 | 38961612 | 045-0208 | 045-0208-0 | 045-0208-S | BARRETT RESOURCES CORP-RMV 17-27 WELLSIT |  |  |  |  | 72 |  |  | 21111 | -107.869 | 39.4946 |  | 106 | 690 |  |  |  | 81650 |  | R63-0036
08045 |  | Colorado | Garfield | 2759211 | 40842013 | 38961312 | 045-0211 | 045-0211-0 | 045-0211-S | BARRETT RESOURCES CORP-RMV 24-27 WELLSIT |  |  |  |  | 72 |  |  | 21111 | -107.882 | 39.4985 |  | 106 | 690 |  |  |  | 81635 |  | R63-0036
08045 |  | Colorado | Garfield | 2759611 | 40841613 | 38960912 | 045-0215 | 045-0215-0 | 045-0215-S | BARRETT RESOURCES CORP-RMV 32-21 WELLSIT |  |  |  |  | 72 |  |  | 21111 | -107.901 | 39.5085 |  |  | 690 |  |  |  | 81650 |  | R63-0087
08045 |  | Colorado | Garfield | 2759711 | 40841513 | 38960812 | 045-0216 | 045-0216-0 | 045-0216-S | BARRETT RESOURCES CROP-RMV 55-20 WELLSIT |  |  |  |  | 72 |  |  | 21111 | -107.9107 | 39.514 |  | 106 | 690 |  |  |  | 81650 |  | R63-0036
08045 |  | Colorado | Garfield | 2759811 | 40841413 | 38960712 | 045-0217 | 045-0217-0 | 045-0217-S | BARRETT RESOURCES CORP-RMV 6-20 WELLSITE |  |  |  |  | 72 |  |  | 21111 | -107.9137 | 39.5167 |  |  | 690 |  |  |  | 81650 |  | R63-0087
08045 |  | Colorado | Garfield | 2759911 | 40841313 | 38960612 | 045-0218 | 045-0218-0 | 045-0218-S | BARRETT RESOURCES CORP-RMV 7-21 WELLSITE |  |  |  |  | 72 |  |  | 21111 | -107.9009 | 39.5126 |  |  | 690 |  |  |  | 81650 |  | R63-0087
08045 |  | Colorado | Garfield | 2760411 | 40840113 | 38959912 | 045-0228 | 045-0228-0 | 045-0228-S | BARGATH LLC - ROAN CLIFFS GAS PLANT |  |  |  |  | 72 |  |  | 21111 | -108.075 | 39.4691 |  | 110 | 690 |  |  |  | 81635 |  | R63-0036
08045 |  | Colorado | Garfield | 2760411 | 68612113 | 62978312 | 045-0228 | 045-0228-0 | 045-0228-S | BARGATH LLC - ROAN CLIFFS GAS PLANT | 0.1 |  | 15 | 0.72 | 900 |  | 130.3 | 21111 | -108.0748 | 39.4688 |  | 110 | 280 |  |  |  | 81635
08045 |  | Colorado | Garfield | 2760411 | 68612213 | 62978412 | 045-0228 | 045-0228-0 | 045-0228-S | BARGATH LLC - ROAN CLIFFS GAS PLANT | [7 empty] | 21111 | -108.0748 | 39.4688 |  | 110 | 400 |  |  |  | 81635
08045 |  | Colorado | Garfield | 2760511 | 40839513 | 38959312 | 045-0229 | 045-0229-0 | 045-0229-S | BARGATH LLC - STARKEY GULCH CS |  |  | 1 | 0.1 | 70 | 0 |  | 21111 | -108.1324 | 39.4802 |  | 110 | 400 |  |  |  | 81635 | 23 | R63-0036
08045 |  | Colorado | Garfield | 2760511 | 40839713 | 38959212 | 045-0229 | 045-0229-0 | 045-0229-S | BARGATH LLC - STARKEY GULCH CS |  |  | 20 | 1 | 855 |  | 163 | 21111 | -108.1324 | 39.4802 |  | 110 | 300 |  |  |  | 81635 |  | R63-0036
08045 |  | Colorado | Garfield | 2760511 | 68612613 | 62978812 | 045-0229 | 045-0229-0 | 045-0229-S | BARGATH LLC - STARKEY GULCH CS |  |  | 1 | 0.1 | 70 | 0 |  | 21111 | -108.1253 | 39.488 |  | 110 | 999 |  |  |  | 81635
08045 |  | Colorado | Garfield | 3434011 | 36742713 | 35006512 | 045-0489 | 045-0489-0 | 045-0489-S | WPX ENERGY - GM 34-17 WELL PAD |  |  | 1 | 0.1 | 70 | 0 |  | 21111 | -108.1304 | 39.5186 |  | 106 | 690 |  |  |  | 81635 |  | R63-0036
08045 |  | Colorado | Garfield | 3436111 | 68619913 | 62985712 | 045-0513 | 045-0513-0 | 045-0513-S | PETROLEUM DEV - STARKEY NO 3 PAD |  |  | 1 | 0.1 | 70 | 0 |  | 21111 | -108.15 | 39.466 |  | 106 | 690 |  |  |  | 81635
08045 |  | Colorado | Garfield | 3436611 | 36740013 | 35003812 | 045-0518 | 045-0518-0 | 045-0518-S | ENCANA (WEST) - RE1 PAD |  |  | 20 | 2.84 | 148 |  | 8.1 | 211112 | -107.8435 | 39.47 |  | 106 | 400 |  |  |  | 81650 |  | R63-0036
08045 |  | Colorado | Garfield | 3436711 | 36739913 | 35003712 | 045-0519 | 045-0519-0 | 045-0519-S | WILLIAMS PROD RMT - GM 43-2 |  |  |  |  | 72 |  |  | 21111 | -108.0704 | 39.4645 |  | 106 | 690 |  |  |  | 81635 | 132 | R63-0036
08045 |  | Colorado | Garfield | 3436811 | 36739713 | 35003512 | 045-0520 | 045-0520-0 | 045-0520-S | PETROLEUM DEV STARKEY 3 (PUCKETT 13, 1 |  |  | 20 | 2.84 | 148 |  | 8.1 | 211112 | -108.1582 | 39.4685 |  | 106 | 400 |  |  |  | 81635 |  | R63-0036
08045 |  | Colorado | Garfield | 3449511 | 36744913 | 35008712 | 045-0464 | 045-0464-0 | 045-0464-S | WILLIAMS PROD CIMARRON - 51906 |  |  | 1 | 0.1 | 70 | 0 |  | 21111 | -108.1021 | 39.4857 |  | 106 | 690 |  |  |  | 81635 |  | R63-0036
08045 |  | Colorado | Garfield | 3451511 | 36742913 | 35006712 | 045-0487 | 045-0487-0 | 045-0487-S | WILLIAMS PROD CIMARRON - MV 28-04 |  |  | 1 | 0.1 | 70 | 0 |  | 21111 | -108.1163 | 39.4675 |  | 106 | 690 |  |  |  | 81635 | 132 | R63-0036
08045 |  | Colorado | Garfield | 3451511 | 68619813 | 62985612 | 045-0487 | 045-0487-0 | 045-0487-S | WILLIAMS PROD CIMARRON - MV 28-04 |  |  | 20 | 2.84 | 148 |  | 8 | 21111 | -108.1163 | 39.4675 |  | 106 | 400 |  |  |  | 81635
08045 |  | Colorado | Garfield | 3454011 | 36647213 | 34907512 | 045-0598 | 045-0598-0 | 045-0598-S | WILLIAMS PRODUCTION RMT - RMV 60-17 |  |  | 1 | 0.1 | 70 | 0 |  | 211112 | -107.9139 | 39.5192 |  | 106 | 400 |  |  |  | 81650 |  | R63-0036
08045 |  | Colorado | Garfield | 3454111 | 36647113 | 34907412 | 045-0599 | 045-0599-0 | 045-0599-S | WILLIAMS PRODUCTION RMT - RWF 314-17 |  |  | 1 | 0.1 | 70 | 0 |  | 211112 | -107.9178 | 39.5183 |  |  | 400 |  |  |  | 81650 |  | R63-0040
08045 |  | Colorado | Garfield | 3454211 | 36647013 | 34907312 | 045-0600 | 045-0600-0 | 045-0600-S | WILLIAMS PRODUCTION RMT - RWF 331-21 |  |  | 1 | 0.1 | 70 | 0 |  | 211112 | -107.8917 | 39.5149 |  | 106 | 400 |  |  |  | 81650 |  | R63-0036
08045 |  | Colorado | Garfield | 3454311 | 36646913 | 34907212 | 045-0601 | 045-0601-0 | 045-0601-S | WILLIAMS PRODUCTION RMT - RWF 344-18 |  |  | 1 | 0.1 | 70 | 0 |  | 211112 | -107.9221 | 39.5207 |  | 106 | 400 |  |  |  | 81635 |  | R63-0036
08045 |  | Colorado | Garfield | 3454411 | 36646813 | 34907112 | 045-0602 | 045-0602-0 | 045-0602-S | WPX ENERGY RKY MTN, LLC - RMV 136-21 |  |  | 1 | 0.1 | 70 | 0 |  | 211112 | -107.8869 | 39.5102 |  | 106 | 400 |  |  |  | 81650 |  | R63-0036
08045 |  | Colorado | Garfield | 3454511 | 36646713 | 34907012 | 045-0603 | 045-0603-0 | 045-0603-S | WILLIAMS PRODUCTION RMT - RMV 139-21 |  |  | 1 | 0.1 | 70 | 0 |  | 211112 | -107.8866 | 39.514 |  | 106 | 400 |  |  |  | 81650 |  | R63-0036
08045 |  | Colorado | Garfield | 3454611 | 36646613 | 34906912 | 045-0604 | 045-0604-0 | 045-0604-S | WILLIAMS PRODUCTION RMT - RMV 162-22 |  |  | 1 | 0.1 | 70 | 0 |  | 211112 | -107.8801 | 39.5152 |  | 106 | 400 |  |  |  | 81650 |  | R63-0036
08045 |  | Colorado | Garfield | 3454711 | 36646513 | 34906812 | 045-0605 | 045-0605-0 | 045-0605-S | WPX ENERGY RKY MTN, LLC - RU 13-7 |  |  | 1 | 0.1 | 70 | 0 |  | 211112 | -107.824 | 39.4527 |  | 106 | 400 |  |  |  | 81650 |  | R63-0036
08045 |  | Colorado | Garfield | 3491511 | 36739113 | 35002912 | 045-0526 | 045-0526-0 | 045-0526-S | ENCANA O30 | 0.044789 |  | 20 | 2 | 700 |  | 10 | 211112 | -107.7056 | 39.4957 |  | 106 | 400 |  |  |  | 81652 | 23 | R63-0036
08045 |  | Colorado | Garfield | 3491511 | 68620113 | 62985912 | 045-0526 | 045-0526-0 | 045-0526-S | ENCANA O30 | 0.013635 |  | 20 | 2 | 700 |  | 10 | 211112 | -107.7075 | 39.4973 |  | 106 | 400 |  |  |  | 81652 | 23
08045 |  | Colorado | Garfield | 3495011 | 36646013 | 34906312 | 045-0609 | 045-0609-0 | 045-0609-S | WPX ENERGY RKY MTN, LLC - DOE 1-M-29 |  |  | 20 | 2.84 | 148 |  | 8 | 211112 | -108.0149 | 39.4932 |  | 106 | 400 |  |  |  | 81635 |  | R63-0036
08045 |  | Colorado | Garfield | 3495211 | 36645813 | 34906112 | 045-0611 | 045-0611-0 | 045-0611-S | WILLIAMS PRODUCTION RMT - LANGSTAFF-1 |  |  | 1 | 0.1 | 70 | 0 |  | 211112 | -107.9001 | 39.5199 |  | 106 | 400 |  |  |  | 81650 |  | R63-0036
08045 |  | Colorado | Garfield | 3495311 | 36645713 | 34906012 | 045-0612 | 045-0612-0 | 045-0612-S | WILLIAMS PRODUCTION RMT - PA 24-26 |  |  | 1 | 0.1 | 70 | 0 |  | 211112 | -107.9673 | 39.4904 |  | 106 | 400 |  |  |  | 81635 |  | R63-0036
08045 |  | Colorado | Garfield | 3495411 | 36645613 | 34905912 | 045-0613 | 045-0613-0 | 045-0613-S | WILLIAMS PRODUCTION RMT - PA 34-28 |  |  | 1 | 0.1 | 70 | 0 |  | 211112 | -108.0002 | 39.4911 |  | 106 | 400 |  |  |  | 81635 |  | R63-0036
08045 |  | Colorado | Garfield | 3495511 | 36645513 | 34905812 | 045-0614 | 045-0614-0 | 045-0614-S | WILLIAMS PRODUCTION RMT - PA 43-33 |  |  | 1 | 0.1 | 70 | 0 |  | 211112 | -107.9976 | 39.4798 |  | 106 | 400 |  |  |  | 81635 |  | R63-0036
08045 |  | Colorado | Garfield | 3495611 | 36645413 | 34905712 | 045-0624 | 045-0624-0 | 045-0624-S | WILLIAMS PRODUCTION RMT - RWF 342-33 |  |  | 1 | 0.1 | 70 | 0 |  | 211112 | -107.8872 | 39.4852 |  | 106 | 400 |  |  |  | 81650 |  | R63-0036
08045 |  | Colorado | Garfield | 3495711 | 36645313 | 34905612 | 045-0635 | 045-0635-0 | 045-0635-S | WILLIAMS PRODUCTION RMT CO - GM 14-4 |  |  | 1 | 0.1 | 70 | 0 |  | 21111 | -108.12 | 39.4598 |  | 106 | 690 |  |  |  | 81635 |  | R63-0036
08045 |  | Colorado | Garfield | 3495811 | 103439613 | 107575512 | 045-0636 | 045-0636-0 | 045-0636-S | WPX ENERGY RKY MTN, LLC - TRAIL RIDGE CS |  |  | 1 | 0.1 | 70 | 0 |  | 21111 | -108.2519 | 39.5946 |  |  | 999 |  |  |  | 81630
08045 |  | Colorado | Garfield | 3496111 | 103439813 | 107191512 | 045-0649 | 045-0649-0 | 045-0649-S | ENCANA - BENZEL WATER DISPOSAL | [7 empty] | 211112 | -107.7427 | 39.4972 |  | 106 | 410 |  |  |  | 81650 | 99
08045 |  | Colorado | Garfield | 3496111 | 96037413 | 92822212 | 045-0649 | 045-0649-0 | 045-0649-S | ENCANA - BENZEL WATER DISPOSAL |  |  | 20 | 2.84 | 148 |  | 8.1 | 211112 | -107.7427 | 39.4972 |  | 106 | 400 |  |  |  | 81650
08045 |  | Colorado | Garfield | 3513911 | 103437213 | 107190412 | 045-0346 | 045-0346-0 | 045-0346-S | OXY USA WTP LP - CASCADE CREEK # 620-21 |  |  | 20 | 2.84 | 148 |  | 8 | 21111 | -108.2482 | 39.5117 |  | 106 | 400 |  |  |  | 81635
08045 |  | Colorado | Garfield | 3514011 | 68613713 | 34898612 | 045-0347 | 045-0347-0 | 045-0347-S | OXY USA WTP LP - CASCADE CREEK #620-1 |  |  | 1 | 0.1 | 70 | 0 |  | 21111 | -108.2389 | 39.5045 |  | 106 | 400 |  |  |  | 81630
08045 |  | Colorado | Garfield | 3525711 | 103437313 | 107190512 | 045-0351 | 045-0351-0 | 045-0351-S | OXY USA WTP LP - CASCADE CREEK #608-41 |  |  | 20 | 2.84 | 148 |  | 8 | 21111 | -108.2366 | 39.5424 |  | 106 | 400 |  |  |  | 81630
08045 |  | Colorado | Garfield | 3526111 | 103437413 | 107190612 | 045-0355 | 045-0355-0 | 045-0355-S | OXY USA - CASCADE CREEK CENTRAL FACILITY |  |  | 20 | 2 | 700 |  | 10 | 21111 | -108.2482 | 39.4891 |  | 106 | 400 |  |  |  | 81630 | 23
08045 |  | Colorado | Garfield | 3526111 | 103437513 | 107574212 | 045-0355 | 045-0355-0 | 045-0355-S | OXY USA - CASCADE CREEK CENTRAL FACILITY | 1.7 |  | 14 | 5 | 30 | 0 |  | 21111 | -108.2482 | 39.4891 |  | 106 | 999 |  |  |  | 81630
08045 |  | Colorado | Garfield | 3526111 | 36637613 | 34897612 | 045-0355 | 045-0355-0 | 045-0355-S | OXY USA - CASCADE CREEK CENTRAL FACILITY |  |  |  |  | 72 |  |  | 21111 | -108.2484 | 39.5489 |  | 106 | 400 |  |  |  | 81630 |  | R63-0036
08045 |  | Colorado | Garfield | 3526111 | 68613913 | 62980012 | 045-0355 | 045-0355-0 | 045-0355-S | OXY USA - CASCADE CREEK CENTRAL FACILITY |  |  | 20 | 2.84 | 148 |  | 10 | 21111 | -108.2482 | 39.4891 |  | 106 | 400 |  |  |  | 81630 | 23
08045 |  | Colorado | Garfield | 3526111 | 90895213 | 86961412 | 045-0355 | 045-0355-0 | 045-0355-S | OXY USA - CASCADE CREEK CENTRAL FACILITY | [7 empty] | 21111 | -108.2482 | 39.4891 |  | 106 | 480 |  |  |  | 81630
08045 |  | Colorado | Garfield | 3526111 | 96035213 | 92819812 | 045-0355 | 045-0355-0 | 045-0355-S | OXY USA - CASCADE CREEK CENTRAL FACILITY | 1.7 |  | 135 | 5 | 700 |  | 21.8 | 21111 | -108.2482 | 39.4891 |  | 106 | 999 |  |  |  | 81630
08045 |  | Colorado | Garfield | 3526111 | 96035413 | 92820012 | 045-0355 | 045-0355-0 | 045-0355-S | OXY USA - CASCADE CREEK CENTRAL FACILITY | 1.7 |  | 8 | 4 | 985 |  | 21.8 | 21111 | -108.2482 | 39.4891 |  | 106 | 999 |  |  |  | 81630
08045 |  | Colorado | Garfield | 3526311 | 36632513 | 34893012 | 045-0357 | 045-0357-0 | 045-0357-S | BARGATH LLC - SHARRARD CS | 0.17 |  | 15 | 0.2 | 70 |  | 1 | 21111 | -107.8959 | 39.5087 |  | 106 | 400 |  |  |  | 81650 | 23 | R63-0036
08045 |  | Colorado | Garfield | 3526311 | 36632713 | 34892612 | 045-0357 | 045-0357-0 | 045-0357-S | BARGATH LLC - SHARRARD CS |  |  |  |  | 72 |  |  | 21111 | -107.8959 | 39.5087 |  | 106 | 490 |  |  |  | 81650 |  | R63-0036
08045 |  | Colorado | Garfield | 3599911 | 36669813 | 34930412 | 045-0311 | 045-0311-0 | 045-0311-S | WILLIAMS PROD RMT CO - GRAND VALLEY GM 4 |  |  |  |  | 72 |  |  | 21111 | -108.0769 | 39.4622 |  | 106 | 690 |  |  |  | 81635 | 132 | R63-0036
08045 |  | Colorado | Garfield | 3600011 | 36669713 | 34930312 | 045-0312 | 045-0312-0 | 045-0312-S | BARRETT - GRAND VALLEY MV 102-3 |  |  |  |  | 72 |  |  | 21111 | -108.076 | 39.4725 |  | 106 | 690 |  |  |  | 81635 |  | R63-0036
08045 |  | Colorado | Garfield | 3600111 | 36669613 | 34930212 | 045-0313 | 045-0313-0 | 045-0313-S | BARRETT - GRAND VALLEY PA 14-36 |  |  |  |  | 72 |  |  | 21111 | -108.0871 | 39.4783 |  | 106 | 690 |  |  |  | 81635 |  | R63-0036
08045 |  | Colorado | Garfield | 3600211 | 36669513 | 34930112 | 045-0314 | 045-0314-0 | 045-0314-S | BARRETT - GRAND VALLEY RMV 101-28 |  |  |  |  | 72 |  |  | 21111 | -108.0908 | 39.4986 |  | 106 | 690 |  |  |  | 81635 |  | R63-0036
08045 |  | Colorado | Garfield | 3607711 | 36767613 | 35031512 | 045-0145 | 045-0145-0 | 045-0145-S | BARGATH LLC - GRAND VALLEY |  |  |  |  | 72 |  |  | 21111 | -108.1112 | 39.5662 |  | 106 | 690 |  |  |  | 81635 |  | R63-0036
08045 |  | Colorado | Garfield | 3607711 | 36767713 | 35031112 | 045-0145 | 045-0145-0 | 045-0145-S | BARGATH LLC - GRAND VALLEY | 0.005882 |  | 20 | 0.33 | 1000 |  | 31.2 | 21111 | -108.1112 | 39.5662 |  | 106 | 690 |  |  |  | 81635 | 21&23 | R63-0036
08045 |  | Colorado | Garfield | 3607711 | 36767913 | 35031612 | 045-0145 | 045-0145-0 | 045-0145-S | BARGATH LLC - GRAND VALLEY |  |  |  |  | 72 |  |  | 21111 | -108.1112 | 39.5662 |  | 106 | 490 |  |  |  | 81635 |  | R63-0036
08045 |  | Colorado | Garfield | 3607711 | 36768013 | 35031312 | 045-0145 | 045-0145-0 | 045-0145-S | BARGATH LLC - GRAND VALLEY |  |  |  |  | 72 |  |  | 21111 | -108.1112 | 39.5662 |  | 106 | 690 |  |  |  | 81635 | 23 | R63-0036
08045 |  | Colorado | Garfield | 3607711 | 36768113 | 35031412 | 045-0145 | 045-0145-0 | 045-0145-S | BARGATH LLC - GRAND VALLEY | 0.2 | 0.07 | 125 | 1.5 | 1000 |  | 33.2 | 21111 | -108.1112 | 39.5662 |  | 106 | 280 |  |  |  | 81635 |  | R63-0040
08045 |  | Colorado | Garfield | 3607811 | 36767013 | 35030512 | 045-0146 | 045-0146-0 | 045-0146-S | PUBLIC SERVICE CO - RIFLE GAS PLANT |  |  |  |  | 72 |  |  | 48621 | -107.8373 | 39.5254 |  | 106 | 300 |  |  |  | 81650 |  | R63-0036
08045 |  | Colorado | Garfield | 3607811 | 36767113 | 35030412 | 045-0146 | 045-0146-0 | 045-0146-S | PUBLIC SERVICE CO - RIFLE GAS PLANT |  |  |  |  | 72 |  |  | 48621 | -107.8373 | 39.5254 |  | 106 | 690 |  |  |  | 81650 |  | R63-0036
08045 |  | Colorado | Garfield | 3608211 | 36766013 | 35029812 | 045-0154 | 045-0154-0 | 045-0154-S | BARRETT RESOURCES CORP |  |  | 22 | 0.4 | 249 | 16.5 |  | 21111 | -107.9931 | 39.4883 |  | 106 | 690 |  |  |  | 81635 |  | R63-0036
08045 |  | Colorado | Garfield | 3608211 | 36766113 | 35029812 | 045-0154 | 045-0154-0 | 045-0154-S | BARRETT RESOURCES CORP |  |  | 22 | 0.4 | 249 | 16.5 |  | 21111 | -107.9931 | 39.4883 |  | 106 | 690 |  |  |  | 81635 |  | R63-0036
08045 |  | Colorado | Garfield | 3608211 | 36766213 | 35029812 | 045-0154 | 045-0154-0 | 045-0154-S | BARRETT RESOURCES CORP |  |  | 22 | 0.4 | 249 | 16.5 |  | 21111 | -107.9931 | 39.4883 |  | 106 | 690 |  |  |  | 81635 |  | R63-0036
08045 |  | Colorado | Garfield | 3608211 | 36766313 | 35029812 | 045-0154 | 045-0154-0 | 045-0154-S | BARRETT RESOURCES CORP |  |  | 22 | 0.4 | 249 | 16.5 |  | 21111 | -107.9931 | 39.4883 |  | 106 | 690 |  |  |  | 81635 |  | R63-0036
08045 |  | Colorado | Garfield | 3608211 | 36766413 | 35029812 | 045-0154 | 045-0154-0 | 045-0154-S | BARRETT RESOURCES CORP |  |  | 22 | 0.4 | 249 | 16.5 |  | 21111 | -107.9931 | 39.4883 |  | 106 | 690 |  |  |  | 81635 |  | R63-0036
08045 |  | Colorado | Garfield | 3608211 | 36766513 | 35029812 | 045-0154 | 045-0154-0 | 045-0154-S | BARRETT RESOURCES CORP |  |  | 22 | 0.4 | 249 | 16.5 |  | 21111 | -107.9931 | 39.4883 |  | 106 | 690 |  |  |  | 81635 |  | R63-0036
08045 |  | Colorado | Garfield | 3608311 | 36765813 | 35029712 | 045-0156 | 045-0156-0 | 045-0156-S | BARGATH LLC - RIFLE STATION |  |  | 1 | 0.1 | 70 | 0 |  | 21111 | -107.83 | 39.5312 |  | 110 | 690 |  |  |  | 81650 | 132&60 | R63-0036
08045 |  | Colorado | Garfield | 3608311 | 36765913 | 35029312 | 045-0156 | 045-0156-0 | 045-0156-S | BARGATH LLC - RIFLE STATION |  |  | 1 | 0.1 | 70 | 0 |  | 21111 | -107.83 | 39.5312 |  | 110 | 690 |  |  |  | 81650 | 109 | R63-0036
08045 |  | Colorado | Garfield | 3608311 | 68609813 | 62976112 | 045-0156 | 045-0156-0 | 045-0156-S | BARGATH LLC - RIFLE STATION |  |  | 1 | 0.1 | 70 | 0 |  | 21111 | -107.8298 | 39.5312 |  | 110 | 300 |  |  |  | 81650
08045 |  | Colorado | Garfield | 3608311 | 68610013 | 62976312 | 045-0156 | 045-0156-0 | 045-0156-S | BARGATH LLC - RIFLE STATION | 2.8 |  | 15 | 0.5 | 500 |  | 178.6 | 21111 | -107.8298 | 39.5312 |  | 110 | 290 |  |  |  | 81650
08045 |  | Colorado | Garfield | 3609211 | 68610413 | 62976712 | 045-0186 | 045-0186-0 | 045-0186-S | BILL BARRETT CORP - MAMM CREEK CS |  |  | 1 | 0.1 | 70 | 0 |  | 21111 | -107.7084 | 39.4917 |  | 110 | 400 |  |  |  | 81652 | 23
08045 |  | Colorado | Garfield | 3609211 | 68610713 | 62977012 | 045-0186 | 045-0186-0 | 045-0186-S | BILL BARRETT CORP - MAMM CREEK CS |  |  | 1 | 0.1 | 70 | 0 |  | 21111 | -107.7084 | 39.4917 |  | 110 | 690 |  |  |  | 81652 | 132
08045 |  | Colorado | Garfield | 3609211 | 68610813 | 62977112 | 045-0186 | 045-0186-0 | 045-0186-S | BILL BARRETT CORP - MAMM CREEK CS |  |  | 1 | 0.1 | 70 | 0 |  | 21111 | -107.7084 | 39.4917 |  | 110 | 690 |  |  |  | 81652 | 132
08045 |  | Colorado | Garfield | 3609211 | 68611113 | 62977412 | 045-0186 | 045-0186-0 | 045-0186-S | BILL BARRETT CORP - MAMM CREEK CS | [7 empty] | 21111 | -107.7084 | 39.4917 |  | 110 | 300 |  |  |  | 81652
08045 |  | Colorado | Garfield | 3609211 | 68611213 | 62977512 | 045-0186 | 045-0186-0 | 045-0186-S | BILL BARRETT CORP - MAMM CREEK CS | 0.12 |  | 20 | 2.42 | 1046 |  | 33.2 | 21111 | -107.7084 | 39.4917 |  | 110 | 280 |  |  |  | 81652
08045 |  | Colorado | Garfield | 3609211 | 68611313 | 62977612 | 045-0186 | 045-0186-0 | 045-0186-S | BILL BARRETT CORP - MAMM CREEK CS |  |  | 8 | 1 | 30 | 0 |  | 21111 | -107.7084 | 39.4917 |  | 110 | 690 |  |  |  | 81652 | 23
08045 |  | Colorado | Garfield | 3609211 | 68611413 | 62977712 | 045-0186 | 045-0186-0 | 045-0186-S | BILL BARRETT CORP - MAMM CREEK CS |  |  | 8 | 1 | 30 | 0 |  | 21111 | -107.7084 | 39.4917 |  | 110 | 690 |  |  |  | 81652 | 23
08045 |  | Colorado | Garfield | 3609211 | 68611813 | 62978012 | 045-0186 | 045-0186-0 | 045-0186-S | BILL BARRETT CORP - MAMM CREEK CS | 24.3 | 0.3 | 25 | 1.25 | 1152 |  | 101.5 | 21111 | -107.7084 | 39.4917 |  | 110 | 160 |  |  |  | 81652
08045 |  | Colorado | Garfield | 3609211 | 68611913 | 62978112 | 045-0186 | 045-0186-0 | 045-0186-S | BILL BARRETT CORP - MAMM CREEK CS |  |  | 1 | 0.1 | 70 | 0 |  | 21111 | -107.7084 | 39.4917 |  | 110 | 480 |  |  |  | 81652
08045 |  | Colorado | Garfield | 3609511 | 36763313 | 35027112 | 045-0207 | 045-0207-0 | 045-0207-S | BARRETT RESOURCES CORP-RMV 11-22 WELLSIT |  |  |  |  | 72 |  |  | 21111 | -107.8721 | 39.5055 |  | 106 | 690 |  |  |  | 81650 |  | R63-0036
08045 |  | Colorado | Garfield | 3611111 | 36669413 | 34930012 | 045-0315 | 045-0315-0 | 045-0315-S | BARRETT - GRAND VALLEY RMV 102-28 |  |  |  |  | 72 |  |  | 21111 | -108.091 | 39.4922 |  | 106 | 690 |  |  |  | 81635 |  | R63-0036
08045 |  | Colorado | Garfield | 3611211 | 36669313 | 34929912 | 045-0316 | 045-0316-0 | 045-0316-S | BARRETT - GRAND VALLEY RMV 104-33 |  |  |  |  | 72 |  |  | 21111 | -108.0921 | 39.4899 |  | 106 | 690 |  |  |  | 81635 |  | R63-0036
08045 |  | Colorado | Garfield | 3611311 | 36669213 | 34929812 | 045-0317 | 045-0317-0 | 045-0317-S | BARRETT - GRAND VALLEY RMV 108-4 |  |  | 1 | 0.1 | 70 | 0 |  | 21111 | -107.8885 | 39.4734 |  | 106 | 690 |  |  |  | 81635 |  | R63-0036
08045 |  | Colorado | Garfield | 3611411 | 36669113 | 34929712 | 045-0318 | 045-0318-0 | 045-0318-S | BARRETT - GRAND VALLEY RMV 110-33 |  |  |  |  | 72 |  |  | 21111 | -108.0924 | 39.4792 |  | 106 | 690 |  |  |  | 81635 |  | R63-0036
08045 |  | Colorado | Garfield | 3611511 | 36669013 | 34929612 | 045-0319 | 045-0319-0 | 045-0319-S | BARRETT - GRAND VALLEY RMV 19-28 |  |  |  |  | 72 |  |  | 21111 | -108.0911 | 39.4958 |  | 106 | 690 |  |  |  | 81635 |  | R63-0036
08045 |  | Colorado | Garfield | 3611611 | 36668913 | 34929512 | 045-0320 | 045-0320-0 | 045-0320-S | BARRETT - GRAND VALLEY RMV 43-28A |  |  |  |  | 72 |  |  | 21111 | -108.0914 | 39.4926 |  | 106 | 690 |  |  |  | 81635 |  | R63-0036
08045 |  | Colorado | Garfield | 3611711 | 36668813 | 34929412 | 045-0321 | 045-0321-0 | 045-0321-S | BARRETT - RULISON RMV 72-34 |  |  |  |  | 72 |  |  | 21111 | -108.0933 | 39.487 |  | 106 | 690 |  |  |  | 81635 |  | R63-0036
08045 |  | Colorado | Garfield | 3611811 | 36668713 | 34929312 | 045-0322 | 045-0322-0 | 045-0322-S | BARRETT - RULISON RMV 73-34 |  |  |  |  | 72 |  |  | 21111 | -108.0933 | 39.4808 |  | 106 | 690 |  |  |  | 81635 |  | R63-0036
08045 |  | Colorado | Garfield | 3611911 | 36668613 | 34929212 | 045-0323 | 045-0323-0 | 045-0323-S | BARRETT - RULISON RMV 77-33 |  |  |  |  | 72 |  |  | 21111 | -108.0917 | 39.4841 |  | 106 | 690 |  |  |  | 81635 |  | R63-0036
08045 |  | Colorado | Garfield | 3612011 | 36668513 | 34929112 | 045-0324 | 045-0324-0 | 045-0324-S | BARRETT - RULISON RMV 83-34 |  |  |  |  | 72 |  |  | 21111 | -108.0939 | 39.4783 |  | 106 | 690 |  |  |  | 81635 |  | R63-0036
08045 |  | Colorado | Garfield | 3612111 | 36668413 | 34929012 | 045-0325 | 045-0325-0 | 045-0325-S | BARRETT - RULISON RMV 84-34 |  |  |  |  | 72 |  |  | 21111 | -108.0924 | 39.4792 |  | 106 | 690 |  |  |  | 81635 |  | R63-0036
08045 |  | Colorado | Garfield | 3612211 | 36668313 | 34928912 | 045-0326 | 045-0326-0 | 045-0326-S | BARRETT - RULISON RMV 85-34 |  |  |  |  | 72 |  |  | 21111 | -108.0935 | 39.4786 |  | 106 | 690 |  |  |  | 81635 |  | R63-0036
08045 |  | Colorado | Garfield | 3612311 | 36668213 | 34928812 | 045-0327 | 045-0327-0 | 045-0327-S | BARRETT - RULISON RMV 87-34 |  |  |  |  | 72 |  |  | 21111 | -108.0939 | 39.4855 |  | 106 | 690 |  |  |  | 81635 |  | R63-0036
08045 |  | Colorado | Garfield | 3612411 | 36668113 | 34928712 | 045-0328 | 045-0328-0 | 045-0328-S | BARRETT - RULISON RU 14-6 |  |  | 1 | 0.1 | 70 | 0 |  | 21111 | -108.0982 | 39.4662 |  | 106 | 690 |  |  |  | 81635 |  | R63-0036
08045 |  | Colorado | Garfield | 3612511 | 36668013 | 34928612 | 045-0329 | 045-0329-0 | 045-0329-S | BARRETT - RULISON SG 12-23 |  |  |  |  | 72 |  |  | 21111 | -108.0788 | 39.4261 |  | 106 | 690 |  |  |  | 81635 |  | R63-0036
08045 |  | Colorado | Garfield | 3613111 | 36667413 | 34927912 | 045-0337 | 045-0337-0 | 045-0337-S | TOM BROWN, INC. - CLEM 15-23 |  |  |  |  | 72 |  |  | 21111 | -107.988 | 39.4404 |  | 106 | 690 |  |  |  | 81635 |  | R63-0036
08045 |  | Colorado | Garfield | 3613211 | 36667313 | 34927812 | 045-0338 | 045-0338-0 | 045-0338-S | TOM BROWN, INC. - CLEM 15-14 |  |  |  |  | 72 |  |  | 21111 | -107.9765 | 39.4425 |  | 106 | 690 |  |  |  | 81635 |  | R63-0036
08045 |  | Colorado | Garfield | 3623011 | 36771913 | 35035412 | 045-0109 | 045-0109-0 | 045-0109-S | ETC CANYON PIPELINE - S CANYON FACILITY |  |  | 1 | 0.1 | 70 | 0 |  | 21111 | -108.9774 | 39.3952 |  | 110 | 999 |  |  |  | 81630 |  | R63-0036
08045 |  | Colorado | Garfield | 3623511 | 36771213 | 35034212 | 045-0121 | 045-0121-0 | 045-0121-S | PUBLIC SERVICE CO BAXTER STATION |  |  |  |  | 72 |  |  | 48621 | -108.9759 | 39.3948 |  | 110 | 690 |  |  |  | 81630 | 132 | R63-0083
08045 |  | Colorado | Garfield | 3623511 | 36771313 | 35034312 | 045-0121 | 045-0121-0 | 045-0121-S | PUBLIC SERVICE CO BAXTER STATION |  |  |  |  | 72 |  |  | 48621 | -108.9759 | 39.3948 |  | 110 | 490 |  |  |  | 81630 |  | R63-0036
08045 |  | Colorado | Garfield | 4224211 | 36225713 | 34480912 | 045-0306 | 045-0306-0 | 045-0306-S | BARRETT - GRAND VALLEY GM 23-1 |  |  |  |  | 72 |  |  | 21111 | -108.079 | 39.4675 |  | 106 | 690 |  |  |  | 81635 |  | R63-0036
08045 |  | Colorado | Garfield | 4224311 | 36225613 | 34480812 | 045-0307 | 045-0307-0 | 045-0307-S | BARRETT - GRAND VALLEY GM 24-33 |  |  |  |  | 72 |  |  | 21111 | -108.083 | 39.4793 |  | 106 | 690 |  |  |  | 81635 |  | R63-0036
08045 |  | Colorado | Garfield | 4224411 | 36225513 | 34480712 | 045-0308 | 045-0308-0 | 045-0308-S | BARRETT - GRAND VALLEY GM 33-3 |  |  |  |  | 72 |  |  | 21111 | -108.0765 | 39.4669 |  | 106 | 690 |  |  |  | 81635 |  | R63-0036
08045 |  | Colorado | Garfield | 4224511 | 36225413 | 34480612 | 045-0309 | 045-0309-0 | 045-0309-S | WILLIAMS PROD - GM 34-3 WELL PAD |  |  |  |  | 72 |  |  | 21111 | -108.0767 | 39.4611 |  | 106 | 690 |  |  |  | 81635 |  | R63-0036
08045 |  | Colorado | Garfield | 4224511 | 96034913 | 92819512 | 045-0309 | 045-0309-0 | 045-0309-S | WILLIAMS PROD - GM 34-3 WELL PAD |  |  | 1 | 0.1 | 70 | 0 |  | 21111 | -108.0767 | 39.4611 |  | 106 | 690 |  |  |  | 81635 | 132
08045 |  | Colorado | Garfield | 4241311 | 36208813 | 34467312 | 045-0358 | 045-0358-0 | 045-0358-S | PETROLEUM DEVELOPMENT - NOLTE METER |  |  | 12 | 0.5 | 330 | 0.1 |  | 21111 | -108.0707 | 39.432 |  | 106 | 690 |  |  |  | 81635 |  | R63-0036
08045 |  | Colorado | Garfield | 4241411 | 36208413 | 34467212 | 045-0359 | 045-0359-0 | 045-0359-S | BARGATH LLC - HAYES GULCH |  |  | 20 | 2.84 | 148 |  | 8.1 | 21111 | -108.0514 | 39.4614 |  | 110 | 400 |  |  |  | 81635 |  | R63-0036
08045 |  | Colorado | Garfield | 4241411 | 68614513 | 62980512 | 045-0359 | 045-0359-0 | 045-0359-S | BARGATH LLC - HAYES GULCH | [7 empty] | 21111 | -108.0515 | 39.4667 |  | 110 | 300 |  |  |  | 81635
08045 |  | Colorado | Garfield | 4241511 | 36207913 | 34466812 | 045-0360 | 045-0360-0 | 045-0360-S | BARGATH LLC - HAYBARN |  |  | 1 | 0.1 | 70 | 0 |  | 21111 | -108.0788 | 39.4709 |  | 110 | 400 |  |  |  | 81635 |  | R63-0036
08045 |  | Colorado | Garfield | 4241511 | 36208013 | 34466512 | 045-0360 | 045-0360-0 | 045-0360-S | BARGATH LLC - HAYBARN |  |  |  |  | 72 |  |  | 21111 | -108.0788 | 39.4709 |  | 110 | 490 |  |  |  | 81635 |  | R63-0036
08045 |  | Colorado | Garfield | 4241811 | 103437613 | 107190712 | 045-0363 | 045-0363-0 | 045-0363-S | GRAND RIVER GATH - EAST MAMM CREEK CS |  |  | 20 | 2 | 700 |  | 10 | 21111 | -107.7237 | 39.4892 |  | 110 | 400 |  |  |  | 81652 | 99
08045 |  | Colorado | Garfield | 4241811 | 68615113 | 62981112 | 045-0363 | 045-0363-0 | 045-0363-S | GRAND RIVER GATH - EAST MAMM CREEK CS |  |  | 1 | 0.1 | 70 | 0 |  | 21111 | -107.7237 | 39.4892 |  | 110 | 690 |  |  |  | 81652 | 99
08045 |  | Colorado | Garfield | 4241811 | 68615513 | 62981512 | 045-0363 | 045-0363-0 | 045-0363-S | GRAND RIVER GATH - EAST MAMM CREEK CS | [7 empty] | 21111 | -107.7237 | 39.4892 |  | 110 | 300 |  |  |  | 81652
08045 |  | Colorado | Garfield | 4241811 | 96035913 | 92820512 | 045-0363 | 045-0363-0 | 045-0363-S | GRAND RIVER GATH - EAST MAMM CREEK CS |  |  | 1 | 0.1 | 70 | 0 |  | 21111 | -107.7237 | 39.4892 |  | 110 | 690 |  |  |  | 81652 | 132
08045 |  | Colorado | Garfield | 4242011 | 36205513 | 34465112 | 045-0365 | 045-0365-0 | 045-0365-S | BARGATH LLC - PARACHUTE |  |  |  |  | 72 |  |  | 21111 | -108.1088 | 39.4856 |  | 106 | 999 |  |  |  | 81635 |  | R63-0036
08045 |  | Colorado | Garfield | 4242011 | 36205813 | 34465212 | 045-0365 | 045-0365-0 | 045-0365-S | BARGATH LLC - PARACHUTE |  |  |  |  | 72 |  |  | 21111 | -108.1088 | 39.4856 |  | 106 | 690 |  |  |  | 81635 | 23 | R63-0036
08045 |  | Colorado | Garfield | 4242011 | 36205913 | 34464012 | 045-0365 | 045-0365-0 | 045-0365-S | BARGATH LLC - PARACHUTE | 0.2 |  | 18 | 0.58 | 335 |  | 10.2 | 21111 | -108.1088 | 39.4856 |  | 106 | 690 |  |  |  | 81635 | 23 | R63-0036
08045 |  | Colorado | Garfield | 4242011 | 36206713 | 34464512 | 045-0365 | 045-0365-0 | 045-0365-S | BARGATH LLC - PARACHUTE |  |  |  |  | 72 |  |  | 21111 | -108.1088 | 39.4856 |  | 106 | 490 |  |  |  | 81635 |  | R63-0036
08045 |  | Colorado | Garfield | 4242011 | 36206813 | 34464912 | 045-0365 | 045-0365-0 | 045-0365-S | BARGATH LLC - PARACHUTE | 0.7 |  | 75 | 3 | 800 |  | 10 | 21111 | -108.1088 | 39.4856 |  | 106 | 280 |  |  |  | 81635 | 23 | R63-0036
08045 |  | Colorado | Garfield | 4242011 | 68616113 | 62982112 | 045-0365 | 045-0365-0 | 045-0365-S | BARGATH LLC - PARACHUTE | 22.7 |  | 21 | 6.08 | 500 |  | 10.8 | 21111 | -108.1096 | 39.4872 |  | 106 | 290 |  |  |  | 81635
08045 |  | Colorado | Garfield | 4242011 | 68616213 | 62982212 | 045-0365 | 045-0365-0 | 045-0365-S | BARGATH LLC - PARACHUTE |  |  | 20 | 0.5 | 130 |  | 141.9 | 21111 | -108.1096 | 39.4872 |  | 106 | 690 |  |  |  | 81635 | 23
08045 |  | Colorado | Garfield | 4242011 | 68616313 | 62982312 | 045-0365 | 045-0365-0 | 045-0365-S | BARGATH LLC - PARACHUTE |  |  | 1 | 0.1 | 70 | 0 |  | 21111 | -108.1096 | 39.4872 |  | 106 | 690 |  |  |  | 81635 | 23
08045 |  | Colorado | Garfield | 4242011 | 68616413 | 62982412 | 045-0365 | 045-0365-0 | 045-0365-S | BARGATH LLC - PARACHUTE | 1.5 |  | 75 | 3 | 800 |  | 10 | 21111 | -108.1096 | 39.4872 |  | 106 | 280 |  |  |  | 81635 | 23
08045 |  | Colorado | Garfield | 4242011 | 68616513 | 62982512 | 045-0365 | 045-0365-0 | 045-0365-S | BARGATH LLC - PARACHUTE | [7 empty] | 21111 | -108.1096 | 39.4872 |  | 106 | 300 |  |  |  | 81635
08045 |  | Colorado | Garfield | 4242011 | 68616613 | 62982412 | 045-0365 | 045-0365-0 | 045-0365-S | BARGATH LLC - PARACHUTE |  |  | 75 | 3 | 800 |  | 10 | 21111 | -108.1096 | 39.4872 |  | 106 | 690 |  |  |  | 81635 | 23
08045 |  | Colorado | Garfield | 4242011 | 68616713 | 62982612 | 045-0365 | 045-0365-0 | 045-0365-S | BARGATH LLC - PARACHUTE | 10.1 |  | 75 | 2.5 | 1600 |  | 10 | 21111 | -108.1096 | 39.4872 |  | 106 | 270 |  |  |  | 81635 | 131
08045 |  | Colorado | Garfield | 4242111 | 103437713 | 107190812 | 045-0366 | 045-0366-0 | 045-0366-S | ENCANA OIL & GAS (USA), INC. - GASAWAY |  |  | 20 | 2 | 700 |  | 10 | 21111 | -108.5151 | 39.5059 |  | 106 | 400 |  |  |  | 81630 | 23
08045 |  | Colorado | Garfield | 4242111 | 68617913 | 62983712 | 045-0366 | 045-0366-0 | 045-0366-S | ENCANA OIL & GAS (USA), INC. - GASAWAY |  |  | 1 | 0.1 | 70 | 0 |  | 21111 | -108.5151 | 39.5059 |  | 106 | 690 |  |  |  | 81630
08045 |  | Colorado | Garfield | 4242111 | 96036013 | 92820612 | 045-0366 | 045-0366-0 | 045-0366-S | ENCANA OIL & GAS (USA), INC. - GASAWAY |  |  | 1 | 0.1 | 70 | 0 |  | 21111 | -108.5151 | 39.5059 |  | 106 | 300 |  |  |  | 81630
08045 |  | Colorado | Garfield | 4242111 | 96036213 | 92820812 | 045-0366 | 045-0366-0 | 045-0366-S | ENCANA OIL & GAS (USA), INC. - GASAWAY |  |  | 1 | 0.1 | 70 | 0 |  | 21111 | -108.5151 | 39.5059 |  | 106 | 690 |  |  |  | 81630
08045 |  | Colorado | Garfield | 4242211 | 36204213 | 34462912 | 045-0367 | 045-0367-0 | 045-0367-S | ENCANA OIL & GAS - HUNTER MESA |  |  |  |  | 72 |  |  | 21111 | -107.7168 | 39.4687 |  | 106 | 300 |  |  |  | 81652 |  | R63-0036
08045 |  | Colorado | Garfield | 4242211 | 36204313 | 34463212 | 045-0367 | 045-0367-0 | 045-0367-S | ENCANA OIL & GAS - HUNTER MESA |  |  | 20 | 2.84 | 148 |  | 8.1 | 21111 | -107.7168 | 39.4687 |  | 106 | 400 |  |  |  | 81652 | 110 | R63-0036
08045 |  | Colorado | Garfield | 4242211 | 68618113 | 62983912 | 045-0367 | 045-0367-0 | 045-0367-S | ENCANA OIL & GAS - HUNTER MESA |  |  | 20 | 2.84 | 148 |  | 8.1 | 21111 | -107.7159 | 39.4689 |  | 106 | 400 |  |  |  | 81652
08045 |  | Colorado | Garfield | 4242211 | 68618313 | 62984112 | 045-0367 | 045-0367-0 | 045-0367-S | ENCANA OIL & GAS - HUNTER MESA | [7 empty] | 21111 | -107.7159 | 39.4689 |  | 106 | 410 |  |  |  | 81652
08045 |  | Colorado | Garfield | 4242311 | 103437813 | 107190912 | 045-0368 | 045-0368-0 | 045-0368-S | GRAND RIVER GATHERING - PUMBA CS | [7 empty] | 21111 | -107.7564 | 39.4648 |  | 110 | 480 |  |  |  | 81650
08045 |  | Colorado | Garfield | 4242311 | 68618613 | 62984412 | 045-0368 | 045-0368-0 | 045-0368-S | GRAND RIVER GATHERING - PUMBA CS |  |  | 1 | 0.1 | 70 | 0 |  | 21111 | -107.7564 | 39.4648 |  | 110 | 690 |  |  |  | 81650
08045 |  | Colorado | Garfield | 4242311 | 68618713 | 62984512 | 045-0368 | 045-0368-0 | 045-0368-S | GRAND RIVER GATHERING - PUMBA CS | [7 empty] | 21111 | -107.7564 | 39.4648 |  | 110 | 300 |  |  |  | 81650
08045 |  | Colorado | Garfield | 4242311 | 68618813 | 62984612 | 045-0368 | 045-0368-0 | 045-0368-S | GRAND RIVER GATHERING - PUMBA CS |  |  | 20 | 2 | 700 |  | 10 | 21111 | -107.7564 | 39.4648 |  | 110 | 400 |  |  |  | 81650 | 23
08045 |  | Colorado | Garfield | 4242511 | 103437913 | 107191012 | 045-0370 | 045-0370-0 | 045-0370-S | ENCANA - RIFLE BOOSTER STATION |  |  | 20 | 2.84 | 148 |  | 8.1 | 21111 | -107.833 | 39.5286 |  | 110 | 400 |  |  |  | 81650 | 23
08045 |  | Colorado | Garfield | 4242511 | 36203513 | 34462312 | 045-0370 | 045-0370-0 | 045-0370-S | ENCANA - RIFLE BOOSTER STATION |  |  |  |  | 72 |  |  | 21111 | -107.8316 | 39.5285 |  | 110 | 300 |  |  |  | 81650 |  | R63-0036
08045 |  | Colorado | Garfield | 4242511 | 68619213 | 62985012 | 045-0370 | 045-0370-0 | 045-0370-S | ENCANA - RIFLE BOOSTER STATION |  |  | 1 | 0.1 | 70 | 0 |  | 21111 | -107.833 | 39.5286 |  | 110 | 480 |  |  |  | 81650
08045 |  | Colorado | Garfield | 4242511 | 68619313 | 62985112 | 045-0370 | 045-0370-0 | 045-0370-S | ENCANA - RIFLE BOOSTER STATION | 0.45 | 0.001907 | 20 | 2 | 700 |  | 10 | 21111 | -107.833 | 39.5286 |  | 110 | 280 |  |  |  | 81650
08045 |  | Colorado | Garfield | 4285411 | 36202113 | 34460812 | 045-0310 | 045-0310-0 | 045-0310-S | BARRETT - GRAND VALLEY GM 42-33 |  |  |  |  | 72 |  |  | 21111 | -108.0744 | 39.4848 |  | 106 | 690 |  |  |  | 81635 |  | R63-0036
08045 |  | Colorado | Garfield | 4305811 | 36440613 | 34700112 | 045-0574 | 045-0574-0 | 045-0574-S | WPX ENERGY RKY MTN, LLC - RMV 152-22 |  |  | 1 | 0.1 | 70 | 0 |  | 211112 | -107.8821 | 39.5041 |  | 106 | 400 |  |  |  | 81635 |  | R63-0036
08045 |  | Colorado | Garfield | 4305911 | 36440513 | 86961712 | 045-0575 | 045-0575-0 | 045-0575-S | WILLIAMS PROD - RMV 125-33, 161-33 |  |  | 20 | 2 | 700 |  | 10 | 211112 | -107.9002 | 39.4753 |  | 106 | 400 |  |  |  | 81650 | 23
08045 |  | Colorado | Garfield | 4306011 | 36440413 | 34699912 | 045-0576 | 045-0576-0 | 045-0576-S | WPX ENERGY RKY MTN, LLC - RMV 19-28 |  |  | 1 | 0.1 | 70 | 0 |  | 211112 | -107.897 | 39.4938 |  | 106 | 400 |  |  |  | 81650 |  | R63-0036
08045 |  | Colorado | Garfield | 4306111 | 36440313 | 34699812 | 045-0577 | 045-0577-0 | 045-0577-S | WPX ENERGY RKY MTN, LLC - RMV 206-20 |  |  | 1 | 0.1 | 70 | 0 |  | 211112 | -107.9205 | 39.5078 |  | 106 | 400 |  |  |  | 81635 |  | R63-0036
08045 |  | Colorado | Garfield | 4306211 | 36440213 | 34699712 | 045-0578 | 045-0578-0 | 045-0578-S | WILLIAMS PRODUCTION RMV 228-27 |  |  | 20 | 2.84 | 148 |  | 8 | 211112 | -107.8779 | 39.4989 |  | 106 | 400 |  |  |  | 81650 |  | R63-0036
08045 |  | Colorado | Garfield | 4306511 | 36439913 | 34699412 | 045-0581 | 045-0581-0 | 045-0581-S | WPX ENERGY RKY MTN, LLC - RMV 25-20 |  |  | 1 | 0.1 | 70 | 0 |  | 211112 | -107.9095 | 39.5091 |  | 106 | 400 |  |  |  | 81650 |  | R63-0036
08045 |  | Colorado | Garfield | 4306611 | 36439813 | 34699312 | 045-0582 | 045-0582-0 | 045-0582-S | WPX ENERGY RKY MTN, LLC - RMV 32-21 |  |  | 1 | 0.1 | 70 | 0 |  | 211112 | -107.901 | 39.5086 |  | 106 | 400 |  |  |  | 81650 |  | R63-0036
08045 |  | Colorado | Garfield | 4306711 | 36439613 | 34699212 | 045-0583 | 045-0583-0 | 045-0583-S | WILLIAMS PRODUCTION RMT - RMV 37-33 |  |  | 1 | 0.1 | 70 | 0 |  | 211112 | -107.8912 | 39.4879 |  | 106 | 400 |  |  |  | 81650 |  | R63-0036
08045 |  | Colorado | Garfield | 4306711 | 36439713 | 34699112 | 045-0583 | 045-0583-0 | 045-0583-S | WILLIAMS PRODUCTION RMT - RMV 37-33 |  |  | 1 | 0.1 | 70 | 0 |  | 211112 | -107.8912 | 39.4879 |  | 106 | 690 |  |  |  | 81650 |  | R63-0036
08045 |  | Colorado | Garfield | 4306811 | 36439513 | 86961812 | 045-0584 | 045-0584-0 | 045-0584-S | WILLIAMS PRODUCTION RMT - RMV 50-18 |  |  | 20 | 2 | 700 |  | 10 | 211112 | -107.9255 | 39.52 |  | 106 | 400 |  |  |  | 81635 | 23
08045 |  | Colorado | Garfield | 4306911 | 36439313 | 34698812 | 045-0585 | 045-0585-0 | 045-0585-S | WILLIAMS PRODUCTION RMT - RMV 54-28 |  |  | 20 | 2.84 | 148 |  | 8 | 211112 | -107.8994 | 39.5017 |  | 106 | 400 |  |  |  | 81650 |  | R63-0036
08045 |  | Colorado | Garfield | 4307011 | 36439213 | 34698712 | 045-0586 | 045-0586-0 | 045-0586-S | WPX ENERGY RKY MTN, LLC - RMV 65-20 |  |  | 1 | 0.1 | 70 | 0 |  | 211112 | -107.9106 | 39.506 |  | 106 | 400 |  |  |  | 81650 |  | R63-0036
08045 |  | Colorado | Garfield | 4307111 | 36439113 | 34698612 | 045-0587 | 045-0587-0 | 045-0587-S | WPX ENERGY RKY MTN, LLC - RMV 90-20 |  |  | 1 | 0.1 | 70 | 0 |  | 211112 | -107.9179 | 39.5099 |  | 106 | 400 |  |  |  | 81635 |  | R63-0036
08045 |  | Colorado | Garfield | 4307211 | 36439013 | 34698412 | 045-0588 | 045-0588-0 | 045-0588-S | WILLIAMS PRODUCTION RMT - RMV 92-29 |  |  | 1 | 0.1 | 70 | 0 |  | 211112 | -107.9155 | 39.5025 |  | 106 | 400 |  |  |  | 81635 |  | R63-0036
08045 |  | Colorado | Garfield | 4307311 | 36438813 | 34698312 | 045-0589 | 045-0589-0 | 045-0589-S | WPX ENERGY RKY MTN, LLC - RMV 93-21 |  |  | 1 | 0.1 | 70 | 0 |  | 211112 | -107.8964 | 39.508 |  | 106 | 400 |  |  |  | 81650 |  | R63-0036
08045 |  | Colorado | Garfield | 4307411 | 36438713 | 34698212 | 045-0590 | 045-0590-0 | 045-0590-S | WPX ENERGY RKY MTN, LLC - RMV 99-28 |  |  | 1 | 0.1 | 70 | 0 |  | 211112 | -107.887 | 39.498 |  | 106 | 400 |  |  |  | 81635 |  | R63-0036
08045 |  | Colorado | Garfield | 4307511 | 36438613 | 34698112 | 045-0591 | 045-0591-0 | 045-0591-S | WPX ENERGY RKY MTN, LLC - RWF 11-4 |  |  | 1 | 0.1 | 70 | 0 |  | 211112 | -107.9 | 39.4731 |  | 106 | 400 |  |  |  | 81650 |  | R63-0036
08045 |  | Colorado | Garfield | 4307611 | 96037013 | 92821712 | 045-0592 | 045-0592-0 | 045-0592-S | WPX ENERGY - RMV 126-4 |  |  | 20 | 2.84 | 148 |  | 8.1 | 211112 | -107.8978 | 39.4687 |  | 106 | 400 |  |  |  | 81650
08045 |  | Colorado | Garfield | 4307711 | 36438413 | 92821812 | 045-0593 | 045-0593-0 | 045-0593-S | WPX ENERGY RKY MTN, LLC - RWF 314-16 |  |  | 20 | 2 | 700 |  | 10 | 211112 | -107.9021 | 39.521 |  | 106 | 400 |  |  |  | 81650 | 23
08045 |  | Colorado | Garfield | 4307811 | 36438313 | 34697812 | 045-0594 | 045-0594-0 | 045-0594-S | WILLIAMS PRODUCTION RMT - RWF 333-18 |  |  | 20 | 2.84 | 148 |  | 8 | 211112 | -107.93 | 39.5238 |  | 106 | 400 |  |  |  | 81635 |  | R63-0036
08045 |  | Colorado | Garfield | 4307911 | 36438213 | 34697712 | 045-0595 | 045-0595-0 | 045-0595-S | WILLIAMS PRODUCTION RMT - RMV 132-18 |  |  | 20 | 2.84 | 148 |  | 8 | 211112 | -107.9228 | 39.523 |  | 106 | 400 |  |  |  | 81635 |  | R63-0036
08045 |  | Colorado | Garfield | 4308011 | 36438113 | 34697612 | 045-0596 | 045-0596-0 | 045-0596-S | WILLIAMS PRODUCTION RMT - RMV 144-19 |  |  | 20 | 2.84 | 148 |  | 8 | 211112 | -107.924 | 39.5115 |  | 106 | 400 |  |  |  | 81635 |  | R63-0036
08045 |  | Colorado | Garfield | 4308111 | 36438013 | 34697512 | 045-0597 | 045-0597-0 | 045-0597-S | WILLIAMS PRODUCTION RMT - RMV 204-20 |  |  | 1 | 0.1 | 70 | 0 |  | 211112 | -107.9177 | 39.5147 |  | 106 | 400 |  |  |  | 81650 |  | R63-0036
08045 |  | Colorado | Garfield | 4360311 | 36259113 | 34515212 | 045-0077 | 045-0077-0 | 045-0077-S | ETC CANYON PIPELINE - RIFLE C.S. |  |  |  |  | 72 |  |  | 21111 | -107.8299 | 39.531 |  | 106 | 300 |  |  |  | 81650 |  | R63-0036
08045 |  | Colorado | Garfield | 4360311 | 68608213 | 62974612 | 045-0077 | 045-0077-0 | 045-0077-S | ETC CANYON PIPELINE - RIFLE C.S. | 2.5 |  | 30 | 4 | 1500 |  | 10.2 | 21111 | -107.8297 | 39.5318 |  | 106 | 690 |  |  |  | 81650 | 132
08045 |  | Colorado | Garfield | 4360311 | 96034413 | 92819012 | 045-0077 | 045-0077-0 | 045-0077-S | ETC CANYON PIPELINE - RIFLE C.S. |  |  | 20 | 2.84 | 148 |  | 8.1 | 21111 | -107.8297 | 39.5318 |  | 106 | 400 |  |  |  | 81650 | 23
08045 |  | Colorado | Garfield | 4360711 | 103436913 | 107190212 | 045-0091 | 045-0091-0 | 045-0091-S | BARGATH, LLC - WASATCH COMPRESSOR YARD | [7 empty] | 21111 | -108.008 | 39.4774 |  | 110 | 400 |  |  |  | 81635
08045 |  | Colorado | Garfield | 4360711 | 103437013 | 107190312 | 045-0091 | 045-0091-0 | 045-0091-S | BARGATH, LLC - WASATCH COMPRESSOR YARD | [7 empty] | 21111 | -108.008 | 39.4774 |  | 110 | 490 |  |  |  | 81635
08045 |  | Colorado | Garfield | 4360711 | 36257413 | 34513812 | 045-0091 | 045-0091-0 | 045-0091-S | BARGATH, LLC - WASATCH COMPRESSOR YARD |  |  |  |  | 72 |  |  | 21111 | -108.0077 | 39.4787 |  | 110 | 490 |  |  |  | 81635 |  | R63-0036
08045 |  | Colorado | Garfield | 4360711 | 36257813 | 34513312 | 045-0091 | 045-0091-0 | 045-0091-S | BARGATH, LLC - WASATCH COMPRESSOR YARD |  |  | 15 | 0.2 | 70 |  | 0.1 | 21111 | -108.0077 | 39.4787 |  | 110 | 400 |  |  |  | 81635 |  | R63-0036
08045 |  | Colorado | Garfield | 4436111 | 36231313 | 34486612 | 045-0253 | 045-0253-0 | 045-0253-S | BARRETT RESOURCES CORP, GM 11-2 WELL |  |  |  |  | 72 |  |  | 21111 | -108.0748 | 39.4664 |  | 106 | 690 |  |  |  | 81635 |  | R63-0036
08045 |  | Colorado | Garfield | 4436211 | 36231213 | 34486512 | 045-0254 | 045-0254-0 | 045-0254-S | BARRETT RESOURCES CORP, GM 12-2 WELL |  |  |  |  | 72 |  |  | 21111 | -108.0781 | 39.4727 |  | 106 | 690 |  |  |  | 81635 |  | R63-0036
08045 |  | Colorado | Garfield | 4436311 | 36231113 | 34486412 | 045-0255 | 045-0255-0 | 045-0255-S | BARRETT RESOURCES CORP, GM 13-2 WELL |  |  |  |  | 72 |  |  | 21111 | -108.1967 | 39.4708 |  | 106 | 690 |  |  |  | 81635 |  | R63-0036
08045 |  | Colorado | Garfield | 4436511 | 36230913 | 34486212 | 045-0257 | 045-0257-0 | 045-0257-S | BARRETT RESOURCES CORP, GM 13-35 |  |  |  |  | 72 |  |  | 21111 | -108.079 | 39.4808 |  | 106 | 690 |  |  |  | 81635 |  | R63-0036
08045 |  | Colorado | Garfield | 4436811 | 36230613 | 34485912 | 045-0260 | 045-0260-0 | 045-0260-S | BARRETT RESOURCES COPR, GM 22-2 WELL |  |  |  |  | 72 |  |  | 21111 | -108.0759 | 39.4697 |  | 106 | 690 |  |  |  | 81635 |  | R63-0036
08045 |  | Colorado | Garfield | 4436911 | 36230513 | 34485812 | 045-0261 | 045-0261-0 | 045-0261-S | BARRETT RESOURCES CORP, GM 22-3 WELL |  |  |  |  | 72 |  |  | 21111 | -108.0945 | 39.4703 |  | 106 | 690 |  |  |  | 81635 |  | R63-0036
08045 |  | Colorado | Garfield | 4437011 | 36230413 | 34485712 | 045-0262 | 045-0262-0 | 045-0262-S | BARRETT RESOUCES CORP, GM 23-2 WELL |  |  |  |  | 72 |  |  | 21111 | -108.0748 | 39.4664 |  | 106 | 690 |  |  |  | 81635 |  | R63-0036
08045 |  | Colorado | Garfield | 4437111 | 103437113 | 107574112 | 045-0263 | 045-0263-0 | 045-0263-S | BARRETT RESOURCES - GM 33-2 WELL |  |  | 1 | 0.1 | 70 | 0 |  | 21111 | -108.0741 | 39.4646 |  | 106 | 690 |  |  |  | 81635 | 99
08045 |  | Colorado | Garfield | 4437111 | 36230313 | 34485612 | 045-0263 | 045-0263-0 | 045-0263-S | BARRETT RESOURCES - GM 33-2 WELL |  |  |  |  | 72 |  |  | 21111 | -108.0704 | 39.4672 |  | 106 | 690 |  |  |  | 81635 |  | R63-0036
08045 |  | Colorado | Garfield | 4437211 | 36230213 | 34485512 | 045-0264 | 045-0264-0 | 045-0264-S | BARRETT RESOURCES CORP, GM 42-3 |  |  |  |  | 72 |  |  | 21111 | -108.0828 | 39.47 |  | 106 | 690 |  |  |  | 81635 |  | R63-0036
08045 |  | Colorado | Garfield | 4437311 | 36230113 | 34485412 | 045-0265 | 045-0265-0 | 045-0265-S | BARRETT RESOURCES CORP, GM 42-4 WELL |  |  |  |  | 72 |  |  | 21111 | -108.1026 | 39.4694 |  | 106 | 690 |  |  |  | 81635 |  | R63-0036
08045 |  | Colorado | Garfield | 4439511 | 90895313 | 92821312 | 045-0398 | 045-0398-0 | 045-0398-S | WPX ENERGY RKY MTN, LLC - SPRUCE CREEK |  |  | 20 | 2.84 | 148 |  | 8 | 21111 | -107.8994 | 39.4619 |  | 106 | 400 |  |  |  | 81650
08045 |  | Colorado | Garfield | 4439511 | 96036713 | 92821412 | 045-0398 | 045-0398-0 | 045-0398-S | WPX ENERGY RKY MTN, LLC - SPRUCE CREEK |  |  | 1 | 0.1 | 70 | 0 |  | 21111 | -107.8994 | 39.4619 |  | 106 | 490 |  |  |  | 81650
08045 |  | Colorado | Garfield | 4448511 | 36230013 | 34485312 | 045-0266 | 045-0266-0 | 045-0266-S | BARRETT RESOURCES CORP, GM 43-2 |  |  |  |  | 72 |  |  | 21111 | -108.0706 | 39.4655 |  | 106 | 690 |  |  |  | 81635 |  | R63-0036
08045 |  | Colorado | Garfield | 4448611 | 36229913 | 34485212 | 045-0267 | 045-0267-0 | 045-0267-S | WILLIAMS PROD RMT - GM 43-33 WELL |  |  |  |  | 72 |  |  | 21111 | -108.1009 | 39.4822 |  | 106 | 690 |  |  |  | 81635 |  | R63-0036
08045 |  | Colorado | Garfield | 4448611 | 96034613 | 92819212 | 045-0267 | 045-0267-0 | 045-0267-S | WILLIAMS PROD RMT - GM 43-33 WELL |  |  | 1 | 0.1 | 30 | 0 |  | 21111 | -108.1055 | 39.4798 |  | 106 | 690 |  |  |  | 81635 | 132
08045 |  | Colorado | Garfield | 4448711 | 36229813 | 34485112 | 045-0268 | 045-0268-0 | 045-0268-S | BARRETT RESOURCES CORP, GM 200-4 WELL |  |  |  |  | 72 |  |  | 21111 | -108.1012 | 39.4739 |  | 106 | 690 |  |  |  | 81635 |  | R63-0036
08045 |  | Colorado | Garfield | 4448811 | 36229713 | 34485012 | 045-0269 | 045-0269-0 | 045-0269-S | BARRETT RESOURCES CORP, GM 201-4 WELL |  |  |  |  | 72 |  |  | 21111 | -108.1084 | 39.4741 |  | 106 | 690 |  |  |  | 81635 |  | R63-0036
08045 |  | Colorado | Garfield | 4448811 | 96034713 | 92819312 | 045-0269 | 045-0269-0 | 045-0269-S | BARRETT RESOURCES CORP, GM 201-4 WELL |  |  | 1 | 0.1 | 70 | 0 |  | 21111 | -108.1119 | 39.4721 |  | 106 | 690 |  |  |  | 81635 | 132
08045 |  | Colorado | Garfield | 4448911 | 36229613 | 34484912 | 045-0270 | 045-0270-0 | 045-0270-S | BARRETT RESOURCES CORP, GM 202-33 WELL |  |  |  |  | 72 |  |  | 21111 | -108.1034 | 39.4786 |  | 106 | 690 |  |  |  | 81635 |  | R63-0036
08045 |  | Colorado | Garfield | 4449011 | 36229513 | 34484812 | 045-0271 | 045-0271-0 | 045-0271-S | GR 24-32 WELL |  |  |  |  | 72 |  |  | 21111 | -108.129 | 39.4791 |  | 106 | 690 |  |  |  | 81635 |  | R63-0036
08045 |  | Colorado | Garfield | 4449111 | 36229413 | 34484712 | 045-0272 | 045-0272-0 | 045-0272-S | BARRETT RESOURCES CORP, PA 12-33 WELL |  |  |  |  | 72 |  |  | 21111 | -108.0173 | 39.4816 |  | 106 | 690 |  |  |  | 81635 |  | R63-0036
08045 |  | Colorado | Garfield | 4449211 | 36229313 | 34484612 | 045-0273 | 045-0273-0 | 045-0273-S | BARRETT RESOURCES CORP, PA 24-32 WELL |  |  |  |  | 72 |  |  | 21111 | -108.0187 | 39.4758 |  | 106 | 690 |  |  |  | 81635 |  | R63-0036
08045 |  | Colorado | Garfield | 4449311 | 36229213 | 34484512 | 045-0274 | 045-0274-0 | 045-0274-S | BARRETT RESOURCES CORP, PA 24-33 WELL |  |  |  |  | 72 |  |  | 21111 | -108.0151 | 39.4772 |  | 106 | 690 |  |  |  | 81635 |  | R63-0036
08045 |  | Colorado | Garfield | 4449411 | 36229113 | 34484412 | 045-0275 | 045-0275-0 | 045-0275-S | BARRETT RESOURCES CORP, PA 43-32 WELL |  |  |  |  | 72 |  |  | 21111 | -108.022 | 39.4802 |  | 106 | 690 |  |  |  | 81635 |  | R63-0036
08045 |  | Colorado | Garfield | 4449511 | 36229013 | 34484312 | 045-0276 | 045-0276-0 | 045-0276-S | WILLIAMS PROD RMT CO, RED POINT 44-36 |  |  |  |  | 72 |  |  | 21111 | -108.1148 | 39.5697 |  | 106 | 690 |  |  |  | 81635 | 132 | R63-0036
08045 |  | Colorado | Garfield | 4449611 | 36228913 | 34484212 | 045-0277 | 045-0277-0 | 045-0277-S | BARRETT RESOURCES CORP, RMV 64-20 WELL |  |  |  |  | 72 |  |  | 21111 | -107.9265 | 39.5697 |  | 106 | 690 |  |  |  | 81635 |  | R63-0036
08045 |  | Colorado | Garfield | 4449711 | 36228813 | 34484112 | 045-0278 | 045-0278-0 | 045-0278-S | BARRETT RESOURCES CORP, RMV 65-20 WELL |  |  |  |  | 72 |  |  | 21111 | -107.9159 | 39.508 |  | 106 | 690 |  |  |  | 81635 |  | R63-0036
08045 |  | Colorado | Garfield | 4449811 | 36228713 | 34484012 | 045-0279 | 045-0279-0 | 045-0279-S | BARRETT RESOURCES CORP, RMV 67-20 WELL |  |  |  |  | 72 |  |  | 21111 | -107.9194 | 39.5107 |  | 106 | 690 |  |  |  | 81635 |  | R63-0036
08045 |  | Colorado | Garfield | 4449911 | 36228613 | 34483912 | 045-0280 | 045-0280-0 | 045-0280-S | BARRETT RESOURCES CORP, RMV 68-21 WELL |  |  |  |  | 72 |  |  | 21111 | -107.9008 | 39.5146 |  | 106 | 690 |  |  |  | 81650 |  | R63-0036
08045 |  | Colorado | Garfield | 4450011 | 36228513 | 34483812 | 045-0281 | 045-0281-0 | 045-0281-S | BARRETT RESOURCES CORP, RMV 200-20 WELL |  |  | 1 | 0.1 | 70 | 0 |  | 21111 | -107.9127 | 39.5161 |  | 106 | 690 |  |  |  | 81650 |  | R63-0036
08045 |  | Colorado | Garfield | 4450111 | 36228413 | 34483712 | 045-0282 | 045-0282-0 | 045-0282-S | BARRETT RESOURCES CORP, RMV 201-20 WELL |  |  |  |  | 72 |  |  | 21111 | -107.9217 | 39.516 |  | 106 | 690 |  |  |  | 81635 |  | R63-0036
08045 |  | Colorado | Garfield | 4450211 | 36228313 | 34483612 | 045-0283 | 045-0283-0 | 045-0283-S | BARRETT RESOURCES CORP, RMV 202-20 WELL |  |  |  |  | 72 |  |  | 21111 | -107.9216 | 39.5129 |  | 106 | 690 |  |  |  | 81635 |  | R63-0036
08045 |  | Colorado | Garfield | 4450311 | 36228213 | 34483512 | 045-0284 | 045-0284-0 | 045-0284-S | BARRETT RESOURCES CORP, RMV 203-20 WELL |  |  |  |  | 72 |  |  | 21111 | -107.9099 | 39.5133 |  | 106 | 690 |  |  |  | 81650 |  | R63-0036
08045 |  | Colorado | Garfield | 4450411 | 36228113 | 34483412 | 045-0285 | 045-0285-0 | 045-0285-S | BARRETT RESOURCES CORP, RU 13-7 WELL |  |  |  |  | 72 |  |  | 21111 | -107.827 | 39.4504 |  | 106 | 690 |  |  |  | 81650 |  | R63-0036
08045 |  | Colorado | Garfield | 4450511 | 36228013 | 34483312 | 045-0286 | 045-0286-0 | 045-0286-S | BARRETT RESOURCES CORP, RU 22-7 WELL |  |  |  |  | 72 |  |  | 21111 | -107.8225 | 39.4554 |  | 106 | 690 |  |  |  | 81650 |  | R63-0036
08045 |  | Colorado | Garfield | 4451411 | 36226313 | 34481512 | 045-0300 | 045-0300-0 | 045-0300-S | BARRETT - GRAND VALLEY GM 11-1 |  |  |  |  | 72 |  |  | 21111 | -108.0785 | 39.4738 |  | 106 | 690 |  |  |  | 81635 |  | R63-0036
08045 |  | Colorado | Garfield | 4451511 | 36226213 | 34481412 | 045-0301 | 045-0301-0 | 045-0301-S | BARRETT - GRAND VALLEY GM 12-1 |  |  |  |  | 72 |  |  | 21111 | -108.0785 | 39.471 |  | 106 | 690 |  |  |  | 81635 |  | R63-0036
08045 |  | Colorado | Garfield | 4451611 | 36226113 | 34481312 | 045-0302 | 045-0302-0 | 045-0302-S | BARRETT - GRAND VALLEY GM 12-12 |  |  |  |  | 72 |  |  | 21111 | -108.0829 | 39.4689 |  | 106 | 690 |  |  |  | 81635 |  | R63-0036
08045 |  | Colorado | Garfield | 4451811 | 36225913 | 34481112 | 045-0304 | 045-0304-0 | 045-0304-S | BARRETT - GRAND VALLEY GM 13-33 |  |  |  |  | 72 |  |  | 21111 | -108.0738 | 39.481 |  | 106 | 690 |  |  |  | 81635 |  | R63-0036
08045 |  | Colorado | Garfield | 4451911 | 36225813 | 34481012 | 045-0305 | 045-0305-0 | 045-0305-S | BARRETT - GRAND VALLEY GM 21-12 |  |  |  |  | 72 |  |  | 21111 | -108.0794 | 39.4583 |  | 106 | 690 |  |  |  | 81635 |  | R63-0036
08051 |  | Colorado | Gunnison | 12841911 | 68694813 | 63061912 | 051-0054 | 051-0054-0 | 051-0054-S | GUNNISON ENERGY-RAGGED MOUNTAIN C.S. |  |  | 1 | 0.1 | 72 | 0 |  | 21111 | -107.4839 | 39.1638 |  |  | 690 |  |  |  | 81434 | 131
08051 |  | Colorado | Gunnison | 12841911 | 68694913 | 63062012 | 051-0054 | 051-0054-0 | 051-0054-S | GUNNISON ENERGY-RAGGED MOUNTAIN C.S. |  |  | 1 | 0.1 | 72 | 0 |  | 21111 | -107.4839 | 39.1638 |  |  | 300 |  |  |  | 81434
08051 |  | Colorado | Gunnison | 12841911 | 90917413 | 86985812 | 051-0054 | 051-0054-0 | 051-0054-S | GUNNISON ENERGY-RAGGED MOUNTAIN C.S. | 0.000448 |  | 1 | 0.1 | 70 | 0 |  | 21111 | -107.4839 | 39.1638 |  |  | 690 |  |  |  | 81434 | 23
08055 |  | Colorado | Huerfano | 12845511 | 68727913 | 63095612 | 055-0023 | 055-0023-0 | 055-0023-S | OAKDALE GAS PROCESSING - LA VETA GAS P | [7 empty] | 21111 | -105.1039 | 37.5389 |  |  | 999 |  |  |  | 81055
08055 |  | Colorado | Huerfano | 12845511 | 68728013 | 63095712 | 055-0023 | 055-0023-0 | 055-0023-S | OAKDALE GAS PROCESSING - LA VETA GAS P | [7 empty] | 21111 | -105.1039 | 37.5389 |  |  | 490 |  |  |  | 81055
08055 |  | Colorado | Huerfano | 12845511 | 68728113 | 63095812 | 055-0023 | 055-0023-0 | 055-0023-S | OAKDALE GAS PROCESSING - LA VETA GAS P | 1.5 | [6 empty] | 21111 | -105.1039 | 37.5389 |  |  | 280 |  |  |  | 81055
08055 |  | Colorado | Huerfano | 12845511 | 68728213 | 63095912 | 055-0023 | 055-0023-0 | 055-0023-S | OAKDALE GAS PROCESSING - LA VETA GAS P |  |  | 20 | 2 | 700 |  | 10 | 21111 | -105.1039 | 37.5389 |  |  | 400 |  |  |  | 81055 | 23
08057 |  | Colorado | Jackson | 12846611 | 103464713 | 107207912 | 057-0028 | 057-0028-0 | 057-0028-S | EOG RESOURCES, INC MUTUAL 2-30H |  |  | 20 | 2 | 700 |  | 10 | 211112 | -106.4144 | 40.5429 |  |  | 400 |  |  |  | 80480 | 23
08057 |  | Colorado | Jackson | 12846611 | 68730913 | 63098412 | 057-0028 | 057-0028-0 | 057-0028-S | EOG RESOURCES, INC MUTUAL 2-30H |  |  | 20 | 2 | 700 |  | 10 | 211112 | -106.4144 | 40.5429 |  |  | 400 |  |  |  | 80480 | 23
08057 |  | Colorado | Jackson | 12846711 | 103464813 | 107208012 | 057-0029 | 057-0029-0 | 057-0029-S | EOG RESOURCES, INC MUTUAL 7-17H |  |  | 20 | 2 | 700 |  | 10 | 211112 | -106.4047 | 40.5829 |  |  | 400 |  |  |  | 80430 | 23
08057 |  | Colorado | Jackson | 12846711 | 68731013 | 63098512 | 057-0029 | 057-0029-0 | 057-0029-S | EOG RESOURCES, INC MUTUAL 7-17H |  |  | 20 | 2 | 700 |  | 10 | 211112 | -106.4047 | 40.5829 |  |  | 400 |  |  |  | 80430 | 23
08057 |  | Colorado | Jackson | 13173911 | 68730813 | 63098312 | 057-0027 | 057-0027-0 | 057-0027-S | EOG RESOURCES, INC VANETA 1-32D |  |  | 20 | 2 | 700 |  | 10 | 211112 | -106.3906 | 40.5393 |  |  | 400 |  |  |  | 80430 | 23
08057 |  | Colorado | Jackson | 4262011 | 36082613 | 34345812 | 057-0012 | 057-0012-0 | 057-0012-S | BONANZA CREEK - MCCALLUM FIELD |  |  | 20 | 29 | 70 | 0 |  | 21111 | -106.2131 | 40.7649 |  | 106 | 490 |  |  |  | 80480 |  | R63-0036
08057 |  | Colorado | Jackson | 4262011 | 36082713 | 34345712 | 057-0012 | 057-0012-0 | 057-0012-S | BONANZA CREEK - MCCALLUM FIELD |  |  | 20 | 0.33 | 70 | 0 |  | 21111 | -106.2131 | 40.7649 |  | 106 | 400 |  |  |  | 80480 |  | R63-0036
08057 |  | Colorado | Jackson | 4262511 | 36082113 | 34345212 | 057-0022 | 057-0022-0 | 057-0022-S | NIELSON & ASSOCIATES FEDERAL #8-3 |  |  |  |  | 72 |  |  | 211112 | -106.1809 | 40.7581 |  | 106 | 400 |  |  |  | 80480 |  | R63-0036
08061 |  | Colorado | Kiowa | 12852311 | 68754113 | 63122012 | 061-0189 | 061-0189-0 | 061-0189-S | ENERVEST OPERATING- FRAZEE 2-6 |  |  | 20 | 2.84 | 148 |  | 8.1 | 211112 | -103.0593 | 38.4388 |  |  | 400 |  |  |  | 81045
08061 |  | Colorado | Kiowa | 13206111 | 90920013 | 86988412 | 061-0186 | 061-0186-0 | 061-0186-S | MULL DRILLING CO - UPLRC GEORGE TANK |  |  | 1 | 0.1 | 70 | 0 |  | 211112 | -102.7446 | 38.6031 |  |  | 400 |  |  |  | 81036
08061 |  | Colorado | Kiowa | 13206211 | 68753913 | 63121712 | 061-0187 | 061-0187-0 | 061-0187-S | MULL DRILLING CO - UPLRC GEORGE A #1 |  |  | 20 | 2.84 | 148 |  | 8.1 | 211112 | -102.738 | 38.6013 |  |  | 400 |  |  |  | 81036
08061 |  | Colorado | Kiowa | 13206211 | 68753913 | 63121812 | 061-0187 | 061-0187-0 | 061-0187-S | MULL DRILLING CO - UPLRC GEORGE A #1 |  |  | 20 | 2 | 700 |  | 10 | 211112 | -102.738 | 38.6013 |  |  | 400 |  |  |  | 81036 | 23
08061 |  | Colorado | Kiowa | 13220811 | 68754013 | 63121912 | 061-0188 | 061-0188-0 | 061-0188-S | MULL DRILLING CO - UPLRC MERWIN |  |  | 1 | 0.1 | 70 | 0 |  | 211112 | -102.7561 | 38.5871 |  |  | 400 |  |  |  | 81036
08061 |  | Colorado | Kiowa | 15270811 | 96072313 | 92861412 | 061-0196 | 061-0196-0 | 061-0196-S | MULL DRILLING - THOR UNIT CRUDE OIL TANK |  |  | 12 | 0.17 | 70 | 0 |  | 21111 | -102.4468 | 38.469 |  |  | 400 |  |  |  | 81071
08061 |  | Colorado | Kiowa | 16177611 | 103467813 | 107587512 | 061-0199 | 061-0199-0 | 061-0199-S | MULL DRILLING - EHT CRUDE OIL TANK BATT |  |  | 13 | 0.2 | 30 | 0 |  | 21111 | -102.4409 | 38.5291 |  |  | 400 |  |  |  | 81071
08061 |  | Colorado | Kiowa | 16177711 | 103467113 | 107586812 | 061-0197 | 061-0197-0 | 061-0197-S | MULL DRILLING CO - APC TALLMAN |  |  | 1 | 0.1 | 70 | 0 |  | 211112 | -102.4458 | 38.5202 |  |  | 400 |  |  |  | 81071
08061 |  | Colorado | Kiowa | 16177811 | 103468013 | 107587712 | 061-0200 | 061-0200-0 | 061-0200-S | MULL DRILLING CO - APC TENNELL |  |  | 13 | 0.16 | 30 | 0 |  | 21111 | -102.4668 | 38.5383 |  |  | 400 |  |  |  | 81071
08061 |  | Colorado | Kiowa | 16177911 | 103467513 | 107587212 | 061-0198 | 061-0198-0 | 061-0198-S | MULL DRILLING CO - W-F MICHEL |  |  | 13 | 0.1 | 70 | 0 |  | 21111 | -102.4985 | 38.4573 |  |  | 999 |  |  |  | 81036
08061 |  | Colorado | Kiowa | 4388111 | 68753213 | 63121012 | 061-0007 | 061-0007-0 | 061-0007-S | OXY USA INC. - MCCLAVE CS |  |  | 16 | 2.5 | 212 | 20 |  | 21111 | -102.8167 | 38.2729 |  | 110 | 690 |  |  |  | 81036 | 132
08061 |  | Colorado | Kiowa | 4388111 | 68753313 | 63121112 | 061-0007 | 061-0007-0 | 061-0007-S | OXY USA INC. - MCCLAVE CS |  |  | 16 | 0.1 | 575 |  | 5 | 21111 | -102.8167 | 38.2729 |  | 110 | 400 |  |  |  | 81036 | 23
08067 |  | Colorado | La Plata | 3570511 | 68754913 | 63122812 | 067-0074 | 067-0074-0 | 067-0074-S | CHEVRON MIDCONTINENT - STATE 36-2 |  |  | 1 | 0.1 | 70 | 0 |  | 21111 | -107.8017 | 37.2533 |  |  | 690 |  |  |  | 81301
08067 |  | Colorado | La Plata | 3570511 | 68755013 | 63122912 | 067-0074 | 067-0074-0 | 067-0074-S | CHEVRON MIDCONTINENT - STATE 36-2 |  |  | 1 | 0.1 | 70 | 0 |  | 21111 | -107.8017 | 37.2533 |  |  | 690 |  |  |  | 81301
08069 |  | Colorado | Larimer | 12848011 | 68738413 | 63105912 | 069-0425 | 069-0425-0 | 069-0425-S | MAGPIE OPERATING INC. - BUNKER 3/3A/4A |  |  | 20 | 2.84 | 148 |  | 8.1 | 211112 | -105.0333 | 40.3582 |  |  | 400 |  |  |  | 80537
08069 |  | Colorado | Larimer | 12849311 | 68741213 | 63108912 | 069-0455 | 069-0455-0 | 069-0455-S | NOBLE ENERGY - 415779519 |  |  | 20 | 2 | 700 |  | 10 | 21111 | -104.9474 | 40.3871 |  |  | 400 |  |  |  | 80537 | 23
08069 |  | Colorado | Larimer | 13187911 | 68738313 | 63105812 | 069-0424 | 069-0424-0 | 069-0424-S | MAGPIE OPERATING INC. - IABUNKER 1/2 |  |  | 20 | 2.84 | 148 |  | 8.1 | 211112 | -105.0331 | 40.3619 |  |  | 400 |  |  |  | 80537
08069 |  | Colorado | Larimer | 13188011 | 68738513 | 63106012 | 069-0426 | 069-0426-0 | 069-0426-S | MAGPIE OPERATING INC. -STATE ANDERSON |  |  | 20 | 2.84 | 148 |  | 8.1 | 211112 | -104.9525 | 40.3618 |  |  | 400 |  |  |  | 80537
08069 |  | Colorado | Larimer | 13188111 | 68738613 | 63106212 | 069-0427 | 069-0427-0 | 069-0427-S | MAGPIE OPERATING INC. - WARBERG 1/2/3 |  |  | 20 | 2.84 | 148 |  | 8.1 | 211112 | -105.0238 | 40.3582 |  |  | 400 |  |  |  | 80537
08069 |  | Colorado | Larimer | 13188611 | 68740313 | 92862812 | 069-0445 | 069-0445-0 | 069-0445-S | PDC - Ryan 14, 23-25U, 25BU/ Scott 24. | 0.084931 |  | 20 | 2 | 700 |  | 10 | 211112 | -104.9622 | 40.3654 |  |  | 400 |  |  |  | 80537 | 23
08069 |  | Colorado | Larimer | 14849211 | 96073413 | 92862912 | 069-0461 | 069-0461-0 | 069-0461-S | PETROLEUM DEV - JACKSON 34, 44-1U & 1DU |  |  | 20 | 2 | 700 |  | 10 | 211112 | -104.9468 | 40.4233 |  |  | 400 |  |  |  | 80538 | 23
08069 |  | Colorado | Larimer | 15271111 | 96072913 | 92862312 | 069-0180 | 069-0180-0 | 069-0180-S | PROSPECT ENERGY- FORT COLLINS/MSSU TANK |  |  | 1 | 0.1 | 70 | 0 |  | 42471 | -105.05 | 40.6373 |  |  | 400 |  |  |  | 80524 | 131
08069 |  | Colorado | Larimer | 15280511 | 96074113 | 107209812 | 069-0482 | 069-0482-0 | 069-0482-S | KERR-MCGEE 36004195 | 0.2037 |  | 20 | 2 | 700 |  | 10 | 211112 | -104.9453 | 40.4141 |  |  | 400 |  |  |  | 80538 | 23
08069 |  | Colorado | Larimer | 15284911 | 96074213 | 92863712 | 069-0485 | 069-0485-0 | 069-0485-S | NOBLE ENERGY - BATTERY #415779520 | 0.010358 |  | 20 | 2 | 700 |  | 10 | 211112 | -105.0575 | 40.2745 |  |  | 400 |  |  |  | 80513 | 23
08069 |  | Colorado | Larimer | 16176411 | 103469913 | 107209912 | 069-0483 | 069-0483-0 | 069-0483-S | KERR-MCGEE 36007190 | 0.6445 |  | 20 | 2 | 700 |  | 10 | 211112 | -104.9537 | 40.4142 |  |  | 400 |  |  |  | 80538 | 23
08069 |  | Colorado | Larimer | 16176511 | 103470113 | 107210112 | 069-0484 | 069-0484-0 | 069-0484-S | KERR-MCGEE OIL & GAS - BATTERY #36009210 | 0.25345 |  | 20 | 2 | 700 |  | 10 | 211112 | -104.9551 | 40.4203 |  |  | 400 |  |  |  | 80538 | 23
08069 |  | Colorado | Larimer | 16176611 | 103470413 | 107210412 | 069-0488 | 069-0488-0 | 069-0488-S | MAGPIE OPERATING, INC. - ABRAMS |  |  | 20 | 2.84 | 148 |  | 8.1 | 211112 | -104.9662 | 40.3639 |  |  | 400 |  |  |  | 80537
08069 |  | Colorado | Larimer | 16176611 | 103470413 | 107210512 | 069-0488 | 069-0488-0 | 069-0488-S | MAGPIE OPERATING, INC. - ABRAMS | 0.007249 |  | 20 | 2 | 700 |  | 10 | 211112 | -104.9662 | 40.3639 |  |  | 400 |  |  |  | 80537 | 23
08069 |  | Colorado | Larimer | 16176711 | 103470713 | 107211012 | 069-0491 | 069-0491-0 | 069-0491-S | MAGPIE OPERATING, INC. - BUNKER 5/6 |  |  | 20 | 2.84 | 148 |  | 8 | 211112 | -105.0335 | 40.3652 |  |  | 400 |  |  |  | 80537
08069 |  | Colorado | Larimer | 16176711 | 103470713 | 107211112 | 069-0491 | 069-0491-0 | 069-0491-S | MAGPIE OPERATING, INC. - BUNKER 5/6 |  |  | 20 | 2 | 700 |  | 10 | 211112 | -105.0335 | 40.3652 |  |  | 400 |  |  |  | 80537 | 23
08069 |  | Colorado | Larimer | 16176811 | 103470213 | 107210212 | 069-0486 | 069-0486-0 | 069-0486-S | MAGPIE OPERATING, INC. - CON3 |  |  | 20 | 2.84 | 148 |  | 8.1 | 211112 | -105.0335 | 40.3724 |  |  | 400 |  |  |  | 80537
08069 |  | Colorado | Larimer | 16176911 | 103470513 | 107210612 | 069-0489 | 069-0489-0 | 069-0489-S | MAGPIE OPERATING, INC. - EDLUND |  |  | 20 | 2.84 | 148 |  | 8 | 21111 | -104.9716 | 40.3626 |  |  | 400 |  |  |  | 80537
08069 |  | Colorado | Larimer | 16176911 | 103470513 | 107210712 | 069-0489 | 069-0489-0 | 069-0489-S | MAGPIE OPERATING, INC. - EDLUND |  |  | 20 | 2 | 700 |  | 10 | 21111 | -104.9716 | 40.3626 |  |  | 400 |  |  |  | 80537 | 23
08069 |  | Colorado | Larimer | 16177011 | 103470313 | 107210312 | 069-0487 | 069-0487-0 | 069-0487-S | MAGPIE OPERATING, INC. - HAMILTON |  |  | 20 | 2.84 | 184 |  | 8.1 | 211112 | -104.9786 | 40.3634 |  |  | 400 |  |  |  | 80537
08069 |  | Colorado | Larimer | 16177111 | 103470813 | 107211212 | 069-0492 | 069-0492-0 | 069-0492-S | MAGPIE OPERATING, INC. - OLANDER |  |  | 20 | 2.84 | 148 |  | 8 | 211112 | -105.0285 | 40.3504 |  |  | 400 |  |  |  | 80537
08069 |  | Colorado | Larimer | 16177111 | 103470813 | 107211312 | 069-0492 | 069-0492-0 | 069-0492-S | MAGPIE OPERATING, INC. - OLANDER |  |  | 20 | 2 | 700 |  | 10 | 211112 | -105.0285 | 40.3504 |  |  | 400 |  |  |  | 80537 | 23
08069 |  | Colorado | Larimer | 16177211 | 103470613 | 107210812 | 069-0490 | 069-0490-0 | 069-0490-S | MAGPIE OPERATING, INC. - SWANSON |  |  | 20 | 2.84 | 148 |  | 8 | 211112 | -105.0379 | 40.3544 |  |  | 400 |  |  |  | 80537
08069 |  | Colorado | Larimer | 16177211 | 103470613 | 107210912 | 069-0490 | 069-0490-0 | 069-0490-S | MAGPIE OPERATING, INC. - SWANSON |  |  | 20 | 2 | 700 |  | 10 | 211112 | -105.0379 | 40.3544 |  |  | 400 |  |  |  | 80537 | 23
08069 |  | Colorado | Larimer | 16196211 | 103470913 | 107211412 | 069-0493 | 069-0493-0 | 069-0493-S | PROSPECT ENERGY, LLC - MARTINEZ | 0.112 | [6 empty] | 211112 | -105.0455 | 40.6702 |  |  | 400 |  |  |  | 80524
08069 |  | Colorado | Larimer | 3494011 | 36736013 | 34999512 | 069-0396 | 069-0396-0 | 069-0396-S | PDC - Laune 44-25 |  |  | 20 | 2.84 | 148 |  | 8.1 | 211112 | -104.9456 | 40.3662 |  | 106 | 400 |  |  |  | 80537 |  | R63-0036
08069 |  | Colorado | Larimer | 4287011 | 103469013 | 107209512 | 069-0173 | 069-0173-0 | 069-0173-S | PROSPECT ENERGY - KRAUSE |  |  | 20 | 2.84 | 30 |  | 8.1 | 21111 | -105.1288 | 40.701 |  | 106 | 400 |  |  |  | 80524
08071 |  | Colorado | Las Animas | 13189111 | 90926713 | 86995112 | 071-0101 | 071-0101-0 | 071-0101-S | PIONEER NATURAL RES- MAXWELL C.S. |  |  | 10 | 0.1 | 150 |  | 1 | 21111 | -104.8934 | 37.1708 |  |  | 690 |  |  |  | 81091
08071 |  | Colorado | Las Animas | 13189111 | 90926813 | 86995212 | 071-0101 | 071-0101-0 | 071-0101-S | PIONEER NATURAL RES- MAXWELL C.S. |  |  | 1 | 0.1 | 100 | 0 |  | 21111 | -104.8934 | 37.1708 |  |  | 690 |  |  |  | 81091
08071 |  | Colorado | Las Animas | 13189311 | 68745713 | 63113512 | 071-0103 | 071-0103-0 | 071-0103-S | SUMMIT GAS - HILL RANCH 3 C.S. | [7 empty] | 21111 | -104.9067 | 37.0107 |  |  | 300 |  |  |  | 81091
08071 |  | Colorado | Las Animas | 13204111 | 68747913 | 63115612 | 071-0107 | 071-0107-0 | 071-0107-S | Summit Gas - APACHE CANYON 3 |  |  | 1 | 0.1 | 70 | 0 |  | 21111 | -104.9718 | 37.1072 |  |  | 690 |  |  |  | 81091
08071 |  | Colorado | Las Animas | 13221811 | 68761513 | 63129212 | 071-0120 | 071-0120-0 | 071-0120-S | SUMMIT GAS - GOLDEN EAGLE #5 | 17 |  | 20 | 1 | 855 |  | 156 | 21111 | -104.8762 | 37.1273 |  |  | 160 |  |  |  | 81091 | 109
08071 |  | Colorado | Las Animas | 13221811 | 68761613 | 63129312 | 071-0120 | 071-0120-0 | 071-0120-S | SUMMIT GAS - GOLDEN EAGLE #5 | 0.33 | 0.0002 | 80 | 0.5 | 450 |  | 4.1 | 21111 | -104.8762 | 37.1273 |  |  | 690 |  |  |  | 81091
08071 |  | Colorado | Las Animas | 13221911 | 68761813 | 63129512 | 071-0121 | 071-0121-0 | 071-0121-S | SUMMIT GAS - GOLDEN EAGLE #6 | 17 |  | 20 | 1 | 855 |  | 156.5 | 21111 | -104.9101 | 37.1428 |  |  | 160 |  |  |  | 81091
08071 |  | Colorado | Las Animas | 13221911 | 68761913 | 63129612 | 071-0121 | 071-0121-0 | 071-0121-S | SUMMIT GAS - GOLDEN EAGLE #6 | 17.06 |  | 20 | 1 | 855 |  | 156.5 | 21111 | -104.9101 | 37.1428 | 1170 |  | 160 |  |  |  | 81091
08071 |  | Colorado | Las Animas | 13221911 | 68762013 | 63129712 | 071-0121 | 071-0121-0 | 071-0121-S | SUMMIT GAS - GOLDEN EAGLE #6 | 0.33 | 0.0002 | 80 | 0.5 | 450 |  | 4.1 | 21111 | -104.9101 | 37.1428 |  |  | 690 |  |  |  | 81091
08071 |  | Colorado | Las Animas | 13222011 | 68762313 | 63130012 | 071-0123 | 071-0123-0 | 071-0123-S | PIONEER NATURAL RES - LONG CANYON | 7.9316 | 0.0021 | 10 | 0.5 | 1075 |  | 52.6 | 21111 | -104.6197 | 37.0936 |  |  | 160 |  |  |  | 81082
08071 |  | Colorado | Las Animas | 16189111 | 103489213 | 107591912 | 071-0562 | 071-0562-0 | 071-0562-S | PIONEER NAT RES - MANVILLE 42-14 TR | 6.3698 |  | 7 | 0.33 | 1468 | 0 |  | 21111 | -104.7429 | 37.2596 |  |  | 160 |  |  |  | 81091
08071 |  | Colorado | Las Animas | 16196311 | 103480613 | 107220412 | 071-0238 | 071-0238-0 | 071-0238-S | SUMMIT GAS - APACHE CANYON 7 C.S. | 27.0753 |  | 10 | 0.34 | 925 |  | 83 | 211112 | -104.8816 | 37.0938 |  |  | 160 |  |  |  | 81091
08071 |  | Colorado | Las Animas | 2688211 | 68742013 | 63109712 | 071-0032 | 071-0032-0 | 071-0032-S | SUMMIT GAS - APACHE CANYON |  |  | 1 | 0.1 | 70 | 0 |  | 21111 | -104.858 | 37.1221 |  |  | 690 |  |  |  | 81091
08071 |  | Colorado | Las Animas | 2688211 | 96074313 | 92863912 | 071-0032 | 071-0032-0 | 071-0032-S | SUMMIT GAS - APACHE CANYON |  |  | 1 | 0.1 | 70 | 0 |  | 21111 | -104.858 | 37.1221 |  |  | 690 |  |  |  | 81091
08071 |  | Colorado | Las Animas | 2688311 | 68742113 | 63109812 | 071-0037 | 071-0037-0 | 071-0037-S | PIONEER NAT RES - BURRO CANYON CS | 25.49 | 0.06 | 24 | 2.66 | 858 |  | 160.8 | 21111 | -104.6653 | 37.1558 |  |  | 160 |  |  |  | 81082 | 109
08071 |  | Colorado | Las Animas | 2688311 | 68742413 | 63110112 | 071-0037 | 071-0037-0 | 071-0037-S | PIONEER NAT RES - BURRO CANYON CS | 0.2147 |  | 10 | 0.5 | 150 |  | 1 | 21111 | -104.6653 | 37.1558 |  |  | 690 |  |  |  | 81082
08071 |  | Colorado | Las Animas | 2688311 | 68742513 | 63110212 | 071-0037 | 071-0037-0 | 071-0037-S | PIONEER NAT RES - BURRO CANYON CS | 0.2147 |  | 10 | 0.5 | 150 |  | 1 | 21111 | -104.6653 | 37.1558 |  |  | 690 |  |  |  | 81082
08071 |  | Colorado | Las Animas | 2689211 | 103471013 | 107211512 | 071-0078 | 071-0078-0 | 071-0078-S | PIONEER NATURAL RESOURCES, USA - RITA CA | 0.215 |  | 10 | 0.5 | 150 |  | 1 | 48621 | -104.7297 | 37.099 |  |  | 690 |  |  |  | 81082
08071 |  | Colorado | Las Animas | 3946111 | 90926013 | 86994412 | 071-0094 | 071-0094-0 | 071-0094-S | PIONEER NAT RESOURCES - WET CANYON CS | 0.215 |  | 10 | 0.5 | 150 |  | 1 | 21111 | -104.857 | 37.1528 |  | 110 | 690 |  |  |  | 81091
08071 |  | Colorado | Las Animas | 3946111 | 90926113 | 86994512 | 071-0094 | 071-0094-0 | 071-0094-S | PIONEER NAT RESOURCES - WET CANYON CS | 0.215 |  | 10 | 0.5 | 150 |  | 1 | 21111 | -104.857 | 37.1528 |  | 110 | 690 |  |  |  | 81091
08071 |  | Colorado | Las Animas | 3946111 | 90926213 | 86994612 | 071-0094 | 071-0094-0 | 071-0094-S | PIONEER NAT RESOURCES - WET CANYON CS | 0.215 |  | 10 | 0.5 | 150 |  | 1 | 21111 | -104.857 | 37.1528 |  | 110 | 690 |  |  |  | 81091
08073 |  | Colorado | Lincoln | 14848411 | 90927613 | 86996012 | 073-0079 | 073-0079-0 | 073-0079-S | MULL DRILLING CO- STATE-METEOR BATTERY |  |  | 1 | 0.1 | 70 | 0 |  | 21111 | -103.2307 | 39.0038 |  |  | 400 |  |  |  | 80821
08073 |  | Colorado | Lincoln | 14848511 | 90927513 | 86995912 | 073-0078 | 073-0078-0 | 073-0078-S | MULL DRILLING CO - VICK A BATTERY |  |  | 20 | 12 | 70 | 0 |  | 21111 | -103.2307 | 39.011 |  |  | 400 |  |  |  | 80821
08073 |  | Colorado | Lincoln | 16200711 | 103523413 | 107226212 | 073-0084 | 073-0084-0 | 073-0084-S | COMET RIDGE RESOURCES LLC - MOSHER 1-1H |  |  | 20 | 2 | 700 |  | 10 | 21111 | -103.3883 | 38.9389 |  |  | 400 |  |  |  | 80821 | 23
08073 |  | Colorado | Lincoln | 16200711 | 103523513 | 107226312 | 073-0084 | 073-0084-0 | 073-0084-S | COMET RIDGE RESOURCES LLC - MOSHER 1-1H |  |  | 20 | 2 | 700 |  | 10 | 21111 | -103.3883 | 38.9389 |  |  | 400 |  |  |  | 80821 | 23
08073 |  | Colorado | Lincoln | 3512911 | 36640013 | 34900212 | 073-0067 | 073-0067-0 | 073-0067-S | CHURCHILL ENERGY - CHAMPLIN-LIMON #1-19 |  |  | 1 | 0.1 | 70 | 0 |  | 211112 | -103.7103 | 39.255 |  | 106 | 400 |  |  |  | 80828 |  | R63-0036
08075 |  | Colorado | Logan | 15271711 | 103524013 | 107625712 | 075-0093 | 075-0093-0 | 075-0093-S | EAST CHEYENNE GAS STORAGE FACILITY |  |  | 1 | 0.1 | 70 | 0 |  | 21111 | -103.2205 | 40.9413 |  |  | 690 |  |  |  | 80747
08075 |  | Colorado | Logan | 15271711 | 103524113 | 107625812 | 075-0093 | 075-0093-0 | 075-0093-S | EAST CHEYENNE GAS STORAGE FACILITY |  |  | 1 | 0.1 | 70 | 0 |  | 21111 | -103.2205 | 40.9413 |  |  | 400 |  |  |  | 80747
08075 |  | Colorado | Logan | 15271711 | 96076013 | 92865612 | 075-0093 | 075-0093-0 | 075-0093-S | EAST CHEYENNE GAS STORAGE FACILITY |  |  | 1 | 0.1 | 70 | 0 |  | 21111 | -103.2205 | 40.9413 |  |  | 690 |  |  |  | 80747
08075 |  | Colorado | Logan | 15271711 | 96076113 | 92865712 | 075-0093 | 075-0093-0 | 075-0093-S | EAST CHEYENNE GAS STORAGE FACILITY | 15.51 | 0.18612 | 1 | 0.1 | 70 | 0 |  | 21111 | -103.2205 | 40.9413 |  |  | 290 |  |  |  | 80747
08075 |  | Colorado | Logan | 15271711 | 96076213 | 92865812 | 075-0093 | 075-0093-0 | 075-0093-S | EAST CHEYENNE GAS STORAGE FACILITY |  |  | 1 | 0.1 | 70 | 0 |  | 21111 | -103.2205 | 40.9413 |  |  | 300 |  |  |  | 80747
08075 |  | Colorado | Logan | 16200911 | 103524613 | 107227012 | 075-0098 | 075-0098-0 | 075-0098-S | FOUNDATION ENERGY - BANEY STATE |  |  | 20 | 2.84 | 148 |  | 8.1 | 211112 | -103.3034 | 40.6658 |  |  | 400 |  |  |  | 80751
08075 |  | Colorado | Logan | 4336711 | 36427513 | 34687412 | 075-0029 | 075-0029-0 | 075-0029-S | STERLING ENERGY INVESTMENTS - YENTER GP |  |  | 18 | 0.8 | 600 |  | 4.5 | 21111 | -103.3914 | 40.6956 |  | 106 | 690 |  |  |  | 80751-9 |  | R63-0036
08075 |  | Colorado | Logan | 4336711 | 36427613 | 34687112 | 075-0029 | 075-0029-0 | 075-0029-S | STERLING ENERGY INVESTMENTS - YENTER GP |  |  |  |  | 72 |  |  | 21111 | -103.3914 | 40.6956 |  | 106 | 490 |  |  |  | 80751-9 |  | R63-0036
08077 |  | Colorado | Mesa | 12854611 | 103524713 | 107227112 | 077-0037 | 077-0037-0 | 077-0037-S | ETC CANYON PIPELINE - BAR X C.S. | [7 empty] | 48621 | -108.9966 | 39.2587 |  |  | 300 |  |  |  | 81525
08077 |  | Colorado | Mesa | 12854611 | 68765813 | 63133412 | 077-0037 | 077-0037-0 | 077-0037-S | ETC CANYON PIPELINE - BAR X C.S. |  |  | 18 | 2 | 600 |  | 0.2 | 48621 | -108.9966 | 39.2587 |  |  | 690 |  |  |  | 81525 | 131
08077 |  | Colorado | Mesa | 12854611 | 68765913 | 63133412 | 077-0037 | 077-0037-0 | 077-0037-S | ETC CANYON PIPELINE - BAR X C.S. | 0.4 |  | 18 | 2 | 600 |  | 0.2 | 48621 | -108.9966 | 39.2587 |  |  | 690 |  |  |  | 81525 | 23
08077 |  | Colorado | Mesa | 12855311 | 68772413 | 63139812 | 077-0398 | 077-0398-0 | 077-0398-S | PUBLIC SERVICE COMPANY - ASBURY CREEK ST |  |  | 1 | 0.1 | 30 | 0 |  | 48621 | -108.6317 | 39.2744 |  |  | 690 |  |  |  | 81524
08077 |  | Colorado | Mesa | 12855411 | 68773213 | 63140612 | 077-0406 | 077-0406-0 | 077-0406-S | ENCANA (WEST) - ORCHARD 10-10D PAD |  |  | 1 | 0.1 | 70 | 0 |  | 21111 | -108.0912 | 39.3624 |  |  | 690 |  |  |  | 81624
08077 |  | Colorado | Mesa | 12855511 | 68775713 | 63143112 | 077-0414 | 077-0414-0 | 077-0414-S | OXY USA INC - East Plateau CS |  |  | 1 | 0.1 | 70 | 0 |  | 21111 | -107.9126 | 39.2022 |  |  | 690 |  |  |  | 81624 | 23
08077 |  | Colorado | Mesa | 12855511 | 68775813 | 63143212 | 077-0414 | 077-0414-0 | 077-0414-S | OXY USA INC - East Plateau CS |  |  | 1 | 0.1 | 70 | 0 |  | 21111 | -107.9126 | 39.2022 |  |  | 690 |  |  |  | 81624 | 23
08077 |  | Colorado | Mesa | 12855511 | 68776013 | 63143412 | 077-0414 | 077-0414-0 | 077-0414-S | OXY USA INC - East Plateau CS |  |  | 20 | 2 | 700 |  | 10 | 21111 | -107.9126 | 39.2022 |  |  | 400 |  |  |  | 81624 | 23
08077 |  | Colorado | Mesa | 12855511 | 68776013 | 63143512 | 077-0414 | 077-0414-0 | 077-0414-S | OXY USA INC - East Plateau CS |  |  | 20 | 2.84 | 148 |  | 8.1 | 21111 | -107.9126 | 39.2022 |  |  | 400 |  |  |  | 81624
08077 |  | Colorado | Mesa | 12855511 | 68776113 | 63143512 | 077-0414 | 077-0414-0 | 077-0414-S | OXY USA INC - East Plateau CS |  |  | 20 | 2.84 | 148 |  | 8.1 | 21111 | -107.9126 | 39.2022 |  |  | 999 |  |  |  | 81624 | 23
08077 |  | Colorado | Mesa | 12855511 | 68776213 | 63143612 | 077-0414 | 077-0414-0 | 077-0414-S | OXY USA INC - East Plateau CS | [7 empty] | 21111 | -107.9126 | 39.2022 |  |  | 300 |  |  |  | 81624
08077 |  | Colorado | Mesa | 12855811 | 68778013 | 92866712 | 077-0425 | 077-0425-0 | 077-0425-S | OXY USA - ESPERANZA 9-5 |  |  | 20 | 2 | 700 |  | 10 | 211112 | -107.8946 | 39.208 |  |  | 400 |  |  |  | 81624
08077 |  | Colorado | Mesa | 12855911 | 68778213 | 63145512 | 077-0427 | 077-0427-0 | 077-0427-S | OXY USA - MY WAY RANCH FEDERAL 6-11 PAD |  |  | 20 | 2.84 | 148 |  | 8 | 211112 | -107.9267 | 39.2175 |  |  | 400 |  |  |  | 81624
08077 |  | Colorado | Mesa | 12856011 | 68778613 | 63145912 | 077-0431 | 077-0431-0 | 077-0431-S | OXY USA - BLACKMAN 14-12 |  |  | 20 | 2.84 | 148 |  | 8 | 211112 | -107.856 | 39.2731 |  |  | 400 |  |  |  | 81624
08077 |  | Colorado | Mesa | 12856111 | 68779513 | 63146812 | 077-0440 | 077-0440-0 | 077-0440-S | OXY USA - HELLS GULCH 2-2 |  |  | 20 | 2.84 | 148 |  | 8 | 211112 | -107.6304 | 39.3068 |  |  | 400 |  |  |  | 81624
08077 |  | Colorado | Mesa | 12856211 | 103526813 | 107228912 | 077-0445 | 077-0445-0 | 077-0445-S | FRAM OPERATING - REEDER MESA CS | 4.1 |  | 30 | 0.33 | 120 |  | 50 | 21111 | -108.3566 | 38.9448 |  |  | 690 |  |  |  | 81527
08077 |  | Colorado | Mesa | 12856211 | 103526913 | 107626312 | 077-0445 | 077-0445-0 | 077-0445-S | FRAM OPERATING - REEDER MESA CS | 17 |  | 15 | 0.1 | 1400 | 0 |  | 21111 | -108.3566 | 38.9448 |  |  | 999 |  |  |  | 81527 | 23
08077 |  | Colorado | Mesa | 12856211 | 68780113 | 63147512 | 077-0445 | 077-0445-0 | 077-0445-S | FRAM OPERATING - REEDER MESA CS |  |  | 1 | 0.1 | 70 | 0 |  | 21111 | -108.3566 | 38.9448 |  |  | 690 |  |  |  | 81527
08077 |  | Colorado | Mesa | 12856311 | 103527013 | 107626412 | 077-0447 | 077-0447-0 | 077-0447-S | OXY USA - ALKALI CREEK C.S. | 2.3 |  | 1 | 2.5 | 1600 | 0 |  | 21111 | -107.6452 | 39.3567 |  |  | 280 |  |  |  | 81624
08077 |  | Colorado | Mesa | 12856311 | 68780613 | 63148012 | 077-0447 | 077-0447-0 | 077-0447-S | OXY USA - ALKALI CREEK C.S. |  |  | 1 | 0.1 | 70 | 0 |  | 21111 | -107.6452 | 39.3567 |  |  | 690 |  |  |  | 81624 | 23
08077 |  | Colorado | Mesa | 12856311 | 68780713 | 63148112 | 077-0447 | 077-0447-0 | 077-0447-S | OXY USA - ALKALI CREEK C.S. |  |  | 1 | 0.1 | 70 | 0 |  | 21111 | -107.6452 | 39.3567 |  |  | 690 |  |  |  | 81624 | 23
08077 |  | Colorado | Mesa | 12856311 | 68780813 | 63148212 | 077-0447 | 077-0447-0 | 077-0447-S | OXY USA - ALKALI CREEK C.S. | 7 |  | 1 | 0.1 | 70 | 0 |  | 21111 | -107.6452 | 39.3567 |  |  | 400 |  |  |  | 81624 | 23
08077 |  | Colorado | Mesa | 12856311 | 68780913 | 63148312 | 077-0447 | 077-0447-0 | 077-0447-S | OXY USA - ALKALI CREEK C.S. |  |  | 1 | 0.1 | 70 | 0 |  | 21111 | -107.6452 | 39.3567 |  |  | 400 |  |  |  | 81624 | 23
08077 |  | Colorado | Mesa | 12856311 | 68781113 | 63148512 | 077-0447 | 077-0447-0 | 077-0447-S | OXY USA - ALKALI CREEK C.S. |  |  | 1 | 0.1 | 70 | 0 |  | 21111 | -107.6452 | 39.3567 |  |  | 480 |  |  |  | 81624 | 23
08077 |  | Colorado | Mesa | 12856311 | 68781213 | 63148612 | 077-0447 | 077-0447-0 | 077-0447-S | OXY USA - ALKALI CREEK C.S. |  |  | 1 | 0.1 | 70 | 0 |  | 21111 | -107.6452 | 39.3567 |  |  | 300 |  |  |  | 81624
08077 |  | Colorado | Mesa | 12856311 | 96077113 | 92866912 | 077-0447 | 077-0447-0 | 077-0447-S | OXY USA - ALKALI CREEK C.S. | 0.02035 |  | 1 | 0.1 | 70 | 0 |  | 21111 | -107.6452 | 39.3567 |  |  | 400 |  |  |  | 81624
08077 |  | Colorado | Mesa | 12856911 | 68783113 | 63150412 | 077-0462 | 077-0462-0 | 077-0462-S | LOCO INC- SUPER C |  |  | 1 | 0.1 | 70 | 0 |  | 447190 | -108.5549 | 39.0482 |  |  | 480 |  |  |  | 81503
08077 |  | Colorado | Mesa | 12857011 | 68783213 | 63150612 | 077-0465 | 077-0465-0 | 077-0465-S | OXY USA WTP LP- HELLS GULCH 23-13 |  |  | 20 | 2 | 700 |  | 10 | 211112 | -107.6412 | 39.3404 |  |  | 400 |  |  |  | 81624 | 23
08077 |  | Colorado | Mesa | 12857311 | 68783913 | 63151512 | 077-0473 | 077-0473-0 | 077-0473-S | OXY USA - RED MNTN RANCH 33-11 PAD |  |  | 20 | 2.84 | 148 |  | 8 | 21111 | -107.8893 | 39.2321 |  |  | 400 |  |  |  | 81624
08077 |  | Colorado | Mesa | 13237111 | 68772013 | 63139412 | 077-0388 | 077-0388-0 | 077-0388-S | ENCANA (WEST) - ORCHARD 16-12 |  |  | 1 | 0.1 | 70 | 0 |  | 21111 | -108.1138 | 39.3495 |  |  | 690 |  |  |  | 81624
08077 |  | Colorado | Mesa | 13237511 | 68772613 | 63140012 | 077-0400 | 077-0400-0 | 077-0400-S | PUBLIC SERVICE COMPANY - ASBURY STORAGE |  |  | 1 | 0.1 | 30 | 0 |  | 48621 | -108.6131 | 39.2744 |  |  | 690 |  |  |  | 81524
08077 |  | Colorado | Mesa | 13237611 | 68772713 | 63140112 | 077-0401 | 077-0401-0 | 077-0401-S | PUBLIC SERVICE - ASBURY STORAGE FED#10 |  |  | 1 | 0.1 | 30 | 0 |  | 48621 | -108.6131 | 39.2744 |  |  | 690 |  |  |  | 81524
08077 |  | Colorado | Mesa | 13237811 | 68772913 | 63140312 | 077-0403 | 077-0403-0 | 077-0403-S | PUBLIC SERVICE - ASBURY STORAGE FED#12 |  |  | 1 | 0.1 | 30 | 0 |  | 48621 | -108.6317 | 39.2745 |  |  | 690 |  |  |  | 81524
08077 |  | Colorado | Mesa | 13237911 | 68773013 | 63140412 | 077-0404 | 077-0404-0 | 077-0404-S | PUBLIC SERVICE - FEDERAL #15 |  |  | 1 | 0.1 | 30 | 0 |  | 48621 | -108.6131 | 39.2744 |  |  | 690 |  |  |  | 81524
08077 |  | Colorado | Mesa | 13238011 | 68773113 | 63140512 | 077-0405 | 077-0405-0 | 077-0405-S | PUBLIC SERVICE - ASBURY #16 |  |  | 1 | 0.1 | 30 | 0 |  | 48621 | -108.6317 | 39.2744 |  |  | 690 |  |  |  | 81524
08077 |  | Colorado | Mesa | 13238311 | 68773813 | 63141212 | 077-0413 | 077-0413-0 | 077-0413-S | COLLBRAN VALLEY GAS - ANDERSON GULCH | 1.4 |  | 23 | 1.37 | 539 |  | 14.1 | 21111 | -108.0395 | 39.226 |  |  | 690 |  |  |  | 81624 | 23
08077 |  | Colorado | Mesa | 13238311 | 68773913 | 63141312 | 077-0413 | 077-0413-0 | 077-0413-S | COLLBRAN VALLEY GAS - ANDERSON GULCH | 12.63 | 0.06 | 53 | 2.67 | 312 |  | 26.7 | 21111 | -108.0395 | 39.226 |  |  | 690 |  |  |  | 81624
08077 |  | Colorado | Mesa | 13238311 | 68774013 | 63141412 | 077-0413 | 077-0413-0 | 077-0413-S | COLLBRAN VALLEY GAS - ANDERSON GULCH | 0.8 |  | 23 | 1.37 | 539 |  | 14.1 | 21111 | -108.0395 | 39.226 |  |  | 690 |  |  |  | 81624
08077 |  | Colorado | Mesa | 13238311 | 68774113 | 63141512 | 077-0413 | 077-0413-0 | 077-0413-S | COLLBRAN VALLEY GAS - ANDERSON GULCH | 0.8 |  | 23 | 1.37 | 539 |  | 14.1 | 21111 | -108.0395 | 39.226 |  |  | 690 |  |  |  | 81624
08077 |  | Colorado | Mesa | 13238311 | 68774213 | 63141612 | 077-0413 | 077-0413-0 | 077-0413-S | COLLBRAN VALLEY GAS - ANDERSON GULCH | 0.8 |  | 23 | 1.37 | 539 |  | 14.1 | 21111 | -108.0395 | 39.226 |  |  | 690 |  |  |  | 81624
08077 |  | Colorado | Mesa | 13238311 | 68774313 | 63141712 | 077-0413 | 077-0413-0 | 077-0413-S | COLLBRAN VALLEY GAS - ANDERSON GULCH | [7 empty] | 21111 | -108.0395 | 39.226 |  |  | 300 |  |  |  | 81624
08077 |  | Colorado | Mesa | 13238311 | 68774513 | 63141912 | 077-0413 | 077-0413-0 | 077-0413-S | COLLBRAN VALLEY GAS - ANDERSON GULCH | [7 empty] | 21111 | -108.0395 | 39.226 |  |  | 690 |  |  |  | 81624
08077 |  | Colorado | Mesa | 13238311 | 68774813 | 63142212 | 077-0413 | 077-0413-0 | 077-0413-S | COLLBRAN VALLEY GAS - ANDERSON GULCH | [7 empty] | 21111 | -108.0395 | 39.226 |  |  | 690 |  |  |  | 81624
08077 |  | Colorado | Mesa | 13238311 | 68774913 | 63142312 | 077-0413 | 077-0413-0 | 077-0413-S | COLLBRAN VALLEY GAS - ANDERSON GULCH |  |  | 1 | 0.1 | 30 | 0 |  | 21111 | -108.0395 | 39.226 |  |  | 690 |  |  |  | 81624
08077 |  | Colorado | Mesa | 13238311 | 68775113 | 63142512 | 077-0413 | 077-0413-0 | 077-0413-S | COLLBRAN VALLEY GAS - ANDERSON GULCH | 30.89 |  | 31 | 2.33 | 560 |  | 43.6 | 21111 | -108.0395 | 39.226 |  |  | 690 |  |  |  | 81624
08077 |  | Colorado | Mesa | 13238311 | 68775313 | 63142712 | 077-0413 | 077-0413-0 | 077-0413-S | COLLBRAN VALLEY GAS - ANDERSON GULCH |  |  | 31 | 1.17 | 450 |  | 136.2 | 21111 | -108.0395 | 39.226 |  |  | 690 |  |  |  | 81624 | 99
08077 |  | Colorado | Mesa | 13238411 | 68776813 | 63143712 | 077-0415 | 077-0415-0 | 077-0415-S | DELTA PETROLEUM CORPORATION - VEGA STA. |  |  | 265 | 1.2 | 1175 |  | 63.1 | 21111 | -107.7439 | 39.2737 |  |  | 400 |  |  |  | 81624 | 23
08077 |  | Colorado | Mesa | 13238711 | 68777613 | 63144912 | 077-0421 | 077-0421-0 | 077-0421-S | OXY USA - ZIEGAL 7-1 SWD FAC | [7 empty] | 21111 | -107.9174 | 39.2062 |  |  | 480 |  |  |  | 81624
08077 |  | Colorado | Mesa | 13238911 | 68778113 | 92866812 | 077-0426 | 077-0426-0 | 077-0426-S | OXY USA - MY WAY RANCH FEDERAL 8-4 |  |  | 20 | 2 | 700 |  | 10 | 211112 | -107.913 | 39.2105 |  |  | 400 |  |  |  | 81624
08077 |  | Colorado | Mesa | 13239111 | 68778413 | 63145712 | 077-0429 | 077-0429-0 | 077-0429-S | OXY USA - MY WAY RANCH 18-1 PAD |  |  | 20 | 2.84 | 148 |  | 8 | 211112 | -107.9179 | 39.195 |  |  | 400 |  |  |  | 81624
08077 |  | Colorado | Mesa | 13239211 | 68778513 | 63145812 | 077-0430 | 077-0430-0 | 077-0430-S | OXY USA - RED MOUNTAIN RANCH 4-6 |  |  | 20 | 2.84 | 148 |  | 8 | 211112 | -107.8902 | 39.221 |  |  | 400 |  |  |  | 81624
08077 |  | Colorado | Mesa | 13239411 | 68778813 | 63146112 | 077-0433 | 077-0433-0 | 077-0433-S | OXY USA - GIPP 13-9 |  |  | 20 | 2.84 | 148 |  | 8 | 211112 | -107.8333 | 39.2748 |  |  | 400 |  |  |  | 81624 | 23
08077 |  | Colorado | Mesa | 13239711 | 68779113 | 63146412 | 077-0436 | 077-0436-0 | 077-0436-S | OXY USA - GUNDERSON 13-11 |  |  | 20 | 2.84 | 148 |  | 8 | 211112 | -107.8334 | 39.2748 |  |  | 400 |  |  |  | 81624
08077 |  | Colorado | Mesa | 13239811 | 68779213 | 63146512 | 077-0437 | 077-0437-0 | 077-0437-S | OXY USA - MCDANIEL 2-3 PAD |  |  | 20 | 2.84 | 148 |  | 8 | 211112 | -107.8508 | 39.3105 |  |  | 400 |  |  |  | 81624
08077 |  | Colorado | Mesa | 13239911 | 68779313 | 63146612 | 077-0438 | 077-0438-0 | 077-0438-S | OXY USA - MCDANIEL 14-1 PAD |  |  | 20 | 2.84 | 148 |  | 8 | 211112 | -107.8435 | 39.2819 |  |  | 400 |  |  |  | 81624
08077 |  | Colorado | Mesa | 13254411 | 68782113 | 63149412 | 077-0452 | 077-0452-0 | 077-0452-S | DELTA PETROLEUM CORP - MVS CS AND HCPWRF | 0.8 |  | 29 | 2.02 | 455 |  | 35.2 | 21111 | -107.7496 | 39.2627 |  |  | 690 |  |  |  | 81624 | 23
08077 |  | Colorado | Mesa | 13254411 | 68782213 | 63149512 | 077-0452 | 077-0452-0 | 077-0452-S | DELTA PETROLEUM CORP - MVS CS AND HCPWRF |  |  | 20 | 2 | 700 |  | 10 | 21111 | -107.7496 | 39.2627 |  |  | 400 |  |  |  | 81624 | 23
08077 |  | Colorado | Mesa | 13254411 | 68782313 | 63149612 | 077-0452 | 077-0452-0 | 077-0452-S | DELTA PETROLEUM CORP - MVS CS AND HCPWRF | [7 empty] | 21111 | -107.7496 | 39.2627 |  |  | 999 |  |  |  | 81624
08077 |  | Colorado | Mesa | 13254411 | 68782413 | 63149712 | 077-0452 | 077-0452-0 | 077-0452-S | DELTA PETROLEUM CORP - MVS CS AND HCPWRF | [7 empty] | 21111 | -107.7496 | 39.2627 |  |  | 300 |  |  |  | 81624
08077 |  | Colorado | Mesa | 13254411 | 68782613 | 63149912 | 077-0452 | 077-0452-0 | 077-0452-S | DELTA PETROLEUM CORP - MVS CS AND HCPWRF | 3.9 |  | 30 | 0.1 | 752 | 4.4 |  | 21111 | -107.7496 | 39.2627 |  |  | 280 |  |  |  | 81624
08077 |  | Colorado | Mesa | 13254511 | 68782813 | 92867312 | 077-0458 | 077-0458-0 | 077-0458-S | OXY USA - YT 17-7 (YT 17-7 SWD FACILITY) |  |  | 20 | 2 | 700 |  | 10 | 21111 | -107.9032 | 39.1906 |  |  | 400 |  |  |  | 81624
08077 |  | Colorado | Mesa | 13254611 | 68783313 | 63150712 | 077-0466 | 077-0466-0 | 077-0466-S | OXY USA - HELLS GULCH 2-10 PAD |  |  | 20 | 2.84 | 148 |  | 8 | 211112 | -107.6314 | 39.3003 |  |  | 400 |  |  |  | 81624
08077 |  | Colorado | Mesa | 13254811 | 68783613 | 63151212 | 077-0468 | 077-0468-0 | 077-0468-S | OXY USA WTP LP- HELLS GULCH 26-6 |  |  | 20 | 2 | 700 |  | 10 | 211112 | -107.6365 | 39.3332 |  |  | 400 |  |  |  | 81624 | 23
08077 |  | Colorado | Mesa | 13255011 | 68784213 | 63151812 | 077-0475 | 077-0475-0 | 077-0475-S | OXY USA - ANDERSON 7-5 PAD |  |  | 20 | 2.84 | 148 |  | 8 | 211112 | -107.9315 | 39.2026 |  |  | 400 |  |  |  | 81624
08077 |  | Colorado | Mesa | 13255111 | 68784413 | 63152012 | 077-0476 | 077-0476-0 | 077-0476-S | OXY USA - HAWKINS RANCH 10-4 PAD |  |  | 20 | 2.84 | 148 |  | 8 | 211112 | -107.8753 | 39.2035 |  |  | 400 |  |  |  | 81624
08077 |  | Colorado | Mesa | 13255111 | 68784413 | 92867412 | 077-0476 | 077-0476-0 | 077-0476-S | OXY USA - HAWKINS RANCH 10-4 PAD |  |  | 20 | 2 | 700 |  | 10 | 211112 | -107.8753 | 39.2035 |  |  | 400 |  |  |  | 81624 | 23
08077 |  | Colorado | Mesa | 13255211 | 68784613 | 86998212 | 077-0477 | 077-0477-0 | 077-0477-S | OXY USA - HAWKINS RANCH 10-9 PAD |  |  | 20 | 2 | 700 |  | 10 | 211112 | -107.8612 | 39.2065 |  |  | 400 |  |  |  | 81624 | 23
08077 |  | Colorado | Mesa | 13255311 | 68784713 | 63152312 | 077-0479 | 077-0479-0 | 077-0479-S | OXY USA - MCDANIEL 2-1 PAD |  |  | 20 | 2.84 | 148 |  | 8 | 211112 | -107.8419 | 39.3114 |  |  | 400 |  |  |  | 81624
08077 |  | Colorado | Mesa | 13255411 | 68784913 | 63152512 | 077-0480 | 077-0480-0 | 077-0480-S | OXY USA - MCDANIEL 2-11 PAD |  |  | 20 | 2.84 | 148 |  | 8 | 211112 | -107.8514 | 39.304 |  |  | 400 |  |  |  | 81624
08077 |  | Colorado | Mesa | 13255511 | 68785013 | 63152612 | 077-0481 | 077-0481-0 | 077-0481-S | OXY USA - MCDANIEL 11-11 PAD |  |  | 20 | 2.84 | 148 |  | 8 | 211112 | -107.8528 | 39.2855 |  |  | 400 |  |  |  | 81624
08077 |  | Colorado | Mesa | 13255611 | 68785213 | 63152812 | 077-0483 | 077-0483-0 | 077-0483-S | OXY USA - BC-34, CURREY 16-14 PAD |  |  | 20 | 2.84 | 148 |  | 8 | 211112 | -107.8895 | 39.2712 |  |  | 400 |  |  |  | 81624
08077 |  | Colorado | Mesa | 13255611 | 68785213 | 86998512 | 077-0483 | 077-0483-0 | 077-0483-S | OXY USA - BC-34, CURREY 16-14 PAD |  |  | 20 | 2 | 700 |  | 10 | 211112 | -107.8895 | 39.2712 |  |  | 400 |  |  |  | 81624 | 23
08077 |  | Colorado | Mesa | 13255711 | 68785413 | 63153012 | 077-0484 | 077-0484-0 | 077-0484-S | OXY USA - UTE WATER 22-14 PAD |  |  | 20 | 2.84 | 148 |  | 8 | 211112 | -107.8708 | 39.257 |  |  | 400 |  |  |  | 81624
08077 |  | Colorado | Mesa | 13255811 | 68785513 | 63153112 | 077-0485 | 077-0485-0 | 077-0485-S | OXY USA - DAVID 23-7 PAD |  |  | 20 | 2.84 | 148 |  | 8 | 211112 | -107.8475 | 39.2639 |  |  | 400 |  |  |  | 81624
08077 |  | Colorado | Mesa | 13255811 | 68785513 | 86998612 | 077-0485 | 077-0485-0 | 077-0485-S | OXY USA - DAVID 23-7 PAD |  |  | 20 | 2 | 700 |  | 10 | 211112 | -107.8475 | 39.2639 |  |  | 400 |  |  |  | 81624 | 23
08077 |  | Colorado | Mesa | 13255911 | 68785613 | 63153312 | 077-0486 | 077-0486-0 | 077-0486-S | OXY USA - NICHOLS 24-6 PAD |  |  | 20 | 2 | 700 |  | 10 | 211112 | -107.8332 | 39.2641 |  |  | 400 |  |  |  | 81624
08077 |  | Colorado | Mesa | 13256011 | 68785713 | 63153412 | 077-0487 | 077-0487-0 | 077-0487-S | OXY USA - CURRIER 26-15 PAD |  |  | 20 | 2.84 | 148 |  | 8 | 211112 | -107.8468 | 39.2427 |  |  | 400 |  |  |  | 81624
08077 |  | Colorado | Mesa | 14787611 | 90929413 | 86997912 | 077-0460 | 077-0460-0 | 077-0460-S | COLLBRAN VALLEY GAS GATHERING- CVG #2 | [7 empty] | 21111 | -108.0415 | 39.2282 |  |  | 490 |  |  |  | 81624
08077 |  | Colorado | Mesa | 14788311 | 90932713 | 87001612 | 077-0516 | 077-0516-0 | 077-0516-S | BADGER MIDSTEAM - FED GOV'T 2B |  |  | 1 | 0.1 | 70 | 0 |  | 21111 | -108.9553 | 39.3155 |  |  | 400 |  |  |  | 81525
08077 |  | Colorado | Mesa | 14844211 | 90932013 | 87000912 | 077-0509 | 077-0509-0 | 077-0509-S | DELTA PETROLEUM - NORTH VEGA 2B | 0.024141 |  | 20 | 2 | 700 |  | 10 | 211112 | -107.7588 | 39.2604 |  |  | 400 |  |  |  | 81624 | 23
08077 |  | Colorado | Mesa | 14844311 | 90932113 | 87001012 | 077-0510 | 077-0510-0 | 077-0510-S | DELTA PETROLEUM - NORTH VEGA PAD 4A | 0.042236 |  | 20 | 2 | 700 |  | 10 | 211112 | -107.7409 | 39.2596 |  |  | 400 |  |  |  | 81624 | 23
08077 |  | Colorado | Mesa | 14844411 | 90930513 | 107229512 | 077-0495 | 077-0495-0 | 077-0495-S | PICEANCE ENERGY, LLC - NORTH VEGA PAD 1B |  |  | 20 | 2 | 700 |  | 10 | 211112 | -107.7494 | 39.2457 |  |  | 400 |  |  |  | 81624 | 23
08077 |  | Colorado | Mesa | 14844511 | 90931813 | 107230612 | 077-0507 | 077-0507-0 | 077-0507-S | PICEANCE ENERGY, LLC - NORTH VEGA PAD 1D |  |  | 20 | 2 | 700 |  | 10 | 211112 | -107.7497 | 39.2528 |  |  | 400 |  |  |  | 81624 | 23
08077 |  | Colorado | Mesa | 14844611 | 90930813 | 107229812 | 077-0498 | 077-0498-0 | 077-0498-S | PICEANCE ENERGY, LLC - NORTH VEGA PAD 3A |  |  | 20 | 2 | 700 |  | 10 | 211112 | -107.745 | 39.2454 |  |  | 400 |  |  |  | 81624 | 23
08077 |  | Colorado | Mesa | 14844711 | 90930913 | 86999812 | 077-0499 | 077-0499-0 | 077-0499-S | PICEANCE ENERGY, LLC - NORTH VEGA PAD 3B |  |  | 20 | 2.84 | 148 |  | 8 | 211112 | -107.7363 | 39.2411 |  |  | 400 |  |  |  | 81624 | 23
08077 |  | Colorado | Mesa | 14844811 | 90931113 | 107230012 | 077-0501 | 077-0501-0 | 077-0501-S | PICEANCE ENERGY, LLC - NORTH VEGA PAD 5B |  |  | 20 | 2 | 700 |  | 10 | 211112 | -107.728 | 39.2585 |  |  | 400 |  |  |  | 81624 | 23
08077 |  | Colorado | Mesa | 14844911 | 90930413 | 107229412 | 077-0494 | 077-0494-0 | 077-0494-S | PICEANCE ENERGY, LLC - VEGA PAD 1 |  |  | 20 | 2 | 700 |  | 10 | 211112 | -107.7715 | 39.21 |  |  | 400 |  |  |  | 81624 | 23
08077 |  | Colorado | Mesa | 14845011 | 90931313 | 107230212 | 077-0503 | 077-0503-0 | 077-0503-S | PICEANCE ENERGY, LLC - VEGA PAD 11 |  |  | 20 | 2 | 700 |  | 10 | 211112 | -107.7666 | 39.2065 |  |  | 400 |  |  |  | 81624 | 23
08077 |  | Colorado | Mesa | 14845111 | 90931413 | 107230312 | 077-0504 | 077-0504-0 | 077-0504-S | DELTA PETROLEUM CORP - VEGA PAD 13 |  |  | 20 | 2 | 700 |  | 10 | 21111 | -107.7658 | 39.2338 |  |  | 400 |  |  |  | 81624 | 23
08077 |  | Colorado | Mesa | 14845211 | 90931613 | 107230412 | 077-0505 | 077-0505-0 | 077-0505-S | PICEANCE ENERGY, LLC - VEGA PAD 14 |  |  | 20 | 2 | 700 |  | 10 | 211112 | -107.7488 | 39.2351 |  |  | 400 |  |  |  | 81624 | 23
08077 |  | Colorado | Mesa | 14845311 | 90931713 | 107230512 | 077-0506 | 077-0506-0 | 077-0506-S | PICEANCE ENERGY, LLC - VEGA PAD 17 |  |  | 20 | 2 | 700 |  | 10 | 211112 | -107.7764 | 39.2173 |  |  | 400 |  |  |  | 81624 | 23
08077 |  | Colorado | Mesa | 14845411 | 90930613 | 107229612 | 077-0496 | 077-0496-0 | 077-0496-S | PICEANCE ENERGY, LLC - VEGA PAD 2 |  |  | 20 | 2 | 700 |  | 10 | 211112 | -107.7626 | 39.2318 |  |  | 400 |  |  |  | 81624 | 23
08077 |  | Colorado | Mesa | 14845511 | 90930713 | 107229712 | 077-0497 | 077-0497-0 | 077-0497-S | PICEANCE ENERGY, LLC - VEGA PAD 3 |  |  | 20 | 2 | 700 |  | 10 | 211112 | -107.7626 | 39.2318 |  |  | 400 |  |  |  | 81624 | 23
08077 |  | Colorado | Mesa | 14845611 | 90931013 | 107229912 | 077-0500 | 077-0500-0 | 077-0500-S | PICEANCE ENERGY, LLC - VEGA PAD 4 |  |  | 20 | 2 | 700 |  | 10 | 211112 | -107.7402 | 39.2308 |  |  | 400 |  |  |  | 81624 | 23
08077 |  | Colorado | Mesa | 14845711 | 90931213 | 107230112 | 077-0502 | 077-0502-0 | 077-0502-S | PICEANCE ENERGY, LLC - VEGA PAD 6 |  |  | 20 | 2 | 700 |  | 10 | 211112 | -107.7522 | 39.1996 |  |  | 400 |  |  |  | 81624 | 23
08077 |  | Colorado | Mesa | 14846411 | 90932613 | 87001512 | 077-0515 | 077-0515-0 | 077-0515-S | ENCANA OIL & GAS - PB15 |  |  | 20 | 2.84 | 148 |  | 8.1 | 211112 | -107.9816 | 39.4432 |  |  | 400 |  |  |  | 81635
08077 |  | Colorado | Mesa | 14848911 | 90931913 | 87000812 | 077-0508 | 077-0508-0 | 077-0508-S | OXY USA - UTE WATER 35-9 PAD |  |  | 20 | 2.84 | 148 |  | 8 | 211112 | -107.8401 | 39.2308 |  |  | 400 |  |  |  | 81624
08077 |  | Colorado | Mesa | 14849011 | 90929713 | 86998412 | 077-0482 | 077-0482-0 | 077-0482-S | OXY - BC-113603, WOODS-SPANGLER 15-13 |  |  | 20 | 2 | 700 |  | 10 | 211112 | -107.8758 | 39.2711 |  |  | 400 |  |  |  | 81624 | 23
08077 |  | Colorado | Mesa | 14931611 | 90930013 | 86998912 | 077-0490 | 077-0490-0 | 077-0490-S | ENCANA OIL & GAS (USA) INC. |  |  | 20 | 2.84 | 148 |  | 8.1 | 211112 | -108.0693 | 39.3556 |  |  | 400 |  |  |  | 81630
08077 |  | Colorado | Mesa | 14931711 | 90930113 | 86999012 | 077-0491 | 077-0491-0 | 077-0491-S | ENCANA OIL & GAS (USA) INC. |  |  | 20 | 2.84 | 148 |  | 8.1 | 211112 | -108.0836 | 39.3554 |  |  | 400 |  |  |  | 81630
08077 |  | Colorado | Mesa | 15272111 | 96080913 | 92870912 | 077-0549 | 077-0549-0 | 077-0549-S | AUGUSTUS ENERGY PARTNERS |  |  | 20 | 2.84 | 148 |  | 8 | 211112 | -108.8114 | 39.3603 |  |  | 400 |  |  |  | 81524
08077 |  | Colorado | Mesa | 15275411 | 96079613 | 92869612 | 077-0536 | 077-0536-0 | 077-0536-S | DELTA PETROLEUM - BUZZARD CREEK 1K |  |  | 20 | 2.84 | 148 |  | 8 | 211112 | -107.7222 | 39.3018 |  |  | 400 |  |  |  | 81624
08077 |  | Colorado | Mesa | 15275511 | 96079113 | 92869212 | 077-0532 | 077-0532-0 | 077-0532-S | PICEANCE ENERGY, LLC - NORTH VEGA 4B | 0.1295 |  | 20 | 2 | 700 |  | 10 | 21111 | -107.7452 | 39.264 |  |  | 400 |  |  |  | 81624 | 23
08077 |  | Colorado | Mesa | 15275611 | 96078913 | 92868912 | 077-0525 | 077-0525-0 | 077-0525-S | PICEANCE ENERGY, LLC - VEGA PAD 5 | 0.10303 |  | 20 | 2 | 700 |  | 10 | 211112 | -107.7412 | 39.2387 |  |  | 400 |  |  |  | 81624 | 23
08077 |  | Colorado | Mesa | 15275711 | 96079313 | 92869412 | 077-0533 | 077-0533-0 | 077-0533-S | DELTA PETROLEUM CORP - NORTH VEGA 5A | 0.034466 |  | 20 | 2 | 700 |  | 10 | 21111 | -107.7263 | 39.2662 |  |  | 400 |  |  |  | 81624 | 23
08077 |  | Colorado | Mesa | 15276211 | 96078813 | 92868812 | 077-0524 | 077-0524-0 | 077-0524-S | ENCANA - J10OUB |  |  | 20 | 2.84 | 148 |  | 8.1 | 211112 | -108.0939 | 39.3609 |  |  | 400 |  |  |  | 81630
08077 |  | Colorado | Mesa | 15276311 | 96053613 | 92842812 | 077-0583 | 045-1932-0 | 045-1932-S | ENCANA - K20OU |  |  | 20 | 2.84 | 148 |  | 8 | 211112 | -108.1348 | 39.3391 |  |  | 400 |  |  |  | 81630
08077 |  | Colorado | Mesa | 15281011 | 96080213 | 92870212 | 077-0538 | 077-0538-0 | 077-0538-S | PICEANCE ENERGY - BRUTON C.S. | 1.6 |  | 1 | 0.1 | 70 | 0 |  | 21111 | -107.8147 | 39.2577 |  |  | 690 |  |  |  | 81624 | 23
08077 |  | Colorado | Mesa | 15281011 | 96080313 | 92870312 | 077-0538 | 077-0538-0 | 077-0538-S | PICEANCE ENERGY - BRUTON C.S. | 1.6 |  | 20 | 2.84 | 148 |  | 8.1 | 21111 | -107.8147 | 39.2577 |  |  | 400 |  |  |  | 81624 | 23
08077 |  | Colorado | Mesa | 15287411 | 96080413 | 92870412 | 077-0540 | 077-0540-0 | 077-0540-S | OXY USA - CURREY 16-10 PAD |  |  | 20 | 2.84 | 148 |  | 8 | 211112 | -107.8836 | 39.2759 |  |  | 400 |  |  |  | 81624
08077 |  | Colorado | Mesa | 15287511 | 96080513 | 92870512 | 077-0541 | 077-0541-0 | 077-0541-S | OXY USA - GIPP 18-12 PAD |  |  | 20 | 2.84 | 148 |  | 8 | 211112 | -107.8176 | 39.2761 |  |  | 400 |  |  |  | 81624
08077 |  | Colorado | Mesa | 15287611 | 96080613 | 92870612 | 077-0542 | 077-0542-0 | 077-0542-S | OXY USA - GRIFFITH 11-2 PAD |  |  | 20 | 2.84 | 148 |  | 8 | 211112 | -107.8449 | 39.2956 |  |  | 400 |  |  |  | 81624
08077 |  | Colorado | Mesa | 15287711 | 96080713 | 92870712 | 077-0543 | 077-0543-0 | 077-0543-S | OXY USA - GUNDERSON 18-5 PAD |  |  | 20 | 2.84 | 148 |  | 8 | 211112 | -107.8179 | 39.2798 |  |  | 400 |  |  |  | 81624
08077 |  | Colorado | Mesa | 15287811 | 96078613 | 92868612 | 077-0522 | 077-0522-0 | 077-0522-S | OXY USA - LARAMIE LAND & CATTLE 17-5 PAD |  |  | 20 | 2.84 | 148 |  | 8 | 211112 | -107.9035 | 39.1903 |  |  | 400 |  |  |  | 81624 | 23
08077 |  | Colorado | Mesa | 15287911 | 96080813 | 92870812 | 077-0544 | 077-0544-0 | 077-0544-S | OXY USA - MCDANIEL 11-10 PAD |  |  | 20 | 2.84 | 148 |  | 8 | 211112 | -107.8472 | 39.2895 |  |  | 400 |  |  |  | 81624
08077 |  | Colorado | Mesa | 15288011 | 96077913 | 92867912 | 077-0519 | 077-0519-0 | 077-0519-S | OXY USA - MCDANIEL 14-3 PAD |  |  | 20 | 2.84 | 148 |  | 8 | 211112 | -107.8536 | 39.2815 |  |  | 400 |  |  |  | 81624
08077 |  | Colorado | Mesa | 15288111 | 96078713 | 92868712 | 077-0523 | 077-0523-0 | 077-0523-S | OXY USA - MCDANIEL 2-9 PAD |  |  | 20 | 2.84 | 148 |  | 8 | 211112 | -107.8424 | 39.3043 |  |  | 400 |  |  |  | 81624
08077 |  | Colorado | Mesa | 15290211 | 103527613 | 107626612 | 077-0520 | 077-0520-0 | 077-0520-S | SG INTERESTS I - DIVIDE CREEK TREATMENT | 12.05 |  | 30 | 3.41 | 1471 | 342 |  | 21111 | -107.5767 | 39.3602 |  |  | 690 |  |  |  | 81624 | 131
08077 |  | Colorado | Mesa | 15290211 | 103527713 | 107626712 | 077-0520 | 077-0520-0 | 077-0520-S | SG INTERESTS I - DIVIDE CREEK TREATMENT |  |  | 1 | 0.1 | 70 | 0 |  | 21111 | -107.5767 | 39.3602 |  |  | 690 |  |  |  | 81624 | 131
08077 |  | Colorado | Mesa | 15290211 | 103527813 | 107626812 | 077-0520 | 077-0520-0 | 077-0520-S | SG INTERESTS I - DIVIDE CREEK TREATMENT |  |  | 1 | 0.1 | 70 | 0 |  | 21111 | -107.5767 | 39.3602 |  |  | 690 |  |  |  | 81624 | 23
08077 |  | Colorado | Mesa | 16210611 | 103529913 | 107628712 | 077-0546 | 077-0546-0 | 077-0546-S | AXIA ENERGY - TAYLOR COMPRESSOR STATION |  |  | 1 | 0.1 | 71 | 0 |  | 21111 | -107.9613 | 39.2619 |  | 110 | 690 |  |  |  | 81624
08077 |  | Colorado | Mesa | 16210611 | 103530013 | 107628812 | 077-0546 | 077-0546-0 | 077-0546-S | AXIA ENERGY - TAYLOR COMPRESSOR STATION |  |  | 1 | 0.1 | 70 | 0 |  | 21111 | -107.9613 | 39.2619 |  | 110 | 690 |  |  |  | 81624
08077 |  | Colorado | Mesa | 16210611 | 103530113 | 107230912 | 077-0546 | 077-0546-0 | 077-0546-S | AXIA ENERGY - TAYLOR COMPRESSOR STATION |  |  | 20 | 2 | 700 |  | 8.1 | 21111 | -107.9613 | 39.2619 |  | 110 | 400 |  |  |  | 81624
08077 |  | Colorado | Mesa | 16210611 | 103530213 | 107231012 | 077-0546 | 077-0546-0 | 077-0546-S | AXIA ENERGY - TAYLOR COMPRESSOR STATION | 2.5 |  | 20 | 2 | 700 |  | 10 | 21111 | -107.9613 | 39.2619 |  | 110 | 280 |  |  |  | 81624
08077 |  | Colorado | Mesa | 16210611 | 103530313 | 107628912 | 077-0546 | 077-0546-0 | 077-0546-S | AXIA ENERGY - TAYLOR COMPRESSOR STATION |  |  | 1 | 0.1 | 70 | 0 |  | 21111 | -107.9613 | 39.2619 |  | 110 | 300 |  |  |  | 81624
08077 |  | Colorado | Mesa | 16214311 | 103530913 | 107231212 | 077-0555 | 077-0555-0 | 077-0555-S | DELTA PETROLEUM - NORTH VEGA PAD 2A |  |  | 20 | 2.84 | 148 |  | 8.1 | 211112 | -107.7662 | 39.2606 |  |  | 400 |  |  |  | 81624 | 23
08077 |  | Colorado | Mesa | 16216511 | 103531713 | 107231712 | 077-0563 | 077-0563-0 | 077-0563-S | ENCANA OIL & GAS (USA) INC. - P16OU |  |  | 20 | 2.84 | 148 |  | 8.1 | 211112 | -108.1061 | 39.3451 |  |  | 400 |  |  |  | 81630
08077 |  | Colorado | Mesa | 16216611 | 103531413 | 107231512 | 077-0561 | 077-0561-0 | 077-0561-S | ENCANA OIL & GAS (USA) INC. - PL28 PAD |  |  | 15 | 0.66 | 440 |  | 10 | 21111 | -108.1117 | 39.2433 |  |  | 690 |  |  |  | 81624 | 99
08077 |  | Colorado | Mesa | 16216611 | 103531513 | 107231612 | 077-0561 | 077-0561-0 | 077-0561-S | ENCANA OIL & GAS (USA) INC. - PL28 PAD | [7 empty] | 21111 | -108.1117 | 39.2433 |  |  | 300 |  |  |  | 81624
08077 |  | Colorado | Mesa | 16217211 | 103530713 | 107629312 | 077-0551 | 077-0551-0 | 077-0551-S | ENCANA OIL & GAS - PL36 WELL PAD |  |  | 15 | 0.6 | 440 | 3.8 |  | 21111 | -108.0603 | 39.2264 |  |  | 690 |  |  |  | 81624 | 99
08077 |  | Colorado | Mesa | 16217211 | 103530813 | 107231112 | 077-0551 | 077-0551-0 | 077-0551-S | ENCANA OIL & GAS - PL36 WELL PAD | [7 empty] | 21111 | -108.0603 | 39.2264 |  |  | 300 |  |  |  | 81624
08077 |  | Colorado | Mesa | 16221211 | 103528513 | 107230812 | 077-0531 | 077-0531-0 | 077-0531-S | GRAND RIVER GATH - OH14 WELL PAD |  |  | 15 | 0.67 | 440 |  | 2.7 | 21111 | -108.1809 | 39.3639 |  |  | 690 |  |  |  | 81630 | 132
08077 |  | Colorado | Mesa | 16286511 | 103531213 | 107231412 | 077-0559 | 077-0559-0 | 077-0559-S | OXY USA INC. - HAWKINS RANCH 11-13 |  |  | 20 | 2.84 | 148 |  | 8 | 211112 | -107.8577 | 39.2004 |  |  | 400 |  |  |  | 81624
08077 |  | Colorado | Mesa | 16289211 | 103529213 | 107628012 | 077-0545 | 077-0545-0 | 077-0545-S | PICEANCE ENERGY LLC - HAWXHURST RANCH |  |  | 1 | 0.1 | 70 | 0 |  | 21111 | -107.9355 | 39.2606 |  |  | 690 |  |  |  | 81624 | 23
08077 |  | Colorado | Mesa | 16289211 | 103529313 | 107628112 | 077-0545 | 077-0545-0 | 077-0545-S | PICEANCE ENERGY LLC - HAWXHURST RANCH |  |  | 1 | 0.1 | 70 | 0 |  | 21111 | -107.9355 | 39.2606 |  |  | 300 |  |  |  | 81624
08077 |  | Colorado | Mesa | 16289211 | 103529413 | 107628212 | 077-0545 | 077-0545-0 | 077-0545-S | PICEANCE ENERGY LLC - HAWXHURST RANCH |  |  | 1 | 0.1 | 70 | 0 |  | 21111 | -107.9355 | 39.2606 |  |  | 400 |  |  |  | 81624
08077 |  | Colorado | Mesa | 16289211 | 103529513 | 107628312 | 077-0545 | 077-0545-0 | 077-0545-S | PICEANCE ENERGY LLC - HAWXHURST RANCH |  |  | 8 | 0.5 | 30 | 0 |  | 21111 | -107.9355 | 39.2606 |  |  | 400 |  |  |  | 81624 | 23
08077 |  | Colorado | Mesa | 16289311 | 103531013 | 107231312 | 077-0556 | 077-0556-0 | 077-0556-S | PICEANCE ENERGY, LLC - NORTH VEGA PAD 2C |  |  | 20 | 2.84 | 148 |  | 8.1 | 211112 | -107.7493 | 39.2604 |  |  | 400 |  |  |  | 81624
08077 |  | Colorado | Mesa | 3457511 | 36571113 | 34830712 | 077-0239 | 077-0239-0 | 077-0239-S | PUBLIC SERVICE CO ROSS RIDGE STATION |  |  | 15 | 0.3 | 30 | 0 |  | 48621 | -108.592 | 39.3169 |  | 110 | 690 |  |  |  | 81521 |  | R63-0036
08077 |  | Colorado | Mesa | 3458311 | 68768613 | 63136212 | 077-0263 | 077-0263-0 | 077-0263-S | OXY USA - BRUSH CREEK COMPRESSOR STATION |  |  | 1 | 0.1 | 70 | 0 |  | 21111 | -107.8447 | 39.282 |  | 110 | 690 |  |  |  | 81624 | 23
08077 |  | Colorado | Mesa | 3458311 | 68768813 | 63136412 | 077-0263 | 077-0263-0 | 077-0263-S | OXY USA - BRUSH CREEK COMPRESSOR STATION |  |  | 1 | 0.1 | 70 | 0 |  | 21111 | -107.8447 | 39.282 |  | 110 | 690 |  |  |  | 81624 | 23
08077 |  | Colorado | Mesa | 3458311 | 68769013 | 63136512 | 077-0263 | 077-0263-0 | 077-0263-S | OXY USA - BRUSH CREEK COMPRESSOR STATION | 3.5 |  | 26 | 1.33 | 868 |  | 53.9 | 21111 | -107.8447 | 39.282 |  | 110 | 400 |  |  |  | 81624 | 23
08077 |  | Colorado | Mesa | 3458311 | 96076613 | 92866212 | 077-0263 | 077-0263-0 | 077-0263-S | OXY USA - BRUSH CREEK COMPRESSOR STATION |  |  | 1 | 0.1 | 70 | 0 |  | 21111 | -107.8447 | 39.282 |  | 110 | 300 |  |  |  | 81624
08077 |  | Colorado | Mesa | 3499911 | 103525913 | 107228212 | 077-0288 | 077-0288-0 | 077-0288-S | ETC CANYON PIPELINE -PREMIER DEBEQUE | 0.461 |  | 24 | 1.94 | 212 |  | 1 | 21111 | -108.242 | 39.3278 |  | 106 | 690 |  |  |  | 81630 | 99
08077 |  | Colorado | Mesa | 3499911 | 103526113 | 107626112 | 077-0288 | 077-0288-0 | 077-0288-S | ETC CANYON PIPELINE -PREMIER DEBEQUE |  |  | 1 | 0.5 | 88 | 2 |  | 21111 | -108.242 | 39.3278 |  | 106 | 690 |  |  |  | 81630 | 23
08077 |  | Colorado | Mesa | 3499911 | 103526213 | 107626212 | 077-0288 | 077-0288-0 | 077-0288-S | ETC CANYON PIPELINE -PREMIER DEBEQUE |  |  | 1 | 0.1 | 70 | 0 |  | 21111 | -108.242 | 39.3278 |  | 106 | 300 |  |  |  | 81630
08077 |  | Colorado | Mesa | 3499911 | 103526413 | 107228512 | 077-0288 | 077-0288-0 | 077-0288-S | ETC CANYON PIPELINE -PREMIER DEBEQUE |  |  | 20 | 2.84 | 148 |  | 8.1 | 21111 | -108.242 | 39.3278 |  | 106 | 400 |  |  |  | 81630 | 23
08077 |  | Colorado | Mesa | 3499911 | 103526513 | 107228612 | 077-0288 | 077-0288-0 | 077-0288-S | ETC CANYON PIPELINE -PREMIER DEBEQUE |  |  | 20 | 1 | 1832 |  | 10 | 21111 | -108.242 | 39.3278 |  | 106 | 280 |  |  |  | 81630
08077 |  | Colorado | Mesa | 3499911 | 36567513 | 34826912 | 077-0288 | 077-0288-0 | 077-0288-S | ETC CANYON PIPELINE -PREMIER DEBEQUE | 0.461 |  | 24 | 1.94 | 212 |  | 1 | 21111 | -108.243 | 39.3306 |  | 106 | 690 |  |  |  | 81630 | 99 | R63-0036
08077 |  | Colorado | Mesa | 3543611 | 36626013 | 34886312 | 077-0055 | 077-0055-0 | 077-0055-S | BAKER HUGHES OILFIELD OP - 2403 RIVER RD |  |  | 1 | 21.1 | 77 |  | 0.1 | 213112 | -108.6073 | 39.09 |  |  | 490 |  |  |  | 81505-1 |  | R63-0036
08077 |  | Colorado | Mesa | 3556511 | 36623013 | 34881412 | 077-0089 | 077-0089-0 | 077-0089-S | COLORADO FUEL MANUFACTURERS, INC. | 5.74 |  | 1 | 0.1 | 70 | 0 |  | 211112 | -108.6436 | 39.2337 | 10 | 108 | 290 |  |  |  | 81505 |  | R63-0040
08077 |  | Colorado | Mesa | 3565811 | 36802313 | 35066212 | 077-0355 | 077-0355-0 | 077-0355-S | BADGER MIDSTREAM SERVICES - BADGER WGP |  |  | 105 | 1 | 136 |  | 70.8 | 211112 | -108.9082 | 39.3308 |  | 106 | 490 |  |  |  | 81525 |  | R63-0036
08077 |  | Colorado | Mesa | 3565811 | 36802813 | 35066112 | 077-0355 | 077-0355-0 | 077-0355-S | BADGER MIDSTREAM SERVICES - BADGER WGP |  |  |  |  | 72 |  |  | 211112 | -108.9082 | 39.3308 |  | 106 | 490 |  |  |  | 81525 |  | R63-0036
08077 |  | Colorado | Mesa | 3565811 | 68770513 | 63138012 | 077-0355 | 077-0355-0 | 077-0355-S | BADGER MIDSTREAM SERVICES - BADGER WGP |  |  | 15 | 1.17 | 100 |  | 71 | 211112 | -108.9123 | 39.331 |  | 106 | 690 |  |  |  | 81525
08077 |  | Colorado | Mesa | 3566511 | 36801213 | 35064712 | 077-0363 | 077-0363-0 | 077-0363-S | ENCANA - PLATEAU CREEK |  |  | 1 | 0.1 | 80 | 0 |  | 21111 | -108.1185 | 39.1693 |  | 110 | 690 |  |  |  | 81643 | 132 | R63-0036
08077 |  | Colorado | Mesa | 3566511 | 36801513 | 35064812 | 077-0363 | 077-0363-0 | 077-0363-S | ENCANA - PLATEAU CREEK |  |  |  |  | 72 |  |  | 21111 | -108.1185 | 39.1693 |  | 110 | 490 |  |  |  | 81643 |  | R63-0036
08077 |  | Colorado | Mesa | 3567211 | 68771213 | 35063612 | 077-0371 | 077-0371-0 | 077-0371-S | ASPEN OPERATING, LLC - SINK CREEK C.S. |  |  |  |  | 72 |  |  | 21111 | -108.3038 | 39.024 |  | 110 | 690 |  |  |  | 81527
08077 |  | Colorado | Mesa | 3659511 | 36586313 | 34846712 | 077-0110 | 077-0110-0 | 077-0110-S | SOURCEGAS DBA ROCKY MT - COLLBRAN |  |  |  |  | 72 |  |  | 48621 | -107.967 | 39.2455 |  | 110 | 300 |  |  |  | 81624-9 |  | R63-0036
08077 |  | Colorado | Mesa | 3661311 | 36581913 | 34842312 | 077-0156 | 077-0156-0 | 077-0156-S | BLACK HILLS MIDSTREAM - HORSESHOE CANYON |  |  |  |  | 72 |  |  | 21111 | -108.2072 | 39.2819 |  | 106 | 300 |  |  |  | 81630 |  | R63-0036
08077 |  | Colorado | Mesa | 3661311 | 36582213 | 34842112 | 077-0156 | 077-0156-0 | 077-0156-S | BLACK HILLS MIDSTREAM - HORSESHOE CANYON |  |  | 1 | 0.1 | 70 | 0 |  | 21111 | -108.2072 | 39.2819 |  | 106 | 690 |  |  |  | 81630 | 132&23 | R63-0036
08077 |  | Colorado | Mesa | 3661311 | 68767213 | 63134812 | 077-0156 | 077-0156-0 | 077-0156-S | BLACK HILLS MIDSTREAM - HORSESHOE CANYON |  |  | 1 | 0.1 | 70 | 0 |  | 21111 | -108.2052 | 39.2803 |  | 106 | 690 |  |  |  | 81630
08077 |  | Colorado | Mesa | 4381611 | 103525213 | 107227512 | 077-0183 | 077-0183-0 | 077-0183-S | PUBLIC SERVICE CO ASBURY STATION | [7 empty] | 48621 | -108.6421 | 39.2348 |  | 110 | 690 |  |  |  | 81521
08077 |  | Colorado | Mesa | 4381611 | 103525313 | 107227612 | 077-0183 | 077-0183-0 | 077-0183-S | PUBLIC SERVICE CO ASBURY STATION | [7 empty] | 48621 | -108.6421 | 39.2348 |  | 110 | 690 |  |  |  | 81521
08077 |  | Colorado | Mesa | 4381611 | 103525413 | 107227712 | 077-0183 | 077-0183-0 | 077-0183-S | PUBLIC SERVICE CO ASBURY STATION | [7 empty] | 48621 | -108.6421 | 39.2348 |  | 110 | 690 |  |  |  | 81521
08077 |  | Colorado | Mesa | 4381611 | 103525513 | 107227812 | 077-0183 | 077-0183-0 | 077-0183-S | PUBLIC SERVICE CO ASBURY STATION | [7 empty] | 48621 | -108.6421 | 39.2348 |  | 110 | 690 |  |  |  | 81521
08077 |  | Colorado | Mesa | 4381611 | 103525613 | 107227912 | 077-0183 | 077-0183-0 | 077-0183-S | PUBLIC SERVICE CO ASBURY STATION | [7 empty] | 48621 | -108.6421 | 39.2348 |  | 110 | 690 |  |  |  | 81521
08077 |  | Colorado | Mesa | 4381611 | 103525713 | 107228012 | 077-0183 | 077-0183-0 | 077-0183-S | PUBLIC SERVICE CO ASBURY STATION | [7 empty] | 48621 | -108.6421 | 39.2348 |  | 110 | 690 |  |  |  | 81521
08077 |  | Colorado | Mesa | 4381611 | 36408413 | 34667412 | 077-0183 | 077-0183-0 | 077-0183-S | PUBLIC SERVICE CO ASBURY STATION |  |  |  |  | 72 |  |  | 48621 | -108.6479 | 39.2302 |  | 110 | 690 |  |  |  | 81521 |  | R63-0036
08081 |  | Colorado | Moffat | 1119811 | 46762813 | 44373912 | 081-0136 | 081-0136-0 | 081-0136-S | QEP FIELD SERVICES - SUGAR LOAF FIELD |  |  |  |  | 72 |  |  | 21111 | -108.7273 | 40.9302 |  | 106 | 690 |  |  |  | 81640 |  | R63-0036
08081 |  | Colorado | Moffat | 1119811 | 46763113 | 44373412 | 081-0136 | 081-0136-0 | 081-0136-S | QEP FIELD SERVICES - SUGAR LOAF FIELD |  |  |  |  | 72 |  |  | 21111 | -108.7465 | 40.9263 |  | 106 | 690 |  |  |  | 81640 |  | R63-0036
08081 |  | Colorado | Moffat | 1119811 | 46763213 | 44373012 | 081-0136 | 081-0136-0 | 081-0136-S | QEP FIELD SERVICES - SUGAR LOAF FIELD |  |  |  |  | 72 |  |  | 21111 | -108.7376 | 40.943 |  | 106 | 690 |  |  |  | 81640 |  | R63-0036
08081 |  | Colorado | Moffat | 1119811 | 46763313 | 44373512 | 081-0136 | 081-0136-0 | 081-0136-S | QEP FIELD SERVICES - SUGAR LOAF FIELD |  |  |  |  | 72 |  |  | 21111 | -108.7426 | 40.9333 |  | 106 | 690 |  |  |  | 81640 |  | R63-0036
08081 |  | Colorado | Moffat | 1119811 | 46763413 | 44372912 | 081-0136 | 081-0136-0 | 081-0136-S | QEP FIELD SERVICES - SUGAR LOAF FIELD |  |  |  |  | 72 |  |  | 21111 | -108.7457 | 40.9505 |  | 106 | 690 |  |  |  | 81640 |  | R63-0036
08081 |  | Colorado | Moffat | 1119811 | 46763513 | 44373812 | 081-0136 | 081-0136-0 | 081-0136-S | QEP FIELD SERVICES - SUGAR LOAF FIELD |  |  |  |  | 72 |  |  | 21111 | -108.7229 | 40.9219 |  | 106 | 690 |  |  |  | 81640 |  | R63-0036
08081 |  | Colorado | Moffat | 1119811 | 46763613 | 44373212 | 081-0136 | 081-0136-0 | 081-0136-S | QEP FIELD SERVICES - SUGAR LOAF FIELD |  |  |  |  | 72 |  |  | 21111 | -108.7512 | 40.9288 |  | 106 | 690 |  |  |  | 81640 |  | R63-0036
08081 |  | Colorado | Moffat | 1119811 | 46763813 | 44373612 | 081-0136 | 081-0136-0 | 081-0136-S | QEP FIELD SERVICES - SUGAR LOAF FIELD |  |  |  |  | 72 |  |  | 21111 | -108.7309 | 40.9314 |  | 106 | 690 |  |  |  | 81640 |  | R63-0036
08081 |  | Colorado | Moffat | 12857511 | 68789213 | 63156812 | 081-0227 | 081-0227-0 | 081-0227-S | J-W OPERATING CO - MOFFAT COUNTY 24-29 |  |  | 20 | 2.84 | 148 |  | 8.1 | 21111 | -107.8612 | 40.7918 |  |  | 400 |  |  |  | 81625
08081 |  | Colorado | Moffat | 12857611 | 96082513 | 92872512 | 081-0248 | 081-0248-0 | 081-0248-S | ENTEK GRB, LLC - CF&I #1 |  |  | 1 | 0.1 | 70 | 0 |  | 21111 | -107.3295 | 40.9894 |  |  | 690 |  |  |  | 81653
08081 |  | Colorado | Moffat | 12857611 | 96082613 | 92872612 | 081-0248 | 081-0248-0 | 081-0248-S | ENTEK GRB, LLC - CF&I #1 |  |  | 1 | 0.1 | 70 | 0 |  | 21111 | -107.3295 | 40.9894 |  |  | 690 |  |  |  | 81653
08081 |  | Colorado | Moffat | 12857611 | 96082713 | 92872712 | 081-0248 | 081-0248-0 | 081-0248-S | ENTEK GRB, LLC - CF&I #1 |  |  | 1 | 0.1 | 70 | 0 |  | 21111 | -107.3295 | 40.9894 |  |  | 400 |  |  |  | 81653
08081 |  | Colorado | Moffat | 12857611 | 96082813 | 92872812 | 081-0248 | 081-0248-0 | 081-0248-S | ENTEK GRB, LLC - CF&I #1 |  |  | 1 | 0.1 | 70 | 0 |  | 21111 | -107.3295 | 40.9894 |  |  | 400 |  |  |  | 81653
08081 |  | Colorado | Moffat | 12857711 | 68791013 | 63158612 | 081-0260 | 081-0260-0 | 081-0260-S | BKEP CRUDE - ILES GROVE |  |  | 20 | 2.84 | 148 |  | 8.1 | 211112 | -107.6923 | 40.3115 |  |  | 400 |  |  |  | 81638
08081 |  | Colorado | Moffat | 12857811 | 68791813 | 63159412 | 081-0275 | 081-0275-0 | 081-0275-S | WEXPRO CO - W.B. LASHER #7 |  |  | 1 | 0.1 | 70 | 0 |  | 211112 | -108.6964 | 40.9712 |  |  | 690 |  |  |  | 81640
08081 |  | Colorado | Moffat | 12857811 | 96083313 | 92873312 | 081-0275 | 081-0275-0 | 081-0275-S | WEXPRO CO - W.B. LASHER #7 |  |  | 1 | 0.1 | 70 | 0 |  | 211112 | -108.6964 | 40.9712 |  |  | 300 |  |  |  | 81640
08081 |  | Colorado | Moffat | 12857811 | 96083413 | 92873412 | 081-0275 | 081-0275-0 | 081-0275-S | WEXPRO CO - W.B. LASHER #7 |  |  | 1 | 0.1 | 70 | 0 |  | 211112 | -108.6964 | 40.9712 |  |  | 999 |  |  |  | 81640
08081 |  | Colorado | Moffat | 12857911 | 68793013 | 63160412 | 081-0286 | 081-0286-0 | 081-0286-S | WEXPRO CO - HIAWATHA DEEP 5 |  |  | 1 | 0.1 | 70 | 0 |  | 21111 | -108.6202 | 40.9965 |  |  | 690 |  |  |  | 81640
08081 |  | Colorado | Moffat | 12858011 | 68793613 | 63161012 | 081-0292 | 081-0292-0 | 081-0292-S | J-W OPERATING CO- BIG HOLE FEDERAL | 8.74 |  | 6 | 0.17 | 1325 |  | 313 | 21111 | -107.9422 | 40.8353 |  |  | 160 |  |  |  | 81640
08081 |  | Colorado | Moffat | 12858111 | 68795013 | 63162312 | 081-0305 | 081-0305-0 | 081-0305-S | WHITING OIL & GAS LION GOVERNMENT 41-36 |  |  | 20 | 2.84 | 148 |  | 8.1 | 211112 | -108.6893 | 40.9621 |  |  | 400 |  |  |  | 81640
08081 |  | Colorado | Moffat | 13256111 | 68788313 | 63156012 | 081-0196 | 081-0196-0 | 081-0196-S | CHEVRON USA, INC. - VAN SCHAICK C-10 |  |  | 1 | 0.1 | 70 | 0 |  | 211112 | -108.6667 | 40.9716 |  |  | 400 |  |  |  | 81640
08081 |  | Colorado | Moffat | 13256111 | 68788413 | 63156012 | 081-0196 | 081-0196-0 | 081-0196-S | CHEVRON USA, INC. - VAN SCHAICK C-10 |  |  | 1 | 0.1 | 70 | 0 |  | 211112 | -108.6667 | 40.9716 |  |  | 690 |  |  |  | 81640
08081 |  | Colorado | Moffat | 13256211 | 68789313 | 63156912 | 081-0230 | 081-0230-0 | 081-0230-S | CHEVRON USA - DUNCAN B-13 |  |  | 1 | 0.1 | 70 | 0 |  | 21111 | -108.6471 | 40.9812 |  |  | 690 |  |  |  | 81640
08081 |  | Colorado | Moffat | 13256211 | 68789413 | 63157012 | 081-0230 | 081-0230-0 | 081-0230-S | CHEVRON USA - DUNCAN B-13 |  |  | 1 | 0.1 | 70 | 0 |  | 21111 | -108.6471 | 40.9812 |  |  | 400 |  |  |  | 81640 | 23
08081 |  | Colorado | Moffat | 13256311 | 68789513 | 63157112 | 081-0231 | 081-0231-0 | 081-0231-S | CHEVRON USA, INC. - DUNCAN 2-5 |  |  | 1 | 0.1 | 70 | 0 |  | 21111 | -108.6646 | 40.9914 |  |  | 690 |  |  |  | 81640
08081 |  | Colorado | Moffat | 13256411 | 68789613 | 63157212 | 081-0232 | 081-0232-0 | 081-0232-S | CHEVRON USA, INC. - VAN SCHAICK A-8 |  |  | 1 | 0.1 | 80 | 0 |  | 21111 | -108.6779 | 40.9793 |  |  | 690 |  |  |  | 81640
08081 |  | Colorado | Moffat | 13256511 | 68789713 | 63157312 | 081-0233 | 081-0233-0 | 081-0233-S | Three Forks - KLAENHAMMER #1 |  |  | 1 | 0.1 | 70 | 0 |  | 211112 | -108.2893 | 40.9045 |  |  | 400 |  |  |  | 81640
08081 |  | Colorado | Moffat | 13256611 | 68789813 | 63157412 | 081-0234 | 081-0234-0 | 081-0234-S | Three Forks - KLAENHAMMER #2 |  |  | 20 | 2.84 | 148 |  | 8.1 | 211112 | -108.2987 | 40.9042 |  |  | 400 |  |  |  | 81640
08081 |  | Colorado | Moffat | 13256711 | 68789913 | 63157512 | 081-0235 | 081-0235-0 | 081-0235-S | Three Forks - KLAENHAMMER #3A |  |  | 1 | 0.1 | 70 | 0 |  | 211112 | -108.3083 | 40.9043 |  |  | 400 |  |  |  | 81640
08081 |  | Colorado | Moffat | 13256811 | 68790013 | 63157612 | 081-0236 | 081-0236-0 | 081-0236-S | Three Forks - PTASYNSKI #3 |  |  | 30 | 2.84 | 148 |  | 8.1 | 211112 | -108.3368 | 40.9187 |  |  | 400 |  |  |  | 81640
08081 |  | Colorado | Moffat | 13256911 | 68790113 | 63157712 | 081-0237 | 081-0237-0 | 081-0237-S | Three Forks - PTASYNSKI #4 |  |  | 20 | 2.84 | 148 |  | 8.1 | 211112 | -108.3362 | 40.9253 |  |  | 400 |  |  |  | 81640
08081 |  | Colorado | Moffat | 13257011 | 68790213 | 63157812 | 081-0238 | 081-0238-0 | 081-0238-S | Three Forks - PTASYNSKI #5 |  |  | 20 | 2.84 | 148 |  | 8.1 | 211112 | -108.3419 | 40.9292 |  |  | 400 |  |  |  | 81640
08081 |  | Colorado | Moffat | 13257111 | 68790313 | 63157912 | 081-0239 | 081-0239-0 | 081-0239-S | Three Forks - JOYCE WOLF |  |  | 20 | 2.84 | 148 |  | 8.1 | 211112 | -108.3083 | 40.9115 |  |  | 400 |  |  |  | 81640
08081 |  | Colorado | Moffat | 13257211 | 68790413 | 63158012 | 081-0240 | 081-0240-0 | 081-0240-S | Three Forks - USA JOYCE WOLF #2 |  |  | 20 | 2.84 | 148 |  | 8.1 | 211112 | -108.3171 | 40.9105 |  |  | 400 |  |  |  | 81640
08081 |  | Colorado | Moffat | 13257411 | 68790613 | 63158212 | 081-0242 | 081-0242-0 | 081-0242-S | Three Forks - USA JOYCE WOLF #4 |  |  | 20 | 2.84 | 148 |  | 8.1 | 211112 | -108.3362 | 40.9123 |  |  | 400 |  |  |  | 81640
08081 |  | Colorado | Moffat | 13271311 | 68791113 | 63158712 | 081-0264 | 081-0264-0 | 081-0264-S | QUESTAR EXPLORATION - IRISH CREEK 11-21 |  |  | 1 | 0.1 | 70 | 0 |  | 21111 | -108.5282 | 40.9911 |  |  | 690 |  |  |  | 81640
08081 |  | Colorado | Moffat | 13271511 | 68791313 | 63158912 | 081-0270 | 081-0270-0 | 081-0270-S | WEXPRO COMPANY - W.B. LASHER #8 |  |  | 1 | 0.1 | 70 | 0 |  | 211112 | -108.7038 | 40.9694 |  |  | 690 |  |  |  | 81640
08081 |  | Colorado | Moffat | 13271511 | 96082913 | 92872912 | 081-0270 | 081-0270-0 | 081-0270-S | WEXPRO COMPANY - W.B. LASHER #8 |  |  | 1 | 0.1 | 70 | 0 |  | 211112 | -108.7038 | 40.9694 |  |  | 300 |  |  |  | 81640
08081 |  | Colorado | Moffat | 13271511 | 96083013 | 92873012 | 081-0270 | 081-0270-0 | 081-0270-S | WEXPRO COMPANY - W.B. LASHER #8 |  |  | 1 | 0.1 | 70 | 0 |  | 211112 | -108.7038 | 40.9694 |  |  | 999 |  |  |  | 81640
08081 |  | Colorado | Moffat | 13271611 | 68791613 | 63159212 | 081-0271 | 081-0271-0 | 081-0271-S | WEXPRO CO - W.B. LASHER #9 |  |  | 1 | 0.1 | 70 | 0 |  | 211112 | -108.6992 | 40.9694 |  |  | 690 |  |  |  | 81640
08081 |  | Colorado | Moffat | 13271611 | 96083113 | 92873112 | 081-0271 | 081-0271-0 | 081-0271-S | WEXPRO CO - W.B. LASHER #9 |  |  | 1 | 0.1 | 70 | 0 |  | 211112 | -108.6992 | 40.9694 |  |  | 300 |  |  |  | 81640
08081 |  | Colorado | Moffat | 13271611 | 96083213 | 92873212 | 081-0271 | 081-0271-0 | 081-0271-S | WEXPRO CO - W.B. LASHER #9 |  |  | 1 | 0.1 | 70 | 0 |  | 211112 | -108.6992 | 40.9694 |  |  | 999 |  |  |  | 81640
08081 |  | Colorado | Moffat | 13271711 | 68791713 | 63159312 | 081-0273 | 081-0273-0 | 081-0273-S | YATES PETROLEUM - BAKERS PEAK UNIT #2 |  |  | 1 | 0.1 | 70 | 0 |  | 21111 | -107.5511 | 40.9175 |  |  | 690 |  |  |  | 81625
08081 |  | Colorado | Moffat | 13271811 | 68792013 | 63159612 | 081-0276 | 081-0276-0 | 081-0276-S | CHEVRON USA, INC. - VAN SCHAICK A-7 |  |  | 1 | 0.1 | 70 | 0 |  | 21111 | -108.6775 | 40.9856 |  |  | 690 |  |  |  | 81640
08081 |  | Colorado | Moffat | 13271811 | 90933713 | 87002512 | 081-0276 | 081-0276-0 | 081-0276-S | CHEVRON USA, INC. - VAN SCHAICK A-7 |  |  | 1 | 0.1 | 70 | 0 |  | 21111 | -108.6775 | 40.9856 |  |  | 400 |  |  |  | 81640
08081 |  | Colorado | Moffat | 13271911 | 68792113 | 63159712 | 081-0277 | 081-0277-0 | 081-0277-S | YATES PETROLEUM CORPORATION-BAKERS PEAK |  |  | 1 | 0.1 | 70 | 0 |  | 211112 | -107.5512 | 40.9108 |  |  | 690 |  |  |  | 81625
08081 |  | Colorado | Moffat | 13271911 | 68792213 | 63159812 | 081-0277 | 081-0277-0 | 081-0277-S | YATES PETROLEUM CORPORATION-BAKERS PEAK |  |  | 1 | 0.1 | 70 | 0 |  | 211112 | -107.5512 | 40.9108 |  |  | 400 |  |  |  | 81625
08081 |  | Colorado | Moffat | 13272011 | 68792313 | 63159912 | 081-0279 | 081-0279-0 | 081-0279-S | WEXPRO MUSSER 23 |  |  | 1 | 0.1 | 70 | 0 |  | 211112 | -108.2942 | 40.9404 |  |  | 690 |  |  |  | 81640
08081 |  | Colorado | Moffat | 13272011 | 68792413 | 63160012 | 081-0279 | 081-0279-0 | 081-0279-S | WEXPRO MUSSER 23 |  |  | 1 | 0.1 | 70 | 0 |  | 211112 | -108.2942 | 40.9404 |  |  | 490 |  |  |  | 81640
08081 |  | Colorado | Moffat | 13272011 | 68792513 | 63160112 | 081-0279 | 081-0279-0 | 081-0279-S | WEXPRO MUSSER 23 |  |  | 20 | 2.84 | 148 |  | 8.1 | 211112 | -108.2942 | 40.9404 |  |  | 400 |  |  |  | 81640
08081 |  | Colorado | Moffat | 13272111 | 68792613 | 68754412 | 081-0280 | 081-0280-0 | 081-0280-S | WEXPRO CO- JACKS DRAW #17 |  |  | 29 | 2.02 | 455 |  | 35.2 | 211112 | -108.3037 | 40.973 |  |  | 690 |  |  |  | 81640
08081 |  | Colorado | Moffat | 13272111 | 68792713 | 68754512 | 081-0280 | 081-0280-0 | 081-0280-S | WEXPRO CO- JACKS DRAW #17 |  |  | 20 | 2.84 | 148 |  | 8.1 | 211112 | -108.3037 | 40.973 |  |  | 400 |  |  |  | 81640
08081 |  | Colorado | Moffat | 13272211 | 68792813 | 63160212 | 081-0281 | 081-0281-0 | 081-0281-S | CHEVRON USA- DUNCAN B-15 |  |  | 1 | 0.1 | 70 | 0 |  | 21111 | -108.6321 | 40.9837 |  |  | 690 |  |  |  | 81640
08081 |  | Colorado | Moffat | 13272311 | 68792913 | 63160312 | 081-0283 | 081-0283-0 | 081-0283-S | WHITING OIL & GAS CORP- LION GOV. 22-36 |  |  | 20 | 2.84 | 148 |  | 8 | 211112 | -108.699 | 40.9585 |  |  | 400 |  |  |  | 81640
08081 |  | Colorado | Moffat | 13272411 | 68793213 | 63160612 | 081-0288 | 081-0288-0 | 081-0288-S | WEXPRO CO - LASHER WELL #10 |  |  | 1 | 0.1 | 70 | 0 |  | 21111 | -108.6989 | 40.9658 |  |  | 690 |  |  |  | 81640
08081 |  | Colorado | Moffat | 13272411 | 96083713 | 92873712 | 081-0288 | 081-0288-0 | 081-0288-S | WEXPRO CO - LASHER WELL #10 |  |  | 1 | 0.1 | 70 | 0 |  | 21111 | -108.6989 | 40.9658 |  |  | 300 |  |  |  | 81640
08081 |  | Colorado | Moffat | 13272411 | 96083813 | 92873812 | 081-0288 | 081-0288-0 | 081-0288-S | WEXPRO CO - LASHER WELL #10 |  |  | 1 | 0.1 | 70 | 0 |  | 21111 | -108.6989 | 40.9658 |  |  | 999 |  |  |  | 81640
08081 |  | Colorado | Moffat | 13272511 | 68793313 | 63160712 | 081-0289 | 081-0289-0 | 081-0289-S | WEXPRO CO - MUSSER 24 |  |  | 1 | 0.1 | 70 | 0 |  | 21111 | -108.2959 | 40.9273 |  |  | 690 |  |  |  | 81640
08081 |  | Colorado | Moffat | 13272511 | 68793413 | 63160812 | 081-0289 | 081-0289-0 | 081-0289-S | WEXPRO CO - MUSSER 24 |  |  | 20 | 2.84 | 148 |  | 8 | 21111 | -108.2959 | 40.9273 |  |  | 400 |  |  |  | 81640
08081 |  | Colorado | Moffat | 13272611 | 68793513 | 63160912 | 081-0291 | 081-0291-0 | 081-0291-S | WEXPRO CO- STATE LAND NO 7 |  |  | 20 | 2.84 | 148 |  | 8.1 | 211112 | -108.6419 | 40.9873 |  |  | 400 |  |  |  | 81640
08081 |  | Colorado | Moffat | 13272811 | 68793813 | 63161212 | 081-0296 | 081-0296-0 | 081-0296-S | WEXPRO CO - JACKS DRAW 9 |  |  | 1 | 0.1 | 70 | 0 |  | 21111 | -108.2848 | 40.9729 |  |  | 690 |  |  |  | 81640
08081 |  | Colorado | Moffat | 13272911 | 68793913 | 63161312 | 081-0297 | 081-0297-0 | 081-0297-S | WEXPRO CO - HIAWATHA DEEP 8 |  |  | 1 | 0.1 | 70 | 0 |  | 21111 | -108.6322 | 40.9874 |  |  | 690 |  |  |  | 81640
08081 |  | Colorado | Moffat | 13273011 | 68794013 | 63161412 | 081-0299 | 081-0299-0 | 081-0299-S | J-W OPERATING CO-FEDERAL LAND BANK 21-14 |  |  | 20 | 2.84 | 148 |  | 8.1 | 211112 | -107.9181 | 40.8317 |  |  | 400 |  |  |  | 81640
08081 |  | Colorado | Moffat | 13273111 | 68794113 | 63161512 | 081-0300 | 081-0300-0 | 081-0300-S | WEXPRO CO - MUSSER 25 |  |  | 1 | 0.1 | 70 | 0 |  | 21111 | -108.3041 | 40.944 |  |  | 690 |  |  |  | 81640
08081 |  | Colorado | Moffat | 13273111 | 68794213 | 63161612 | 081-0300 | 081-0300-0 | 081-0300-S | WEXPRO CO - MUSSER 25 |  |  | 1 | 0.1 | 70 | 0 |  | 21111 | -108.3041 | 40.944 |  |  | 400 |  |  |  | 81640
08081 |  | Colorado | Moffat | 13273111 | 68794313 | 63161712 | 081-0300 | 081-0300-0 | 081-0300-S | WEXPRO CO - MUSSER 25 |  |  | 1 | 0.1 | 70 | 0 |  | 21111 | -108.3041 | 40.944 |  |  | 999 |  |  |  | 81640
08081 |  | Colorado | Moffat | 13273111 | 68794413 | 63161712 | 081-0300 | 081-0300-0 | 081-0300-S | WEXPRO CO - MUSSER 25 |  |  | 1 | 0.1 | 70 | 0 |  | 21111 | -108.3041 | 40.944 |  |  | 300 |  |  |  | 81640
08081 |  | Colorado | Moffat | 13273211 | 68794513 | 63161812 | 081-0302 | 081-0302-0 | 081-0302-S | CHEVRON USA INC-DUNCAN VAN SHAICK 1-5 |  |  | 1 | 0.1 | 78 | 0 |  | 21111 | -108.6608 | 40.9765 |  |  | 690 |  |  |  | 81640
08081 |  | Colorado | Moffat | 13273311 | 103532613 | 107629812 | 081-0303 | 081-0303-0 | 081-0303-S | QEP ENERGY CO - SPARKS RIDGE UNIT 1 |  |  | 1 | 0.1 | 70 | 0 |  | 21111 | -108.7804 | 40.9367 |  |  | 490 |  |  |  | 81640
08081 |  | Colorado | Moffat | 13273311 | 103532713 | 107629912 | 081-0303 | 081-0303-0 | 081-0303-S | QEP ENERGY CO - SPARKS RIDGE UNIT 1 |  |  | 1 | 0.1 | 70 | 0 |  | 21111 | -108.7804 | 40.9367 |  |  | 300 |  |  |  | 81640
08081 |  | Colorado | Moffat | 13273311 | 68794613 | 63161912 | 081-0303 | 081-0303-0 | 081-0303-S | QEP ENERGY CO - SPARKS RIDGE UNIT 1 |  |  | 1 | 0.1 | 70 | 0 |  | 21111 | -108.7804 | 40.9367 |  |  | 690 |  |  |  | 81640
08081 |  | Colorado | Moffat | 13273311 | 68794713 | 63162012 | 081-0303 | 081-0303-0 | 081-0303-S | QEP ENERGY CO - SPARKS RIDGE UNIT 1 |  |  | 20 | 2.84 | 148 |  | 8.1 | 21111 | -108.7804 | 40.9367 |  |  | 400 |  |  |  | 81640
08081 |  | Colorado | Moffat | 13273411 | 68794913 | 63162212 | 081-0304 | 081-0304-0 | 081-0304-S | WHITING OIL & GAS LION GOVERNMENT 11 |  |  | 20 | 2.84 | 148 |  | 8.1 | 211112 | -108.699 | 40.962 |  |  | 400 |  |  |  | 81640
08081 |  | Colorado | Moffat | 13273511 | 68795113 | 63162412 | 081-0306 | 081-0306-0 | 081-0306-S | CHEVRON USA - DUNCAN B-14 |  |  | 20 | 2.5 | 1200 | 0 |  | 21111 | -108.6511 | 40.9872 |  |  | 690 |  |  |  | 81640
08081 |  | Colorado | Moffat | 13273611 | 68795213 | 63162512 | 081-0307 | 081-0307-0 | 081-0307-S | WEXPRO CO WEXPRO CO - ACE UNIT #10 |  |  | 19 | 0.67 | 306 |  | 12.2 | 211112 | -108.2852 | 40.939 |  |  | 690 |  |  |  | 81640
08081 |  | Colorado | Moffat | 13273611 | 68795313 | 63162612 | 081-0307 | 081-0307-0 | 081-0307-S | WEXPRO CO WEXPRO CO - ACE UNIT #10 |  |  | 20 | 2.84 | 148 |  | 8 | 211112 | -108.2852 | 40.939 |  |  | 400 |  |  |  | 81640
08081 |  | Colorado | Moffat | 13273611 | 68795413 | 63162712 | 081-0307 | 081-0307-0 | 081-0307-S | WEXPRO CO WEXPRO CO - ACE UNIT #10 | [7 empty] | 211112 | -108.2852 | 40.939 |  |  | 300 |  |  |  | 81640
08081 |  | Colorado | Moffat | 13273711 | 68795613 | 63162912 | 081-0308 | 081-0308-0 | 081-0308-S | CHEVRON USA, INC. - VAN SCHAICK 1-8 |  |  | 1 | 0.1 | 78 | 0 |  | 21111 | -108.6942 | 40.9801 |  |  | 690 |  |  |  | 81640
08081 |  | Colorado | Moffat | 13273811 | 68795713 | 63163012 | 081-0309 | 081-0309-0 | 081-0309-S | WEXPRO CO - CARL ALLEN 26 |  |  | 1 | 0.1 | 70 | 0 |  | 21111 | -108.2895 | 40.955 |  |  | 690 |  |  |  | 81640
08081 |  | Colorado | Moffat | 13273811 | 68795813 | 63163112 | 081-0309 | 081-0309-0 | 081-0309-S | WEXPRO CO - CARL ALLEN 26 |  |  | 1 | 0.1 | 70 | 0 |  | 21111 | -108.2895 | 40.955 |  |  | 400 |  |  |  | 81640
08081 |  | Colorado | Moffat | 13273811 | 68795913 | 63163212 | 081-0309 | 081-0309-0 | 081-0309-S | WEXPRO CO - CARL ALLEN 26 |  |  | 1 | 0.1 | 70 | 0 |  | 21111 | -108.2895 | 40.955 |  |  | 999 |  |  |  | 81640
08081 |  | Colorado | Moffat | 13273911 | 68796013 | 63163312 | 081-0310 | 081-0310-0 | 081-0310-S | WEXPRO CO - LASHER NO 12 |  |  | 20 | 2.84 | 148 |  | 8 | 21111 | -108.6894 | 40.9766 |  |  | 400 |  |  |  | 81640
08081 |  | Colorado | Moffat | 13273911 | 68796113 | 63163412 | 081-0310 | 081-0310-0 | 081-0310-S | WEXPRO CO - LASHER NO 12 | [7 empty] | 21111 | -108.6894 | 40.9766 |  |  | 999 |  |  |  | 81640
08081 |  | Colorado | Moffat | 13273911 | 96084013 | 92874012 | 081-0310 | 081-0310-0 | 081-0310-S | WEXPRO CO - LASHER NO 12 |  |  | 1 | 0.1 | 70 | 0 |  | 21111 | -108.6894 | 40.9766 |  |  | 300 |  |  |  | 81640
08081 |  | Colorado | Moffat | 13274011 | 68796213 | 63163512 | 081-0311 | 081-0311-0 | 081-0311-S | WEXPRO CO - F. WILSON 33 | [7 empty] | 21111 | -108.6131 | 40.991 |  |  | 400 |  |  |  | 81640
08081 |  | Colorado | Moffat | 13274011 | 68796313 | 63163612 | 081-0311 | 081-0311-0 | 081-0311-S | WEXPRO CO - F. WILSON 33 |  |  | 1 | 0.1 | 70 | 0 |  | 21111 | -108.6131 | 40.991 |  |  | 999 |  |  |  | 81640
08081 |  | Colorado | Moffat | 13274111 | 103532813 | 107630012 | 081-0314 | 081-0314-0 | 081-0314-S | WEXPRO CO - MUSSER 15 |  |  | 7 | 0.25 | 30 | 0 |  | 21111 | -108.3037 | 40.9331 |  |  | 490 |  |  |  | 81640
08081 |  | Colorado | Moffat | 13274111 | 103532913 | 107232512 | 081-0314 | 081-0314-0 | 081-0314-S | WEXPRO CO - MUSSER 15 | [7 empty] | 21111 | -108.3037 | 40.9331 |  |  | 300 |  |  |  | 81640
08081 |  | Colorado | Moffat | 13274111 | 68796513 | 63163812 | 081-0314 | 081-0314-0 | 081-0314-S | WEXPRO CO - MUSSER 15 |  |  | 1 | 0.1 | 70 | 0 |  | 21111 | -108.3037 | 40.9331 |  |  | 690 |  |  |  | 81640
08081 |  | Colorado | Moffat | 13274211 | 68796713 | 63164012 | 081-0316 | 081-0316-0 | 081-0316-S | J W OPERATING CO - GREAT DIVIDE C.S. |  |  | 1 | 0.1 | 70 | 0 |  | 21111 | -107.8649 | 40.7874 |  |  | 690 |  |  |  | 81625
08081 |  | Colorado | Moffat | 13274211 | 90933913 | 87002712 | 081-0316 | 081-0316-0 | 081-0316-S | J W OPERATING CO - GREAT DIVIDE C.S. |  |  | 1 | 0.1 | 70 | 0 |  | 21111 | -107.8649 | 40.7874 |  |  | 690 |  |  |  | 81625
08081 |  | Colorado | Moffat | 13274311 | 68796813 | 63164112 | 081-0317 | 081-0317-0 | 081-0317-S | WEXPRO CO - CARL ALLEN 25 |  |  | 1 | 0.1 | 70 | 0 |  | 21111 | -108.3134 | 40.9549 |  |  | 690 |  |  |  | 81640
08081 |  | Colorado | Moffat | 13274311 | 68796913 | 63164212 | 081-0317 | 081-0317-0 | 081-0317-S | WEXPRO CO - CARL ALLEN 25 |  |  | 20 | 2.84 | 148 |  | 8 | 21111 | -108.3134 | 40.9549 |  |  | 400 |  |  |  | 81640
08081 |  | Colorado | Moffat | 13274311 | 68797013 | 63164312 | 081-0317 | 081-0317-0 | 081-0317-S | WEXPRO CO - CARL ALLEN 25 |  |  | 1 | 0.1 | 70 | 0 |  | 21111 | -108.3134 | 40.9549 |  |  | 999 |  |  |  | 81640
08081 |  | Colorado | Moffat | 13274311 | 68797113 | 63164412 | 081-0317 | 081-0317-0 | 081-0317-S | WEXPRO CO - CARL ALLEN 25 |  |  | 1 | 0.1 | 70 | 0 |  | 21111 | -108.3134 | 40.9549 |  |  | 490 |  |  |  | 81640
08081 |  | Colorado | Moffat | 13274411 | 68797213 | 63164512 | 081-0319 | 081-0319-0 | 081-0319-S | CHEVRON USA - DUNCAN 3-5 |  |  | 1 | 0.1 | 75 | 0 |  | 21111 | -108.6776 | 40.9964 |  |  | 690 |  |  |  | 81640
08081 |  | Colorado | Moffat | 13274511 | 68797313 | 63164612 | 081-0320 | 081-0320-0 | 081-0320-S | WEXPRO CO - ACE UNIT 12 |  |  | 1 | 0.1 | 70 | 0 |  | 21111 | -108.2821 | 40.946 |  |  | 690 |  |  |  | 81640
08081 |  | Colorado | Moffat | 13274511 | 68797413 | 63164712 | 081-0320 | 081-0320-0 | 081-0320-S | WEXPRO CO - ACE UNIT 12 |  |  | 20 | 2.84 | 148 |  | 8 | 21111 | -108.2821 | 40.946 |  |  | 400 |  |  |  | 81640
08081 |  | Colorado | Moffat | 13274511 | 68797513 | 63164812 | 081-0320 | 081-0320-0 | 081-0320-S | WEXPRO CO - ACE UNIT 12 |  |  | 1 | 0.1 | 70 | 0 |  | 21111 | -108.2821 | 40.946 |  |  | 300 |  |  |  | 81640
08081 |  | Colorado | Moffat | 13274511 | 68797613 | 63164912 | 081-0320 | 081-0320-0 | 081-0320-S | WEXPRO CO - ACE UNIT 12 |  |  | 1 | 0.1 | 70 | 0 |  | 21111 | -108.2821 | 40.946 |  |  | 999 |  |  |  | 81640
08081 |  | Colorado | Moffat | 13274711 | 68798213 | 63165512 | 081-0325 | 081-0325-0 | 081-0325-S | WEXPRO CO - HAL STEWART 5 |  |  | 20 | 2.84 | 148 |  | 8 | 211112 | -108.3121 | 40.9634 |  |  | 400 |  |  |  | 81640
08081 |  | Colorado | Moffat | 13274711 | 68798313 | 63165612 | 081-0325 | 081-0325-0 | 081-0325-S | WEXPRO CO - HAL STEWART 5 |  |  | 1 | 0.1 | 70 | 0 |  | 211112 | -108.3121 | 40.9634 |  |  | 690 |  |  |  | 81640
08081 |  | Colorado | Moffat | 13274711 | 68798413 | 63165712 | 081-0325 | 081-0325-0 | 081-0325-S | WEXPRO CO - HAL STEWART 5 |  |  | 1 | 0.1 | 70 | 0 |  | 211112 | -108.3121 | 40.9634 |  |  | 999 |  |  |  | 81640
08081 |  | Colorado | Moffat | 13274811 | 68798513 | 63165812 | 081-0326 | 081-0326-0 | 081-0326-S | WEXPRO CO ACE UNIT 11 |  |  | 20 | 2.84 | 148 |  | 8.1 | 211112 | -108.2942 | 40.9658 |  |  | 400 |  |  |  | 81640
08081 |  | Colorado | Moffat | 13274811 | 68798713 | 63166012 | 081-0326 | 081-0326-0 | 081-0326-S | WEXPRO CO ACE UNIT 11 |  |  | 1 | 0.1 | 70 | 0 |  | 211112 | -108.2942 | 40.9658 |  |  | 490 |  |  |  | 81640
08081 |  | Colorado | Moffat | 13274911 | 68798813 | 63166112 | 081-0327 | 081-0327-0 | 081-0327-S | WEXPRO CO MUSSER 26 & 26R PAD |  |  | 20 | 2.84 | 148 |  | 8.1 | 211112 | -108.3057 | 40.9395 |  |  | 400 |  |  |  | 81640
08081 |  | Colorado | Moffat | 13274911 | 68798913 | 63166212 | 081-0327 | 081-0327-0 | 081-0327-S | WEXPRO CO MUSSER 26 & 26R PAD |  |  | 1 | 0.1 | 70 | 0 |  | 211112 | -108.3057 | 40.9395 |  |  | 999 |  |  |  | 81640
08081 |  | Colorado | Moffat | 13274911 | 68799013 | 63166312 | 081-0327 | 081-0327-0 | 081-0327-S | WEXPRO CO MUSSER 26 & 26R PAD |  |  | 1 | 0.1 | 70 | 0 |  | 211112 | -108.3057 | 40.9395 |  |  | 300 |  |  |  | 81640
08081 |  | Colorado | Moffat | 13288811 | 68799713 | 63166912 | 081-0331 | 081-0331-0 | 081-0331-S | CHEVRON USA - DUNCAN 3-4 |  |  | 1 | 0.1 | 70 | 0 |  | 21111 | -108.6806 | 40.9899 |  |  | 690 |  |  |  | 81640
08081 |  | Colorado | Moffat | 13288911 | 68799813 | 63167012 | 081-0332 | 081-0332-0 | 081-0332-S | WEXPRO CO - WHEELER PAD |  |  | 20 | 2.84 | 148 |  | 8 | 211112 | -108.6763 | 40.9744 |  |  | 400 |  |  |  | 81640
08081 |  | Colorado | Moffat | 13288911 | 68799913 | 63167112 | 081-0332 | 081-0332-0 | 081-0332-S | WEXPRO CO - WHEELER PAD |  |  | 1 | 0.1 | 70 | 0 |  | 211112 | -108.6763 | 40.9744 |  |  | 999 |  |  |  | 81640
08081 |  | Colorado | Moffat | 13288911 | 68800013 | 63167212 | 081-0332 | 081-0332-0 | 081-0332-S | WEXPRO CO - WHEELER PAD |  |  | 1 | 0.1 | 70 | 0 |  | 211112 | -108.6763 | 40.9744 |  |  | 300 |  |  |  | 81640
08081 |  | Colorado | Moffat | 13289111 | 68800413 | 63167612 | 081-0337 | 081-0337-0 | 081-0337-S | WEXPRO CO ACE UNIT 13 |  |  | 20 | 2.84 | 148 |  | 8 | 211112 | -108.2895 | 40.9694 |  |  | 400 |  |  |  | 81640
08081 |  | Colorado | Moffat | 13289111 | 68800513 | 63167712 | 081-0337 | 081-0337-0 | 081-0337-S | WEXPRO CO ACE UNIT 13 |  |  | 1 | 0.1 | 70 | 0 |  | 211112 | -108.2895 | 40.9694 |  |  | 999 |  |  |  | 81640
08081 |  | Colorado | Moffat | 13289211 | 68800613 | 63167812 | 081-0340 | 081-0340-0 | 081-0340-S | WEXPRO CO - CARL ALLEN 27 |  |  | 20 | 2.84 | 148 |  | 8 | 211112 | -108.299 | 40.9622 |  |  | 400 |  |  |  | 81640
08081 |  | Colorado | Moffat | 13289211 | 68800713 | 63167912 | 081-0340 | 081-0340-0 | 081-0340-S | WEXPRO CO - CARL ALLEN 27 |  |  | 1 | 0.1 | 70 | 0 |  | 211112 | -108.299 | 40.9622 |  |  | 999 |  |  |  | 81640
08081 |  | Colorado | Moffat | 13289311 | 68800813 | 63168012 | 081-0341 | 081-0341-0 | 081-0341-S | WEXPRO CO - CARL ALLEN 28 |  |  | 20 | 2.84 | 148 |  | 8 | 211112 | -108.3038 | 40.9695 |  |  | 400 |  |  |  | 81640
08081 |  | Colorado | Moffat | 13289311 | 68800913 | 63168112 | 081-0341 | 081-0341-0 | 081-0341-S | WEXPRO CO - CARL ALLEN 28 |  |  | 1 | 0.1 | 70 | 0 |  | 211112 | -108.3038 | 40.9695 |  |  | 999 |  |  |  | 81640
08081 |  | Colorado | Moffat | 13289411 | 68801013 | 63168212 | 081-0342 | 081-0342-0 | 081-0342-S | WEXPRO CO - CARL ALLEN 29 |  |  | 20 | 2.84 | 148 |  | 8 | 211112 | -108.3037 | 40.9513 |  |  | 400 |  |  |  | 81640
08081 |  | Colorado | Moffat | 13289411 | 68801113 | 63168312 | 081-0342 | 081-0342-0 | 081-0342-S | WEXPRO CO - CARL ALLEN 29 |  |  | 1 | 0.1 | 70 | 0 |  | 211112 | -108.3037 | 40.9513 |  |  | 999 |  |  |  | 81640
08081 |  | Colorado | Moffat | 13289511 | 68801213 | 63168412 | 081-0343 | 081-0343-0 | 081-0343-S | WEXPRO CO- B. W. MUSSER 27 |  |  | 20 | 2.84 | 148 |  | 8 | 211112 | -108.2942 | 40.9441 |  |  | 400 |  |  |  | 81640
08081 |  | Colorado | Moffat | 13289511 | 68801313 | 63168512 | 081-0343 | 081-0343-0 | 081-0343-S | WEXPRO CO- B. W. MUSSER 27 |  |  | 1 | 0.1 | 70 | 0 |  | 211112 | -108.2942 | 40.9441 |  |  | 690 |  |  |  | 81640
08081 |  | Colorado | Moffat | 13289511 | 68801413 | 63168612 | 081-0343 | 081-0343-0 | 081-0343-S | WEXPRO CO- B. W. MUSSER 27 |  |  | 1 | 0.1 | 70 | 0 |  | 211112 | -108.2942 | 40.9441 |  |  | 490 |  |  |  | 81640
08081 |  | Colorado | Moffat | 13289511 | 68801513 | 63168712 | 081-0343 | 081-0343-0 | 081-0343-S | WEXPRO CO- B. W. MUSSER 27 |  |  | 1 | 0.1 | 70 | 0 |  | 211112 | -108.2942 | 40.9441 |  |  | 490 |  |  |  | 81640
08081 |  | Colorado | Moffat | 13289611 | 68801613 | 63168812 | 081-0345 | 081-0345-0 | 081-0345-S | WEXPRO CO- JC DONNELL 16 |  |  | 20 | 2.84 | 148 |  | 8 | 211112 | -108.3202 | 40.9719 |  |  | 400 |  |  |  | 81640
08081 |  | Colorado | Moffat | 13289611 | 68801713 | 63168912 | 081-0345 | 081-0345-0 | 081-0345-S | WEXPRO CO- JC DONNELL 16 |  |  | 1 | 0.1 | 70 | 0 |  | 211112 | -108.3202 | 40.9719 |  |  | 999 |  |  |  | 81640
08081 |  | Colorado | Moffat | 13289611 | 68801813 | 63169012 | 081-0345 | 081-0345-0 | 081-0345-S | WEXPRO CO- JC DONNELL 16 |  |  | 1 | 0.1 | 70 | 0 |  | 211112 | -108.3202 | 40.9719 |  |  | 490 |  |  |  | 81640
08081 |  | Colorado | Moffat | 13289911 | 68802213 | 63169412 | 081-0351 | 081-0351-0 | 081-0351-S | THREE FORKS RESOURCES- PTASYNSKI 1X BAT |  |  | 20 | 2.84 | 148 |  | 8 | 211112 | -108.3226 | 40.9152 |  |  | 400 |  |  |  | 81640
08081 |  | Colorado | Moffat | 14537911 | 88090413 | 84307012 | 081-0372 | 081-0372-0 | 081-0372-S | WEXPRO - F WILSON 21 PW TANK |  |  | 1 | 0.1 | 70 | 0 |  | 21111 | -108.6274 | 40.9874 |  |  | 400 |  |  |  | 81640
08081 |  | Colorado | Moffat | 14788511 | 103533013 | 107630112 | 081-0339 | 081-0339-0 | 081-0339-S | ROCKY MNTN PIPELINE SYS- ILES STATION |  |  | 15 | 0.1 | 70 | 0 |  | 48611 | -107.7 | 40.3189 |  |  | 400 |  |  |  | 81638
08081 |  | Colorado | Moffat | 14788511 | 103533113 | 107630212 | 081-0339 | 081-0339-0 | 081-0339-S | ROCKY MNTN PIPELINE SYS- ILES STATION |  |  | 1 | 0.1 | 70 | 0 |  | 48611 | -107.7 | 40.3189 |  |  | 300 |  |  |  | 81638
08081 |  | Colorado | Moffat | 14788511 | 90934513 | 87003312 | 081-0339 | 081-0339-0 | 081-0339-S | ROCKY MNTN PIPELINE SYS- ILES STATION |  |  | 1 | 0.1 | 70 | 0 |  | 48611 | -107.7 | 40.3189 |  |  | 400 |  |  |  | 81638
08081 |  | Colorado | Moffat | 14788611 | 90934813 | 87003612 | 081-0352 | 081-0352-0 | 081-0352-S | QUICKSILVER - CHEROKEE RIDGE 14-34R |  |  | 1 | 0.1 | 72 | 0 |  | 21111 | -108.0253 | 40.995 |  |  | 690 |  |  |  | 81625
08081 |  | Colorado | Moffat | 14788611 | 90934913 | 87003712 | 081-0352 | 081-0352-0 | 081-0352-S | QUICKSILVER - CHEROKEE RIDGE 14-34R |  |  | 20 | 2.84 | 148 |  | 8.1 | 21111 | -108.0253 | 40.995 |  |  | 400 |  |  |  | 81625
08081 |  | Colorado | Moffat | 14788711 | 90935013 | 87003812 | 081-0353 | 081-0353-0 | 081-0353-S | PETERSON ENERGY - KNOWLTON BATTERY |  |  | 20 | 2.84 | 148 |  | 8 | 211112 | -107.6035 | 40.329 |  |  | 400 |  |  |  | 81638
08081 |  | Colorado | Moffat | 14788811 | 90935213 | 87004012 | 081-0355 | 081-0355-0 | 081-0355-S | ROBERT L. BAYLESS- YENOM 1 FIELD BATTERY |  |  | 1 | 0.1 | 70 | 0 |  | 211112 | -107.5912 | 40.334 |  |  | 400 |  |  |  | 81638
08081 |  | Colorado | Moffat | 14788911 | 90935313 | 87004112 | 081-0358 | 081-0358-0 | 081-0358-S | QUICKSILVER RESOURCES - MOFFAT #1-8 |  |  | 20 | 2.84 | 148 |  | 8.1 | 211112 | -107.9705 | 40.7484 |  |  | 400 |  |  |  | 81625
08081 |  | Colorado | Moffat | 14788911 | 90935413 | 87004212 | 081-0358 | 081-0358-0 | 081-0358-S | QUICKSILVER RESOURCES - MOFFAT #1-8 |  |  | 1 | 0.1 | 70 | 0 |  | 211112 | -107.9705 | 40.7484 |  |  | 690 |  |  |  | 81625 | 132
08081 |  | Colorado | Moffat | 14789011 | 90937113 | 87006012 | 081-0364 | 081-0364-0 | 081-0364-S | OVERLAND PASS - MIDPOINT STATION | [7 empty] | 48621 | -107.9389 | 40.847 |  | 110 | 999 |  |  |  | 81625
08081 |  | Colorado | Moffat | 14789111 | 90937413 | 87006212 | 081-0365 | 081-0365-0 | 081-0365-S | SAMSON RESOURCES - WEST DANFORTH 5A |  |  | 20 | 2 | 700 |  | 10 | 211112 | -108.0634 | 40.2597 |  |  | 400 |  |  |  | 81625 | 23
08081 |  | Colorado | Moffat | 14851011 | 90935913 | 87004812 | 081-0360 | 081-0360-0 | 081-0360-S | QUESTAR E&P - SPARKS RIDGE UNIT 2H |  |  | 20 | 2.84 | 148 |  | 8 | 211112 | -108.7942 | 40.9332 |  |  | 400 |  |  |  | 81640
08081 |  | Colorado | Moffat | 14851011 | 90936213 | 87005112 | 081-0360 | 081-0360-0 | 081-0360-S | QUESTAR E&P - SPARKS RIDGE UNIT 2H |  |  | 1 | 0.1 | 70 | 0 |  | 211112 | -108.7942 | 40.9332 |  |  | 999 |  |  |  | 81640
08081 |  | Colorado | Moffat | 14851011 | 90936313 | 87005212 | 081-0360 | 081-0360-0 | 081-0360-S | QUESTAR E&P - SPARKS RIDGE UNIT 2H |  |  | 1 | 0.1 | 70 | 0 |  | 211112 | -108.7942 | 40.9332 |  |  | 300 |  |  |  | 81640
08081 |  | Colorado | Moffat | 14851211 | 90935113 | 87003912 | 081-0354 | 081-0354-0 | 081-0354-S | ROBERT L. BAYLESS- MOFFAT FIELD BATTERY |  |  | 1 | 0.1 | 70 | 0 |  | 211112 | -107.6004 | 40.3266 |  |  | 400 |  |  |  | 81638
08081 |  | Colorado | Moffat | 14851311 | 90937813 | 87006712 | 081-0367 | 081-0367-0 | 081-0367-S | SAMSON RESOURCES - ALLEN 44-8 #1 |  |  | 20 | 2 | 700 |  | 10 | 211112 | -107.6218 | 40.4864 |  |  | 400 |  |  |  | 81625 | 23
08081 |  | Colorado | Moffat | 14851611 | 90935613 | 87004412 | 081-0359 | 081-0359-0 | 081-0359-S | WEXPRO CO - BW MUSSER 28 |  |  | 20 | 2.84 | 148 |  | 8 | 211112 | -108.3324 | 40.9441 |  |  | 400 |  |  |  | 81640
08081 |  | Colorado | Moffat | 14851611 | 90935613 | 87004712 | 081-0359 | 081-0359-0 | 081-0359-S | WEXPRO CO - BW MUSSER 28 |  |  | 20 | 2 | 700 |  | 10 | 211112 | -108.3324 | 40.9441 |  |  | 400 |  |  |  | 81640 | 23
08081 |  | Colorado | Moffat | 14851611 | 90935713 | 87004512 | 081-0359 | 081-0359-0 | 081-0359-S | WEXPRO CO - BW MUSSER 28 |  |  | 1 | 0.1 | 70 | 0 |  | 211112 | -108.3324 | 40.9441 |  |  | 999 |  |  |  | 81640
08081 |  | Colorado | Moffat | 14851611 | 90935813 | 87004612 | 081-0359 | 081-0359-0 | 081-0359-S | WEXPRO CO - BW MUSSER 28 |  |  | 1 | 0.1 | 70 | 0 |  | 211112 | -108.3324 | 40.9441 |  |  | 300 |  |  |  | 81640
08081 |  | Colorado | Moffat | 14851711 | 90936813 | 87005712 | 081-0362 | 081-0362-0 | 081-0362-S | WEXPRO CO - BW MUSSER 29 |  |  | 20 | 2.84 | 148 |  | 8 | 21111 | -108.3075 | 40.9486 |  |  | 400 |  |  |  | 81640
08081 |  | Colorado | Moffat | 14851711 | 90936913 | 87005812 | 081-0362 | 081-0362-0 | 081-0362-S | WEXPRO CO - BW MUSSER 29 |  |  | 1 | 0.1 | 70 | 0 |  | 21111 | -108.3075 | 40.9486 |  |  | 999 |  |  |  | 81640
08081 |  | Colorado | Moffat | 14851711 | 90937013 | 87005812 | 081-0362 | 081-0362-0 | 081-0362-S | WEXPRO CO - BW MUSSER 29 |  |  | 1 | 0.1 | 70 | 0 |  | 21111 | -108.3075 | 40.9486 |  |  | 300 |  |  |  | 81640
08081 |  | Colorado | Moffat | 14851811 | 90936413 | 87005312 | 081-0361 | 081-0361-0 | 081-0361-S | WEXPRO CO - SUGARLOAF GOVERNMENT 3 |  |  | 20 | 2.84 | 148 |  | 8 | 211112 | -108.7611 | 40.9476 |  |  | 400 |  |  |  | 81640
08081 |  | Colorado | Moffat | 14851811 | 90936513 | 87005412 | 081-0361 | 081-0361-0 | 081-0361-S | WEXPRO CO - SUGARLOAF GOVERNMENT 3 |  |  | 1 | 0.1 | 70 | 0 |  | 211112 | -108.7611 | 40.9476 |  |  | 690 |  |  |  | 81640
08081 |  | Colorado | Moffat | 14851811 | 90936613 | 87005512 | 081-0361 | 081-0361-0 | 081-0361-S | WEXPRO CO - SUGARLOAF GOVERNMENT 3 |  |  | 1 | 0.1 | 70 | 0 |  | 211112 | -108.7611 | 40.9476 |  |  | 999 |  |  |  | 81640
08081 |  | Colorado | Moffat | 14851811 | 90936713 | 87005612 | 081-0361 | 081-0361-0 | 081-0361-S | WEXPRO CO - SUGARLOAF GOVERNMENT 3 |  |  | 1 | 0.1 | 70 | 0 |  | 211112 | -108.7611 | 40.9476 |  |  | 300 |  |  |  | 81640
08081 |  | Colorado | Moffat | 14851911 | 90937513 | 87006312 | 081-0366 | 081-0366-0 | 081-0366-S | WEXPRO COMPANY - JC DONNELL 15 |  |  | 20 | 2.84 | 148 |  | 8 | 211112 | -108.3292 | 40.9647 |  |  | 400 |  |  |  | 81640
08081 |  | Colorado | Moffat | 14851911 | 90937613 | 87006412 | 081-0366 | 081-0366-0 | 081-0366-S | WEXPRO COMPANY - JC DONNELL 15 |  |  | 1 | 0.1 | 70 | 0 |  | 211112 | -108.3292 | 40.9647 |  |  | 999 |  |  |  | 81640
08081 |  | Colorado | Moffat | 14851911 | 90937713 | 87006512 | 081-0366 | 081-0366-0 | 081-0366-S | WEXPRO COMPANY - JC DONNELL 15 |  |  | 1 | 0.1 | 70 | 0 |  | 211112 | -108.3292 | 40.9647 |  |  | 300 |  |  |  | 81640
08081 |  | Colorado | Moffat | 15275211 | 96091513 | 92881312 | 081-0418 | 081-0418-0 | 081-0418-S | AGAVE ENERGY - BIL HOL GULCH TREATING |  |  | 1 | 0.1 | 70 | 0 |  | 21111 | -108.0038 | 40.9229 |  |  | 690 |  |  |  | 81625
08081 |  | Colorado | Moffat | 15275211 | 96091613 | 92881412 | 081-0418 | 081-0418-0 | 081-0418-S | AGAVE ENERGY - BIL HOL GULCH TREATING |  |  | 20 | 2.84 | 148 |  | 8.1 | 21111 | -108.0038 | 40.9229 |  |  | 400 |  |  |  | 81625
08081 |  | Colorado | Moffat | 15279011 | 103534313 | 107233112 | 081-0382 | 081-0382-0 | 081-0382-S | Gulfport Energy Corp. - State 33-15 | 0.11928 |  | 25 | 1.69 | 1000 |  | 1 | 211112 | -107.5883 | 40.4758 |  |  | 280 |  |  |  | 81625 | 23
08081 |  | Colorado | Moffat | 15279011 | 96086313 | 92876312 | 081-0382 | 081-0382-0 | 081-0382-S | Gulfport Energy Corp. - State 33-15 |  |  | 20 | 2 | 700 |  | 10 | 211112 | -107.5883 | 40.4758 |  |  | 400 |  |  |  | 81625 | 23
08081 |  | Colorado | Moffat | 15289511 | 96086413 | 92876412 | 081-0385 | 081-0385-0 | 081-0385-S | QUESTAR PIPELINE - NORTH CRAIG M & R |  |  | 20 | 2.84 | 148 |  | 8 | 21111 | -107.5241 | 40.6181 |  |  | 400 |  |  |  | 81625
08081 |  | Colorado | Moffat | 15290311 | 96091013 | 92880812 | 081-0415 | 081-0415-0 | 081-0415-S | SWEPI, LP - BEAVER DURHAM |  |  | 20 | 2.84 | 148 |  | 8 | 211112 | -107.5305 | 40.3441 |  |  | 400 |  |  |  | 81638
08081 |  | Colorado | Moffat | 15290611 | 96090713 | 92880512 | 081-0412 | 081-0412-0 | 081-0412-S | WEXPRO CO - CARL ALLEN 19 |  |  | 1 | 0.1 | 70 | 0 |  | 21111 | -108.3027 | 40.9598 |  |  | 300 |  |  |  | 81640
08081 |  | Colorado | Moffat | 15290611 | 96090813 | 92880612 | 081-0412 | 081-0412-0 | 081-0412-S | WEXPRO CO - CARL ALLEN 19 |  |  | 1 | 0.1 | 70 | 0 |  | 21111 | -108.3027 | 40.9598 |  |  | 999 |  |  |  | 81640
08081 |  | Colorado | Moffat | 15290711 | 96091113 | 92880912 | 081-0416 | 081-0416-0 | 081-0416-S | WEXPRO CO - CARL ALLEN 22 |  |  | 1 | 0.1 | 70 | 0 |  | 21111 | -108.305 | 40.9656 |  |  | 690 |  |  |  | 81640
08081 |  | Colorado | Moffat | 15290711 | 96091213 | 92881012 | 081-0416 | 081-0416-0 | 081-0416-S | WEXPRO CO - CARL ALLEN 22 |  |  | 1 | 0.1 | 70 | 0 |  | 21111 | -108.305 | 40.9656 |  |  | 300 |  |  |  | 81640
08081 |  | Colorado | Moffat | 15290811 | 96084613 | 92874612 | 081-0368 | 081-0368-0 | 081-0368-S | WEXPRO CO - CARL ALLEN 32 |  |  | 1 | 0.1 | 70 | 0 |  | 211112 | -108.3088 | 40.9513 |  |  | 300 |  |  |  | 81640
08081 |  | Colorado | Moffat | 15290811 | 96084713 | 92874712 | 081-0368 | 081-0368-0 | 081-0368-S | WEXPRO CO - CARL ALLEN 32 |  |  | 20 | 2.84 | 148 |  | 8 | 211112 | -108.3088 | 40.9513 |  |  | 400 |  |  |  | 81640
08081 |  | Colorado | Moffat | 15290911 | 96084813 | 92874812 | 081-0369 | 081-0369-0 | 081-0369-S | WEXPRO CO - CARL ALLEN 33 |  |  | 1 | 0.1 | 70 | 0 |  | 21111 | -108.323 | 40.9586 |  |  | 999 |  |  |  | 81640
08081 |  | Colorado | Moffat | 15290911 | 96084913 | 92874912 | 081-0369 | 081-0369-0 | 081-0369-S | WEXPRO CO - CARL ALLEN 33 |  |  | 1 | 0.1 | 70 | 0 |  | 21111 | -108.323 | 40.9586 |  |  | 300 |  |  |  | 81640
08081 |  | Colorado | Moffat | 15291011 | 96085013 | 92875012 | 081-0370 | 081-0370-0 | 081-0370-S | WEXPRO CO - CARL ALLEN 34 |  |  | 1 | 0.1 | 70 | 0 |  | 211112 | -108.3039 | 40.9513 |  |  | 999 |  |  |  | 81640
08081 |  | Colorado | Moffat | 15291011 | 96085113 | 92875112 | 081-0370 | 081-0370-0 | 081-0370-S | WEXPRO CO - CARL ALLEN 34 |  |  | 1 | 0.1 | 70 | 0 |  | 211112 | -108.3039 | 40.9513 |  |  | 300 |  |  |  | 81640
08081 |  | Colorado | Moffat | 15291011 | 96085213 | 92875212 | 081-0370 | 081-0370-0 | 081-0370-S | WEXPRO CO - CARL ALLEN 34 |  |  | 20 | 2.84 | 148 |  | 8 | 211112 | -108.3039 | 40.9513 |  |  | 400 |  |  |  | 81640
08081 |  | Colorado | Moffat | 15291111 | 96085413 | 92875412 | 081-0374 | 081-0374-0 | 081-0374-S | WEXPRO CO - HAL STEWART 6 |  |  | 20 | 2.84 | 148 |  | 8 | 211112 | -108.3116 | 40.9587 |  |  | 400 |  |  |  | 81640
08081 |  | Colorado | Moffat | 15291111 | 96085513 | 92875512 | 081-0374 | 081-0374-0 | 081-0374-S | WEXPRO CO - HAL STEWART 6 |  |  | 1 | 0.1 | 70 | 0 |  | 211112 | -108.3116 | 40.9587 |  |  | 999 |  |  |  | 81640
08081 |  | Colorado | Moffat | 15291111 | 96085613 | 92875612 | 081-0374 | 081-0374-0 | 081-0374-S | WEXPRO CO - HAL STEWART 6 |  |  | 1 | 0.1 | 70 | 0 |  | 211112 | -108.3116 | 40.9587 |  |  | 300 |  |  |  | 81640
08081 |  | Colorado | Moffat | 15291211 | 96090113 | 92879912 | 081-0409 | 081-0409-0 | 081-0409-S | WEXPRO CO - JACK'S DRAW 17 |  |  | 1 | 0.1 | 70 | 0 |  | 21111 | -108.3031 | 40.9727 |  |  | 300 |  |  |  | 81640
08081 |  | Colorado | Moffat | 15291211 | 96090213 | 92880012 | 081-0409 | 081-0409-0 | 081-0409-S | WEXPRO CO - JACK'S DRAW 17 |  |  | 1 | 0.1 | 70 | 0 |  | 21111 | -108.3031 | 40.9727 |  |  | 999 |  |  |  | 81640
08081 |  | Colorado | Moffat | 15291311 | 96089113 | 92878912 | 081-0405 | 081-0405-0 | 081-0405-S | WEXPRO CO - JACK'S DRAW 2 |  |  | 1 | 0.1 | 70 | 0 |  | 21111 | -108.2979 | 40.9749 |  |  | 300 |  |  |  | 81640
08081 |  | Colorado | Moffat | 15291311 | 96089213 | 92879012 | 081-0405 | 081-0405-0 | 081-0405-S | WEXPRO CO - JACK'S DRAW 2 |  |  | 1 | 0.1 | 70 | 0 |  | 21111 | -108.2979 | 40.9749 |  |  | 690 |  |  |  | 81640
08081 |  | Colorado | Moffat | 15291311 | 96089313 | 92879112 | 081-0405 | 081-0405-0 | 081-0405-S | WEXPRO CO - JACK'S DRAW 2 |  |  | 1 | 0.1 | 70 | 0 |  | 21111 | -108.2979 | 40.9749 |  |  | 999 |  |  |  | 81640
08081 |  | Colorado | Moffat | 15291411 | 96089813 | 92879612 | 081-0408 | 081-0408-0 | 081-0408-S | WEXPRO CO - JACK'S DRAW 3 |  |  | 1 | 0.1 | 70 | 0 |  | 21111 | -108.2993 | 40.9836 |  |  | 300 |  |  |  | 81640
08081 |  | Colorado | Moffat | 15291411 | 96089913 | 92879712 | 081-0408 | 081-0408-0 | 081-0408-S | WEXPRO CO - JACK'S DRAW 3 |  |  | 1 | 0.1 | 70 | 0 |  | 21111 | -108.2993 | 40.9836 |  |  | 999 |  |  |  | 81640
08081 |  | Colorado | Moffat | 15291411 | 96090013 | 92879812 | 081-0408 | 081-0408-0 | 081-0408-S | WEXPRO CO - JACK'S DRAW 3 |  |  | 1 | 0.1 | 70 | 0 |  | 21111 | -108.2993 | 40.9836 |  |  | 690 |  |  |  | 81640
08081 |  | Colorado | Moffat | 15291511 | 96090313 | 92880112 | 081-0410 | 081-0410-0 | 081-0410-S | WEXPRO CO - JACK'S DRAW 8 |  |  | 1 | 0.1 | 70 | 0 |  | 21111 | -108.2848 | 40.9081 |  |  | 300 |  |  |  | 81640
08081 |  | Colorado | Moffat | 15291511 | 96090413 | 92880212 | 081-0410 | 081-0410-0 | 081-0410-S | WEXPRO CO - JACK'S DRAW 8 |  |  | 1 | 0.1 | 70 | 0 |  | 21111 | -108.2848 | 40.9081 |  |  | 999 |  |  |  | 81640
08081 |  | Colorado | Moffat | 15291611 | 96089613 | 92879412 | 081-0407 | 081-0407-0 | 081-0407-S | WEXPRO CO - JC DONNELL 1 |  |  | 1 | 0.1 | 70 | 0 |  | 21111 | -108.3275 | 40.9584 |  |  | 300 |  |  |  | 81640
08081 |  | Colorado | Moffat | 15291611 | 96089713 | 92879512 | 081-0407 | 081-0407-0 | 081-0407-S | WEXPRO CO - JC DONNELL 1 |  |  | 1 | 0.1 | 70 | 0 |  | 21111 | -108.3275 | 40.9584 |  |  | 999 |  |  |  | 81640
08081 |  | Colorado | Moffat | 15291711 | 96090913 | 92880712 | 081-0413 | 081-0413-0 | 081-0413-S | WEXPRO CO - JC DONNELL 12 |  |  | 1 | 0.1 | 70 | 0 |  | 21111 | -108.3324 | 40.9767 |  |  | 300 |  |  |  | 81640
08081 |  | Colorado | Moffat | 15291811 | 96085713 | 92875712 | 081-0375 | 081-0375-0 | 081-0375-S | WEXPRO CO - K.S. WHITFORD 1 |  |  | 1 | 0.1 | 70 | 0 |  | 21111 | -108.6302 | 40.9967 |  |  | 999 |  |  |  | 81640
08081 |  | Colorado | Moffat | 15291911 | 96088613 | 92878412 | 081-0402 | 081-0402-0 | 081-0402-S | WEXPRO CO - LASHER 6 |  |  | 1 | 0.1 | 70 | 0 |  | 21111 | -108.6966 | 40.9764 |  |  | 300 |  |  |  | 81640
08081 |  | Colorado | Moffat | 15291911 | 96088813 | 92878612 | 081-0402 | 081-0402-0 | 081-0402-S | WEXPRO CO - LASHER 6 |  |  | 1 | 0.1 | 70 | 0 |  | 21111 | -108.6966 | 40.9764 |  |  | 999 |  |  |  | 81640
08081 |  | Colorado | Moffat | 15292011 | 96083913 | 92873912 | 081-0290 | 081-0290-0 | 081-0290-S | WEXPRO CO - LASHER WELL # 11 |  |  | 1 | 0.1 | 70 | 0 |  | 21111 | -108.6942 | 40.9693 |  |  | 999 |  |  |  | 81640
08081 |  | Colorado | Moffat | 15292111 | 96088913 | 92878712 | 081-0404 | 081-0404-0 | 081-0404-S | WEXPRO CO - MUSSER 10 |  |  | 1 | 0.1 | 70 | 0 |  | 21111 | -108.2987 | 40.9404 |  |  | 300 |  |  |  | 81640
08081 |  | Colorado | Moffat | 15292111 | 96089013 | 92878812 | 081-0404 | 081-0404-0 | 081-0404-S | WEXPRO CO - MUSSER 10 |  |  | 1 | 0.1 | 70 | 0 |  | 21111 | -108.2987 | 40.9404 |  |  | 999 |  |  |  | 81640
08081 |  | Colorado | Moffat | 15292211 | 96089413 | 92879212 | 081-0406 | 081-0406-0 | 081-0406-S | WEXPRO CO - MUSSER 13 |  |  | 1 | 0.1 | 70 | 0 |  | 21111 | -108.2985 | 40.9476 |  |  | 300 |  |  |  | 81640
08081 |  | Colorado | Moffat | 15292211 | 96089513 | 92879312 | 081-0406 | 081-0406-0 | 081-0406-S | WEXPRO CO - MUSSER 13 |  |  | 1 | 0.1 | 70 | 0 |  | 21111 | -108.2985 | 40.9476 |  |  | 999 |  |  |  | 81640
08081 |  | Colorado | Moffat | 15292311 | 103535313 | 107631412 | 081-0420 | 081-0420-0 | 081-0420-S | WEXPRO CO - POWDER WASH PAD 2 |  |  | 1 | 0.1 | 70 | 0 |  | 211112 | -108.2977 | 40.9559 |  |  | 290 |  |  |  | 81640
08081 |  | Colorado | Moffat | 15292311 | 103535413 | 107631512 | 081-0420 | 081-0420-0 | 081-0420-S | WEXPRO CO - POWDER WASH PAD 2 |  |  | 1 | 0.1 | 70 | 0 |  | 211112 | -108.2977 | 40.9559 |  |  | 490 |  |  |  | 81640
08081 |  | Colorado | Moffat | 15292311 | 96091713 | 92881512 | 081-0420 | 081-0420-0 | 081-0420-S | WEXPRO CO - POWDER WASH PAD 2 |  |  | 20 | 2.84 | 148 |  | 8 | 211112 | -108.2977 | 40.9559 |  |  | 400 |  |  |  | 81640
08081 |  | Colorado | Moffat | 15292311 | 96091713 | 92881612 | 081-0420 | 081-0420-0 | 081-0420-S | WEXPRO CO - POWDER WASH PAD 2 |  |  | 20 | 2 | 700 |  | 10 | 211112 | -108.2977 | 40.9559 |  |  | 400 |  |  |  | 81640 | 23
08081 |  | Colorado | Moffat | 15292411 | 96088413 | 92878212 | 081-0400 | 081-0400-0 | 081-0400-S | WEXPRO CO - SUGARLOAF GOVERNMENT 10 |  |  | 1 | 0.1 | 70 | 0 |  | 21111 | -108.7558 | 40.9427 |  |  | 999 |  |  |  | 81640
08081 |  | Colorado | Moffat | 15292511 | 96088513 | 92878312 | 081-0401 | 081-0401-0 | 081-0401-S | WEXPRO CO - WHEELER 3 |  |  | 1 | 0.1 | 70 | 0 |  | 21111 | -108.6831 | 40.9695 |  |  | 999 |  |  |  | 81640
08081 |  | Colorado | Moffat | 15292711 | 96087513 | 92877512 | 081-0391 | 081-0391-0 | 081-0391-S | WEXPRO - CARL ALLEN 8 |  |  | 1 | 0.1 | 70 | 0 |  | 21111 | -108.3169 | 40.9559 |  |  | 999 |  |  |  | 81640
08081 |  | Colorado | Moffat | 15292811 | 96087113 | 92877112 | 081-0389 | 081-0389-0 | 081-0389-S | WEXPRO - JA LEE 1 |  |  | 1 | 0.1 | 70 | 0 |  | 21111 | -108.3132 | 40.9324 |  |  | 999 |  |  |  | 81640
08081 |  | Colorado | Moffat | 15292811 | 96087213 | 92877212 | 081-0389 | 081-0389-0 | 081-0389-S | WEXPRO - JA LEE 1 |  |  | 1 | 0.1 | 70 | 0 |  | 21111 | -108.3132 | 40.9324 |  |  | 300 |  |  |  | 81640
08081 |  | Colorado | Moffat | 15292911 | 96087613 | 107631012 | 081-0396 | 081-0396-0 | 081-0396-S | WEXPRO - JC DONNELL 10 |  |  | 1 | 0.1 | 70 | 0 |  | 21111 | -108.3084 | 40.9727 |  |  | 999 |  |  |  | 81640
08081 |  | Colorado | Moffat | 15292911 | 96087713 | 92877612 | 081-0396 | 081-0396-0 | 081-0396-S | WEXPRO - JC DONNELL 10 |  |  |  |  | 70 | 0 |  | 21111 | -108.3084 | 40.9727 |  |  | 300 |  |  |  | 81640
08081 |  | Colorado | Moffat | 15293011 | 96086113 | 92876112 | 081-0378 | 081-0378-0 | 081-0378-S | WEXPRO - JC DONNELL 17 |  |  | 1 | 0.1 | 70 | 0 |  | 211112 | -108.333 | 40.9724 |  |  | 400 |  |  |  | 81640
08081 |  | Colorado | Moffat | 15293211 | 96087313 | 92877312 | 081-0390 | 081-0390-0 | 081-0390-S | WEXPRO - SUGARLOAF GOVERNMENT 1 |  |  | 1 | 0.1 | 70 | 0 |  | 21111 | -108.7494 | 40.9288 |  |  | 999 |  |  |  | 81640
08081 |  | Colorado | Moffat | 15293211 | 96087413 | 92877412 | 081-0390 | 081-0390-0 | 081-0390-S | WEXPRO - SUGARLOAF GOVERNMENT 1 |  |  | 1 | 0.1 | 70 | 0 |  | 21111 | -108.7494 | 40.9288 |  |  | 300 |  |  |  | 81640
08081 |  | Colorado | Moffat | 15293311 | 96088013 | 92877812 | 081-0398 | 081-0398-0 | 081-0398-S | WEXPRO - SUGARLOAF GOVERNMENT 14 |  |  | 1 | 0.1 | 70 | 0 |  | 21111 | -108.7325 | 40.9331 |  |  | 999 |  |  |  | 81640
08081 |  | Colorado | Moffat | 15293311 | 96088113 | 92877912 | 081-0398 | 081-0398-0 | 081-0398-S | WEXPRO - SUGARLOAF GOVERNMENT 14 |  |  | 1 | 0.1 | 70 | 0 |  | 21111 | -108.7325 | 40.9331 |  |  | 300 |  |  |  | 81640
08081 |  | Colorado | Moffat | 15293411 | 96087813 | 92877712 | 081-0397 | 081-0397-0 | 081-0397-S | WEXPRO - SUGARLOAF GOVERNMENT 2 |  |  | 1 | 0.1 | 70 | 0 |  | 21111 | -108.7613 | 40.9367 |  |  | 999 |  |  |  | 81640
08081 |  | Colorado | Moffat | 15293411 | 96087913 | 92877712 | 081-0397 | 081-0397-0 | 081-0397-S | WEXPRO - SUGARLOAF GOVERNMENT 2 |  |  | 1 | 0.1 | 70 | 0 |  | 21111 | -108.7613 | 40.9367 |  |  | 300 |  |  |  | 81640
08081 |  | Colorado | Moffat | 15293511 | 96088213 | 92878012 | 081-0399 | 081-0399-0 | 081-0399-S | WEXPRO - SUGARLOAF GOVERNMENT 4 |  |  | 1 | 0.1 | 70 | 0 |  | 211112 | -108.7452 | 40.9507 |  |  | 999 |  |  |  | 81640
08081 |  | Colorado | Moffat | 15293511 | 96088313 | 92878112 | 081-0399 | 081-0399-0 | 081-0399-S | WEXPRO - SUGARLOAF GOVERNMENT 4 |  |  | 1 | 0.1 | 70 | 0 |  | 211112 | -108.7452 | 40.9507 |  |  | 300 |  |  |  | 81640
08081 |  | Colorado | Moffat | 15293611 | 96086913 | 92876912 | 081-0388 | 081-0388-0 | 081-0388-S | WEXPRO - SUGARLOAF GOVERNMENT 6 |  |  | 1 | 0.1 | 70 | 0 |  | 21111 | -108.7406 | 40.9331 |  |  | 999 |  |  |  | 81640
08081 |  | Colorado | Moffat | 15293611 | 96087013 | 92877012 | 081-0388 | 081-0388-0 | 081-0388-S | WEXPRO - SUGARLOAF GOVERNMENT 6 |  |  | 1 | 0.1 | 70 | 0 |  | 21111 | -108.7406 | 40.9331 |  |  | 300 |  |  |  | 81640
08081 |  | Colorado | Moffat | 15293711 | 96090513 | 92880312 | 081-0411 | 081-0411-0 | 081-0411-S | WEXPRO CO - ACE UNIT 7 |  |  | 1 | 0.1 | 70 | 0 |  | 21111 | -108.2835 | 40.9579 |  |  | 300 |  |  |  | 81640
08081 |  | Colorado | Moffat | 15293711 | 96090613 | 92880412 | 081-0411 | 081-0411-0 | 081-0411-S | WEXPRO CO - ACE UNIT 7 |  |  | 1 | 0.1 | 70 | 0 |  | 21111 | -108.2835 | 40.9579 |  |  | 999 |  |  |  | 81640
08081 |  | Colorado | Moffat | 15293811 | 96086513 | 92876512 | 081-0387 | 081-0387-0 | 081-0387-S | WEXPRO COMPANY - CARL ALLEN 11 |  |  | 20 | 2.84 | 148 |  | 8 | 211112 | -108.2988 | 40.9533 |  |  | 400 |  |  |  | 81640
08081 |  | Colorado | Moffat | 15293811 | 96086613 | 92876612 | 081-0387 | 081-0387-0 | 081-0387-S | WEXPRO COMPANY - CARL ALLEN 11 |  |  | 1 | 0.1 | 70 | 0 |  | 211112 | -108.2988 | 40.9533 |  |  | 690 |  |  |  | 81640
08081 |  | Colorado | Moffat | 15293811 | 96086713 | 92876712 | 081-0387 | 081-0387-0 | 081-0387-S | WEXPRO COMPANY - CARL ALLEN 11 |  |  | 1 | 0.1 | 70 | 0 |  | 211112 | -108.2988 | 40.9533 |  |  | 999 |  |  |  | 81640
08081 |  | Colorado | Moffat | 15293811 | 96086813 | 92876812 | 081-0387 | 081-0387-0 | 081-0387-S | WEXPRO COMPANY - CARL ALLEN 11 |  |  | 1 | 0.1 | 70 | 0 |  | 211112 | -108.2988 | 40.9533 |  |  | 300 |  |  |  | 81640
08081 |  | Colorado | Moffat | 15293911 | 103534113 | 107630812 | 081-0376 | 081-0376-0 | 081-0376-S | WEXPRO COMPANY - J.C. DONNELL 18 |  |  | 10 | 0.25 | 30 | 0 |  | 211112 | -108.3132 | 40.9761 |  |  | 490 |  |  |  | 81640
08081 |  | Colorado | Moffat | 15293911 | 96085813 | 92875812 | 081-0376 | 081-0376-0 | 081-0376-S | WEXPRO COMPANY - J.C. DONNELL 18 |  |  | 20 | 2.84 | 148 |  | 8 | 211112 | -108.3132 | 40.9761 |  |  | 400 |  |  |  | 81640
08081 |  | Colorado | Moffat | 15294011 | 96083513 | 92873512 | 081-0282 | 081-0282-0 | 081-0282-S | WHITING OIL & GAS CORP- LION GOV. 12-36 |  |  | 20 | 2.84 | 148 |  | 8 | 211112 | -108.7037 | 40.9584 |  |  | 400 |  |  |  | 81640
08081 |  | Colorado | Moffat | 15294111 | 96083613 | 92873612 | 081-0284 | 081-0284-0 | 081-0284-S | WHITING OIL & GAS CORP- LION GOV. 32-36 |  |  | 20 | 2.84 | 148 |  | 8 | 211112 | -108.6944 | 40.9584 |  |  | 400 |  |  |  | 81640
08081 |  | Colorado | Moffat | 15294811 | 103536313 | 107631912 | 081-0424 | 081-0424-0 | 081-0424-S | YATES PETROLEUM - BIG HOLE GULCH #1 |  |  | 12 | 0.3 | 30 | 0 |  | 211112 | -107.9736 | 40.9213 |  |  | 690 |  |  |  | 81625
08081 |  | Colorado | Moffat | 15294811 | 96091813 | 92881712 | 081-0424 | 081-0424-0 | 081-0424-S | YATES PETROLEUM - BIG HOLE GULCH #1 |  |  | 20 | 2 | 700 |  | 10 | 211112 | -107.9736 | 40.9213 |  |  | 400 |  |  |  | 81625 | 23
08081 |  | Colorado | Moffat | 16201411 | 103533213 | 107232612 | 081-0350 | 081-0350-0 | 081-0350-S | GREAT DIVIDE DISPOSAL, LLC |  |  | 20 | 2.84 | 148 |  | 8.1 | 21111 | -107.8134 | 40.6643 |  |  | 400 |  |  |  | 81625 | 23
08081 |  | Colorado | Moffat | 16201411 | 103533313 | 107630312 | 081-0350 | 081-0350-0 | 081-0350-S | GREAT DIVIDE DISPOSAL, LLC |  |  | 1 | 0.1 | 70 | 0 |  | 21111 | -107.8134 | 40.6643 |  |  | 410 |  |  |  | 81625 | 99
08081 |  | Colorado | Moffat | 16201411 | 103533413 | 107630412 | 081-0350 | 081-0350-0 | 081-0350-S | GREAT DIVIDE DISPOSAL, LLC |  |  | 1 | 0.1 | 70 | 0 |  | 21111 | -107.8134 | 40.6643 |  |  | 410 |  |  |  | 81625 | 23
08081 |  | Colorado | Moffat | 16201411 | 103533513 | 107630512 | 081-0350 | 081-0350-0 | 081-0350-S | GREAT DIVIDE DISPOSAL, LLC |  |  | 1 | 0.1 | 70 | 0 |  | 21111 | -107.8134 | 40.6643 |  |  | 400 |  |  |  | 81625
08081 |  | Colorado | Moffat | 16201411 | 103533613 | 107630612 | 081-0350 | 081-0350-0 | 081-0350-S | GREAT DIVIDE DISPOSAL, LLC |  |  | 1 | 0.1 | 70 | 0 |  | 21111 | -107.8134 | 40.6643 |  |  | 490 |  |  |  | 81625 | 99
08081 |  | Colorado | Moffat | 16214211 | 103537713 | 107234812 | 081-0433 | 081-0433-0 | 081-0433-S | CHEVRON USA, INC. - HIAWATHA B2 |  |  |  |  | 70 | 0 |  | 21111 | -108.6938 | 40.9932 |  |  | 400 |  |  |  | 81640
08081 |  | Colorado | Moffat | 16217511 | 103534413 | 107630912 | 081-0386 | 081-0386-0 | 081-0386-S | ENTERPRISE CRUDE - ILES GROVE |  |  | 33 | 0.5 | 30 | 0 |  | 21111 | -107.6931 | 40.3112 |  |  | 480 |  |  |  | 81638
08081 |  | Colorado | Moffat | 16217511 | 103534513 | 107233212 | 081-0386 | 081-0386-0 | 081-0386-S | ENTERPRISE CRUDE - ILES GROVE | [7 empty] | 21111 | -107.6931 | 40.3112 |  |  | 400 |  |  |  | 81638
08081 |  | Colorado | Moffat | 16301311 | 103536413 | 107234212 | 081-0426 | 081-0426-0 | 081-0426-S | QUICKSILVER RES. - ANTIETAM 11-12D |  |  | 20 | 2.84 | 148 |  | 8.1 | 211112 | -107.7876 | 40.5782 |  |  | 400 |  |  |  | 81625
08081 |  | Colorado | Moffat | 16301411 | 103536513 | 107234312 | 081-0427 | 081-0427-0 | 081-0427-S | QUICKSILVER RES. - GAMMA STATE 14-15D |  |  | 20 | 2.84 | 148 |  | 8.1 | 21111 | -107.8268 | 40.5525 |  |  | 400 |  |  |  | 81625
08081 |  | Colorado | Moffat | 16301511 | 103536713 | 107234412 | 081-0428 | 081-0428-0 | 081-0428-S | QUICKSILVER RES. - NORTH FORK 43-12 |  |  | 20 | 2.84 | 148 |  | 8.1 | 211112 | -107.7759 | 40.572 |  |  | 400 |  |  |  | 81625
08081 |  | Colorado | Moffat | 16302111 | 103538413 | 107235212 | 081-0452 | 081-0452-0 | 081-0452-S | SWEPI LP - HARPER HILL PRODUCTION FACIL. | 0.38319 |  | 20 | 2 | 700 |  | 10 | 211112 | -107.5237 | 40.3596 |  |  | 400 |  |  |  | 81638 | 23
08081 |  | Colorado | Moffat | 16302911 | 103537113 | 107234612 | 081-0431 | 081-0431-0 | 081-0431-S | WEXPRO - SUGAR LOAF GOVERNMENT 17 |  |  | 20 | 2 | 700 |  | 10 | 211112 | -108.7651 | 40.944 |  |  | 400 |  |  |  | 81640 | 23
08081 |  | Colorado | Moffat | 16302911 | 103537213 | 107632212 | 081-0431 | 081-0431-0 | 081-0431-S | WEXPRO - SUGAR LOAF GOVERNMENT 17 |  |  | 1 | 0.1 | 70 | 0 |  | 211112 | -108.7651 | 40.944 |  |  | 999 |  |  |  | 81640
08081 |  | Colorado | Moffat | 16302911 | 103537313 | 107632312 | 081-0431 | 081-0431-0 | 081-0431-S | WEXPRO - SUGAR LOAF GOVERNMENT 17 |  |  | 1 | 0.1 | 70 | 0 |  | 211112 | -108.7651 | 40.944 |  |  | 300 |  |  |  | 81640
08081 |  | Colorado | Moffat | 16303011 | 103537813 | 107632612 | 081-0434 | 081-0434-0 | 081-0434-S | WEXPRO CO - F WILSON 12 |  |  | 10 | 0.5 | 30 | 0 |  | 21111 | -108.5952 | 40.9905 |  |  | 490 |  |  |  | 81640
08081 |  | Colorado | Moffat | 16303111 | 103537913 | 107632712 | 081-0435 | 081-0435-0 | 081-0435-S | WEXPRO CO - F WILSON 2 |  |  | 7 | 0.25 | 30 | 0 |  | 21111 | -108.613 | 40.9911 |  |  | 490 |  |  |  | 81640
08081 |  | Colorado | Moffat | 16303111 | 103538013 | 107234912 | 081-0435 | 081-0435-0 | 081-0435-S | WEXPRO CO - F WILSON 2 | [7 empty] | 21111 | -108.613 | 40.9911 |  |  | 300 |  |  |  | 81640
08081 |  | Colorado | Moffat | 16303211 | 103538213 | 107632912 | 081-0437 | 081-0437-0 | 081-0437-S | WEXPRO CO - F WILSON 29E |  |  | 10 | 0.5 | 30 | 0 |  | 21111 | -108.6013 | 40.9926 |  |  | 490 |  |  |  | 81640
08081 |  | Colorado | Moffat | 16303311 | 103538113 | 107632812 | 081-0436 | 081-0436-0 | 081-0436-S | WEXPRO CO - F WILSON 6 |  |  | 10 | 0.5 | 30 | 0 |  | 21111 | -108.5975 | 40.9991 |  |  | 490 |  |  |  | 81640
08081 |  | Colorado | Moffat | 16303411 | 103535213 | 107631312 | 081-0419 | 081-0419-0 | 081-0419-S | WEXPRO CO - LASHER 5 |  |  | 1 | 0.1 | 70 | 0 |  | 21111 | -108.7037 | 40.9674 |  |  | 999 |  |  |  | 81640
08081 |  | Colorado | Moffat | 16303511 | 103538313 | 107235012 | 081-0445 | 081-0445-0 | 081-0445-S | WEXPRO CO - POWDER WASH PAD 4 |  |  | 20 | 2.84 | 148 |  | 8 | 211112 | -108.3091 | 40.9405 |  |  | 400 |  |  |  | 81640
08081 |  | Colorado | Moffat | 16303511 | 103538313 | 107235112 | 081-0445 | 081-0445-0 | 081-0445-S | WEXPRO CO - POWDER WASH PAD 4 |  |  | 20 | 2 | 700 |  | 10 | 211112 | -108.3091 | 40.9405 |  |  | 400 |  |  |  | 81640 | 23
08081 |  | Colorado | Moffat | 16303611 | 103534913 | 107631112 | 081-0403 | 081-0403-0 | 081-0403-S | WEXPRO CO - WHEELER 4 |  |  | 7 | 0.25 | 30 | 0 |  | 21111 | -108.6753 | 40.978 |  |  | 300 |  |  |  | 81640
08081 |  | Colorado | Moffat | 16303611 | 103535013 | 107631112 | 081-0403 | 081-0403-0 | 081-0403-S | WEXPRO CO - WHEELER 4 |  |  | 7 | 0.25 | 30 | 0 |  | 21111 | -108.6753 | 40.978 |  |  | 690 |  |  |  | 81640
08081 |  | Colorado | Moffat | 16303611 | 103535113 | 107631212 | 081-0403 | 081-0403-0 | 081-0403-S | WEXPRO CO - WHEELER 4 |  |  | 7 | 0.25 | 30 | 0 |  | 21111 | -108.6753 | 40.978 |  |  | 999 |  |  |  | 81640
08081 |  | Colorado | Moffat | 16303711 | 103537413 | 107234712 | 081-0432 | 081-0432-0 | 081-0432-S | WEXPRO COMPANY - F WILSON 37 |  |  | 20 | 2.84 | 148 |  | 8 | 211112 | -108.6268 | 40.9981 |  |  | 400 |  |  |  | 81640
08081 |  | Colorado | Moffat | 16303711 | 103537513 | 107632412 | 081-0432 | 081-0432-0 | 081-0432-S | WEXPRO COMPANY - F WILSON 37 |  |  | 1 | 0.1 | 70 | 0 |  | 211112 | -108.6268 | 40.9981 |  |  | 999 |  |  |  | 81640
08081 |  | Colorado | Moffat | 16303711 | 103537613 | 107632512 | 081-0432 | 081-0432-0 | 081-0432-S | WEXPRO COMPANY - F WILSON 37 |  |  | 1 | 0.1 | 70 | 0 |  | 211112 | -108.6268 | 40.9981 |  |  | 400 |  |  |  | 81640
08081 |  | Colorado | Moffat | 16316111 | 103536113 | 107234012 | 081-0423 | 081-0423-0 | 081-0423-S | YATES PETROLEUM - BIG HOLE GULCH #3 |  |  | 20 | 2.84 | 148 |  | 8 | 211112 | -107.9708 | 40.9262 |  |  | 400 |  |  |  | 81625
08081 |  | Colorado | Moffat | 16316111 | 103536113 | 107234112 | 081-0423 | 081-0423-0 | 081-0423-S | YATES PETROLEUM - BIG HOLE GULCH #3 |  |  | 20 | 2 | 700 |  | 10 | 211112 | -107.9708 | 40.9262 |  |  | 400 |  |  |  | 81625 | 23
08081 |  | Colorado | Moffat | 16316111 | 103536213 | 107631812 | 081-0423 | 081-0423-0 | 081-0423-S | YATES PETROLEUM - BIG HOLE GULCH #3 |  |  | 1 | 0.1 | 70 | 0 |  | 211112 | -107.9708 | 40.9262 |  |  | 690 |  |  |  | 81625 | 23
08081 |  | Colorado | Moffat | 16316211 | 103535813 | 107233812 | 081-0422 | 081-0422-0 | 081-0422-S | YATES PETROLEUM - BLUE SKY #1-44 |  |  | 20 | 2.84 | 148 |  | 8 | 211112 | -107.545 | 40.7622 |  |  | 400 |  |  |  | 81625
08081 |  | Colorado | Moffat | 16316211 | 103535913 | 107631712 | 081-0422 | 081-0422-0 | 081-0422-S | YATES PETROLEUM - BLUE SKY #1-44 |  |  | 1 | 0.1 | 70 | 0 |  | 211112 | -107.545 | 40.7622 |  |  | 690 |  |  |  | 81625 | 132
08081 |  | Colorado | Moffat | 16316311 | 103535513 | 107233712 | 081-0421 | 081-0421-0 | 081-0421-S | YATES PETROLEUM - LANDING STRIP #1 |  |  | 20 | 2 | 700 |  | 10 | 21111 | -107.5393 | 40.7641 |  |  | 400 |  |  |  | 81625 | 23
08081 |  | Colorado | Moffat | 16316311 | 103535613 | 107631612 | 081-0421 | 081-0421-0 | 081-0421-S | YATES PETROLEUM - LANDING STRIP #1 |  |  | 10 | 0.3 | 30 | 0 |  | 21111 | -107.5393 | 40.7641 |  |  | 690 |  |  |  | 81625 | 23
08081 |  | Colorado | Moffat | 1840111 | 41818613 | 63154112 | 081-0027 | 081-0027-0 | 081-0027-S | CHEVRON USA, INC. - DUNCAN 3-1 | [7 empty] | 21111 | -108.6652 | 40.9744 |  | 106 | 690 |  |  |  | 81640 |  | R63-0036
08081 |  | Colorado | Moffat | 1852111 | 41818313 | 39878012 | 081-0031 | 081-0031-0 | 081-0031-S | CHEVRON USA, INC. - VAN SCHAICK A-3 |  |  |  |  | 72 |  |  | 21111 | -108.6393 | 40.9854 |  | 106 | 690 |  |  |  | 81640 |  | R63-0036
08081 |  | Colorado | Moffat | 1852511 | 41816513 | 39876712 | 081-0049 | 081-0049-0 | 081-0049-S | QUESTAR - SKULL CREEK DEW POINT PLANT |  |  |  |  | 72 |  |  | 211112 | -108.3132 | 40.9512 |  | 110 | 490 |  |  |  | 81640 |  | R63-0036
08081 |  | Colorado | Moffat | 1852511 | 41816913 | 39876412 | 081-0049 | 081-0049-0 | 081-0049-S | QUESTAR - SKULL CREEK DEW POINT PLANT | 0.614 | 0.004 |  |  | 72 |  |  | 211112 | -108.3132 | 40.9512 |  | 110 | 690 |  |  |  | 81640 |  | R63-0036
08081 |  | Colorado | Moffat | 1852511 | 41817113 | 39876512 | 081-0049 | 081-0049-0 | 081-0049-S | QUESTAR - SKULL CREEK DEW POINT PLANT |  |  | 10 | 0.5 | 750 |  | 18 | 211112 | -108.3132 | 40.9512 | 2 | 110 | 690 |  |  |  | 81640 | 23 | R63-0036
08081 |  | Colorado | Moffat | 1852511 | 41817813 | 39876812 | 081-0049 | 081-0049-0 | 081-0049-S | QUESTAR - SKULL CREEK DEW POINT PLANT |  |  | 1 | 0.1 | 70 | 0 |  | 211112 | -108.3132 | 40.9512 |  | 110 | 400 |  |  |  | 81640 |  | R63-0036
08081 |  | Colorado | Moffat | 1852511 | 68786513 | 63154312 | 081-0049 | 081-0049-0 | 081-0049-S | QUESTAR - SKULL CREEK DEW POINT PLANT | 19.4 |  | 30 | 1.7 | 878 |  | 121.9 | 211112 | -108.314 | 40.9521 |  | 110 | 160 |  |  |  | 81640
08081 |  | Colorado | Moffat | 1852511 | 96081013 | 92871012 | 081-0049 | 081-0049-0 | 081-0049-S | QUESTAR - SKULL CREEK DEW POINT PLANT |  |  | 1 | 0.1 | 70 | 0 |  | 211112 | -108.314 | 40.9521 |  | 110 | 400 |  |  |  | 81640
08081 |  | Colorado | Moffat | 1852611 | 90932913 | 87001812 | 081-0055 | 081-0055-0 | 081-0055-S | WEXPRO CO HIAWATHA OIL FIELD |  |  | 1 | 0.1 | 70 | 0 |  | 21111 | -108.6011 | 40.9896 |  |  | 690 |  |  |  | 81640
08081 |  | Colorado | Moffat | 1852911 | 41815713 | 39875612 | 081-0067 | 081-0067-0 | 081-0067-S | QEP FIELD SERVICES - W HIAWATHA C. S. |  |  |  |  | 72 |  |  | 21111 | -108.6799 | 40.9836 |  | 110 | 690 |  |  |  | 81640 |  | R63-0036
08081 |  | Colorado | Moffat | 1852911 | 68786713 | 63154512 | 081-0067 | 081-0067-0 | 081-0067-S | QEP FIELD SERVICES - W HIAWATHA C. S. |  |  | 1 | 0.1 | 70 | 0 |  | 21111 | -108.6817 | 40.9842 |  | 110 | 400 |  |  |  | 81640
08081 |  | Colorado | Moffat | 1852911 | 96081113 | 92871112 | 081-0067 | 081-0067-0 | 081-0067-S | QEP FIELD SERVICES - W HIAWATHA C. S. | [7 empty] | 21111 | -108.6817 | 40.9842 |  | 110 | 690 |  |  |  | 81640
08081 |  | Colorado | Moffat | 1853211 | 41815113 | 39874812 | 081-0074 | 081-0074-0 | 081-0074-S | ROCKY MNTN NATURAL GAS - FED DELIVERY #1 |  |  |  |  | 72 |  |  | 48621 | -108.4823 | 40.7225 |  | 110 | 690 |  |  |  | 81625 |  | R63-0036
08081 |  | Colorado | Moffat | 1853411 | 41814613 | 39874012 | 081-0076 | 081-0076-0 | 081-0076-S | QEP FIELD SERVICES - EAST HIAWATHA CS |  |  | 1 | 0.1 | 70 | 0 |  | 48621 | -108.6133 | 40.9989 |  | 110 | 400 |  |  |  | 81640 |  | R63-0036
08081 |  | Colorado | Moffat | 1853411 | 41814713 | 39874412 | 081-0076 | 081-0076-0 | 081-0076-S | QEP FIELD SERVICES - EAST HIAWATHA CS |  |  |  |  | 72 |  |  | 48621 | -108.6133 | 40.9989 |  | 110 | 690 |  |  |  | 81640 |  | R63-0036
08081 |  | Colorado | Moffat | 1853411 | 68787213 | 63155012 | 081-0076 | 081-0076-0 | 081-0076-S | QEP FIELD SERVICES - EAST HIAWATHA CS | 0.16 |  | 20 | 1 | 300 | 0 |  | 48621 | -108.6134 | 40.9989 |  | 110 | 690 |  |  |  | 81640 | 99
08081 |  | Colorado | Moffat | 3560911 | 36542713 | 34802012 | 081-0210 | 081-0210-0 | 081-0210-S | WEXPRO - POWDER WASH UNIT (TANK 1475) |  |  | 1 | 0.1 | 70 | 0 |  | 211112 | -108.3037 | 40.9655 |  | 106 | 400 |  |  |  | 81640 |  | R63-0036
08081 |  | Colorado | Moffat | 3631311 | 36598813 | 34859012 | 081-0133 | 081-0133-0 | 081-0133-S | ARGALI EXPLORATION COMPANY-NORTH CRAIG C |  |  |  |  | 72 |  |  | 21111 | -107.5153 | 40.6225 |  | 106 | 690 |  |  |  | 81625 |  | R63-0036
08081 |  | Colorado | Moffat | 3631411 | 36597413 | 34858712 | 081-0135 | 081-0135-0 | 081-0135-S | QEP FIELD SERVICES - E. HIAWATHA FLD |  |  |  |  | 72 |  |  | 21111 | -108.6012 | 40.9855 |  | 106 | 690 |  |  |  | 81640 |  | R63-0036
08081 |  | Colorado | Moffat | 3631411 | 36597613 | 34858212 | 081-0135 | 081-0135-0 | 081-0135-S | QEP FIELD SERVICES - E. HIAWATHA FLD |  |  |  |  | 72 |  |  | 21111 | -108.6012 | 40.9855 |  | 106 | 690 |  |  |  | 81640 |  | R63-0036
08081 |  | Colorado | Moffat | 3631411 | 36597713 | 34858812 | 081-0135 | 081-0135-0 | 081-0135-S | QEP FIELD SERVICES - E. HIAWATHA FLD |  |  |  |  | 72 |  |  | 21111 | -108.6012 | 40.9855 |  | 106 | 690 |  |  |  | 81640 |  | R63-0036
08081 |  | Colorado | Moffat | 3631411 | 36597913 | 34858412 | 081-0135 | 081-0135-0 | 081-0135-S | QEP FIELD SERVICES - E. HIAWATHA FLD |  |  | 70 | 0.1 | 30 | 0 |  | 21111 | -108.6012 | 40.9855 |  | 106 | 690 |  |  |  | 81640 |  | R63-0036
08081 |  | Colorado | Moffat | 3631411 | 36598013 | 34857812 | 081-0135 | 081-0135-0 | 081-0135-S | QEP FIELD SERVICES - E. HIAWATHA FLD |  |  |  |  | 72 |  |  | 21111 | -108.6012 | 40.9855 |  | 106 | 690 |  |  |  | 81640 |  | R63-0036
08081 |  | Colorado | Moffat | 3631411 | 36598113 | 34858612 | 081-0135 | 081-0135-0 | 081-0135-S | QEP FIELD SERVICES - E. HIAWATHA FLD |  |  |  |  | 72 |  |  | 21111 | -108.6012 | 40.9855 |  | 106 | 690 |  |  |  | 81640 |  | R63-0036
08081 |  | Colorado | Moffat | 3631411 | 36598213 | 34858312 | 081-0135 | 081-0135-0 | 081-0135-S | QEP FIELD SERVICES - E. HIAWATHA FLD |  |  |  |  | 72 |  |  | 21111 | -108.6012 | 40.9855 |  | 106 | 690 |  |  |  | 81640 |  | R63-0036
08081 |  | Colorado | Moffat | 3631411 | 36598313 | 34858112 | 081-0135 | 081-0135-0 | 081-0135-S | QEP FIELD SERVICES - E. HIAWATHA FLD |  |  |  |  | 72 |  |  | 21111 | -108.6012 | 40.9855 |  | 106 | 690 |  |  |  | 81640 |  | R63-0036
08081 |  | Colorado | Moffat | 3631411 | 36598413 | 34857912 | 081-0135 | 081-0135-0 | 081-0135-S | QEP FIELD SERVICES - E. HIAWATHA FLD |  |  |  |  | 72 |  |  | 21111 | -108.6012 | 40.9855 |  | 106 | 690 |  |  |  | 81640 |  | R63-0036
08081 |  | Colorado | Moffat | 3631411 | 36598513 | 34858512 | 081-0135 | 081-0135-0 | 081-0135-S | QEP FIELD SERVICES - E. HIAWATHA FLD |  |  |  |  | 72 |  |  | 21111 | -108.6012 | 40.9855 |  | 106 | 690 |  |  |  | 81640 |  | R63-0036
08081 |  | Colorado | Moffat | 3631511 | 36596913 | 34857312 | 081-0137 | 081-0137-0 | 081-0137-S | QEP FIELD SERVICES - W HIAWATHA FLD |  |  |  |  | 72 |  |  | 21111 | -108.6826 | 40.9861 |  | 106 | 690 |  |  |  | 81640 |  | R63-0036
08081 |  | Colorado | Moffat | 3631511 | 36597013 | 34857512 | 081-0137 | 081-0137-0 | 081-0137-S | QEP FIELD SERVICES - W HIAWATHA FLD |  |  |  |  | 72 |  |  | 21111 | -108.6826 | 40.9861 |  | 106 | 690 |  |  |  | 81640 |  | R63-0036
08081 |  | Colorado | Moffat | 3631511 | 36597113 | 34857212 | 081-0137 | 081-0137-0 | 081-0137-S | QEP FIELD SERVICES - W HIAWATHA FLD |  |  |  |  | 72 |  |  | 21111 | -108.6826 | 40.9861 |  | 106 | 690 |  |  |  | 81640 |  | R63-0036
08081 |  | Colorado | Moffat | 3631511 | 36597213 | 34857012 | 081-0137 | 081-0137-0 | 081-0137-S | QEP FIELD SERVICES - W HIAWATHA FLD |  |  |  |  | 72 |  |  | 21111 | -108.6826 | 40.9861 |  | 106 | 690 |  |  |  | 81640 |  | R63-0036
08081 |  | Colorado | Moffat | 3631511 | 36597313 | 34857112 | 081-0137 | 081-0137-0 | 081-0137-S | QEP FIELD SERVICES - W HIAWATHA FLD |  |  |  |  | 72 |  |  | 21111 | -108.6826 | 40.9861 |  | 106 | 690 |  |  |  | 81640 |  | R63-0036
08081 |  | Colorado | Moffat | 3631611 | 36593513 | 34855212 | 081-0138 | 081-0138-0 | 081-0138-S | QEP FIELD SERVICES - POWDER WASH FIELD |  |  |  |  | 72 |  |  | 21111 | -108.3142 | 40.9341 |  | 106 | 690 |  |  |  | 81640 |  | R63-0036
08081 |  | Colorado | Moffat | 3631611 | 36593613 | 34855112 | 081-0138 | 081-0138-0 | 081-0138-S | QEP FIELD SERVICES - POWDER WASH FIELD |  |  |  |  | 72 |  |  | 21111 | -108.3142 | 40.9341 |  | 106 | 690 |  |  |  | 81640 |  | R63-0036
08081 |  | Colorado | Moffat | 3631611 | 36593713 | 34855612 | 081-0138 | 081-0138-0 | 081-0138-S | QEP FIELD SERVICES - POWDER WASH FIELD |  |  |  |  | 72 |  |  | 21111 | -108.3142 | 40.9341 |  | 106 | 690 |  |  |  | 81640 |  | R63-0036
08081 |  | Colorado | Moffat | 3631611 | 36593813 | 34855712 | 081-0138 | 081-0138-0 | 081-0138-S | QEP FIELD SERVICES - POWDER WASH FIELD |  |  |  |  | 72 |  |  | 21111 | -108.3142 | 40.9341 |  | 106 | 690 |  |  |  | 81640 |  | R63-0036
08081 |  | Colorado | Moffat | 3631611 | 36593913 | 34855512 | 081-0138 | 081-0138-0 | 081-0138-S | QEP FIELD SERVICES - POWDER WASH FIELD |  |  |  |  | 72 |  |  | 21111 | -108.3142 | 40.9341 |  | 106 | 690 |  |  |  | 81640 |  | R63-0036
08081 |  | Colorado | Moffat | 3631611 | 36594013 | 34855312 | 081-0138 | 081-0138-0 | 081-0138-S | QEP FIELD SERVICES - POWDER WASH FIELD |  |  |  |  | 72 |  |  | 21111 | -108.3142 | 40.9341 |  | 106 | 690 |  |  |  | 81640 |  | R63-0036
08081 |  | Colorado | Moffat | 3631611 | 36594213 | 34856112 | 081-0138 | 081-0138-0 | 081-0138-S | QEP FIELD SERVICES - POWDER WASH FIELD |  |  |  |  | 72 |  |  | 21111 | -108.3142 | 40.9341 |  | 106 | 690 |  |  |  | 81640 |  | R63-0036
08081 |  | Colorado | Moffat | 3631611 | 36594313 | 34853712 | 081-0138 | 081-0138-0 | 081-0138-S | QEP FIELD SERVICES - POWDER WASH FIELD |  |  |  |  | 72 |  |  | 21111 | -108.3142 | 40.9341 |  | 106 | 690 |  |  |  | 81640 |  | R63-0036
08081 |  | Colorado | Moffat | 3631611 | 36594413 | 34854112 | 081-0138 | 081-0138-0 | 081-0138-S | QEP FIELD SERVICES - POWDER WASH FIELD |  |  |  |  | 72 |  |  | 21111 | -108.3142 | 40.9341 |  | 106 | 690 |  |  |  | 81640 |  | R63-0036
08081 |  | Colorado | Moffat | 3631611 | 36594613 | 34854712 | 081-0138 | 081-0138-0 | 081-0138-S | QEP FIELD SERVICES - POWDER WASH FIELD |  |  |  |  | 72 |  |  | 21111 | -108.3142 | 40.9341 |  | 106 | 690 |  |  |  | 81640 |  | R63-0036
08081 |  | Colorado | Moffat | 3631611 | 36594713 | 34854012 | 081-0138 | 081-0138-0 | 081-0138-S | QEP FIELD SERVICES - POWDER WASH FIELD |  |  |  |  | 72 |  |  | 21111 | -108.3142 | 40.9341 |  | 106 | 690 |  |  |  | 81640 |  | R63-0036
08081 |  | Colorado | Moffat | 3631611 | 36594813 | 34856912 | 081-0138 | 081-0138-0 | 081-0138-S | QEP FIELD SERVICES - POWDER WASH FIELD |  |  |  |  | 72 |  |  | 21111 | -108.3142 | 40.9341 |  | 106 | 690 |  |  |  | 81640 |  | R63-0036
08081 |  | Colorado | Moffat | 3631611 | 36594913 | 34854512 | 081-0138 | 081-0138-0 | 081-0138-S | QEP FIELD SERVICES - POWDER WASH FIELD |  |  |  |  | 72 |  |  | 21111 | -108.3142 | 40.9341 |  | 106 | 690 |  |  |  | 81640 |  | R63-0036
08081 |  | Colorado | Moffat | 3631611 | 36595013 | 34855812 | 081-0138 | 081-0138-0 | 081-0138-S | QEP FIELD SERVICES - POWDER WASH FIELD |  |  |  |  | 72 |  |  | 21111 | -108.3142 | 40.9341 |  | 106 | 690 |  |  |  | 81640 |  | R63-0036
08081 |  | Colorado | Moffat | 3631611 | 36595113 | 34853912 | 081-0138 | 081-0138-0 | 081-0138-S | QEP FIELD SERVICES - POWDER WASH FIELD |  |  |  |  | 72 |  |  | 21111 | -108.3142 | 40.9341 |  | 106 | 690 |  |  |  | 81640 |  | R63-0036
08081 |  | Colorado | Moffat | 3631611 | 36595313 | 34854912 | 081-0138 | 081-0138-0 | 081-0138-S | QEP FIELD SERVICES - POWDER WASH FIELD |  |  | 1 | 0.1 | 70 | 66666.7 |  | 21111 | -108.3142 | 40.9341 |  | 106 | 690 |  |  |  | 81640 |  | R63-0036
08081 |  | Colorado | Moffat | 3631611 | 36595513 | 34855912 | 081-0138 | 081-0138-0 | 081-0138-S | QEP FIELD SERVICES - POWDER WASH FIELD |  |  |  |  | 72 |  |  | 21111 | -108.3142 | 40.9341 |  | 106 | 690 |  |  |  | 81640 |  | R63-0036
08081 |  | Colorado | Moffat | 3631611 | 36595613 | 34855012 | 081-0138 | 081-0138-0 | 081-0138-S | QEP FIELD SERVICES - POWDER WASH FIELD |  |  |  |  | 72 |  |  | 21111 | -108.3142 | 40.9341 |  | 106 | 690 |  |  |  | 81640 |  | R63-0036
08081 |  | Colorado | Moffat | 3631611 | 36595713 | 34855412 | 081-0138 | 081-0138-0 | 081-0138-S | QEP FIELD SERVICES - POWDER WASH FIELD |  |  |  |  | 72 |  |  | 21111 | -108.3142 | 40.9341 |  | 106 | 690 |  |  |  | 81640 |  | R63-0036
08081 |  | Colorado | Moffat | 3631611 | 36596013 | 34854612 | 081-0138 | 081-0138-0 | 081-0138-S | QEP FIELD SERVICES - POWDER WASH FIELD |  |  |  |  | 72 |  |  | 21111 | -108.3142 | 40.9341 |  | 106 | 690 |  |  |  | 81640 |  | R63-0036
08081 |  | Colorado | Moffat | 3631611 | 36596113 | 34856312 | 081-0138 | 081-0138-0 | 081-0138-S | QEP FIELD SERVICES - POWDER WASH FIELD |  |  |  |  | 72 |  |  | 21111 | -108.3142 | 40.9341 |  | 106 | 690 |  |  |  | 81640 |  | R63-0036
08081 |  | Colorado | Moffat | 3631611 | 36596213 | 34856212 | 081-0138 | 081-0138-0 | 081-0138-S | QEP FIELD SERVICES - POWDER WASH FIELD |  |  |  |  | 72 |  |  | 21111 | -108.3142 | 40.9341 |  | 106 | 690 |  |  |  | 81640 |  | R63-0036
08081 |  | Colorado | Moffat | 3631611 | 36596313 | 34854312 | 081-0138 | 081-0138-0 | 081-0138-S | QEP FIELD SERVICES - POWDER WASH FIELD |  |  |  |  | 72 |  |  | 21111 | -108.3142 | 40.9341 |  | 106 | 690 |  |  |  | 81640 |  | R63-0036
08081 |  | Colorado | Moffat | 3631611 | 36596413 | 34856712 | 081-0138 | 081-0138-0 | 081-0138-S | QEP FIELD SERVICES - POWDER WASH FIELD |  |  |  |  | 72 |  |  | 21111 | -108.3142 | 40.9341 |  | 106 | 690 |  |  |  | 81640 |  | R63-0036
08081 |  | Colorado | Moffat | 3631611 | 36596513 | 34853812 | 081-0138 | 081-0138-0 | 081-0138-S | QEP FIELD SERVICES - POWDER WASH FIELD |  |  |  |  | 72 |  |  | 21111 | -108.3142 | 40.9341 |  | 106 | 690 |  |  |  | 81640 |  | R63-0036
08081 |  | Colorado | Moffat | 3631611 | 36596613 | 34856412 | 081-0138 | 081-0138-0 | 081-0138-S | QEP FIELD SERVICES - POWDER WASH FIELD |  |  |  |  | 72 |  |  | 21111 | -108.3142 | 40.9341 |  | 106 | 690 |  |  |  | 81640 |  | R63-0036
08081 |  | Colorado | Moffat | 3631611 | 36596713 | 34856812 | 081-0138 | 081-0138-0 | 081-0138-S | QEP FIELD SERVICES - POWDER WASH FIELD |  |  |  |  | 72 |  |  | 21111 | -108.3142 | 40.9341 |  | 106 | 690 |  |  |  | 81640 |  | R63-0036
08081 |  | Colorado | Moffat | 3631811 | 96081613 | 92871612 | 081-0145 | 081-0145-0 | 081-0145-S | CHEVRON USA, INC. - HIAWATHA B-1 |  |  | 1 | 0.1 | 70 | 0 |  | 21111 | -108.6893 | 40.9875 |  | 106 | 690 |  |  |  | 81640
08081 |  | Colorado | Moffat | 3632011 | 36593113 | 34853312 | 081-0147 | 081-0147-0 | 081-0147-S | CHEVRON USA, INC. - DUNCAN 1-3 |  |  |  |  | 72 |  |  | 21111 | -108.6775 | 40.9854 | 5 | 106 | 690 |  |  |  | 81640 |  | R63-0036
08081 |  | Colorado | Moffat | 3632111 | 36592913 | 34853112 | 081-0148 | 081-0148-0 | 081-0148-S | J-W OPERATING COMPANY -SAND HILLS |  |  |  |  | 72 |  |  | 21111 | -107.6317 | 40.9649 | 0.75 | 106 | 690 |  |  |  | 81653 |  | R63-0036
08081 |  | Colorado | Moffat | 3632111 | 68787913 | 63155712 | 081-0148 | 081-0148-0 | 081-0148-S | J-W OPERATING COMPANY -SAND HILLS | [7 empty] | 21111 | -107.6314 | 40.9581 |  | 106 | 400 |  |  |  | 81653
08081 |  | Colorado | Moffat | 3632511 | 36591913 | 34852112 | 081-0156 | 081-0156-0 | 081-0156-S | TRUE OIL LLC - BTA FEDERAL #12-33 | 8.5 |  |  |  | 72 |  |  | 21111 | -107.6122 | 40.9511 |  |  | 690 |  |  |  | 81625 |  | R63-0036
08081 |  | Colorado | Moffat | 3643911 | 36591713 | 34851912 | 081-0158 | 081-0158-0 | 081-0158-S | CHEVRON USA, INC. - VAN SCHAICK A-5 |  |  |  |  | 72 |  |  | 21111 | -108.6846 | 40.9836 |  | 106 | 690 |  |  |  | 81640 |  | R63-0036
08081 |  | Colorado | Moffat | 3644011 | 36591613 | 34851812 | 081-0159 | 081-0159-0 | 081-0159-S | CHEVRON USA, INC. - DUNCAN 3-3 |  |  | 1 | 0.1 | 70 | 0 |  | 21111 | -108.6849 | 40.9873 | 5 | 106 | 690 |  |  |  | 81640 |  | R63-0036
08081 |  | Colorado | Moffat | 3644111 | 103532413 | 107629712 | 081-0161 | 081-0161-0 | 081-0161-S | QEP FIELD SERVICES - LION C.S. |  |  | 1 | 0.1 | 72 | 0 |  | 21111 | -108.7036 | 40.962 |  | 110 | 690 |  |  |  | 81640
08081 |  | Colorado | Moffat | 3644211 | 36591413 | 34851612 | 081-0162 | 081-0162-0 | 081-0162-S | CHEVRON USA-DUNCAN VANSCHAICK 1-3 & 1-4 |  |  |  |  | 72 |  |  | 21111 | -108.6587 | 40.9711 |  | 106 | 690 |  |  |  | 81640 |  | R63-0036
08081 |  | Colorado | Moffat | 3644211 | 68788113 | 34851612 | 081-0162 | 081-0162-0 | 081-0162-S | CHEVRON USA-DUNCAN VANSCHAICK 1-3 & 1-4 |  |  |  |  | 72 |  |  | 21111 | -108.6587 | 40.9711 |  | 106 | 400 |  |  |  | 81640
08081 |  | Colorado | Moffat | 3644311 | 36591313 | 34851512 | 081-0163 | 081-0163-0 | 081-0163-S | CHEVRON USA, INC. - DUNCAN 1-5 |  |  |  |  | 72 |  |  | 21111 | -108.6775 | 40.9962 |  | 106 | 690 |  |  |  | 81640 |  | R63-0036
08081 |  | Colorado | Moffat | 3644411 | 36591213 | 34851412 | 081-0164 | 081-0164-0 | 081-0164-S | CHEVRON USA, INC. - VAN SCHAICK A-6 |  |  |  |  | 72 |  |  | 21111 | -108.6775 | 40.9854 |  | 106 | 690 |  |  |  | 81640 |  | R63-0036
08081 |  | Colorado | Moffat | 3644611 | 36591013 | 34851212 | 081-0166 | 081-0166-0 | 081-0166-S | CHEVRON USA, INC. - HIAWATHA B-3 |  |  |  |  | 72 |  |  | 21111 | -108.6966 | 40.9855 |  | 106 | 690 |  |  |  | 81640 |  | R63-0036
08081 |  | Colorado | Moffat | 3644711 | 36590913 | 34851112 | 081-0167 | 081-0167-0 | 081-0167-S | TEXACO EXPLORATION & PROD - DUNCAN 3-2 |  |  |  |  | 72 |  |  | 21111 | -108.6775 | 40.9962 |  | 106 | 690 |  |  |  | 81640 |  | R63-0036
08081 |  | Colorado | Moffat | 3645111 | 36590113 | 34850412 | 081-0171 | 081-0171-0 | 081-0171-S | MERRION OIL & GAS-BLUE GRAVEL |  |  | 20 | 2.84 | 148 |  | 8.1 | 211112 | -107.5599 | 40.6943 |  | 106 | 400 |  |  |  | 81625 |  | R63-0036
08081 |  | Colorado | Moffat | 3645111 | 36590213 | 34850512 | 081-0171 | 081-0171-0 | 081-0171-S | MERRION OIL & GAS-BLUE GRAVEL |  |  | 1 | 0.1 | 70 | 0 |  | 211112 | -107.5599 | 40.6943 |  | 106 | 400 |  |  |  | 81625 |  | R63-0036
08081 |  | Colorado | Moffat | 3645211 | 36590013 | 34850312 | 081-0172 | 081-0172-0 | 081-0172-S | Three Forks - CLARK MILLICENT |  |  | 1 | 0.1 | 70 | 0 |  | 211112 | -108.3085 | 40.9184 |  | 106 | 400 |  |  |  | 81640 |  | R63-0036
08081 |  | Colorado | Moffat | 3645311 | 36589913 | 34850212 | 081-0173 | 081-0173-0 | 081-0173-S | Three Forks - HARRY PTASYNSKI 1 |  |  | 1 | 0.1 | 70 | 0 |  | 211112 | -108.3229 | 40.9076 |  | 106 | 400 |  |  |  | 81640 | 23 | R63-0036
08081 |  | Colorado | Moffat | 3645411 | 36589813 | 34850112 | 081-0174 | 081-0174-0 | 081-0174-S | Three Forks - HARRY PTASYNSKI 2 |  |  | 20 | 1.84 | 148 |  | 8.1 | 211112 | -108.3276 | 40.9185 |  | 106 | 400 |  |  |  | 81640 |  | R63-0036
08081 |  | Colorado | Moffat | 3645511 | 36589613 | 34849912 | 081-0175 | 081-0175-0 | 081-0175-S | CHEVRON USA - DUNCAN B-12 |  |  | 1 | 0.1 | 70 | 0 |  | 211112 | -108.6516 | 40.9799 |  | 106 | 400 |  |  |  | 81640 |  | R63-0036
08081 |  | Colorado | Moffat | 3645511 | 36589713 | 34850012 | 081-0175 | 081-0175-0 | 081-0175-S | CHEVRON USA - DUNCAN B-12 |  |  | 1 | 0.1 | 70 | 0 |  | 211112 | -108.6516 | 40.9799 |  | 106 | 690 |  |  |  | 81640 |  | R63-0036
08081 |  | Colorado | Moffat | 3645711 | 36589413 | 34849712 | 081-0179 | 081-0179-0 | 081-0179-S | MERRION OIL & GAS - NIGHTINGALE NO. 1 |  |  | 20 | 2.84 | 148 |  | 8.1 | 211112 | -108.7229 | 40.9329 |  | 106 | 400 |  |  |  | 81640 |  | R63-0036
08081 |  | Colorado | Moffat | 3645811 | 36589313 | 34849612 | 081-0180 | 081-0180-0 | 081-0180-S | CHEVRON USA - DUNCAN 1-6 |  |  | 1 | 0.1 | 70 | 0 |  | 21111 | -108.6775 | 40.9854 |  | 106 | 690 |  |  |  | 81640 |  | R63-0036
08081 |  | Colorado | Moffat | 3645911 | 36589213 | 34849512 | 081-0181 | 081-0181-0 | 081-0181-S | CHEVRON USA - DUNCAN 1-4 |  |  | 1 | 0.1 | 70 | 0 |  | 21111 | -108.6584 | 40.9962 |  | 106 | 690 |  |  |  | 81640 |  | R63-0036
08081 |  | Colorado | Moffat | 3646011 | 36589113 | 34849412 | 081-0182 | 081-0182-0 | 081-0182-S | CHEVRON USA - DUNCAN 2-2 |  |  | 1 | 0.1 | 70 | 0 |  | 21111 | -108.6584 | 40.9855 |  | 106 | 690 |  |  |  | 81640 |  | R63-0036
08081 |  | Colorado | Moffat | 3646111 | 36589013 | 34849312 | 081-0183 | 081-0183-0 | 081-0183-S | CHEVRON USA - DUNCAN 2-4 |  |  | 1 | 0.1 | 70 | 0 |  | 21111 | -108.6585 | 40.9853 |  | 106 | 690 |  |  |  | 81640 |  | R63-0036
08081 |  | Colorado | Moffat | 3646211 | 96081913 | 92871912 | 081-0184 | 081-0184-0 | 081-0184-S | CHEVRON USA - DUNCAN B-5 |  |  | 1 | 0.1 | 70 | 0 |  | 21111 | -108.6539 | 40.9923 |  | 106 | 690 |  |  |  | 81640
08081 |  | Colorado | Moffat | 3646311 | 36588813 | 34849112 | 081-0185 | 081-0185-0 | 081-0185-S | CHEVRON USA - DUNCAN B-9 |  |  | 1 | 0.1 | 70 | 0 |  | 21111 | -108.6393 | 40.9855 |  | 106 | 690 |  |  |  | 81640 |  | R63-0036
08081 |  | Colorado | Moffat | 3646411 | 36588713 | 34849012 | 081-0186 | 081-0186-0 | 081-0186-S | CHEVRON USA - DUNCAN B-10 |  |  | 1 | 0.1 | 70 | 0 |  | 21111 | -108.6585 | 40.9854 |  | 106 | 690 |  |  |  | 81640 |  | R63-0036
08081 |  | Colorado | Moffat | 3646511 | 36588613 | 34848912 | 081-0187 | 081-0187-0 | 081-0187-S | CHEVRON USA - DUNCAN B-11 |  |  | 1 | 0.1 | 70 | 0 |  | 21111 | -108.6585 | 40.9854 |  | 106 | 690 |  |  |  | 81640 |  | R63-0036
08081 |  | Colorado | Moffat | 3646511 | 68788213 | 63155912 | 081-0187 | 081-0187-0 | 081-0187-S | CHEVRON USA - DUNCAN B-11 |  |  | 20 | 2.84 | 148 |  | 8.1 | 21111 | -108.6599 | 40.9805 |  | 106 | 400 |  |  |  | 81640
08081 |  | Colorado | Moffat | 3646711 | 36588413 | 34848712 | 081-0189 | 081-0189-0 | 081-0189-S | CHEVRON USA - DYER C-2 |  |  | 1 | 0.1 | 70 | 0 |  | 21111 | -108.7158 | 40.9566 |  | 106 | 690 |  |  |  | 81640 |  | R63-0036
08081 |  | Colorado | Moffat | 3646911 | 36588213 | 34848512 | 081-0191 | 081-0191-0 | 081-0191-S | CHEVRON USA - VAN SCHAIK UNIT #4 |  |  | 1 | 0.1 | 70 | 0 |  | 21111 | -108.6966 | 40.9855 |  | 106 | 690 |  |  |  | 81640 |  | R63-0036
08081 |  | Colorado | Moffat | 3647011 | 36588113 | 34848412 | 081-0192 | 081-0192-0 | 081-0192-S | CHEVRON USA - VAN SCHAIK UNIT 1-5 |  |  | 1 | 0.1 | 70 | 0 |  | 21111 | -108.6966 | 40.9855 |  | 106 | 690 |  |  |  | 81640 |  | R63-0036
08081 |  | Colorado | Moffat | 3658911 | 68788713 | 63156312 | 081-0203 | 081-0203-0 | 081-0203-S | FOUNDATION ENERGY - FEDERAL #28-7 |  |  | 20 | 2.84 | 148 |  | 8.1 | 211112 | -108.2943 | 40.8861 |  | 106 | 400 |  |  |  | 81640
08081 |  | Colorado | Moffat | 3659111 | 36587013 | 107232312 | 081-0205 | 081-0205-0 | 081-0205-S | WEXPRO - EAST HIAWATHA MOSU (TANK 779) |  |  | 20 | 2 | 700 |  | 10 | 211112 | -108.6011 | 40.9893 |  | 106 | 400 |  |  |  | 81640 | 23 | R63-0036
08081 |  | Colorado | Moffat | 3659411 | 36586713 | 34847012 | 081-0208 | 081-0208-0 | 081-0208-S | WEXPRO - POWDER WASH UNIT (TANK 329) |  |  | 1 | 0.1 | 70 | 0 |  | 211112 | -108.2942 | 40.951 |  | 106 | 400 |  |  |  | 81640 |  | R63-0036
08081 |  | Colorado | Moffat | 3851311 | 36958513 | 35215612 | 081-0212 | 081-0212-0 | 081-0212-S | WEXPRO - POWDER WASH UNIT/JC DONNELL 14 |  |  | 1 | 0.1 | 70 | 0 |  | 211112 | -108.3278 | 40.9765 |  | 106 | 400 |  |  |  | 81640 |  | R63-0036
08081 |  | Colorado | Moffat | 3851311 | 68788813 | 63156412 | 081-0212 | 081-0212-0 | 081-0212-S | WEXPRO - POWDER WASH UNIT/JC DONNELL 14 |  |  | 20 | 2.84 | 148 |  | 8 | 211112 | -108.3272 | 40.9749 |  | 106 | 400 |  |  |  | 81640
08081 |  | Colorado | Moffat | 3851311 | 68788913 | 63156512 | 081-0212 | 081-0212-0 | 081-0212-S | WEXPRO - POWDER WASH UNIT/JC DONNELL 14 |  |  | 1 | 0.1 | 70 | 0 |  | 211112 | -108.3272 | 40.9749 |  | 106 | 999 |  |  |  | 81640
08081 |  | Colorado | Moffat | 3851311 | 68789013 | 63156612 | 081-0212 | 081-0212-0 | 081-0212-S | WEXPRO - POWDER WASH UNIT/JC DONNELL 14 |  |  | 1 | 0.1 | 70 | 0 |  | 211112 | -108.3272 | 40.9749 |  | 106 | 490 |  |  |  | 81640
08081 |  | Colorado | Moffat | 3851411 | 36958413 | 35215512 | 081-0213 | 081-0213-0 | 081-0213-S | WEXPRO - POWDER WASH (TANKS 356 & 357) |  |  | 1 | 0.1 | 70 | 0 |  | 211112 | -108.323 | 40.9329 |  | 106 | 400 |  |  |  | 81640 |  | R63-0036
08081 |  | Colorado | Moffat | 3851511 | 36958313 | 35215412 | 081-0214 | 081-0214-0 | 081-0214-S | WEXPRO - PWU TANK 438, HAL STEWART 2 |  |  | 1 | 0.1 | 70 | 0 |  | 211112 | -108.3086 | 40.9583 |  | 106 | 400 |  |  |  | 81640 |  | R63-0036
08081 |  | Colorado | Moffat | 3851511 | 96082013 | 92872012 | 081-0214 | 081-0214-0 | 081-0214-S | WEXPRO - PWU TANK 438, HAL STEWART 2 |  |  | 1 | 0.1 | 70 | 0 |  | 211112 | -108.308 | 40.9576 |  | 106 | 690 |  |  |  | 81640
08081 |  | Colorado | Moffat | 3851511 | 96082113 | 92872112 | 081-0214 | 081-0214-0 | 081-0214-S | WEXPRO - PWU TANK 438, HAL STEWART 2 |  |  | 1 | 0.1 | 70 | 0 |  | 211112 | -108.308 | 40.9576 |  | 106 | 300 |  |  |  | 81640
08081 |  | Colorado | Moffat | 3851511 | 96082213 | 92872212 | 081-0214 | 081-0214-0 | 081-0214-S | WEXPRO - PWU TANK 438, HAL STEWART 2 |  |  | 1 | 0.1 | 70 | 0 |  | 211112 | -108.308 | 40.9576 |  | 106 | 160 |  |  |  | 81640
08081 |  | Colorado | Moffat | 4341711 | 36339713 | 34597612 | 081-0097 | 081-0097-0 | 081-0097-S | QEP FIELD SERVICES - PWFC NORTHSIDE 1 |  |  | 20 | 2.84 | 148 |  | 8.1 | 48621 | -108.3157 | 40.9564 |  | 110 | 400 |  |  |  | 81640 |  | R63-0036
08081 |  | Colorado | Moffat | 4341811 | 36339513 | 34597412 | 081-0098 | 081-0098-0 | 081-0098-S | QUESTAR PIPELINE PWFC SOUTHSIDE 2/MUSSER |  |  | 1 | 0.1 | 70 | 0 |  | 48621 | -108.2964 | 40.9421 |  | 110 | 400 |  |  |  | 81640 |  | R63-0036
08081 |  | Colorado | Moffat | 4341911 | 68787413 | 63155212 | 081-0100 | 081-0100-0 | 081-0100-S | QEP FIELD SERVICES - SUGAR LOAF |  |  | 15 | 0.5 | 30 | 0 |  | 21111 | -108.7452 | 40.9506 |  | 110 | 690 |  |  |  | 81640
08081 |  | Colorado | Moffat | 4353311 | 36339113 | 34597112 | 081-0103 | 081-0103-0 | 081-0103-S | CUSTOM ENERGY CONST. - BUCK PEAK PLANT |  |  | 16 | 0.7 | 1050 | 0 |  | 21111 | -107.4983 | 40.4864 |  | 106 | 690 |  |  |  | 81625 |  | R63-0036
08081 |  | Colorado | Moffat | 4353411 | 90933213 | 87002112 | 081-0104 | 081-0104-0 | 081-0104-S | COMBINED RESOURCES CORP- BAGGS LAND |  |  | 1 | 0.1 | 30 | 0 |  | 21111 | -107.6973 | 41 |  | 106 | 690 |  |  |  | 81143
08081 |  | Colorado | Moffat | 4353711 | 36338613 | 34596512 | 081-0107 | 081-0107-0 | 081-0107-S | SOURCEGAS DBA ROCKY MOUNTAIN NAT GAS CO |  |  |  |  | 72 |  |  | 21111 | -107.9285 | 40.8171 |  | 106 | 690 |  |  |  | 81625 |  | R63-0036
08081 |  | Colorado | Moffat | 4353811 | 36338313 | 34596412 | 081-0108 | 081-0108-0 | 081-0108-S | Beartooth Oil & Gas - BLUE GRAVEL FACILI |  |  | 10 | 0.67 | 800 |  | 48.3 | 21111 | -107.5152 | 40.6079 |  | 106 | 690 |  |  |  | 81625 |  | R63-0036
08081 |  | Colorado | Moffat | 4353911 | 36338213 | 34596212 | 081-0109 | 081-0109-0 | 081-0109-S | KAISER FRANCIS OIL CO |  |  | 1 | 0.1 | 70 | 0 |  | 21111 | -107.5153 | 40.6225 |  | 106 | 690 |  |  |  | 81625 | 23 | R63-0036
08081 |  | Colorado | Moffat | 4354011 | 36338113 | 34596112 | 081-0110 | 081-0110-0 | 081-0110-S | KAISER FRANCIS OIL CO | 0.1 |  |  |  | 72 |  |  | 21111 | -107.7064 | 40.9962 |  | 106 | 690 |  |  |  | 81625 |  | R63-0036
08081 |  | Colorado | Moffat | 4354111 | 36337813 | 34596012 | 081-0111 | 081-0111-0 | 081-0111-S | Three Forks - POWDER WASH STATION |  |  | 1 | 0.1 | 70 | 0 |  | 211112 | -108.3156 | 40.913 |  | 110 | 690 |  |  |  | 81640 |  | R63-0036
08081 |  | Colorado | Moffat | 4354111 | 36337913 | 34596012 | 081-0111 | 081-0111-0 | 081-0111-S | Three Forks - POWDER WASH STATION |  |  | 1 | 0.1 | 70 | 0 |  | 211112 | -108.3156 | 40.913 |  | 110 | 690 |  |  |  | 81640 |  | R63-0036
08081 |  | Colorado | Moffat | 4354311 | 36337513 | 34595612 | 081-0113 | 081-0113-0 | 081-0113-S | CHEVRON USA, INC. - DUNCAN 2-1 |  |  |  |  | 72 |  |  | 21111 | -108.6857 | 40.9969 |  | 106 | 690 |  |  |  | 81640 |  | R63-0036
08081 |  | Colorado | Moffat | 4354511 | 68787813 | 63155612 | 081-0115 | 081-0115-0 | 081-0115-S | CHEVRON USA, INC -DUNCAN VAN SCHAICK 1-2 |  |  | 20 | 2.84 | 148 |  | 8.1 | 21111 | -108.6636 | 40.9786 |  | 106 | 400 |  |  |  | 81640
08081 |  | Colorado | Moffat | 4354711 | 36337113 | 34595212 | 081-0117 | 081-0117-0 | 081-0117-S | CHEVRON USA, INC. - DUNCAN B-3 |  |  |  |  | 72 |  |  | 21111 | -108.6585 | 40.9962 |  | 106 | 690 |  |  |  | 81640 |  | R63-0036
08081 |  | Colorado | Moffat | 4354711 | 90933413 | 34595212 | 081-0117 | 081-0117-0 | 081-0117-S | CHEVRON USA, INC. - DUNCAN B-3 |  |  |  |  | 72 |  |  | 21111 | -108.6585 | 40.9962 |  | 106 | 690 |  |  |  | 81640 | 23
08081 |  | Colorado | Moffat | 4354911 | 36336913 | 34595012 | 081-0120 | 081-0120-0 | 081-0120-S | CHEVRON USA, INC. - VAN SCHAICK B-3 |  |  |  |  | 72 |  |  | 21111 | -108.6966 | 40.9854 |  | 106 | 690 |  |  |  | 81640 |  | R63-0036
08083 |  | Colorado | Montezuma | 12859811 | 68804813 | 92882012 | 083-0100 | 083-0100-0 | 083-0100-S | BILL BARRETT - #38488, KOSKIE 3H |  |  | 20 | 2 | 700 |  | 10 | 211112 | -108.6091 | 37.5176 |  |  | 400 |  |  |  | 81327 | 23
08083 |  | Colorado | Montezuma | 13290311 | 68804413 | 63171612 | 083-0094 | 083-0094-0 | 083-0094-S | ROBERT L. BAYLESS - NORTH MAIL TAIL #1 |  |  | 20 | 2.84 | 148 |  | 8.1 | 211112 | -109.043 | 37.2968 |  |  | 400 |  |  |  | 81321
08083 |  | Colorado | Montezuma | 13290311 | 68804413 | 63171712 | 083-0094 | 083-0094-0 | 083-0094-S | ROBERT L. BAYLESS - NORTH MAIL TAIL #1 | 0.28117 |  | 20 | 2 | 700 |  | 10 | 211112 | -109.043 | 37.2968 |  |  | 400 |  |  |  | 81321 | 23
08083 |  | Colorado | Montezuma | 13290411 | 68804613 | 63171912 | 083-0097 | 083-0097-0 | 083-0097-S | ROBERT L. BAYLESS - NORTH MAIL TAIL #2 |  |  | 20 | 2 | 700 |  | 10 | 211112 | -109.0256 | 37.2749 |  |  | 400 |  |  |  | 81321 | 201&23
08083 |  | Colorado | Montezuma | 13290511 | 68804913 | 63172212 | 083-0101 | 083-0101-0 | 083-0101-S | BILL BARRETT CORP- 38491- KOSKIE 15H-27- |  |  | 20 | 2.84 | 148 |  | 8 | 211112 | -108.6001 | 37.5178 |  |  | 400 |  |  |  | 81327
08083 |  | Colorado | Montezuma | 13290511 | 68804913 | 63172312 | 083-0101 | 083-0101-0 | 083-0101-S | BILL BARRETT CORP- 38491- KOSKIE 15H-27- |  |  | 20 | 2 | 700 |  | 10 | 211112 | -108.6001 | 37.5178 |  |  | 400 |  |  |  | 81327 | 23
08083 |  | Colorado | Montezuma | 14843711 | 90938613 | 87007512 | 083-0103 | 083-0103-0 | 083-0103-S | BILL BARRETT - 15366 - KOSKIE 13H-27-38 |  |  | 20 | 2 | 700 |  | 10 | 211112 | -108.6092 | 37.5176 |  |  | 400 |  |  |  | 81327 | 23
08083 |  | Colorado | Montezuma | 14852011 | 90938313 | 87007212 | 083-0095 | 083-0095-0 | 083-0095-S | WILLIAMS FIELD SERVICES- KOSKIE-BRUMLEY |  |  | 1 | 0.1 | 70 | 0 |  | 21111 | -108.6085 | 37.5182 |  |  | 690 |  |  |  | 81327 | 132&203
08083 |  | Colorado | Montezuma | 14852011 | 90938413 | 87007312 | 083-0095 | 083-0095-0 | 083-0095-S | WILLIAMS FIELD SERVICES- KOSKIE-BRUMLEY |  |  | 1 | 0.1 | 70 | 0 |  | 21111 | -108.6085 | 37.5182 |  |  | 300 |  |  |  | 81327
08083 |  | Colorado | Montezuma | 15277811 | 96092213 | 92882212 | 083-0105 | 083-0105-0 | 083-0105-S | BILL BARRETT CORP - BATTERY 15523 |  |  | 20 | 2 | 700 |  | 10 | 211112 | -108.6364 | 37.5281 |  |  | 400 |  |  |  | 81327 | 23
08083 |  | Colorado | Montezuma | 3442311 | 36579213 | 34839312 | 083-0018 | 083-0018-0 | 083-0018-S | KINDER MORGAN CO2 CO. -YELLOW JACKET H10 | 4.5 | 8.5 | 20 | 3.46 | 700 |  | 8.3 | 21111 | -108.7876 | 37.4716 | 5 | 106 | 690 |  |  |  | 81335 |  | R63-0036
08083 |  | Colorado | Montezuma | 3442311 | 36579313 | 34839212 | 083-0018 | 083-0018-0 | 083-0018-S | KINDER MORGAN CO2 CO. -YELLOW JACKET H10 |  |  | 20 | 3.46 | 700 |  | 8.3 | 21111 | -108.7876 | 37.4716 | 5 | 106 | 690 |  |  |  | 81335 |  | R63-0036
08083 |  | Colorado | Montezuma | 3442411 | 36579013 | 34839012 | 083-0020 | 083-0020-0 | 083-0020-S | KINDER MORGAN CO2 CO. -HOVENWEEP CENTRAL |  |  | 20 | 3.46 | 700 |  | 8.3 | 21111 | -108.8629 | 37.49 | 5 | 106 | 690 |  |  |  | 81331 |  | R63-0036
08083 |  | Colorado | Montezuma | 3442411 | 36579113 | 34839112 | 083-0020 | 083-0020-0 | 083-0020-S | KINDER MORGAN CO2 CO. -HOVENWEEP CENTRAL |  |  | 20 | 3.46 | 700 |  | 8.3 | 21111 | -108.8629 | 37.49 | 5 | 106 | 690 |  |  |  | 81331 |  | R63-0036
08083 |  | Colorado | Montezuma | 3442511 | 36578413 | 34837912 | 083-0024 | 083-0024-0 | 083-0024-S | QEP ENERGY CO - Cutthroat Battery A |  |  |  |  | 72 |  |  | 211112 | -108.9293 | 37.4716 |  | 106 | 690 |  |  |  | 81331 |  | R63-0036
08083 |  | Colorado | Montezuma | 3442511 | 36578513 | 34838012 | 083-0024 | 083-0024-0 | 083-0024-S | QEP ENERGY CO - Cutthroat Battery A |  |  |  |  | 72 |  |  | 211112 | -108.9293 | 37.4716 |  | 106 | 490 |  |  |  | 81331 |  | R63-0036
08083 |  | Colorado | Montezuma | 3442511 | 36578713 | 34838812 | 083-0024 | 083-0024-0 | 083-0024-S | QEP ENERGY CO - Cutthroat Battery A |  |  |  |  | 72 |  |  | 211112 | -108.9293 | 37.4716 |  | 106 | 490 |  |  |  | 81331 |  | R63-0036
08083 |  | Colorado | Montezuma | 3442511 | 68802313 | 63169512 | 083-0024 | 083-0024-0 | 083-0024-S | QEP ENERGY CO - Cutthroat Battery A |  |  | 20 | 2.84 | 148 |  | 8.1 | 211112 | -108.9293 | 37.4716 |  | 106 | 400 |  |  |  | 81331 | 99
08083 |  | Colorado | Montezuma | 3442511 | 68802413 | 63169612 | 083-0024 | 083-0024-0 | 083-0024-S | QEP ENERGY CO - Cutthroat Battery A |  |  | 1 | 0.1 | 106 | 0 |  | 211112 | -108.9293 | 37.4716 |  | 106 | 690 |  |  |  | 81331
08083 |  | Colorado | Montezuma | 3442711 | 36577213 | 34837512 | 083-0028 | 083-0028-0 | 083-0028-S | QEP ENERGY CO - Cutthroat Battery B |  |  |  |  | 72 |  |  | 211112 | -108.9095 | 37.4353 |  | 106 | 490 |  |  |  | 81331 |  | R63-0036
08083 |  | Colorado | Montezuma | 3442711 | 36577313 | 34837312 | 083-0028 | 083-0028-0 | 083-0028-S | QEP ENERGY CO - Cutthroat Battery B |  |  |  |  | 72 |  |  | 211112 | -108.9095 | 37.4353 |  | 106 | 690 |  |  |  | 81331 |  | R63-0036
08083 |  | Colorado | Montezuma | 3442711 | 68802513 | 63169712 | 083-0028 | 083-0028-0 | 083-0028-S | QEP ENERGY CO - Cutthroat Battery B |  |  | 20 | 2.84 | 148 |  | 8.1 | 211112 | -108.9108 | 37.4369 |  | 106 | 400 |  |  |  | 81331 | 99
08083 |  | Colorado | Montezuma | 3442711 | 68802713 | 63169912 | 083-0028 | 083-0028-0 | 083-0028-S | QEP ENERGY CO - Cutthroat Battery B | [7 empty] | 211112 | -108.9108 | 37.4369 |  | 106 | 490 |  |  |  | 81331
08083 |  | Colorado | Montezuma | 3442711 | 68802813 | 63170012 | 083-0028 | 083-0028-0 | 083-0028-S | QEP ENERGY CO - Cutthroat Battery B | [7 empty] | 211112 | -108.9108 | 37.4369 |  | 106 | 490 |  |  |  | 81331
08083 |  | Colorado | Montezuma | 3442711 | 90937913 | 87006812 | 083-0028 | 083-0028-0 | 083-0028-S | QEP ENERGY CO - Cutthroat Battery B |  |  | 1 | 0.1 | 70 | 0 |  | 211112 | -108.9108 | 37.4369 |  | 106 | 400 |  |  |  | 81331
08083 |  | Colorado | Montezuma | 3442811 | 90938013 | 87006912 | 083-0031 | 083-0031-0 | 083-0031-S | QEP ENERGY CO. - MCCLEAN BASIN #2 |  |  | 1 | 0.1 | 70 | 0 |  | 21111 | -108.9281 | 37.4655 |  |  | 400 |  |  |  | 81331
08083 |  | Colorado | Montezuma | 3443211 | 68803113 | 63170312 | 083-0039 | 083-0039-0 | 083-0039-S | QEP ENERGY CO - ISLAND BUTTE B |  |  | 1 | 0.1 | 70 | 0 |  | 21111 | -108.9487 | 37.5417 |  |  | 400 |  |  |  | 81331
08083 |  | Colorado | Montezuma | 3443211 | 90938113 | 87007012 | 083-0039 | 083-0039-0 | 083-0039-S | QEP ENERGY CO - ISLAND BUTTE B |  |  | 1 | 0.1 | 70 | 0 |  | 21111 | -108.9487 | 37.5417 |  |  | 400 |  |  |  | 81331
08083 |  | Colorado | Montezuma | 3443311 | 36576213 | 34836212 | 083-0041 | 083-0041-0 | 083-0041-S | FRALEY & CO INC |  |  |  |  | 72 |  |  | 42471 | -108.587 | 37.348 |  | 106 | 400 |  |  |  | 81321 |  | R63-0036
08083 |  | Colorado | Montezuma | 3456211 | 36573513 | 34833112 | 083-0076 | 083-0076-0 | 083-0076-S | MERRION OIL & GAS - LANIER (34-25) NO. 1 |  |  | 1 | 0.1 | 70 | 0 |  | 211112 | -108.8927 | 37.6043 |  | 106 | 400 |  |  |  | 81331 |  | R63-0036
08083 |  | Colorado | Montezuma | 3456311 | 36573413 | 34833012 | 083-0078 | 083-0078-0 | 083-0078-S | ROBERT L. BAYLESS - RETHERFORD |  |  | 1 | 0.1 | 70 | 0 |  | 211112 | -109.0387 | 37.282 |  | 106 | 400 |  |  |  | 81321 |  | R63-0036
08083 |  | Colorado | Montezuma | 3456411 | 36573313 | 34832912 | 083-0079 | 083-0079-0 | 083-0079-S | ROBERT L. BAYLESS - EXPRESS FEDERAL |  |  | 1 | 0.1 | 70 | 0 |  | 211112 | -109.0249 | 37.264 |  | 106 | 400 |  |  |  | 81321 |  | R63-0036
08083 |  | Colorado | Montezuma | 3456611 | 36573113 | 34832712 | 083-0081 | 083-0081-0 | 083-0081-S | QEP ENERGY CO - ISLAND BUTTES #6 |  |  | 1 | 0.1 | 70 | 0 |  | 211112 | -108.9372 | 37.5324 |  | 106 | 400 |  |  |  | 81331 |  | R63-0036
08087 |  | Colorado | Morgan | 16201811 | 103539213 | 107235512 | 087-0098 | 087-0098-0 | 087-0098-S | CARRIZO OIL & GAS - WICKSTROM 5-44-5-60 |  |  | 120 | 4 | 1000 |  | 1 | 211112 | -104.1091 | 40.4233 |  |  | 400 |  |  |  | 80649 | 23
08087 |  | Colorado | Morgan | 16201811 | 103539313 | 107633512 | 087-0098 | 087-0098-0 | 087-0098-S | CARRIZO OIL & GAS - WICKSTROM 5-44-5-60 |  |  | 1 | 0.1 | 70 | 0 |  | 211112 | -104.1091 | 40.4233 |  |  | 400 |  |  |  | 80649
08087 |  | Colorado | Morgan | 3715911 | 36844513 | 35107612 | 087-0069 | 087-0069-0 | 087-0069-S | WESTERN OPERATING CO - WIGGINS GAS PLANT |  |  |  |  | 72 |  |  | 211112 | -103.9713 | 40.2544 |  | 106 | 690 |  |  |  | 80701 |  | R63-0036
08087 |  | Colorado | Morgan | 3715911 | 36844713 | 35107312 | 087-0069 | 087-0069-0 | 087-0069-S | WESTERN OPERATING CO - WIGGINS GAS PLANT |  |  | 25 | 0.5 | 30 | 59 |  | 211112 | -103.9713 | 40.2544 |  | 106 | 490 |  |  |  | 80701 |  | R63-0036
08087 |  | Colorado | Morgan | 3715911 | 36844813 | 35107412 | 087-0069 | 087-0069-0 | 087-0069-S | WESTERN OPERATING CO - WIGGINS GAS PLANT |  |  |  |  | 72 |  |  | 211112 | -103.9713 | 40.2544 |  | 106 | 490 |  |  |  | 80701 |  | R63-0036
08087 |  | Colorado | Morgan | 3715911 | 68809613 | 63177112 | 087-0069 | 087-0069-0 | 087-0069-S | WESTERN OPERATING CO - WIGGINS GAS PLANT | [7 empty] | 211112 | -103.9784 | 40.2506 |  | 106 | 400 |  |  |  | 80701
08087 |  | Colorado | Morgan | 3716911 | 36843313 | 35106112 | 087-0081 | 087-0081-0 | 087-0081-S | WESTERN OPERATING - 415779565 |  |  | 20 | 2.84 | 148 |  | 8 | 211112 | -103.8233 | 40.1213 |  | 106 | 400 |  |  |  | 80701 |  | R63-0036
08087 |  | Colorado | Morgan | 3935511 | 68807813 | 63175312 | 087-0003 | 087-0003-0 | 087-0003-S | COLORADO INTERSTATE GAS CO FORT MORGAN | 0.45 |  | 75 | 0.94 | 1832 |  | 16.5 | 48621 | -103.8167 | 40.1881 |  | 110 | 280 |  |  |  | 80701-8 | 23
08087 |  | Colorado | Morgan | 3935511 | 68808013 | 63175512 | 087-0003 | 087-0003-0 | 087-0003-S | COLORADO INTERSTATE GAS CO FORT MORGAN | 2.8 | 0.02 | 1 | 0.1 | 70 | 0 |  | 48621 | -103.8167 | 40.1881 |  | 110 | 100 |  |  |  | 80701-8
08087 |  | Colorado | Morgan | 3935511 | 68808113 | 63175612 | 087-0003 | 087-0003-0 | 087-0003-S | COLORADO INTERSTATE GAS CO FORT MORGAN | 4.73 |  | 32 | 0.5 | 215 |  | 20.5 | 48621 | -103.8167 | 40.1881 |  | 110 | 690 |  |  |  | 80701-8 | 23
08087 |  | Colorado | Morgan | 3936411 | 36927313 | 35184312 | 087-0030 | 087-0030-0 | 087-0030-S | PUBLIC SERVICE CO ROUNDUP STATION |  |  | 15 | 0.3 | 30 | 0 |  | 48621 | -104.0924 | 40.1152 |  | 110 | 690 |  |  |  | 80654 |  | R63-0036
08087 |  | Colorado | Morgan | 3936411 | 36927513 | 35184012 | 087-0030 | 087-0030-0 | 087-0030-S | PUBLIC SERVICE CO ROUNDUP STATION |  |  | 15 | 0.3 | 30 | 0 |  | 48621 | -104.0924 | 40.1152 |  | 110 | 690 |  |  |  | 80654 |  | R63-0036
08087 |  | Colorado | Morgan | 3937511 | 103538813 | 107633112 | 087-0051 | 087-0051-0 | 087-0051-S | YOUNG GAS STORAGE CO LTD |  |  | 1 | 0.1 | 70 | 0 |  | 48621 | -103.8342 | 40.3162 |  |  | 400 |  |  |  | 80653
08087 |  | Colorado | Morgan | 3937511 | 36925513 | 35182412 | 087-0051 | 087-0051-0 | 087-0051-S | YOUNG GAS STORAGE CO LTD | 2.62 |  |  |  | 72 |  |  | 48621 | -103.8342 | 40.3162 |  |  | 690 |  |  |  | 80653 | 23 | R63-0083
08087 |  | Colorado | Morgan | 3937511 | 36925613 | 35182212 | 087-0051 | 087-0051-0 | 087-0051-S | YOUNG GAS STORAGE CO LTD |  |  |  |  | 72 |  |  | 48621 | -103.8342 | 40.3162 |  |  | 999 |  |  |  | 80653 |  | R63-0036
08095 |  | Colorado | Phillips | 12861511 | 68812313 | 63179812 | 095-0109 | 095-0109-0 | 095-0109-S | BLACK RAVEN - AMHERST CS | 0.12 |  | 13 | 0.5 | 212 |  | 0.2 | 21111 | -102.1301 | 40.7438 |  |  | 690 |  |  |  | 80721
08095 |  | Colorado | Phillips | 12861511 | 68812613 | 63180112 | 095-0109 | 095-0109-0 | 095-0109-S | BLACK RAVEN - AMHERST CS |  |  | 1 | 0.1 | 70 | 0 |  | 21111 | -102.1301 | 40.7438 |  |  | 690 |  |  |  | 80721
08095 |  | Colorado | Phillips | 12861711 | 68814013 | 63181512 | 095-0111 | 095-0111-0 | 095-0111-S | OMIMEX PETROLEUM - PHILLIPS COMP STATION |  |  | 1 | 0.1 | 70 | 0 |  | 21111 | -102.3686 | 40.4469 |  | 110 | 690 |  |  |  | 80734
08095 |  | Colorado | Phillips | 13305711 | 68814113 | 63181612 | 095-0112 | 095-0112-0 | 095-0112-S | OMIMEX PETRO - SOUTH HOLYOKE COMP STA |  |  | 1 | 0.1 | 78 | 0 |  | 21111 | -102.3693 | 40.5345 |  |  | 690 |  |  |  | 80734
08097 |  | Colorado | Pitkin | 16301711 | 103541013 | 107634212 | 097-0033 | 097-0033-0 | 097-0033-S | RKY MTN NATRL GAS LLC - WOLF CREEK #35-1 |  |  | 1 | 0.1 | 70 | 0 |  | 21111 | -107.4121 | 39.32 |  |  | 690 |  |  |  | 81623
08097 |  | Colorado | Pitkin | 16301811 | 103540913 | 107236512 | 097-0032 | 097-0032-0 | 097-0032-S | ROCKY MOUNTAIN NG - WOLF CREEK #5 | [7 empty] | 21111 | -107.3861 | 39.3046 |  |  | 690 |  |  |  | 81623
08097 |  | Colorado | Pitkin | 4421211 | 36237413 | 34493012 | 097-0018 | 097-0018-0 | 097-0018-S | SOURCEGAS DBA ROCKY MTN -WOLF CREEK |  |  | 1 | 0.1 | 70 | 0 |  | 21111 | -107.4076 | 39.3205 |  | 106 | 690 |  |  |  | 81623 |  | R63-0036
08097 |  | Colorado | Pitkin | 4421211 | 36237713 | 34493112 | 097-0018 | 097-0018-0 | 097-0018-S | SOURCEGAS DBA ROCKY MTN -WOLF CREEK |  |  |  |  | 72 |  |  | 21111 | -107.4076 | 39.3205 |  | 106 | 690 |  |  |  | 81623 |  | R63-0036
08097 |  | Colorado | Pitkin | 4421211 | 68814513 | 63182012 | 097-0018 | 097-0018-0 | 097-0018-S | SOURCEGAS DBA ROCKY MTN -WOLF CREEK | [7 empty] | 21111 | -107.3986 | 39.3085 |  | 106 | 690 |  |  |  | 81623
08097 |  | Colorado | Pitkin | 4421811 | 36236713 | 34492112 | 097-0029 | 097-0029-0 | 097-0029-S | ROCKY MNTN NATURAL GAS - WOLF CREEK #71 |  |  |  |  | 72 |  |  | 21111 | -107.3965 | 39.3116 |  | 106 | 690 |  |  |  | 81623 |  | R63-0036
08099 |  | Colorado | Prowers | 13305911 | 68815413 | 63182912 | 099-0096 | 099-0096-0 | 099-0096-S | LOVES TRAVEL STOPS & COUNTRY STORE #23 | [7 empty] | 447110 | -102.62 | 38.0954 |  |  | 480 |  |  |  | 81052-2
08099 |  | Colorado | Prowers | 4366811 | 36422513 | 34681812 | 099-0091 | 099-0091-0 | 099-0091-S | NUSTAR LOGISTICS, LP - CARLTON TERMINAL |  |  |  |  | 72 |  |  | 48611 | -102.4161 | 37.9952 |  |  | 400 |  |  |  | 81041 |  | R63-0036
08101 |  | Colorado | Pueblo | 12862411 | 68818613 | 63186312 | 101-0252 | 101-0252-0 | 101-0252-S | GCC RIO GRANDE - PUEBLO CEMENT PLANT |  |  | 1 | 0.1 | 70 | 0 |  | 327310 | -104.6067 | 38.1291 |  | 124 | 300 |  |  |  | 81022
08101 |  | Colorado | Pueblo | 12862411 | 96094913 | 92884912 | 101-0252 | 101-0252-0 | 101-0252-S | GCC RIO GRANDE - PUEBLO CEMENT PLANT |  |  | 1 | 0.1 | 70 | 0 |  | 327310 | -104.6067 | 38.1291 |  | 124 | 790 |  |  |  | 81022
08103 |  | Colorado | Rio Blanco | 12842811 | 68710113 | 63077512 | 103-0646 | 045-1615-0 | 045-1615-S | WILLIAMS PROD - FEDERAL BCU 42-31-198 |  |  | 20 | 2.84 | 148 |  | 8 | 211112 | -108.4286 | 40.0153 |  |  | 400 |  |  |  | 81648
08103 |  | Colorado | Rio Blanco | 12863511 | 68834113 | 63201712 | 103-0265 | 103-0265-0 | 103-0265-S | BARGATH LLC - RYAN GULCH GAS |  |  | 15 | 0.33 | 185 |  | 22.3 | 211112 | -108.3348 | 39.898 |  |  | 690 |  |  |  | 81650
08103 |  | Colorado | Rio Blanco | 12863511 | 68834213 | 63201812 | 103-0265 | 103-0265-0 | 103-0265-S | BARGATH LLC - RYAN GULCH GAS |  |  | 15 | 0.17 | 212 |  | 15.2 | 211112 | -108.3348 | 39.898 |  |  | 690 |  |  |  | 81650
08103 |  | Colorado | Rio Blanco | 12863511 | 68834313 | 63201912 | 103-0265 | 103-0265-0 | 103-0265-S | BARGATH LLC - RYAN GULCH GAS |  |  | 1 | 0.1 | 70 | 0 |  | 211112 | -108.3348 | 39.898 |  |  | 400 |  |  |  | 81650 | 23
08103 |  | Colorado | Rio Blanco | 12863511 | 68834413 | 63202012 | 103-0265 | 103-0265-0 | 103-0265-S | BARGATH LLC - RYAN GULCH GAS |  |  | 1 | 0.1 | 70 | 0 |  | 211112 | -108.3348 | 39.898 |  |  | 300 |  |  |  | 81650
08103 |  | Colorado | Rio Blanco | 12863511 | 68834513 | 63202112 | 103-0265 | 103-0265-0 | 103-0265-S | BARGATH LLC - RYAN GULCH GAS |  |  | 1 | 0.1 | 70 | 0 |  | 211112 | -108.3348 | 39.898 |  |  | 480 |  |  |  | 81650
08103 |  | Colorado | Rio Blanco | 12863511 | 68835013 | 63202612 | 103-0265 | 103-0265-0 | 103-0265-S | BARGATH LLC - RYAN GULCH GAS |  |  | 1 | 0.1 | 70 | 0 |  | 211112 | -108.3348 | 39.898 |  |  | 690 |  |  |  | 81650 | 132
08103 |  | Colorado | Rio Blanco | 12863611 | 68836813 | 63204412 | 103-0279 | 103-0279-0 | 103-0279-S | BOPCO, LP - YELLOW CREEK BRIDGE PLT. | [7 empty] | 21111 | -108.3438 | 40.0058 |  |  | 300 |  |  |  | 81650
08103 |  | Colorado | Rio Blanco | 12863611 | 68836913 | 63204512 | 103-0279 | 103-0279-0 | 103-0279-S | BOPCO, LP - YELLOW CREEK BRIDGE PLT. | 1 |  | 20 | 2 | 700 |  | 10 | 21111 | -108.3438 | 40.0058 |  |  | 400 |  |  |  | 81650 | 23
08103 |  | Colorado | Rio Blanco | 12863611 | 96096513 | 92886412 | 103-0279 | 103-0279-0 | 103-0279-S | BOPCO, LP - YELLOW CREEK BRIDGE PLT. |  |  | 1 | 0.1 | 70 | 0 |  | 21111 | -108.3438 | 40.0058 |  |  | 480 |  |  |  | 81650
08103 |  | Colorado | Rio Blanco | 12863711 | 68837413 | 63205012 | 103-0281 | 103-0281-0 | 103-0281-S | BARGATH LLC - SAGEBRUSH GAS PROCESSING | [7 empty] | 21111 | -108.4823 | 39.8504 |  |  | 300 |  |  |  | 81650
08103 |  | Colorado | Rio Blanco | 12863711 | 68837813 | 63205412 | 103-0281 | 103-0281-0 | 103-0281-S | BARGATH LLC - SAGEBRUSH GAS PROCESSING |  |  | 1 | 0.1 | 700 | 0 |  | 21111 | -108.4823 | 39.8504 |  |  | 490 |  |  |  | 81650
08103 |  | Colorado | Rio Blanco | 12863711 | 68837913 | 63205512 | 103-0281 | 103-0281-0 | 103-0281-S | BARGATH LLC - SAGEBRUSH GAS PROCESSING |  |  | 1 | 0.1 | 70 | 0 |  | 21111 | -108.4823 | 39.8504 |  |  | 400 |  |  |  | 81650
08103 |  | Colorado | Rio Blanco | 12863711 | 68838013 | 63205612 | 103-0281 | 103-0281-0 | 103-0281-S | BARGATH LLC - SAGEBRUSH GAS PROCESSING |  |  | 1 | 0.1 | 70 | 0 |  | 21111 | -108.4823 | 39.8504 |  |  | 690 |  |  |  | 81650
08103 |  | Colorado | Rio Blanco | 12863711 | 68838113 | 63205712 | 103-0281 | 103-0281-0 | 103-0281-S | BARGATH LLC - SAGEBRUSH GAS PROCESSING |  |  | 1 | 0.1 | 70 | 0 |  | 21111 | -108.4823 | 39.8504 |  |  | 690 |  |  |  | 81650 | 131
08103 |  | Colorado | Rio Blanco | 12863711 | 68838213 | 63204712 | 103-0281 | 103-0281-0 | 103-0281-S | BARGATH LLC - SAGEBRUSH GAS PROCESSING |  |  | 20 | 0.83 | 1055 |  | 165.6 | 21111 | -108.4823 | 39.8504 |  |  | 690 |  |  |  | 81650 | 131
08103 |  | Colorado | Rio Blanco | 12863911 | 103545013 | 107635912 | 103-0291 | 103-0291-0 | 103-0291-S | ENTERPRISE GAS PROC - MEEKER GAS PLANT |  |  | 1 | 0.1 | 70 | 0 |  | 21111 | -108.3182 | 39.9572 |  |  | 490 |  |  |  | 81650
08103 |  | Colorado | Rio Blanco | 12863911 | 103545113 | 107636012 | 103-0291 | 103-0291-0 | 103-0291-S | ENTERPRISE GAS PROC - MEEKER GAS PLANT |  |  | 1 | 0.1 | 70 | 0 |  | 21111 | -108.3182 | 39.9572 |  |  | 490 |  |  |  | 81650
08103 |  | Colorado | Rio Blanco | 12863911 | 68839413 | 63206912 | 103-0291 | 103-0291-0 | 103-0291-S | ENTERPRISE GAS PROC - MEEKER GAS PLANT | 30.4 |  | 50 | 5.7 | 1000 |  | 0.4 | 21111 | -108.3182 | 39.9572 |  |  | 290 |  |  |  | 81650
08103 |  | Colorado | Rio Blanco | 12863911 | 68839513 | 63207012 | 103-0291 | 103-0291-0 | 103-0291-S | ENTERPRISE GAS PROC - MEEKER GAS PLANT | 11.75 | 102.63 | 80 | 6.66 | 300 |  | 40 | 21111 | -108.3182 | 39.9572 |  |  | 690 |  |  |  | 81650 | 131&54&132
08103 |  | Colorado | Rio Blanco | 12863911 | 68839613 | 63207112 | 103-0291 | 103-0291-0 | 103-0291-S | ENTERPRISE GAS PROC - MEEKER GAS PLANT |  |  | 20 | 2 | 700 |  | 10 | 21111 | -108.3182 | 39.9572 |  |  | 400 |  |  |  | 81650 | 23
08103 |  | Colorado | Rio Blanco | 12863911 | 68839713 | 63207212 | 103-0291 | 103-0291-0 | 103-0291-S | ENTERPRISE GAS PROC - MEEKER GAS PLANT |  |  | 1 | 0.1 | 70 | 0 |  | 21111 | -108.3182 | 39.9572 |  |  | 300 |  |  |  | 81650 | 54
08103 |  | Colorado | Rio Blanco | 12863911 | 68839813 | 63207312 | 103-0291 | 103-0291-0 | 103-0291-S | ENTERPRISE GAS PROC - MEEKER GAS PLANT |  |  | 25 | 4 | 1250 |  | 8 | 21111 | -108.3182 | 39.9572 |  |  | 480 |  |  |  | 81650 | 23
08103 |  | Colorado | Rio Blanco | 12863911 | 68839913 | 63207412 | 103-0291 | 103-0291-0 | 103-0291-S | ENTERPRISE GAS PROC - MEEKER GAS PLANT | 45.783 |  | 40 | 1 | 1830 |  | 65.6 | 21111 | -108.3182 | 39.9572 |  |  | 280 |  |  |  | 81650 | 23
08103 |  | Colorado | Rio Blanco | 12863911 | 68840013 | 63207512 | 103-0291 | 103-0291-0 | 103-0291-S | ENTERPRISE GAS PROC - MEEKER GAS PLANT | [7 empty] | 21111 | -108.3182 | 39.9572 |  |  | 300 |  |  |  | 81650
08103 |  | Colorado | Rio Blanco | 12863911 | 68840113 | 63207612 | 103-0291 | 103-0291-0 | 103-0291-S | ENTERPRISE GAS PROC - MEEKER GAS PLANT | 30.4 |  | 50 | 5.7 | 1000 |  | 65.6 | 21111 | -108.3182 | 39.9572 |  |  | 290 |  |  |  | 81650
08103 |  | Colorado | Rio Blanco | 12863911 | 68840213 | 63207712 | 103-0291 | 103-0291-0 | 103-0291-S | ENTERPRISE GAS PROC - MEEKER GAS PLANT | 12.158 | 102.642 | 40 | 4.2 | 1000 |  | 13.7 | 21111 | -108.3182 | 39.9572 |  |  | 690 |  |  |  | 81650 | 131
08103 |  | Colorado | Rio Blanco | 12863911 | 68840313 | 63207812 | 103-0291 | 103-0291-0 | 103-0291-S | ENTERPRISE GAS PROC - MEEKER GAS PLANT | 5.6 |  | 40 | 1 | 1830 |  | 65.6 | 21111 | -108.3182 | 39.9572 |  |  | 280 |  |  |  | 81650
08103 |  | Colorado | Rio Blanco | 12863911 | 68840413 | 63207912 | 103-0291 | 103-0291-0 | 103-0291-S | ENTERPRISE GAS PROC - MEEKER GAS PLANT |  |  | 40 | 1 | 1830 |  | 65.6 | 21111 | -108.3182 | 39.9572 |  |  | 400 |  |  |  | 81650 | 23
08103 |  | Colorado | Rio Blanco | 12863911 | 68840513 | 63208012 | 103-0291 | 103-0291-0 | 103-0291-S | ENTERPRISE GAS PROC - MEEKER GAS PLANT |  |  | 40 | 1 | 1830 |  | 65.6 | 21111 | -108.3182 | 39.9572 |  |  | 400 |  |  |  | 81650 | 23
08103 |  | Colorado | Rio Blanco | 12863911 | 68840613 | 63208112 | 103-0291 | 103-0291-0 | 103-0291-S | ENTERPRISE GAS PROC - MEEKER GAS PLANT |  |  | 40 | 1 | 1830 |  | 65.6 | 21111 | -108.3182 | 39.9572 |  |  | 400 |  |  |  | 81650 | 23
08103 |  | Colorado | Rio Blanco | 12863911 | 68840713 | 63208212 | 103-0291 | 103-0291-0 | 103-0291-S | ENTERPRISE GAS PROC - MEEKER GAS PLANT | 2.637 | [6 empty] | 21111 | -108.3182 | 39.9572 |  |  | 490 |  |  |  | 81650 | 23
08103 |  | Colorado | Rio Blanco | 12863911 | 68840813 | 63208312 | 103-0291 | 103-0291-0 | 103-0291-S | ENTERPRISE GAS PROC - MEEKER GAS PLANT |  |  | 40 | 1 | 1830 | 65.7 |  | 21111 | -108.3182 | 39.9572 |  |  | 400 |  |  |  | 81650 | 23
08103 |  | Colorado | Rio Blanco | 12863911 | 68840913 | 63208412 | 103-0291 | 103-0291-0 | 103-0291-S | ENTERPRISE GAS PROC - MEEKER GAS PLANT | [7 empty] | 21111 | -108.3182 | 39.9572 |  |  | 400 |  |  |  | 81650 | 23
08103 |  | Colorado | Rio Blanco | 12863911 | 68841013 | 63208512 | 103-0291 | 103-0291-0 | 103-0291-S | ENTERPRISE GAS PROC - MEEKER GAS PLANT | [7 empty] | 21111 | -108.3182 | 39.9572 |  |  | 490 |  |  |  | 81650 | 23
08103 |  | Colorado | Rio Blanco | 12864011 | 68843513 | 63210912 | 103-0306 | 103-0306-0 | 103-0306-S | SHELL FRONTIER - MAHOGANY RESEARCH PROJE |  | 0.2 | 50 | 0.6 | 1053 |  | 12.6 | 21111 | -108.6017 | 39.8781 |  |  | 280 |  |  |  | 81650 | 23
08103 |  | Colorado | Rio Blanco | 12864011 | 68843613 | 63211012 | 103-0306 | 103-0306-0 | 103-0306-S | SHELL FRONTIER - MAHOGANY RESEARCH PROJE | [7 empty] | 21111 | -108.6017 | 39.8781 |  |  | 300 |  |  |  | 81650
08103 |  | Colorado | Rio Blanco | 12864111 | 68844713 | 63212112 | 103-0316 | 103-0316-0 | 103-0316-S | WINDSOR ENERGY - LILLY 1, 2, 3A, 4, 5BAT |  |  | 20 | 2.84 | 148 |  | 8.1 | 211112 | -108.7757 | 40.071 |  |  | 400 |  |  |  | 81648
08103 |  | Colorado | Rio Blanco | 12864211 | 68845013 | 63212412 | 103-0319 | 103-0319-0 | 103-0319-S | BAYLESS - WEAVER RIDGE # 27-9 & 27-16 |  |  | 20 | 2.84 | 148 |  | 8.1 | 211112 | -109.0477 | 39.93 |  |  | 400 |  |  |  | 81648 | 23
08103 |  | Colorado | Rio Blanco | 12864311 | 68845113 | 63212512 | 103-0320 | 103-0320-0 | 103-0320-S | ROBERT L. BAYLESS - WEAVER RIDGE # 23-15 |  |  | 20 | 2.84 | 148 |  | 8.1 | 211112 | -109.0333 | 39.9402 |  |  | 400 |  |  |  | 81648
08103 |  | Colorado | Rio Blanco | 12864311 | 68845113 | 87014712 | 103-0320 | 103-0320-0 | 103-0320-S | ROBERT L. BAYLESS - WEAVER RIDGE # 23-15 |  |  | 20 | 2 | 700 |  | 10 | 211112 | -109.0333 | 39.9402 |  |  | 400 |  |  |  | 81648 | 23
08103 |  | Colorado | Rio Blanco | 12864611 | 68846513 | 63213912 | 103-0332 | 103-0332-0 | 103-0332-S | PICEANCE BASIN GAS GATH - FLETCHER PLANT | 2.31 |  | 53 | 2.67 | 312 |  | 26.7 | 211112 | -108.6103 | 40.0877 |  |  | 690 |  |  |  | 81648
08103 |  | Colorado | Rio Blanco | 12864611 | 68846613 | 63214012 | 103-0332 | 103-0332-0 | 103-0332-S | PICEANCE BASIN GAS GATH - FLETCHER PLANT | 0.12 |  | 29 | 2.02 | 455 |  | 35.2 | 211112 | -108.6103 | 40.0877 |  |  | 690 |  |  |  | 81648
08103 |  | Colorado | Rio Blanco | 12864611 | 96096913 | 92887012 | 103-0332 | 103-0332-0 | 103-0332-S | PICEANCE BASIN GAS GATH - FLETCHER PLANT | 2.3 |  | 1 | 0.1 | 70 | 0 |  | 211112 | -108.6103 | 40.0877 |  |  | 690 |  |  |  | 81648
08103 |  | Colorado | Rio Blanco | 12864711 | 68847513 | 63214912 | 103-0341 | 103-0341-0 | 103-0341-S | WHITING OIL & GAS LUF FEDERAL 1-23 |  |  | 20 | 2.84 | 148 |  | 8.1 | 211112 | -108.8176 | 40.1265 |  |  | 400 |  |  |  | 81648
08103 |  | Colorado | Rio Blanco | 12864811 | 68851913 | 63219112 | 103-0370 | 103-0370-0 | 103-0370-S | BOPCO, L.P. - YELLOW CREEK #1-35-1 |  |  | 20 | 2.84 | 148 |  | 8.1 | 21111 | -108.3405 | 39.9911 |  |  | 400 |  |  |  | 81650
08103 |  | Colorado | Rio Blanco | 12864811 | 90947713 | 87016812 | 103-0370 | 103-0370-0 | 103-0370-S | BOPCO, L.P. - YELLOW CREEK #1-35-1 |  |  | 1 | 0.1 | 70 | 0 |  | 21111 | -108.3405 | 39.9911 |  |  | 400 |  |  |  | 81650
08103 |  | Colorado | Rio Blanco | 12865011 | 68852913 | 63220112 | 103-0384 | 103-0384-0 | 103-0384-S | BOPCO LP YELLOW CREEK FEDERAL #28-14-1 |  |  | 20 | 2.84 | 148 |  | 8.1 | 211112 | -108.4034 | 40.0205 |  |  | 400 |  |  |  | 81648
08103 |  | Colorado | Rio Blanco | 12865011 | 96098113 | 92888112 | 103-0384 | 103-0384-0 | 103-0384-S | BOPCO LP YELLOW CREEK FEDERAL #28-14-1 |  |  | 1 | 0.1 | 70 | 0 |  | 211112 | -108.4034 | 40.0205 |  |  | 400 |  |  |  | 81648
08103 |  | Colorado | Rio Blanco | 12865211 | 68853713 | 63220912 | 103-0396 | 103-0396-0 | 103-0396-S | BOPCO, L.P.- YELLOW CREEK #29-32-1 |  |  | 20 | 2.84 | 148 |  | 8.1 | 211112 | -108.4138 | 40.0278 |  |  | 400 |  |  |  | 81648
08103 |  | Colorado | Rio Blanco | 12865211 | 90948113 | 87017112 | 103-0396 | 103-0396-0 | 103-0396-S | BOPCO, L.P.- YELLOW CREEK #29-32-1 |  |  | 1 | 0.1 | 70 | 0 |  | 211112 | -108.4138 | 40.0278 |  |  | 400 |  |  |  | 81648
08103 |  | Colorado | Rio Blanco | 12865311 | 68853813 | 63221012 | 103-0397 | 103-0397-0 | 103-0397-S | WHITING OIL & GAS CORP- BOIES C-28P |  |  | 20 | 2.84 | 148 |  | 8 | 211112 | -108.393 | 39.8417 |  |  | 400 |  |  |  | 81650
08103 |  | Colorado | Rio Blanco | 13017311 | 68673413 | 63040712 | 103-0654 | 045-1166-0 | 045-1166-S | WILLIAMS PROD - RYAN GULCH 31-02 298 |  |  | 20 | 2.84 | 148 |  | 8 | 211112 | -108.3569 | 39.9042 |  |  | 400 |  |  |  | 81650
08103 |  | Colorado | Rio Blanco | 13061111 | 68623613 | 62989912 | 103-0655 | 045-0655-0 | 045-0655-S | ENCANA - P3 | 0.11407 |  | 20 | 2 | 700 |  | 10 | 211112 | -107.6466 | 39.4689 |  |  | 400 |  |  |  | 81652 | 23
08103 |  | Colorado | Rio Blanco | 13121711 | 68710513 | 63077912 | 103-0647 | 045-1619-0 | 045-1619-S | WILLIAMS PROD -RYAN GULCH UNIT 14-28-198 |  |  | 20 | 2.84 | 148 |  | 8 | 211112 | -108.4034 | 39.9292 |  |  | 400 |  |  |  | 81650
08103 |  | Colorado | Rio Blanco | 13121911 | 68710713 | 63078112 | 103-0640 | 045-1621-0 | 045-1621-S | WILLIAMS PRODUCTION RMT - RGU 23-35-198 |  |  | 20 | 2.84 | 148 |  | 8 | 211112 | -108.3625 | 39.9193 |  |  | 400 |  |  |  | 81650