## README
This table was derived from the 2022 point source file generated 20240321, and use the NEEDS version dated 01-04-2024
Stack and location parameters are assigned to the EIS release point with the largest emissions.
Field | Meaning and derived from
NEEDS ID | CAMPD NEEDS Unit Identifier Derived from FF10 IPM_YN field
State | State postal abbreviation cross-referenced from FIPS
FIPS | County FIPS code from FF10 region_cd field
Facility Name | Facility name from FF10 facility_name field
NEEDS Plant Name | Plant name from NEEDS cross-referenced with NEEDS ID
EIS Facility ID | EIS facility ID from FF10 facility_id field
EIS Unit ID | EIS unit ID from FF10 unit_id field
ORIS Facility Code | ORIS facility code from FF10 oris_facility_code field
ORIS Boiler ID | ORIS boiler ID from FF10 oris_boiler_id field
ORIS Facility Code NEEDS | ORIS facility code from NEEDS cross-referenced with NEEDS ID
ORIS Boiler ID NEEDS | ORIS boiler id from NEEDS cross-referenced with NEEDS ID
Agency Facility ID | Agency facility ID from FF10 agy_facility_id field
Agency Unit ID | Agency unit ID from FF10 agy_unit_id field
2022 CO tpy | Unit-level CO emissions in tons per year summed from FF10 by facility_id, unit_id, oris_facility_code, oris_boiler_id
2022 NH3 tpy | Unit-level NH3 emissions in tons per year summed from FF10 by facility_id, unit_id, oris_facility_code, oris_boiler_id
2022 NOX tpy | Unit-level NOx emissions in tons per year summed from FF10 by facility_id, unit_id, oris_facility_code, oris_boiler_id
2022 PM10 tpy | Unit-level PM10 emissions in tons per year summed from FF10 by facility_id, unit_id, oris_facility_code, oris_boiler_id
2022 PM2_5 tpy | Unit-level PM2.5 emissions in tons per year summed from FF10 by facility_id, unit_id, oris_facility_code, oris_boiler_id
2022 SO2 tpy | Unit-level SO2 emissions in tons per year summed from FF10 by facility_id, unit_id, oris_facility_code, oris_boiler_id
2022 VOC tpy | Unit-level VOC emissions in tons per year summed from FF10 by facility_id, unit_id, oris_facility_code, oris_boiler_id
Calc Year | Emissions year from FF10 calc_year field
Stk Height (ft) | Stack height in ft of highest emitting release point within unit from FF10 stkhgt field
Stk Diam (ft) | Stack diameter in ft of highest emitting release point within unit from FF10 stkdiam field
Stk Temp (ft) | Stack temperature in ft of highest emitting release point within unit from FF10 stktemp field
Stk Flow (ft^3/sec) | Stack flow in cubic feet per second of highest emitting release point within unit from FF10 stkflow field
Stk Vel (ft/s) | Stack velocity in feet per second of highest emitting release point within unit from FF10 stkvel field
NAICS | NAICS code from the FF10 naics field
Longitude | Longitude of highest emitting release point within unit from FF10 longitude field
Latitude | Latitude of highest emitting release point within unit from FF10 latitude field
Design Capacity (MW) | Design capacity of unit in MW from FF10 design_capacity field
Fac Source Type | Facility source type code from FF10 fac_source_type field
Unit Type Code | Unit type code from FF10 unit_type_code field
Control IDs | Control identifiers from FF10 control_ids field
Capacity MW | Unit capacity in MW from NEEDS cross-referenced with NEEDS ID
Cogen Y/N | Co-generation unit flag from NEEDS cross-referenced with NEEDS ID
Modeled Fuels | Fuels modeled in NEEDS cross-referenced with NEEDS ID
CEMS (Y/N) | Flagged as "Y" if unit is identified in the hourly CEMS data with ORIS facility and boiler code
Flat Temporal (Y/N) | Flagged as "Y" if unit is assigned a flat, non-varying temporal profile for modeling; Typically this indicates a co-generation unit or a municipal waste combuster
Partial Year Reporter(Y/N) | Flagged as "Y" if unit has associated hourly CEMS data but has non-zero CEMS NOx emissions only in the summer and has an annual NOx emissions value in the FF10 at least 80 tons greater than the sum of the CEMS NOx
Retirement Year | Retirement year of unit in NEEDS cross-referenced with NEEDS ID
CAMD Multi-Match (Y/N) | Flagged as "Y" if one EIS unit ID matches to multiple ORIS unit IDs
NEEDS Multimatch Units | Semicolon delimited list of NEEDS units associated with a single EIS unit in the FF10 derived from the EIS alternate unit identifier list
Plant Type | Plant type from NEEDS cross-referenced with NEEDS ID
Annual Avg Hours Year | Annual operating hours per year from the FF10 annual_avg_hours_per_year field
CEMS Op Hours | Annual operating hours per year taken from the CEMS as the unit-level sum of the "Ann Op Time" field
Heatrate BTU/kWh | Heat rate in BTU per kWh from NEEDS cross-referenced with NEEDS ID

## data
NEEDS ID | State | FIPS | Facility Name | NEEDS Plant Name | EIS Facility ID | EIS Unit ID | ORIS Facility Code | ORIS Boiler ID | ORIS Facility Code NEEDS | ORIS Boiler ID NEEDS | Agency Facility ID | Agency Unit ID | 2022 CO tpy | 2022 NH3 tpy | 2022 NOX tpy | 2022 PM10 tpy | 2022 PM2_5 tpy | 2022 SO2 tpy | 2022 VOC tpy | Calc Year | Stk Height (ft) | Stk Diam (ft) | Stk Temp (ft) | Stk Flow (ft^3/sec) | Stk Vel (ft/s) | NAICS | Longitude | Latitude | Design Capacity (MW) | Fac Source Type | Unit Type Code | Control IDs | Capacity MW | Cogen Y/N | Modeled Fuels | CEMS (Y/N) | Flat Temporal (Y/N) | Partial Year Reporter(Y/N) | Retirement Year | CAMD Multi-Match (Y/N) | NEEDS Multimatch Units | Plant Type | Annual Avg Hours Year | CEMS Op Hours | Heatrate BTU/kWh
55271_G_GTG1 | AL | 01001 | Tenaska Alabama Partners LP | Tenaska Lindsay Hill Generating Station | 560011 | 48133813 | 55271 | CT1 | 55271 | GTG1 | 0008 | X001A | 72.2 | 3.289 | 31.6121 | 14.729 | 14.729 | 2.4277 | 8.052 | 2022 | 175 | 18 | 180 | 16313.3336 | 64.11 | 221112 | -86.7388 | 32.6534 | 2290 | 125 | 140 |  | 152 | N | Natural Gas, Distillate Fuel Oil | Y | N | N | 9999 | N | 55271_G_STG1;55271_G_GTG1 | Combined Cycle |  | 4562.2944 | 7325
55271_G_GTG2 | AL | 01001 | Tenaska Alabama Partners LP | Tenaska Lindsay Hill Generating Station | 560011 | 48133913 | 55271 | CT2 | 55271 | GTG2 | 0008 | X001B | 51.4 | 3.802 | 35.1673 | 14.435 | 14.435 | 2.7513 | 10.504 | 2022 | 175 | 18 | 180 | 16313.3336 | 64.11 | 221112 | -86.7388 | 32.6534 | 2290 | 125 | 140 |  | 152 | N | Natural Gas, Distillate Fuel Oil | Y | N | N | 9999 | N |  | Combined Cycle |  | 4895.3599 | 7325
55271_G_GTG3 | AL | 01001 | Tenaska Alabama Partners LP | Tenaska Lindsay Hill Generating Station | 560011 | 48134013 | 55271 | CT3 | 55271 | GTG3 | 0008 | X001C | 40.3 | 1.981 | 19.1468 | 12.675 | 12.675 | 1.4244 | 6.059 | 2022 | 175 | 18 | 180 | 16313.3336 | 64.11 | 221112 | -86.7388 | 32.6534 | 2290 | 125 | 140 |  | 152 | N | Natural Gas, Distillate Fuel Oil | Y | N | N | 9999 | N |  | Combined Cycle |  | 2714.5598 | 7325
55440_G_CTG1 | AL | 01001 | Alabama Power Company | Central Alabama Generating Station | 10708711 | 58649613 | 55440 | CTGDB1 | 55440 | CTG1 | 0009 | X001A | 1.3 | 34.1 | 41.8043 | 24.3 | 24.3 | 3.2067 | 4.3 | 2022 | 175 | 18 | 260 | 17193.3336 | 67.57 | 221112 | -86.7388 | 32.6489 | 2290 | 125 | 140 |  | 170.4 | N | Natural Gas, Distillate Fuel Oil | Y | N | N | 9999 | N |  | Combined Cycle |  | 6059 | 7396
55440_G_CTG2 | AL | 01001 | Alabama Power Company | Central Alabama Generating Station | 10708711 | 58649713 | 55440 | CTGDB2 | 55440 | CTG2 | 0009 | X001B | 1.4 | 37.37 | 46.1938 | 27.9 | 27.9 | 3.5288 | 4.7 | 2022 | 175 | 18 | 260 | 17193.3336 | 67.57 | 221112 | -86.7388 | 32.6489 | 2290 | 125 | 140 |  | 175.8 | N | Natural Gas, Distillate Fuel Oil | Y | N | N | 9999 | N |  | Combined Cycle |  | 6513 | 7396
55440_G_CTG3 | AL | 01001 | Alabama Power Company | Central Alabama Generating Station | 10708711 | 58649813 | 55440 | CTGDB3 | 55440 | CTG3 | 0009 | X001C | 1.4 | 35.94 | 48.2046 | 27.7 | 27.7 | 3.3825 | 4.5 | 2022 | 175 | 18 | 260 | 17193.3336 | 67.57 | 221112 | -86.7388 | 32.6489 | 2290 | 125 | 140 |  | 171.4 | N | Natural Gas, Distillate Fuel Oil | Y | N | N | 9999 | N |  | Combined Cycle |  | 6541.5 | 7396
7897_G_CT1A | AL | 01001 | Southern Power Company | E B Harris Electric Generating Plant | 10583111 | 52263713 | 7897 | 1A | 7897 | CT1A | 0010 | X001A | 32.8 | 9.18 | 58.5377 | 18.04 | 18.04 | 3.3148 | 16.4 | 2022 | 160 | 19 | 167 | 14504.7669 | 51.16 | 221112 | -86.5738 | 32.3817 | 2260 | 125 | 140 |  | 182.6 | N | Natural Gas | Y | N | N | 9999 | N |  | Combined Cycle |  | 6020.75 | 7138
7897_G_CT1B | AL | 01001 | Southern Power Company | E B Harris Electric Generating Plant | 10583111 | 52263813 | 7897 | 1B | 7897 | CT1B | 0010 | X001B | 31.65 | 8.87 | 58.6307 | 17.41 | 17.41 | 3.1953 | 5.27 | 2022 | 160 | 19 | 167 | 14504.7669 | 51.16 | 221112 | -86.5738 | 32.382 | 2260 | 125 | 140 |  | 182.6 | N | Natural Gas | Y | N | N | 9999 | N | 7897_G_ST1;7897_G_CT1B | Combined Cycle |  | 5719.25 | 7138
7897_G_CT2A | AL | 01001 | Southern Power Company | E B Harris Electric Generating Plant | 10583111 | 52263913 | 7897 | 2A | 7897 | CT2A | 0010 | X001C | 38.55 | 10.83 | 57.8071 | 30.84 | 30.84 | 3.8239 | 12.85 | 2022 | 160 | 19 | 167 | 14504.7669 | 51.16 | 221112 | -86.5739 | 32.3803 | 2260 | 125 | 140 |  | 178.3 | N | Natural Gas | Y | N | N | 9999 | N |  | Combined Cycle |  | 6774 | 7138
7897_G_CT2B | AL | 01001 | Southern Power Company | E B Harris Electric Generating Plant | 10583111 | 52264013 | 7897 | 2B | 7897 | CT2B | 0010 | X001D | 51.88 | 10.94 | 56.4044 | 26.59 | 26.59 | 3.8547 | 45.39 | 2022 | 160 | 19 | 167 | 14504.7669 | 51.16 | 221112 | -86.5738 | 32.3806 | 2260 | 125 | 140 |  | 178.3 | N | Natural Gas | Y | N | N | 9999 | N | 7897_G_CT2B;7897_G_ST2 | Combined Cycle |  | 6803.75 | 7138
55409_G_CAL1 | AL | 01015 | Alabama Power Company | Calhoun Energy Center | 10569911 | 52269913 | 55409 | CT1 | 55409 | CAL1 | 0073 | X001A | 2.331 |  | 26.0799 | 9.484 | 9.484 | 0.4584 | 2.019 | 2022 | 100 | 18 | 1116 | 39824.3674 | 156.5 | 221112 | -85.9723 | 33.5881 | 1060 | 125 | 120 |  | 176 | N | Natural Gas, Distillate Fuel Oil | Y | N | N | 9999 | N |  | Combustion Turbine |  | 1019.0107 | 10808
55409_G_CAL2 | AL | 01015 | Alabama Power Company | Calhoun Energy Center | 10569911 | 52270013 | 55409 | CT2 | 55409 | CAL2 | 0073 | X001B | 0.748 |  | 20.4005 | 1.87 | 1.87 | 0.3253 | 1.09 | 2022 | 100 | 18 | 1116 | 39824.3674 | 156.5 | 221112 | -85.9723 | 33.5881 | 1060 | 125 | 120 |  | 176 | N | Natural Gas, Distillate Fuel Oil | Y | N | N | 9999 | N |  | Combustion Turbine |  | 723.5201 | 10808
55409_G_CAL3 | AL | 01015 | Alabama Power Company | Calhoun Energy Center | 10569911 | 52270113 | 55409 | CT3 | 55409 | CAL3 | 0073 | X001C | 0.403 |  | 21.468 | 2.919 | 2.919 | 0.3435 | 1.161 | 2022 | 100 | 18 | 1116 | 39824.3674 | 156.5 | 221112 | -85.9723 | 33.5881 | 1060 | 125 | 120 |  | 176 | N | Natural Gas, Distillate Fuel Oil | Y | N | N | 9999 | N |  | Combustion Turbine |  | 757.3102 | 10808
55409_G_CAL4 | AL | 01015 | Alabama Power Company | Calhoun Energy Center | 10569911 | 52270213 | 55409 | CT4 | 55409 | CAL4 | 0073 | X001D | 0.181 |  | 29.5898 | 3.287 | 3.287 | 0.4821 | 1.62 | 2022 | 100 | 18 | 1116 | 39824.3674 | 156.5 | 221112 | -85.9723 | 33.5881 | 1060 | 125 | 120 |  | 176 | N | Natural Gas, Distillate Fuel Oil | Y | N | N | 9999 | N |  | Combustion Turbine |  | 1071.5906 | 10808
47_G_GT1 | AL | 01033 | TVA | Colbert | 7212811 | 10817713 | 47 | CCT1 | 47 | GT1 | 0010 | X001 | 0.5338 |  | 9.1416 | 0.3092 | 0.3092 | 0.0792 | 0.04395 | 2022 | 31.8 | 12.7 | 940 | 18433.3337 | 144.98 | 221112 | -87.8469 | 34.7393 | 49 | 125 | 120 |  | 45.4 | N | Natural Gas, Distillate Fuel Oil | Y | N | N | 9999 | N |  | Combustion Turbine |  | 81 | 14637
47_G_GT2 | AL | 01033 | TVA | Colbert | 7212811 | 10817213 | 47 | CCT2 | 47 | GT2 | 0010 | X002 | 0.533 |  | 9.1264 | 0.3087 | 0.3087 | 0.0766 | 0.04388 | 2022 | 31.8 | 12.7 | 940 | 18433.3337 | 144.98 | 221112 | -87.8469 | 34.7393 | 49 | 125 | 120 |  | 45.4 | N | Natural Gas, Distillate Fuel Oil | Y | N | N | 9999 | N |  | Combustion Turbine |  | 82 | 14638
47_G_GT3 | AL | 01033 | TVA | Colbert | 7212811 | 10817813 | 47 | CCT3 | 47 | GT3 | 0010 | X003 | 0.5367 |  | 9.1879 | 0.3108 | 0.3108 | 0.0722 | 0.04419 | 2022 | 31.8 | 12.7 | 940 | 18433.3337 | 144.98 | 221112 | -87.8469 | 34.7393 | 49 | 125 | 120 |  | 45.4 | N | Natural Gas, Distillate Fuel Oil | Y | N | N | 9999 | N |  | Combustion Turbine |  | 82 | 14638
47_G_GT4 | AL | 01033 | TVA | Colbert | 7212811 | 10817913 | 47 | CCT4 | 47 | GT4 | 0010 | X004 | 0.3696 |  | 6.336 | 0.2141 | 0.2141 | 0.0678 | 0.03043 | 2022 | 31.8 | 12.7 | 940 | 18433.3337 | 144.98 | 221112 | -87.8469 | 34.7393 | 49 | 125 | 120 |  | 45.4 | N | Natural Gas, Distillate Fuel Oil | Y | N | N | 9999 | N |  | Combustion Turbine |  | 57 | 14638
47_G_GT5 | AL | 01033 | TVA | Colbert | 7212811 | 10818013 | 47 | CCT5 | 47 | GT5 | 0010 | X005 | 0.7333 |  | 12.8679 | 0.4247 | 0.4247 | 0.7493 | 0.06038 | 2022 | 31.8 | 12.7 | 940 | 18433.3337 | 144.98 | 221112 | -87.8469 | 34.7393 | 49 | 125 | 120 |  | 45.4 | N | Natural Gas, Distillate Fuel Oil | Y | N | N | 9999 | N |  | Combustion Turbine |  | 102 | 14638
47_G_GT6 | AL | 01033 | TVA | Colbert | 7212811 | 10818113 | 47 | CCT6 | 47 | GT6 | 0010 | X006 | 1.0306 |  | 19.5902 | 0.5969 | 0.5969 | 4.2018 | 0.08485 | 2022 | 31.8 | 12.7 | 940 | 18433.3337 | 144.98 | 221112 | -87.8469 | 34.7393 | 49 | 125 | 120 |  | 45.4 | N | Natural Gas, Distillate Fuel Oil | Y | N | N | 9999 | N |  | Combustion Turbine |  | 138 | 14638
47_G_GT7 | AL | 01033 | TVA | Colbert | 7212811 | 10817413 | 47 | CCT7 | 47 | GT7 | 0010 | X007 | 1.1557 |  | 20.0973 | 0.6693 | 0.6693 | 0.8137 | 0.09515 | 2022 | 31.8 | 12.7 | 940 | 18433.3337 | 144.98 | 221112 | -87.8469 | 34.7393 | 49 | 125 | 120 |  | 45.4 | N | Natural Gas, Distillate Fuel Oil | Y | N | N | 9999 | N |  | Combustion Turbine |  | 151 | 14638
47_G_GT8 | AL | 01033 | TVA | Colbert | 7212811 | 10817513 | 47 | CCT8 | 47 | GT8 | 0010 | X008 | 1.185 |  | 20.2535 | 0.6864 | 0.6864 | 0.082 | 0.09757 | 2022 | 31.8 | 12.7 | 940 | 18433.3337 | 144.98 | 221112 | -87.8469 | 34.7393 | 49 | 125 | 120 | 213 | 45.4 | N | Natural Gas, Distillate Fuel Oil | Y | N | N | 9999 | N |  | Combustion Turbine |  | 154 | 14638
533_G_4 | AL | 01039 | PowerSouth Energy Cooperative Inc | McWilliams | 967611 | 47843913 | 533 | **4 | 533 | 4 |  |  | 3.8 |  | 74.5203 | 11.1 | 11.1 | 1.0698 | 3.53 |  | 112 | 17 | 438 | 18720.0003 | 82.47 | 221112 | -86.4741 | 31.4 |  | 125 | 140 |  | 109 | N | Natural Gas, Distillate Fuel Oil | Y | N | N | 9999 | N | 533_G_4;533_G_2;533_G_3;533_G_1 | Combined Cycle |  | 3242.4883 | 7534
533_G_VAN1 | AL | 01039 | PowerSouth Energy Cooperative Inc | McWilliams | 967611 | 47844013 | 533 | **V1 | 533 | VAN1 | 0001 | X006A | 28.9 |  | 69.8056 | 40.6 | 40.6 | 3.6011 | 12.9 | 2022 | 150 | 18 | 190 | 17233.3336 | 67.72 | 221112 | -86.4741 | 31.4 | 166 | 125 | 140 |  | 171 | N | Natural Gas | Y | N | N | 9999 | N | 533_G_VAN1;533_G_VAN3 | Combined Cycle |  | 7614.3394 | 7534
533_G_VAN2 | AL | 01039 | PowerSouth Energy Cooperative Inc | McWilliams | 967611 | 47844113 | 533 | **V2 | 533 | VAN2 | 0001 | X006B | 33.2 |  | 70.1261 | 41.5 | 41.5 | 3.6723 | 13.2 | 2022 | 150 | 18 | 190 | 17233.3336 | 67.72 | 221112 | -86.4741 | 31.4 | 166 | 125 | 140 |  | 168 | N | Natural Gas | Y | N | N | 9999 | N |  | Combined Cycle |  | 7717.6396 | 7534
7_B_1 | AL | 01055 | Alabama Power - Gadsden |  | 1021011 | 47695513 | 7 | 1 |  |  | 0002 | X001 | 0.25 |  | 0.7788 | 0.08 | 0.08 | 0.0057 | 0.05 | 2022 | 300 | 15 | 343 | -1 | 49 | 221112 | -85.97 | 34.0127 | 805 | 125 | 100 |  |  |  |  | Y | N | N |  | N | 7_B_1;7_G_1 |  |  | 98
7_B_2 | AL | 01055 | Alabama Power - Gadsden |  | 1021011 | 47695413 | 7 | 2 |  |  | 0002 | X002 | 0 |  | 0 | 0 | 0 | 0 | 0 | 2022 | 300 | 15 | 343 | -1 | 49 | 221112 | -85.97 | 34.0127 | 805 | 125 | 100 |  |  |  |  | N | N | N |  | N | 7_B_2;7_G_2
10_G_GT10 | AL | 01063 | Alabama Power Company | Greene County | 1036811 | 47691513 | 10 | CT10 | 10 | GT10 | 0001 | X011 | 6 |  | 14.6054 | 0.45948 | 0.45948 | 0.796 | 0.3 | 2022 | 56 | 12.9 | 1000 | 28333.3339 | 216.78 | 221112 | -87.7887 | 32.6037 | 80 | 125 | 120 |  | 85 | N | Natural Gas, Distillate Fuel Oil | Y | N | N | 9999 | N |  | Combustion Turbine |  | 433 | 13956
10_G_GT2 | AL | 01063 | Alabama Power Company | Greene County | 1036811 | 47691413 | 10 | CT2 | 10 | GT2 | 0001 | X003 | 0.45 |  | 1.0839 | 0.04376 | 0.04376 | 0.1694 | 0.02 | 2022 | 56 | 12.9 | 1000 | 28333.3339 | 216.78 | 221112 | -87.7854 | 32.6021 | 80 | 125 | 120 |  | 84 | N | Natural Gas, Distillate Fuel Oil | Y | N | N | 9999 | N |  | Combustion Turbine |  | 36.75 | 13956
10_G_GT3 | AL | 01063 | Alabama Power Company | Greene County | 1036811 | 47690813 | 10 | CT3 | 10 | GT3 | 0001 | X004 | 2.03 |  | 3.6991 | 0.17504 | 0.17504 | 0.5968 | 0.06 | 2022 | 56 | 12.9 | 1000 | 28333.3339 | 216.78 | 221112 | -87.7858 | 32.6023 | 80 | 125 | 120 |  | 82 | N | Natural Gas, Distillate Fuel Oil | Y | N | N | 9999 | N |  | Combustion Turbine |  | 114.25 | 13956
10_G_GT4 | AL | 01063 | Alabama Power Company | Greene County | 1036811 | 47691013 | 10 | CT4 | 10 | GT4 | 0001 | X005 | 3.04 |  | 7.2392 | 0.26256 | 0.26256 | 0.5385 | 0.14 | 2022 | 56 | 12.9 | 1000 | 28333.3339 | 216.78 | 221112 | -87.7868 | 32.6028 | 80 | 125 | 120 |  | 81 | N | Natural Gas, Distillate Fuel Oil | Y | N | N | 9999 | N |  | Combustion Turbine |  | 208.75 | 13956
10_G_GT5 | AL | 01063 | Alabama Power Company | Greene County | 1036811 | 47691713 | 10 | CT5 | 10 | GT5 | 0001 | X006 | 0.93 |  | 2.3926 | 0.04376 | 0.04376 |  | 0.06 | 2022 | 56 | 12.9 | 1000 | 28333.3339 | 216.78 | 221112 | -87.7871 | 32.6029 | 80 | 125 | 120 |  | 82 | N | Natural Gas, Distillate Fuel Oil | Y | N | N | 9999 | N |  | Combustion Turbine |  | 88.5 | 13956
10_G_GT6 | AL | 01063 | Alabama Power Company | Greene County | 1036811 | 47691813 | 10 | CT6 | 10 | GT6 | 0001 | X007 | 3.74 |  | 8.4903 | 0.30632 | 0.30632 | 0.8863 | 0.17 | 2022 | 56 | 12.9 | 1000 | 28333.3339 | 216.78 | 221112 | -87.7875 | 32.6031 | 80 | 125 | 120 |  | 81 | N | Natural Gas, Distillate Fuel Oil | Y | N | N | 9999 | N |  | Combustion Turbine |  | 255 | 13956
10_G_GT7 | AL | 01063 | Alabama Power Company | Greene County | 1036811 | 47691113 | 10 | CT7 | 10 | GT7 | 0001 | X008 | 4.26 |  | 10.4345 | 0.3282 | 0.3282 | 0.4356 | 0.22 | 2022 | 56 | 12.9 | 1000 | 28333.3339 | 216.78 | 221112 | -87.7878 | 32.6032 | 80 | 125 | 120 |  | 80 | N | Natural Gas, Distillate Fuel Oil | Y | N | N | 9999 | N |  | Combustion Turbine |  | 300.25 | 13956
10_G_GT8 | AL | 01063 | Alabama Power Company | Greene County | 1036811 | 47691913 | 10 | CT8 | 10 | GT8 | 0001 | X009 | 3.41 |  | 8.514 | 0.28444 | 0.28444 | 0.4738 | 0.16 | 2022 | 56 | 12.9 | 1000 | 28333.3339 | 216.78 | 221112 | -87.7881 | 32.6034 | 80 | 125 | 120 |  | 83 | N | Natural Gas, Distillate Fuel Oil | Y | N | N | 9999 | N |  | Combustion Turbine |  | 221.5 | 13956
10_G_GT9 | AL | 01063 | Alabama Power Company | Greene County | 1036811 | 47691213 | 10 | CT9 | 10 | GT9 | 0001 | X010 | 0.73 |  | 1.87 | 0.06564 | 0.06564 | 0.1296 | 0.03 | 2022 | 56 | 12.9 | 1000 | 28333.3339 | 216.78 | 221112 | -87.7884 | 32.6035 | 80 | 125 | 120 |  | 82 | N | Natural Gas, Distillate Fuel Oil | Y | N | N | 9999 | N |  | Combustion Turbine |  | 53.25 | 13956
10_B_1 | AL | 01063 | Alabama Power Company | Greene County | 1036811 | 47690913 | 10 | 1 | 10 | 1 | 0001 | X001 | 277.24 |  | 405.5082 | 23.15 | 23.15 | 1.7555 | 12.32 | 2022 | 500 | 24.25 | 308 | -1 | 65.03 | 221112 | -87.7824 | 32.6012 | 2440 | 125 | 100 |  | 258 | N | Natural Gas | Y | N | N | 2025 | N |  | O/G Steam |  | 6409.75 | 10471
10_B_2 | AL | 01063 | Alabama Power Company | Greene County | 1036811 | 47691613 | 10 | 2 | 10 | 2 | 0001 | X002 | 272.58 |  | 386.6052 | 22.75 | 22.75 | 1.6626 | 12.11 | 2022 | 500 | 24.25 | 308 | -1 | 65.03 | 221112 | -87.7824 | 32.6012 | 2510 | 125 | 100 |  | 258 | N | Natural Gas | Y | N | N | 2026 | N |  | O/G Steam |  | 7157 | 10306
6002_B_1 | AL | 01073 | ALABAMA POWER COMPANY (MILLER POWER PLANT) | James H Miller Jr | 1003111 | 62941313 | 6002 | 1 | 6002 | 1 | 010730011 | 101 | 1011.474 | 1.81 | 2036.5956 | 62.0424 | 37.2704 | 260.0085 | 118.0053 | 2022 | 707 | 25 | 276 | 35961.2507 | 74 | 221112 | -87.0598 | 33.632 | 11800 | 125 | 100 |  | 688 | N | Subbituminous | Y | N | N | 9999 | N |  | Coal Steam |  | 8756.75 | 10102
6002_B_2 | AL | 01073 | ALABAMA POWER COMPANY (MILLER POWER PLANT) | James H Miller Jr | 1003111 | 62941413 | 6002 | 2 | 6002 | 2 | 010730011 | 102 | 1069.872 | 0.08 | 2113.9878 | 83.1178 | 43.8709 | 259.7663 | 124.8184 | 2022 | 707 | 25 | 280 | 36319.0007 | 74 | 221112 | -87.0598 | 33.632 | 10100 | 125 | 100 |  | 693 | N | Subbituminous | Y | N | N | 9999 | N |  | Coal Steam |  | 8753.25 | 10098
6002_B_3 | AL | 01073 | ALABAMA POWER COMPANY (MILLER POWER PLANT) | James H Miller Jr | 1003111 | 62941513 | 6002 | 3 | 6002 | 3 |  |  | 893.7807 | 0.15 | 1784.7712 | 27.4287 | 14.4827 | 338.6232 | 104.2744 |  | 700 | 25 | 277 | 32934.8339 | 67.0672 | 221112 | -87.059 | 33.6334 |  | 125 | 100 |  | 693 | N | Subbituminous | Y | N | N | 9999 | N |  | Coal Steam |  | 7584 | 10001
6002_B_4 | AL | 01073 | ALABAMA POWER COMPANY (MILLER POWER PLANT) | James H Miller Jr | 1003111 | 62941613 | 6002 | 4 | 6002 | 4 | 010730011 | 104 | 906.1599 | 0.25 | 1575.3866 | 27.8224 | 14.6953 | 237.7952 | 105.7187 | 2022 | 700 | 25 | 319 | 40612.6008 | 82.7 | 221112 | -87.059 | 33.6334 | 11500 | 125 | 100 |  | 704 | N | Subbituminous | Y | N | N | 9999 | N |  | Coal Steam |  | 7546.25 | 10011
55138_G_UN1 | AL | 01081 | Walton Discover Power Facility | Walton Discover Power Facility | 953311 | 47374313 | 55138 | 1A | 55138 | UN1 | 0030 | X001-1A | 0.1 |  | 0.0963 | 0.001785 | 0.001785 | 0.0002 | 0.000568 | 2022 | 47 | 11 | 800 | 12960.1669 | 136.44 | 221112 | -85.0386 | 32.5411 | 415 | 125 | 120 |  | 50 | N | Natural Gas | Y | N | N | 9999 | N |  | Combustion Turbine |  | 2.22 | 12001
55138_G_UN2 | AL | 01081 | Walton Discover Power Facility | Walton Discover Power Facility | 953311 | 47374113 | 55138 | 2A | 55138 | UN2 | 0030 | X001-2A |  |  |  | 0.001677 | 0.001677 | 0.0002 | 0.000533 | 2022 | 47 | 11 | 800 | 12960.1669 | 136.44 | 221112 | -85.0386 | 32.5411 | 415 | 125 | 120 |  | 50 | N | Natural Gas | Y | N | N | 9999 | N |  | Combustion Turbine |  | 2.02 | 12002
7710_G_CT1A | AL | 01081 | Southern Power Company | H Allen Franklin Combined Cycle | 953511 | 47373413 | 7710 | 1A | 7710 | CT1A | 0036 | X001-1A | 116.36 | 12.53 | 61.1222 | 31.13 | 31.13 | 4.4293 | 8.15 | 2022 | 142 | 16.75 | 182 | 15234.1836 | 69.14 | 221112 | -85.0958 | 32.6072 | 2120 | 125 | 140 |  | 177.5 | N | Natural Gas | Y | N | N | 9999 | N |  | Combined Cycle |  | 8290.5 | 7068
7710_G_CT1B | AL | 01081 | Southern Power Company | H Allen Franklin Combined Cycle | 953511 | 47373513 | 7710 | 1B | 7710 | CT1B | 0036 | X001-1B | 60.36 | 12.59 | 62.1248 | 49.18 | 49.18 | 4.4564 | 20.12 | 2022 | 142 | 16.75 | 182 | 15234.1836 | 69.14 | 221112 | -85.0961 | 32.6072 | 2120 | 125 | 140 |  | 177.5 | N | Natural Gas | Y | N | N | 9999 | N | 7710_G_CT1B;7710_G_ST1 | Combined Cycle |  | 8251 | 7068
7710_G_CT2A | AL | 01081 | Southern Power Company | H Allen Franklin Combined Cycle | 953511 | 83316413 | 7710 | 2A | 7710 | CT2A | 0036 | X001-2A | 34.44 | 11.64 | 56.4827 | 26.87 | 26.87 | 4.104 |  | 2022 | 160 | 19 | 167 | 14504.7669 | 51.16 | 221112 | -85.0974 | 32.6072 | 2120 | 125 | 140 | 139 | 177.8 | N | Natural Gas | Y | N | N | 9999 | N |  | Combined Cycle |  | 7088 | 7068
7710_G_CT2B | AL | 01081 | Southern Power Company | H Allen Franklin Combined Cycle | 953511 | 83316513 | 7710 | 2B | 7710 | CT2B | 0036 | X001-2B | 30.93 | 13.06 | 64.0649 | 30.15 | 30.15 | 4.6233 |  | 2022 | 160 | 19 | 167 | 14504.7669 | 51.16 | 221112 | -85.0977 | 32.6072 | 2120 | 125 | 140 |  | 177.8 | N | Natural Gas | Y | N | N | 9999 | N | 7710_G_CT2B;7710_G_ST2 | Combined Cycle |  | 8161 | 7068
7710_G_CT3A | AL | 01081 | Southern Power Company | H Allen Franklin Combined Cycle | 953511 | 83316613 | 7710 | 3A | 7710 | CT3A | 0036 | X001-3A | 57.4 | 9.69 | 52.4717 | 28.12 | 28.12 | 3.4038 | 17.22 | 2022 | 160 | 19 | 167 | 14504.7669 | 51.16 | 221112 | -85.0993 | 32.6072 | 2120 | 125 | 140 |  | 182.6 | N | Natural Gas | Y | N | N | 9999 | N |  | Combined Cycle |  | 6276.75 | 7068
7710_G_CT3B | AL | 01081 | Southern Power Company | H Allen Franklin Combined Cycle | 953511 | 83316713 | 7710 | 3B | 7710 | CT3B | 0036 | X001-3B | 46.33 | 9.78 | 54.6354 | 22.59 | 22.59 | 3.4583 | 17.38 | 2022 | 160 | 19 | 167 | 14504.7669 | 51.16 | 221112 | -85.0989 | 32.6072 | 2120 | 125 | 140 |  | 182.6 | N | Natural Gas | Y | N | N | 9999 | N | 7710_G_CT3B;7710_G_ST3 | Combined Cycle |  | 6438.25 | 7068
55138_G_UN1B | AL | 01081 | Walton Discover Power Facility |  | 953311 | 47374213 | 55138 | 1B |  |  | 0030 | X001-1B | 0.4 |  | 0.0754 | 0.001855 | 0.001855 | 0.0002 | 0.00059 | 2022 | 47 | 11 | 800 | 12960.1669 | 136.44 | 221112 | -85.0386 | 32.5411 | 415 | 125 | 120 |  |  |  |  | Y | N | N |  | N |  |  |  | 2.18
55138_G_UN2B | AL | 01081 | Walton Discover Power Facility |  | 953311 | 47374013 | 55138 | 2B |  |  | 0030 | X001-2B | 0.1 |  |  | 0.000826 | 0.000826 | 0.0001 | 0.000263 | 2022 | 47 | 11 | 800 | 12960.1669 | 136.44 | 221112 | -85.0386 | 32.5411 | 415 | 125 | 120 |  |  |  |  | Y | N | N |  | N |  |  |  | 0.95
7698_G_1 | AL | 01085 | SABIC Innovative Plastics US LLC | General Electric Plastic | 1020111 | 47700413 | 7698 | CC1 | 7698 | 1 | 0008 | X016 | 218.7 | 8.58 | 82.2943 | 42.6 | 42.6 | 1.5385 | 14.7 | 2022 | 105 | 16 | 279 | 11834.7335 | 58.89 | 325211 | -86.5213 | 32.3094 | 1360 | 173 | 140 |  | 74 | Y | Natural Gas | Y | N | N | 9999 | N |  | Combined Cycle |  | 7530.5 | 5500
3_B_1 | AL | 01097 | Alabama Power Company | Barry | 1056111 | 47671513 | 3 | 1 | 3 | 1 | 1001 | X001 | 8.09 |  | 28.5475 | 2.53 | 2.53 | 0.1741 | 1.68 | 2022 | 600 | 25.66 | 300 | 14520.9336 | 28.08 | 221112 | -88.0126 | 31.0062 | 1370 | 125 | 100 |  | 80 | N | Natural Gas | Y | N | N | 9999 | N |  | O/G Steam |  | 1525.25 | 11267
3_B_2 | AL | 01097 | Alabama Power Company | Barry | 1056111 | 47671213 | 3 | 2 | 3 | 2 | 1001 | X002 | 9.4 |  | 32.4159 | 2.93 | 2.93 | 0.214 | 1.96 | 2022 | 600 | 25.66 | 300 | 14520.9336 | 28.08 | 221112 | -88.0126 | 31.0062 | 1380 | 125 | 100 |  | 80 | N | Natural Gas | Y | N | N | 9999 | N |  | O/G Steam |  | 1624.75 | 11291
3_B_4 | AL | 01097 | Alabama Power Company | Barry | 1056111 | 47671413 | 3 | 4 | 3 | 4 | 1001 | X004 | 30.61 | 0.005 | 244.102 | 15 | 9 | 813.1117 | 5.2 | 2022 | 600 | 13.69 | 298 | -1 | 135.63 | 221112 | -88.0113 | 31.007 | 3770 | 125 | 100 |  | 362 | N | Natural Gas | Y | N | N | 9999 | N |  | O/G Steam |  | 1418.25 | 10088
3_B_5 | AL | 01097 | Alabama Power Company | Barry | 1056111 | 47671613 | 3 | 5 | 3 | 5 | 1001 | X005 | 563.01 | 1.12 | 1377.4849 | 110 | 55 | 517.3699 | 65.68 | 2022 | 600 | 31 | 137 | -1 | 60 | 221112 | -88.0106 | 31.0073 | 6980 | 125 | 100 |  | 756 | N | Bituminous | Y | N | N | 9999 | N |  | Coal Steam |  | 6618.5 | 10141
3_G_A1CT | AL | 01097 | Alabama Power Company | Barry | 1056111 | 47671913 | 3 | 6A | 3 | A1CT | 1001 | X006A | 35.82 | 41.01 | 59.958 | 55 | 55 | 4.3468 | 21.49 | 2022 | 121 | 16.8 | 184 | -1 | 81.4 | 221112 | -88.0197 | 31.0011 | 1200 | 125 | 140 |  | 184.4 | N | Natural Gas | Y | N | N | 9999 | N | 3_G_A1CT;3_G_A1ST | Combined Cycle |  | 8188.5 | 7050
3_G_A1CT2 | AL | 01097 | Alabama Power Company | Barry | 1056111 | 47672013 | 3 | 6B | 3 | A1CT2 | 1001 | X006B | 37.27 | 42.66 | 62.3708 | 59 | 59 | 4.4838 | 22.36 | 2022 | 121 | 16.8 | 184 | -1 | 81.4 | 221112 | -88.0196 | 31.0008 | 1200 | 125 | 140 |  | 184.4 | N | Natural Gas | Y | N | N | 9999 | N |  | Combined Cycle |  | 8256.75 | 7050
3_G_A2C1 | AL | 01097 | Alabama Power Company | Barry | 1056111 | 47671713 | 3 | 7A | 3 | A2C1 | 1001 | X006C | 36.02 | 51.06 | 60.5543 | 87 | 87 | 4.3665 | 21.61 | 2022 | 121 | 16.8 | 184 | -1 | 81.4 | 221112 | -88.0201 | 31.0024 | 1200 | 125 | 140 |  | 186.2 | N | Natural Gas | Y | N | N | 9999 | N | 3_G_A2ST;3_G_A2C1 | Combined Cycle |  | 8067.25 | 7050
3_G_A2C2 | AL | 01097 | Alabama Power Company | Barry | 1056111 | 47671813 | 3 | 7B | 3 | A2C2 |  |  | 36.61 | 51.89 | 62.3461 | 59 | 59 | 4.3986 | 21.97 |  | 121 | 16.8 | 184 | -1 | 81.4 | 221112 | -88.02 | 31.0021 |  | 125 | 140 |  | 186.2 | N | Natural Gas | Y | N | N | 9999 | N |  | Combined Cycle |  | 7933.25 | 7050
55241_G_CT01 | AL | 01097 | Hog Bayou Energy Center | Hog Bayou Energy Center | 10560211 | 52352413 | 55241 | COG01 | 55241 | CT01 | 8066 | X001 | 19.4 | 81.4 | 51.4268 | 50.57 | 50.57 | 3.5154 | 2.457 | 2022 | 210 | 19.2 | 196 | 18583.3337 | 64.5 | 221112 | -88.0573 | 30.7483 | 178 | 125 | 140 |  | 155 | N | Natural Gas | Y | N | N | 9999 | N | 55241_G_CT01;55241_G_ST01 | Combined Cycle |  | 7649.48 | 7511
7721_G_1 | AL | 01097 | Theodore Cogeneration | Theodore Cogen Facility | 1062911 | 47282613 | 7721 | CC1 | 7721 | 1 | 8073 | X001 |  | 8.78 | 33.8136 | 83.48 | 83.48 | 3.2374 |  | 2022 | 122 | 17.25 | 195 | -1 | 70.5 | 221112 | -88.129 | 30.525 | 170 | 125 | 140 |  | 166.3 | Y | Natural Gas | Y | N | N | 9999 | N |  | Combined Cycle |  | 8412.25 | 5500
54429_B_PB2 | AL | 01099 | GP Cellulose Alabama River Cellulose LLC | Alabama Pine Pulp | 1019211 | 47713213 |  |  | 54429 | PB2 | 0010 | X017 | 38.15 | 0.006 | 28.542 | 3.903 | 3.603 | 0.065 | 0.909 | 2022 | 375 | 14 | 400 | -1 | 83.76 | 322110 | -87.49 | 31.5819 | 266 | 133 | 100 |  | 34 | Y | Non-Fossil Waste | N | Y | N | 9999 | N |  | Non-Fossil Waste |  |  | 11843
54429_B_RB2 | AL | 01099 | GP Cellulose Alabama River Cellulose LLC | Alabama Pine Pulp | 1019211 | 47712613 |  |  | 54429 | RB2 | 0010 | X012 | 391.05 |  | 628.494 | 102.769 | 82.827 | 1.826 | 24.083 | 2022 | 375 | 14 | 400 | -1 | 83.76 | 322110 | -87.49 | 31.5819 | 1680 | 133 | 200 |  | 34 | Y | Non-Fossil Waste | N | Y | N | 9999 | N |  | Non-Fossil Waste |  |  | 11843
10216_B_RB1 | AL | 01099 | GP Cellulose Alabama River Cellulose LLC | Alabama River Pulp | 1019211 | 47714113 |  |  | 10216 | RB1 | 0010 | X001 | 129.471 |  | 896.682 | 202.478 | 149.416 | 3.518 | 14.534 | 2022 | 250 | 14 | 381 | -1 | 68.09 | 322110 | -87.49 | 31.5819 | 1380 | 133 | 200 |  | 21.8 | Y | Non-Fossil Waste | N | Y | N | 9999 | N |  | Non-Fossil Waste |  |  | 11843
55292_G_CTG1 | AL | 01103 | Decatur Energy Center LLC | Decatur Energy Center | 7916011 | 3536613 | 55292 | CTG-1 | 55292 | CTG1 | 0079 | X001A | 6.02 | 11.33 | 29.5845 | 22.09 | 22.09 | 1.9917 | 0.007 | 2022 | 150 | 19 | 190 | 11626.6668 | 41.01 | 221112 | -87.0211 | 34.6289 | 2340 | 125 | 140 |  | 180 | N | Natural Gas | Y | N | N | 9999 | N | 55292_G_STG1;55292_G_CTG1 | Combined Cycle |  | 4895.1011 | 7886
55292_G_CTG2 | AL | 01103 | Decatur Energy Center LLC | Decatur Energy Center | 7916011 | 3536713 | 55292 | CTG-2 | 55292 | CTG2 | 0079 | X001B | 37.64 | 11.72 | 31.0797 | 23 | 23 | 2.072 | 0.209 | 2022 | 150 | 19 | 190 | 11626.6668 | 41.01 | 221112 | -87.0211 | 34.6289 | 2340 | 125 | 140 |  | 180 | N | Natural Gas | Y | N | N | 9999 | N |  | Combined Cycle |  | 5054.9604 | 7886
55292_G_CTG3 | AL | 01103 | Decatur Energy Center LLC | Decatur Energy Center | 7916011 | 83264213 | 55292 | CTG-3 | 55292 | CTG3 | 0079 | X001C | 134.49 | 11.46 | 29.9621 | 22.359 | 22.359 | 2.0101 | 7.792 | 2022 | 150 | 19 | 190 | 11626.6668 | 41.01 | 221112 | -87.0211 | 34.6289 | 2340 | 125 | 140 |  | 180 | N | Natural Gas | Y | N | N | 9999 | N |  | Combined Cycle |  | 4947.9512 | 7886
55293_G_CTG1 | AL | 01103 | Morgan Energy Center LLC | Morgan Energy Center | 10552611 | 52214513 | 55293 | CT-1 | 55293 | CTG1 | 0080 | X001A | 9.4 | 35.7 | 47.8166 | 9.1 | 9.1 | 3.7555 |  | 2022 | 150 | 19 | 190 | 11616.6668 | 41 | 221112 | -87.0625 | 34.64 | 2340 | 125 | 140 |  | 161 | Y | Natural Gas | Y | N | N | 9999 | N |  | Combined Cycle |  | 7376.6797 | 7062
55293_G_CTG2 | AL | 01103 | Morgan Energy Center LLC | Morgan Energy Center | 10552611 | 52214613 | 55293 | CT-2 | 55293 | CTG2 | 0080 | X001B | 6.4 | 36.8 | 49.5678 | 9.4 | 9.4 | 3.859 | 4.164 | 2022 | 150 | 19 | 190 | 11616.6668 | 41 | 221112 | -87.0625 | 34.64 | 2340 | 125 | 140 |  | 161 | Y | Natural Gas | Y | N | N | 9999 | N |  | Combined Cycle |  | 7513.7202 | 7062
55293_G_CTG3 | AL | 01103 | Morgan Energy Center LLC | Morgan Energy Center | 10552611 | 52214713 | 55293 | CT-3 | 55293 | CTG3 | 0080 | X001C | 6.9 | 38.3 | 50.1721 | 9.7 | 9.7 | 4.0164 | 4.339 | 2022 | 150 | 19 | 190 | 11616.6668 | 41 | 221112 | -87.0625 | 34.64 | 2340 | 125 | 140 |  | 161 | Y | Natural Gas | Y | N | N | 9999 | N |  | Combined Cycle |  | 7808.2295 | 7062
26_B_1 | AL | 01117 | Alabama Power Company | E C Gaston | 949211 | 47874813 | 26 | 1 | 26 | 1 | 0005 | X001 | 121.65 |  | 227.4488 | 38.86 | 38.86 | 180.3794 | 7.19 | 2022 | 750 | 23.5 | 274 | -1 | 85.65 | 221112 | -86.4567 | 33.2446 | 2440 | 125 | 100 |  | 254 | N | Natural Gas | Y | N | N | 2029 | N |  | O/G Steam |  | 4098.75 | 10458
26_B_2 | AL | 01117 | Alabama Power Company | E C Gaston | 949211 | 47874513 | 26 | 2 | 26 | 2 | 0005 | X002 | 131.21 |  | 248.3021 | 23.53 | 23.53 | 207.3957 | 11.61 | 2022 | 750 | 23.5 | 274 | -1 | 85.65 | 221112 | -86.4567 | 33.2446 | 2760 | 125 | 100 |  | 256 | N | Natural Gas | Y | N | N | 2029 | N |  | O/G Steam |  | 5070.25 | 10492
26_B_3 | AL | 01117 | Alabama Power Company | E C Gaston | 949211 | 47875013 | 26 | 3 | 26 | 3 | 0005 | X003 | 143.26 |  | 281.6247 | 20.33 | 20.33 | 171.0193 | 8.42 | 2022 | 750 | 23.5 | 259 | -1 | 85.65 | 221112 | -86.4567 | 33.2446 | 2460 | 125 | 100 |  | 254 | N | Natural Gas | Y | N | N | 2029 | N |  | O/G Steam |  | 4012.75 | 10542
26_B_4 | AL | 01117 | Alabama Power Company | E C Gaston | 949211 | 47875113 | 26 | 4 | 26 | 4 | 0005 | X004 | 101.78 |  | 189.7538 | 16.33 | 16.33 | 129.8786 | 5.99 | 2022 | 750 | 23.5 | 259 | -1 | 85.65 | 221112 | -86.4567 | 33.2446 | 2430 | 125 | 100 |  | 256 | N | Natural Gas | Y | N | N | 2029 | N |  | O/G Steam |  | 4125.5 | 10434
26_B_5 | AL | 01117 | Alabama Power Company | E C Gaston | 949211 | 47874613 | 26 | 5 | 26 | 5 | 0005 | X005 | 418.07 | 2.78 | 1571.3792 | 55 | 35 | 461.8401 | 59.08 | 2022 | 755 | 34 | 297 | -1 | 55.29 | 221112 | -86.4588 | 33.2428 | 8390 | 125 | 100 |  | 832 | N | Bituminous | Y | N | N | 9999 | N |  | Coal Steam |  | 5409.75 | 10254
26_G_GT4 | AL | 01117 | Alabama Power Company | E C Gaston | 949211 | 47874713 |  |  | 26 | GT4 | 0005 | X006 | 0.01 |  | 1.99 | 0.026 | 0.026 | 0.02 | 0.000925 | 2022 | 25 | 10 | 837 | 5890.4834 | 75 | 221112 | -86.4569 | 33.2443 | 20 | 125 | 120 |  | 16 | N | Distillate Fuel Oil | N | N | N | 2029 | N |  | Combustion Turbine |  |  | 22876
56018_G_1 | AL | 01121 | Alabama Municipal Electric Authority | AMEA Peaking | 10535111 | 52230213 | 56018 | 1 | 56018 | 1 | 0057 | X001A | 17.55 |  | 21.5963 | 2.42 | 1.7 | 0.1085 | 0.54 | 2022 | 45.5 | 10.5 | 846 | 10430.3668 | 120.51 | 221112 | -86.2819 | 33.1665 | 500 | 125 | 120 |  | 47.5 | N | Natural Gas | Y | N | N | 9999 | N |  | Combustion Turbine |  | 1093 | 11917
56018_G_2 | AL | 01121 | Alabama Municipal Electric Authority | AMEA Peaking | 10535111 | 52230313 | 56018 | 2 | 56018 | 2 | 0057 | X001B | 12.35 |  | 21.8847 | 2.42 | 1.7 | 0.1097 | 0.54 | 2022 | 45.5 | 10.5 | 846 | 10430.3668 | 120.51 | 221112 | -86.2819 | 33.1665 | 500 | 125 | 120 |  | 47.5 | N | Natural Gas | Y | N | N | 9999 | N |  | Combustion Turbine |  | 1104 | 11918
55411_G_HEC1 | AL | 01123 | CER Generation LLC | Hillabee Energy Center | 14803411 | 91070013 | 55411 | CT1 | 55411 | HEC1 | 0022 | X001A | 15.76 | 35.7 | 64.7917 | 56.8 | 56.8 | 5.2803 | 9.8 | 2022 | 135 | 20 | 188 | 24763.3171 | 78.82 | 221112 | -85.9033 | 33.0006 | 3000 | 125 | 140 |  | 234.4 | N | Natural Gas | Y | N | N | 9999 | N | 55411_G_HEC1;55411_G_HECS | Combined Cycle |  | 6970.3696 | 7050
55411_G_HEC2 | AL | 01123 | CER Generation LLC | Hillabee Energy Center | 14803411 | 91070113 | 55411 | CT2 | 55411 | HEC2 | 0022 | X001B | 13.2 | 34 | 68.8189 | 56.5 | 56.5 | 5.455 | 10.3 | 2022 | 135 | 20 | 190 | 25213.7671 | 80.26 | 221112 | -85.9033 | 33.0006 | 3000 | 125 | 140 |  | 234.4 | N | Natural Gas | Y | N | N | 9999 | N |  | Combined Cycle |  | 7085.21 | 7050
7063_G_1 | AL | 01129 | PowerSouth Energy Cooperative Inc | McIntosh (AL) | 1028911 | 46967313 | 7063 | **1 | 7063 | 1 | 0012 | X003 | 0.95 |  | 14.0786 | 0.42 | 0.42 | 0.0464 | 0.1323 | 2022 | 91 | 10.04 | 273 | 6126.1001 | 77.38 | 221112 | -88.0291 | 31.2557 | 495 | 125 | 120 |  | 110 | N | Natural Gas | Y | N | N | 9999 | N |  | Combustion Turbine |  | 518.3499 | 8904
7063_G_2 | AL | 01129 | PowerSouth Energy Cooperative Inc | McIntosh (AL) | 1028911 | 83310513 | 7063 | **2 | 7063 | 2 | 0012 | X005-1 | 13.59 |  | 58.9756 | 6 | 6 | 0.5425 | 1.9 | 2022 | 90 | 20.5 | 1013 | 30695.9006 | 93 | 221112 | -88.0308 | 31.2539 | 1420 | 125 | 120 |  | 114 | N | Natural Gas, Distillate Fuel Oil | Y | N | N | 9999 | N |  | Combustion Turbine |  | 1831.6198 | 11359
7063_G_3 | AL | 01129 | PowerSouth Energy Cooperative Inc | McIntosh (AL) | 1028911 | 83310613 | 7063 | **3 | 7063 | 3 | 0012 | X005-2 | 14.02 |  | 55.9091 | 6.2 | 6.2 | 0.5492 | 1.96 | 2022 | 90 | 20.5 | 1013 | 30695.9006 | 93 | 221112 | -88.0308 | 31.2539 | 1420 | 125 | 120 |  | 114 | N | Natural Gas, Distillate Fuel Oil | Y | N | N | 9999 | N |  | Combustion Turbine |  | 1827.7097 | 11359
7063_G_4 | AL | 01129 | PowerSouth Energy Cooperative Inc | McIntosh (AL) | 1028911 | 95199013 | 7063 | **4 | 7063 | 4 | 0012 | X007-1 | 21.5 |  | 53.9506 | 9.4 | 9.4 | 0.8562 | 3.01 | 2022 | 90 | 21 | 1123 | 46833.3342 | 135.22 | 221112 | -88.0308 | 31.2539 | 2020 | 125 | 120 |  | 175 | N | Natural Gas | Y | N | N | 9999 | N |  | Combustion Turbine |  | 1919.1406 | 11359
7063_G_5 | AL | 01129 | PowerSouth Energy Cooperative Inc | McIntosh (AL) | 1028911 | 95199113 | 7063 | **5 | 7063 | 5 | 0012 | X007-2 | 19.06 |  | 48.8753 | 8.4 | 8.4 | 0.754 | 2.67 | 2022 | 90 | 21 | 1123 | 46833.3342 | 135.22 | 221112 | -88.0308 | 31.2539 | 2020 | 125 | 120 |  | 175 | N | Natural Gas | Y | N | N | 9999 | N |  | Combustion Turbine |  | 1652.4502 | 11359
7697_G_1 | AL | 01129 | Alabama Power Company | Washington County Cogeneration Facility | 949511 | 47870713 | 7697 | CC1 | 7697 | 1 | 0018 | X001 | 42.12 |  | 107.6365 | 54.9 | 54.9 | 2.491 | 29.9 | 2022 | 101 | 15.25 | 358 | 16043.0669 | 87.87 | 221112 | -88.0052 | 31.2622 | 1240 | 125 | 140 |  | 75 | Y | Natural Gas | Y | N | N | 9999 | N |  | Combined Cycle |  | 8240.75 | 5500
7697_G_2 | AL | 01129 | Alabama Power Company | Washington County Cogeneration Facility | 949511 | 47870613 |  |  | 7697 | 2 | 0018 | X002 | 1.06 |  | 0.4 | 0.1 | 0.1 | 0.01 | 0.08 | 2022 | 60 | 5 | 300 | 1164.5666 | 59.34 | 221112 | -88.0027 | 31.2642 | 274 | 125 | 100 |  | 25 | Y | Natural Gas | N | Y | N | 9999 | N |  | Combined Cycle |  |  | 5500
8223_B_2 | AZ | 04001 | TUCSON ELECTRIC POWER CO - SPRINGERVILLE | Springerville | 7735111 | 2902613 | 8223 | 2 | 8223 | 2 | 3222 | 002 | 221.5473 |  | 1274.9947 | 71.648 | 41.2806 | 1798.5499 | 31.2154 | 2022 | 500 | 20 | 187 | 52223.151 | 166.3166 | 221112 | -109.1633 | 34.3183 | 390 | 125 | 100 |  | 406 | N | Subbituminous | Y | N | N | 2032 | N |  | Coal Steam | 8736 | 5902.1904 | 10293
8223_B_3 | AZ | 04001 | TUCSON ELECTRIC POWER CO - SPRINGERVILLE | Springerville | 7735111 | 2902913 | 8223 | TS3 | 8223 | 3 | 3222 | 003 | 365.5772 | 37.4391 | 1040.7028 | 264.2046 | 251.6313 | 1202.7506 | 48.4874 | 2022 | 495 | 20 | 193 | 49340.0509 | 157.1333 | 221112 | -109.1633 | 34.3183 | 417 | 125 | 100 |  | 417 | N | Subbituminous | Y | N | N | 9999 | N |  | Coal Steam | 8736 | 8300.25 | 10191
8223_B_4 | AZ | 04001 | TUCSON ELECTRIC POWER CO - SPRINGERVILLE | Springerville | 7735111 | 90849013 | 8223 | 4 | 8223 | 4 | 3222 | 004 | 205.2953 | 23.7266 | 555.8941 | 68.9167 | 63.5136 | 573.5848 | 29.1867 | 2022 | 500 | 20 | 189 | 49019.0509 | 156.1166 | 221112 | -109.1636 | 34.3186 | 426 | 125 | 100 |  | 415 | N | Subbituminous | Y | N | N | 9999 | N |  | Coal Steam | 8736 | 6193.0903 | 10260
6177_B_U1B | AZ | 04001 | CORONADO GENERATING PLANT | Coronado | 7735011 | 2903213 | 6177 | U1B | 6177 | U1B |  |  | 693 |  | 2212.0116 | 231.6173 | 231.6173 | 84.06 | 24.3026 |  | 400 | 24.5 | 130 | 25833.3338 | 56.1 | 221112 | -109.2722 | 34.5778 |  | 125 | 100 |  | 380 | N | Subbituminous | Y | N | N | 2032 | N |  | Coal Steam |  | 5621.6099 | 10617
6177_B_U2B | AZ | 04001 | CORONADO GENERATING PLANT | Coronado | 7735011 | 2903013 | 6177 | U2B | 6177 | U2B | 4477 | 222 | 1635 |  | 667.9721 | 300.3988 | 300.3988 | 63.1969 | 44.8189 | 2022 | 400 | 24.5 | 130 | 28333.3339 | 58.4 | 221112 | -109.2722 | 34.5778 | 455 | 125 | 100 |  | 382 | N | Subbituminous | Y | N | N | 2032 | N |  | Coal Steam | 7009 | 7008.6895 | 10691
8223_B_1 | AZ | 04001 | TUCSON ELECTRIC POWER CO - SPRINGERVILLE |  | 7735111 | 2902713 | 8223 | 1 |  |  | 3222 | 001 | 278.387 |  | 1614.2131 | 93.1394 | 56.0397 | 2085.528 | 38.0116 | 2022 | 500 | 20 | 173 | 45346.1842 | 144.4 | 221112 | -109.1633 | 34.3183 | 387 | 125 | 100 |  |  |  |  | Y | N | N |  | N |  |  | 8736 | 6762.2505
160_B_3 | AZ | 04003 | AEPCO - APACHE GENERATING STATION | Apache Station | 862811 | 47506113 |  |  | 160 | 3 | 3532 | 301 | 521.27 |  | 1721.95 | 85.45 | 68.9 | 292.44 | 46.22 | 2022 | 400 | 16.6 | 185 | 11903.3374 | 55 | 221112 | -109.8948 | 32.0619 | 4720 | 125 | 100 | 128&141 | 175 | N | Bituminous, Subbituminous | Y | N | N | 9999 | N | 160_B_2;160_B_3;160_B_1 | Coal Steam | 8760 |  | 11040
160_G_GT4 | AZ | 04003 | AEPCO - APACHE GENERATING STATION | Apache Station | 862811 | 47506213 | 160 | 4 | 160 | GT4 | 3532 | 302 | 11.1638 |  | 7.6616 | 5.7897 | 5.7897 | 0.1812 | 2.4195 | 2022 | 36 | 20.25 | 894 | 6602.0334 | 20.5 | 221112 | -109.8938 | 32.0615 | 413 | 125 | 120 |  | 38 | N | Natural Gas, Distillate Fuel Oil | Y | N | N | 9999 | N | 160_G_GT1;160_G_GT3;160_G_GT2;160_G_GT4 | Combustion Turbine | 8760 | 1972.8607 | 13017
141_B_1 | AZ | 04013 | Salt River Project - Agua Fria Generating Station | Agua Fria | 1139311 | 142939613 | 141 | 1 | 141 | 1 | 00014 | 45837 | 17.517 | 0.66731 | 54.4318 | 1.5849 | 1.5849 | 0.1429 | 1.1469 | 2021 | 125 | 8 | 300 | 2513.2 | 50 | 221112 | -112.216 | 33.5559 | 2000 | 125 | 100 |  | 113 | N | Natural Gas | Y | N | N | 9999 | N |  | O/G Steam |  | 991.2302 | 12852
141_B_2 | AZ | 04013 | Salt River Project - Agua Fria Generating Station | Agua Fria | 1139311 | 142939713 | 141 | 2 | 141 | 2 | 00014 | 45839 | 15.4381 | 0.58811 | 41.3706 | 1.3968 | 1.3968 | 0.1062 | 1.0108 | 2021 | 125 | 8 | 300 | 2513.2 | 50 | 221112 | -112.216 | 33.5559 | 2000 | 125 | 100 |  | 113 | N | Natural Gas | Y | N | N | 9999 | N |  | O/G Steam |  | 842.7498 | 12776
141_B_3 | AZ | 04013 | Salt River Project - Agua Fria Generating Station | Agua Fria | 1139311 | 142939813 | 141 | 3 | 141 | 3 | 00014 | 45841 | 24.5132 | 0.93383 | 104.5193 | 2.2179 | 2.2179 | 0.1723 | 1.605 | 2021 | 125 | 9.2 | 242 | 3897.6 | 58 | 221112 | -112.216 | 33.5559 | 2350 | 125 | 100 |  | 181 | N | Natural Gas | Y | N | N | 9999 | N |  | O/G Steam |  | 874.7401 | 11979
116_G_GT1 | AZ | 04013 | APS Ocotillo Power Plant | Ocotillo | 547311 | 48303213 |  |  | 116 | GT1 | 00041 | 45906 | 6.786 | 0 | 26.4829 | 0.497 | 0.497 | 0.049502 | 0.174 | 2020 | 35 | 17.1 | 846 | 24996.8 | 108 | 221112 | -111.9118 | 33.4249 | 50 | 125 | 120 |  | 50 | N | Natural Gas | N | N | N | 9999 | N |  | Combustion Turbine |  |  | 21977
116_G_GT2 | AZ | 04013 | APS Ocotillo Power Plant | Ocotillo | 547311 | 48302613 |  |  | 116 | GT2 | 00041 | 45905 | 2.704 | 0 | 10.5516 | 0.1855 | 0.1855 | 0.02 | 0.069001 | 2020 | 35 | 17.1 | 846 | 24996.8 | 108 | 221112 | -111.9118 | 33.4249 | 50 | 125 | 120 |  | 50 | N | Natural Gas | N | N | N | 9999 | N |  | Combustion Turbine |  |  | 21978
116_G_GT3 | AZ | 04013 | APS Ocotillo Power Plant | Ocotillo | 547311 | 142942813 |  |  | 116 | GT3 | 00041 | 67039 | 1.6807 | 3.8418 | 6.1339 | 1.6339 | 1.6339 | 0.46098 | 0.20007 | 2020 | [5 empty] | 221112 | -111.9123 | 33.4245 | 1000 | 125 | 120 |  | 104.7 | N | Natural Gas | Y | N | N | 9999 | N |  | Combustion Turbine |  |  | 10745
116_G_GT4 | AZ | 04013 | APS Ocotillo Power Plant | Ocotillo | 547311 | 142942913 |  |  | 116 | GT4 | 00041 | 67040 | 2.2465 | 4.5899 | 6.0257 | 1.6319 | 1.6319 | 0.44428 | 0.3579 | 2020 | [5 empty] | 221112 | -111.9123 | 33.4245 | 1000 | 125 | 120 |  | 104.7 | N | Natural Gas | Y | N | N | 9999 | N |  | Combustion Turbine |  |  | 10745
116_G_GT5 | AZ | 04013 | APS Ocotillo Power Plant | Ocotillo | 547311 | 142943013 |  |  | 116 | GT5 | 00041 | 67041 | 0.80465 | 3.0532 | 4.1213 | 1.1875 | 1.1875 | 0.3048 | 0.020365 | 2020 | [5 empty] | 221112 | -111.9123 | 33.4245 | 1000 | 125 | 120 |  | 104.7 | N | Natural Gas | Y | N | N | 9999 | N |  | Combustion Turbine |  |  | 10745
116_G_GT6 | AZ | 04013 | APS Ocotillo Power Plant | Ocotillo | 547311 | 142943113 |  |  | 116 | GT6 | 00041 | 67042 | 3.1692 | 3.4238 | 6.8712 | 2.225 | 2.225 | 0.51606 | 0.05304 | 2020 | [5 empty] | 221112 | -111.9123 | 33.4245 | 1000 | 125 | 120 |  | 104.7 | N | Natural Gas | Y | N | N | 9999 | N |  | Combustion Turbine |  |  | 10745
116_G_GT7 | AZ | 04013 | APS Ocotillo Power Plant | Ocotillo | 547311 | 142943213 |  |  | 116 | GT7 | 00041 | 67043 | 1.1787 | 5.6342 | 5.1029 | 1.1797 | 1.1797 | 0.37616 | 0.11032 | 2020 | [5 empty] | 221112 | -111.9123 | 33.4245 | 1000 | 125 | 120 |  | 104.7 | N | Natural Gas | Y | N | N | 9999 | N |  | Combustion Turbine |  |  | 10745
117_G_1B | AZ | 04013 | APS West Phx Power Plant | West Phoenix | 1139111 | 46677613 |  |  | 117 | 1B | 00038 | 45872 | 7.3344 | 0 | 485.536 | 9.6814 | 9.6814 | 0.88013 | 3.0804 | 2021 | 54 | 15.4 | 342 | 13141.4 | 70.4 | 221112 | -112.1591 | 33.4425 | 57 | 125 | 120 |  | 85 | N | Natural Gas | N | N | N | 9999 | N |  | Combined Cycle |  |  | 10763
117_G_2B | AZ | 04013 | APS West Phx Power Plant | West Phoenix | 1139111 | 46678713 |  |  | 117 | 2B | 00038 | 45873 | 1.4379 | 0 | 483.1435 | 9.4903 | 9.4903 | 0.86275 | 3.0196 | 2021 | 54 | 15.4 | 342 | 13141.4 | 70.4 | 221112 | -112.1583 | 33.4417 | 57 | 125 | 120 |  | 85 | N | Natural Gas | N | N | N | 9999 | N |  | Combined Cycle |  |  | 10818
117_G_3B | AZ | 04013 | APS West Phx Power Plant | West Phoenix | 1139111 | 46679913 |  |  | 117 | 3B | 00038 | 45874 | 31.7008 | 2.3999 | 57.8005 | 6.6767 | 6.6767 | 0.71996 | 5.7796 | 2022 | 54 | 15.4 | 342 | 13141.4 | 70.4 | 221112 | -112.1583 | 33.4417 | 85 | 125 | 120 |  | 85 | N | Natural Gas | N | N | N | 9999 | N |  | Combined Cycle |  |  | 10722
117_G_C4-2 | AZ | 04013 | APS West Phx Power Plant | West Phoenix | 1139111 | 46679113 | 117 | CC4 | 117 | C4-2 | 00038 | 45875 | 0.8439 | 0 | 34.8798 | 4.5465 | 4.5465 | 0.6469 | 0.8472 | 2022 | 120 | 14 | 250 | 12083.3 | 78.5 | 221112 | -112.1583 | 33.4417 | 120 | 125 | 120 |  | 39 | N | Natural Gas | Y | N | N | 9999 | N | 117_G_C4-2;117_G_C4-1 | Combined Cycle |  | 3148.3501 | 8230
117_G_C5-1 | AZ | 04013 | APS West Phx Power Plant | West Phoenix | 1139111 | 105572013 | 117 | CC5A | 117 | C5-1 | 00038 | 45876 | 20.4503 | 4.3347 | 36.8716 | 4.7441 | 4.7441 | 1.5584 | 1.8635 | 2021 | 175 | 15 | 206 | 8128.8668 | 46 | 221112 | -112.159 | 33.4433 | 2070 | 125 | 120 |  | 155 | N | Natural Gas | Y | N | N | 9999 | N |  | Combined Cycle |  | 3741.3318 | 8230
117_G_C5-2 | AZ | 04013 | APS West Phx Power Plant | West Phoenix | 1139111 | 105572113 | 117 | CC5B | 117 | C5-2 | 00038 | 45877 | 15.9305 | 4.7641 | 47.9778 | 7.0271 | 7.0271 | 2.1043 | 5.7307 | 2022 | 175 | 15 | 206 | 8128.8668 | 46 | 221112 | -112.159 | 33.4429 | 2070 | 125 | 120 |  | 153 | N | Natural Gas | Y | N | N | 9999 | N |  | Combined Cycle |  | 4870.498 | 8230
117_G_C5-3 | AZ | 04013 | APS West Phx Power Plant | West Phoenix | 1139111 | 105572213 |  |  | 117 | C5-3 | 00038 | 45867 | 0.00375 | 0 | 0.0037 | 0.0019625 | 0.0019625 | 0.00015686 | 0.0014123 | 2021 | 18 | 2 | 405 | 53.4066 | 17 | 221112 | -112.1583 | 33.4434 |  | 125 | 100 |  | 150 | N | Natural Gas | N | N | N | 9999 | N |  | Combined Cycle |  |  | 8230
117_G_GT1 | AZ | 04013 | APS West Phx Power Plant | West Phoenix | 1139111 | 46680513 |  |  | 117 | GT1 | 00038 | 45878 | 3.6257 | 0 | 16.36 | 0.29183 | 0.29183 | 0.02653 | 0.092854 | 2022 | [5 empty] | 221112 | -112.1562 | 33.4418 | 28 | 125 | 120 |  | 50 | N | Natural Gas | N | N | N | 9999 | N |  | Combustion Turbine |  |  | 22352
117_G_GT2 | AZ | 04013 | APS West Phx Power Plant | West Phoenix | 1139111 | 46680913 |  |  | 117 | GT2 | 00038 | 45879 | 6.6745 | 0 | 31.3373 | 0.53721 | 0.53721 | 0.048837 | 0.17093 | 2021 | 32 | 17.1 | 846 | 25089.4 | 108.4 | 221112 | -112.1583 | 33.4417 | 28 | 125 | 120 |  | 50 | N | Natural Gas | N | N | N | 9999 | N |  | Combustion Turbine |  |  | 22353
141_G_AF4 | AZ | 04013 | Salt River Project - Agua Fria Generating Station | Agua Fria | 1139311 | 142940213 |  |  | 141 | AF4 | 00014 | 45846 | 0.78444 | 0 | 3.9632 | 0.075851 | 0.075851 | 0.039209 | 0.020428 | 2022 | 34 | 23.4 | 942 | 27347.2 | 63.5 | 221112 | -112.216 | 33.5559 | 70 | 125 | 120 |  | 73 | N | Natural Gas, Distillate Fuel Oil | N | N | N | 9999 | N |  | Combustion Turbine |  |  | 25000
141_G_AF5 | AZ | 04013 | Salt River Project - Agua Fria Generating Station | Agua Fria | 1139311 | 142940413 |  |  | 141 | AF5 | 00014 | 45848 | 0.89871 | 0 | 4.2543 | 0.082832 | 0.082832 | 0.035332 | 0.023296 | 2021 | 39 | 19.1 | 942 | 26783.7 | 92.8 | 221112 | -112.216 | 33.5559 | 65 | 125 | 120 |  | 73 | N | Natural Gas, Distillate Fuel Oil | N | N | N | 9999 | N |  | Combustion Turbine |  |  | 25000
141_G_AF6 | AZ | 04013 | Salt River Project - Agua Fria Generating Station | Agua Fria | 1139311 | 142940313 |  |  | 141 | AF6 | 00014 | 45847 | 0.70318 | 0 | 3.791 | 0.071306 | 0.071306 | 0.043135 | 0.018401 | 2021 | 39 | 19.17 | 942 | 26784.4105 | 92.8 | 221112 | -112.2146 | 33.5538 | 65 | 125 | 120 |  | 73 | N | Natural Gas, Distillate Fuel Oil | N | N | N | 9999 | N |  | Combustion Turbine |  |  | 25000
147_G_KY4 | AZ | 04013 | Salt River Project - Kyrene Generating Station | Kyrene | 1139411 | 142941513 |  |  | 147 | KY4 | 00015 | 45861 | 0.10079 | 0 | 0.39334 | 0.0081122 | 0.0081122 | 0.00011554 | 0.0025813 | 2020 | [5 empty] | 221112 | -111.9364 | 33.3544 | 53 | 125 | 120 |  | 59 | N | Natural Gas, Distillate Fuel Oil | N | N | N | 9999 | N |  | Combustion Turbine |  |  | 24801
147_G_KY5 | AZ | 04013 | Salt River Project - Kyrene Generating Station | Kyrene | 1139411 | 142941313 |  |  | 147 | KY5 | 00015 | 45859 | 0.13124 | 0 | 0.51214 | 0.010563 | 0.010563 | 0.00015044 | 0.0033609 | 2020 | [5 empty] | 221112 | -111.9364 | 33.3544 | 60 | 125 | 120 |  | 53 | N | Natural Gas, Distillate Fuel Oil | N | N | N | 9999 | N |  | Combustion Turbine |  |  | 24796
147_G_KY6 | AZ | 04013 | Salt River Project - Kyrene Generating Station | Kyrene | 1139411 | 142941213 |  |  | 147 | KY6 | 00015 | 45858 | 0.21582 | 0 | 0.84222 | 0.017371 | 0.017371 | 0.0002474 | 0.0055271 | 2022 | [5 empty] | 221112 | -111.9364 | 33.3544 | 60 | 125 | 120 |  | 53 | N | Natural Gas, Distillate Fuel Oil | N | N | N | 9999 | N |  | Combustion Turbine |  |  | 24796
147_G_KY7 | AZ | 04013 | Salt River Project - Kyrene Generating Station | Kyrene | 1139411 | 142941413 | 147 | K-7 | 147 | KY7 | 00015 | 45860 | 4.5338 | 11.4617 | 42.8025 | 20.3397 | 20.3397 | 2.6682 | 0.69845 | 2020 | [5 empty] | 221112 | -111.9364 | 33.3544 | 2310 | 125 | 140 |  | 148 | N | Natural Gas | Y | N | N | 9999 | N | 147_G_KY7A;147_G_KY7 | Combined Cycle |  | 6027.4238 | 7437
55282_G_CTG1 | AZ | 04013 | Arlington Valley LLC | Arlington Valley Energy Facility | 546011 | 48316913 | 55282 | CTG1 | 55282 | CTG1 | 02126 | 45944 | 31.0986 | 0.0096849 | 43.3117 | 6.35 | 6.35 | 2.9427 | 0.09304 | 2020 | 185 | 18 | 182 | 16438.6 | 64.6 | 221112 | -112.889 | 33.3409 | 2200 | 125 | 120 |  | 162 | N | Natural Gas | Y | N | N | 9999 | N | 55282_G_STG1;55282_G_CTG1 | Combined Cycle |  | 6118.7686 | 7393
55282_G_CTG2 | AZ | 04013 | Arlington Valley LLC | Arlington Valley Energy Facility | 546011 | 48317013 | 55282 | CTG2 | 55282 | CTG2 | 02126 | 45945 | 22.6553 | 7.0798 | 39.2142 | 8.9509 | 8.9509 | 2.8696 | 0.25285 | 2020 | 185 | 18 | 182 | 16438.6 | 64.6 | 221112 | -112.889 | 33.3409 | 2200 | 125 | 120 |  | 163 | N | Natural Gas | Y | N | N | 9999 | N |  | Combined Cycle |  | 5918.228 | 7393
55306_G_CTG7 | AZ | 04013 | Gila River Power Station | Gila River Power Block 4 | 10704411 | 58715013 | 55306 | 4CTGA | 55306 | CTG7 | 01759 | 45939 | 20.4039 | 24.8425 | 43.3033 | 14.4538 | 14.4538 | 2.7385 | 0.45165 | 2022 | 130 | 18 | 180 | 15777.0786 | 62 | 221112 | -112.6948 | 32.9741 | 2330 | 125 | 120 |  | 146 | N | Natural Gas | Y | N | N | 9999 | N | 55306_G_ST12;55306_G_CTG7 | Combined Cycle | 5921 | 5656.6611 | 7534
55306_G_CTG8 | AZ | 04013 | Gila River Power Station | Gila River Power Block 4 | 10704411 | 58715113 | 55306 | 4CTGB | 55306 | CTG8 | 01759 | 45940 | 18.6834 | 17.9393 | 47.7123 | 15.7648 | 15.7648 | 3.3101 | 0.054263 | 2022 | 130 | 18 | 180 | 15777.0786 | 62 | 221112 | -112.6948 | 32.9736 | 2260 | 125 | 120 |  | 146 | N | Natural Gas | Y | N | N | 9999 | N |  | Combined Cycle | 6939 | 6824.3208 | 7534
55372_G_CTG1 | AZ | 04013 | New Harquahala Generating | Harquahala Generating Project | 10704011 | 58571513 | 55372 | CTG1 | 55372 | CTG1 | 01504 | 44962 | 13.4384 | 27.5775 | 25.7405 | 24.071 | 24.071 | 1.9525 | 2.5548 | 2022 | 180 | 19 | 178 | 20045.4822 | 70.7 | 221112 | -113.114 | 33.4753 | 2530 | 125 | 120 |  | 239.9 | N | Natural Gas | Y | N | N | 9999 | N | 55372_G_STG1;55372_G_CTG1 | Combined Cycle | 2954 | 2953.4695 | 7090
55372_G_CTG2 | AZ | 04013 | New Harquahala Generating | Harquahala Generating Project | 10704011 | 58571613 | 55372 | CTG2 | 55372 | CTG2 | 01504 | 45918 | 8.3325 | 27.7095 | 24.1778 | 17.1279 | 17.1279 | 1.9849 | 0.61722 | 2022 | 180 | 19 | 178 | 20045.4822 | 70.7 | 221112 | -113.113 | 33.4753 | 2530 | 125 | 120 |  | 226.6 | N | Natural Gas | Y | N | N | 9999 | N | 55372_G_STG2;55372_G_CTG2 | Combined Cycle | 3086 | 3086.1396 | 7090
55372_G_CTG3 | AZ | 04013 | New Harquahala Generating | Harquahala Generating Project | 10704011 | 58571713 | 55372 | CTG3 | 55372 | CTG3 | 01504 | 45920 | 5.1199 | 26.8768 | 23.0715 | 17.9196 | 17.9196 | 1.9357 | 0.58728 | 2022 | 180 | 19 | 178 | 20045.4822 | 70.7 | 221112 | -113.112 | 33.4753 | 2530 | 125 | 120 |  | 226.2 | N | Natural Gas | Y | N | N | 9999 | N | 55372_G_CTG3;55372_G_STG3 | Combined Cycle | 3012 | 3011.5601 | 7090
55455_G_CT1A | AZ | 04013 | APS Redhawk Generating Facility | Red Hawk | 545911 | 48317613 | 55455 | CC1A | 55455 | CT1A | 00040 | 45897 | 52.4415 | 0.53009 | 39.9254 | 6.723 | 6.723 | 2.6447 | 0.27471 | 2022 | 175 | 18 | 198 | 17176.6581 | 67.5 | 221112 | -112.841 | 33.336 | 2050 | 125 | 120 |  | 148 | N | Natural Gas | Y | N | N | 9999 | N |  | Combined Cycle | 6129 | 6128.7314 | 7533
55455_G_CT1B | AZ | 04013 | APS Redhawk Generating Facility | Red Hawk | 545911 | 48318013 | 55455 | CC1B | 55455 | CT1B | 00040 | 45898 | 64.2125 | 1.0718 | 41.5441 | 5.6578 | 5.6578 | 2.6807 | 1.8071 | 2022 | 175 | 18 | 198 | 17176.6581 | 67.5 | 221112 | -112.841 | 33.335 | 2050 | 125 | 120 |  | 148 | N | Natural Gas | Y | N | N | 9999 | N | 55455_G_CT1B;55455_G_ST1 | Combined Cycle | 6200 | 6200.292 | 7533
55455_G_CT2A | AZ | 04013 | APS Redhawk Generating Facility | Red Hawk | 545911 | 48318413 | 55455 | CC2A | 55455 | CT2A | 00040 | 45899 | 47.7925 | 0.42074 | 38.4991 | 5.3769 | 5.3769 | 2.5309 | 1.9395 | 2022 | 175 | 18 | 198 | 17176.6581 | 67.5 | 221112 | -112.841 | 33.334 | 2050 | 125 | 120 |  | 148 | N | Natural Gas | Y | N | N | 9999 | N |  | Combined Cycle | 5845 | 5845.3193 | 7533
55455_G_CT2B | AZ | 04013 | APS Redhawk Generating Facility | Red Hawk | 545911 | 48317513 | 55455 | CC2B | 55455 | CT2B |  |  | 48.471 | 0.45476 | 41.1829 | 8.5886 | 8.5886 | 2.7159 | 2.3927 |  | 175 | 18 | 198 | 17176.6581 | 67.5 | 221112 | -112.841 | 33.334 |  | 125 | 120 |  | 148 | N | Natural Gas | Y | N | N | 9999 | N | 55455_G_CT2B;55455_G_ST2 | Combined Cycle |  | 6109.4307 | 7533
55481_G_GT3 | AZ | 04013 | Mesquite Generating Station | Mesquite Generating Station Block 2 | 10704311 | 58713613 | 55481 | 5 | 55481 | GT3 | 01522 | 45926 | 5.1548 | 6.3155 | 56.4095 | 17.5428 | 17.5428 | 4.1768 | 9.8239 | 2022 | 170 | 18 | 186 | 12570.769 | 49.4 | 221112 | -112.8641 | 33.3447 | 2370 | 125 | 120 |  | 162 | N | Natural Gas | Y | N | N | 9999 | N | 55481_G_GT3;55481_G_ST2 | Combined Cycle | 7171 | 8161.5503 | 7330
55481_G_GT4 | AZ | 04013 | Mesquite Generating Station | Mesquite Generating Station Block 2 | 10704311 | 58713713 | 55481 | 6 | 55481 | GT4 | 01522 | 45927 | 10.228 | 6.6124 | 61.2186 | 10.58 | 10.58 | 3.9461 | 3.9675 | 2022 | 170 | 18 | 195 | 12570.769 | 49.4 | 221112 | -112.8641 | 33.3443 | 2370 | 125 | 120 |  | 162 | N | Natural Gas | Y | N | N | 9999 | N |  | Combined Cycle | 7794 | 7704.5005 | 7330
58557_G_GT1 | AZ | 04013 | Mesquite Generating Station | Mesquite Generating Station Block 1 | 10704311 | 58618813 | 55481 | 1 | 58557 | GT1 | 01522 | 45924 | 3.3781 | 3.0614 | 58.8014 | 13.47 | 13.47 | 3.6843 | 5.5104 | 2022 | 170 | 18 | 186 | 12570.769 | 49.4 | 221112 | -112.8641 | 33.3464 | 2370 | 125 | 120 |  | 160.5 | N | Natural Gas | Y | N | N | 9999 | N | 55481_G_GT1;58557_G_ST1;58557_G_GT1;55481_G_ST1 | Combined Cycle | 7417 | 7272.7471 | 7452
58557_G_GT2 | AZ | 04013 | Mesquite Generating Station | Mesquite Generating Station Block 1 | 10704311 | 58618913 | 55481 | 2 | 58557 | GT2 | 01522 | 45925 | 6.6373 | 3.5069 | 54.373 | 9.3516 | 9.3516 | 3.5176 | 3.5069 | 2022 | 170 | 18 | 188 | 12570.769 | 49.4 | 221112 | -112.8641 | 33.346 | 2370 | 125 | 120 |  | 160.5 | N | Natural Gas | Y | N | N | 9999 | N | 55481_G_GT2;58557_G_GT2 | Combined Cycle | 7143 | 6984.6279 | 7452
59338_G_CTG1 | AZ | 04013 | Gila River Power Station | Gila River Power Block 1 | 10704411 | 58713913 | 55306 | 1CTGA | 59338 | CTG1 | 01759 | 45933 | 16.1893 | 16.1342 | 42.5266 | 13.7615 | 13.7615 | 2.8428 | 0.47455 | 2022 | 130 | 18 | 180 | 15777.0786 | 62 | 221112 | -112.6948 | 32.9779 | 2090 | 125 | 120 |  | 164 | N | Natural Gas | Y | N | N | 9999 | N | 59338_G_ST9;59338_G_CTG1;55306_G_CTG1;55306_G_ST9 | Combined Cycle | 6265 | 6096.5874 | 7352
59338_G_CTG2 | AZ | 04013 | Gila River Power Station | Gila River Power Block 1 | 10704411 | 58714513 | 55306 | 1CTGB | 59338 | CTG2 | 01759 | 45934 | 21.7349 | 53.896 | 42.715 | 16.547 | 16.547 | 2.8399 | 0 | 2022 | 130 | 18 | 180 | 15777.0786 | 62 | 221112 | -112.6948 | 32.9774 | 2210 | 125 | 120 | 139&205 | 164 | N | Natural Gas | Y | N | N | 9999 | N | 55306_G_CTG2;59338_G_CTG2 | Combined Cycle | 6162 | 5967.2183 | 7352
59784_G_CTG5 | AZ | 04013 | Gila River Power Station | Gila River Power Block 3 | 10704411 | 58714913 | 55306 | 3CTGB | 59784 | CTG5 | 01759 | 45938 | 2.8826 | 7.4024 | 35.6236 | 16.1927 | 16.1927 | 2.7995 | 1.3879 | 2022 | 130 | 18 | 180 | 15777.0786 | 62 | 221112 | -112.6948 | 32.9748 | 2140 | 125 | 120 |  | 146 | N | Natural Gas | Y | N | N | 9999 | N | 59784_G_CTG6;55306_G_CTG6 | Combined Cycle | 6376 | 6322.1704 | 7536
59784_G_CTG6 | AZ | 04013 | Gila River Power Station | Gila River Power Block 3 | 10704411 | 58714813 | 55306 | 3CTGA | 59784 | CTG6 | 01759 | 45937 | 5.3345 | 5.2411 | 34.8137 | 14.1105 | 14.1105 | 2.4439 | 0.0403 | 2022 | 130 | 18 | 180 | 15777.0786 | 62 | 221112 | -112.6948 | 32.9763 | 2160 | 125 | 120 |  | 146 | N | Natural Gas | Y | N | N | 9999 | N | 59784_G_CTG5;55306_G_CTG5;55306_G_ST11;59784_G_ST11 | Combined Cycle | 5684 | 5539.0903 | 7536
60768_G_CTG3 | AZ | 04013 | Gila River Power Station | Gila River Power Block 2 | 10704411 | 58714613 | 55306 | 2CTGA | 60768 | CTG3 | 01759 | 45935 | 4.9787 | 4.2724 | 37.9535 | 12.8172 | 12.8172 | 2.8774 | 0.094915 | 2022 | 130 | 18 | 180 | 15777.0786 | 62 | 221112 | -112.6948 | 32.9767 | 2160 | 125 | 120 |  | 146 | N | Natural Gas | Y | N | N | 9999 | N | 60768_G_CTG3;55306_G_ST10;55306_G_CTG3;60768_G_ST10 | Combined Cycle | 6470 | 6339.252 | 7474
60768_G_CTG4 | AZ | 04013 | Gila River Power Station | Gila River Power Block 2 | 10704411 | 58714713 | 55306 | 2CTGB | 60768 | CTG4 | 01759 | 45936 | 3.3804 | 6.8806 | 37.3006 | 15.2352 | 15.2352 | 2.9796 | 0 | 2022 | 130 | 18 | 180 | 15777.0786 | 62 | 221112 | -112.6948 | 32.9767 | 2210 | 125 | 120 |  | 146 | N | Natural Gas | Y | N | N | 9999 | N | 60768_G_CTG4;55306_G_CTG4 | Combined Cycle | 6651 | 6548.2402 | 7474
8068_G_ST1 | AZ | 04013 | Salt River Project - Santan Generating Station | Santan | 1139211 | 46676113 |  |  | 8068 | ST1 | 00013 | 45828 | 2.4256 | 0 | 15.5988 | 3.0092 | 3.0092 | 0.060003 | 0.95585 | 2022 | 49 | 13.25 | 310 | 11610.0405 | 84.2 | 221112 | -111.7494 | 33.3319 | 90 | 125 | 120 |  | 92 | N | Natural Gas | N | N | N | 9999 | N |  | Combined Cycle | 1246 |  | 9463
8068_G_ST2 | AZ | 04013 | Salt River Project - Santan Generating Station | Santan | 1139211 | 46676613 |  |  | 8068 | ST2 | 00013 | 45829 | 11.8592 | 0 | 29.7892 | 4.0088 | 4.0088 | 0.079907 | 1.2759 | 2022 | 49 | 13.25 | 310 | 11610.0405 | 84.2 | 221112 | -111.7494 | 33.3308 | 90 | 125 | 120 |  | 92 | N | Natural Gas | N | N | N | 9999 | N |  | Combined Cycle | 1701 |  | 9429
8068_G_ST3 | AZ | 04013 | Salt River Project - Santan Generating Station | Santan | 1139211 | 46676813 |  |  | 8068 | ST3 | 00013 | 45830 | 9.3187 | 0 | 39.7839 | 7.0785 | 7.0785 | 0.14114 | 2.2523 | 2022 | 49 | 13.25 | 310 | 11610.0405 | 84.2 | 221112 | -111.75 | 33.3308 | 90 | 125 | 120 |  | 92 | N | Natural Gas | N | N | N | 9999 | N |  | Combined Cycle | 3089 |  | 9383
8068_G_ST4 | AZ | 04013 | Salt River Project - Santan Generating Station | Santan | 1139211 | 46676913 |  |  | 8068 | ST4 | 00013 | 45831 | 11.1503 | 0 | 52.129 | 4.926 | 4.926 | 0.098238 | 1.5708 | 2022 | 52 | 13.25 | 310 | 11610.0405 | 84.2 | 221112 | -111.75 | 33.3314 | 90 | 125 | 120 |  | 92 | N | Natural Gas | N | N | N | 9999 | N |  | Combined Cycle | 2076 |  | 9415
8068_G_ST5A | AZ | 04013 | Salt River Project - Santan Generating Station | Santan | 1139211 | 105573113 | 8068 | 5A | 8068 | ST5A | 00013 | 45825 | 16.9 | 7.0785 | 29.5391 | 5.3088 | 5.3088 | 2.6556 | 0 | 2022 | 165 | 18 | 186 | 15598.9503 | 61.3 | 221112 | -111.7511 | 33.3336 | 2240 | 125 | 120 |  | 151 | N | Natural Gas | Y | N | N | 9999 | N | 8068_G_ST5A;8068_G_ST5S | Combined Cycle | 5361 | 5361.2905 | 7489
8068_G_ST5B | AZ | 04013 | Salt River Project - Santan Generating Station | Santan | 1139211 | 105573213 | 8068 | 5B | 8068 | ST5B | 00013 | 45826 | 19.7999 | 4.1742 | 20.0362 | 5.8439 | 5.8439 | 1.2511 | 0 | 2022 | 165 | 18 | 186 | 15598.9503 | 61.3 | 221112 | -111.7511 | 33.3336 | 2240 | 125 | 120 |  | 151 | N | Natural Gas | Y | N | N | 9999 | N |  | Combined Cycle | 2551 | 2551.3391 | 7489
8068_G_ST6A | AZ | 04013 | Salt River Project - Santan Generating Station | Santan | 1139211 | 105573313 | 8068 | 6A | 8068 | ST6A | 00013 | 45827 | 11.1 | 13.7806 | 33.4825 | 14.291 | 14.291 | 3.0509 | 0 | 2022 | 165 | 18 | 186 | 15598.9503 | 61.3 | 221112 | -111.7511 | 33.3336 | 2240 | 125 | 120 |  | 151 | N | Natural Gas | Y | N | N | 9999 | N | 8068_G_ST6S;8068_G_ST6A | Combined Cycle | 6130 | 6130.0425 | 7489
55124_G_CTG1 | AZ | 04015 | GRIFFITH ENERGY LLC | Griffith Energy LLC | 16323811 | 103915413 | 55124 | P1 | 55124 | CTG1 | 6081 | 001 | 73.6 |  | 51.8429 | 53 | 53 | 3.2742 | 13.9525 | 2022 | 130 | 19 | 170 | 11046.2835 | 38.96 | 221112 | -114.1334 | 35.0536 | 2510 | 125 | 120 |  | 147 | N | Natural Gas | Y | N | N | 9999 | N |  | Combined Cycle |  | 6903.7295 | 7359
55124_G_CTG2 | AZ | 04015 | GRIFFITH ENERGY LLC | Griffith Energy LLC | 16323811 | 103915513 | 55124 | P2 | 55124 | CTG2 | 6081 | 002 | 85.03 |  | 50.1145 | 21.1 | 21.1 | 3.1912 | 13.7076 | 2022 | 130 | 19 | 170 | 11046.2835 | 38.96 | 221112 | -114.1334 | 35.0536 | 2510 | 125 | 120 |  | 147 | N | Natural Gas | Y | N | N | 9999 | N |  | Combined Cycle |  | 6530.0146 | 7359
56482_G_1 | AZ | 04015 | UNS ELECTRIC INC - BLACK MOUNTAIN GENERATING STATION | Black Mountain Generating Station | 13414311 | 88717213 | 56482 | 1 | 56482 | 1 | 126082 | 001 | 57.1 |  | 26.5407 | 1.69 | 1.69 | 0.8969 | 0.53774 | 2022 | 65 | 10.2 | 550 | 3833.9834 | 46.2 | 221112 | -114.1596 | 35.0356 | 490 | 125 | 120 |  | 45 | N | Natural Gas | Y | N | N | 9999 | N |  | Combustion Turbine | 8736 | 1409.2495 | 10745
56482_G_2 | AZ | 04015 | UNS ELECTRIC INC - BLACK MOUNTAIN GENERATING STATION | Black Mountain Generating Station | 13414311 | 86200113 | 56482 | 2 | 56482 | 2 |  |  | 28.7 |  | 24.3158 | 1.532 | 1.532 | 0.8058 | 0.48746 |  | 65 | 10.2 | 550 | 3877.55 | 46.7166 | 221112 | -114.1596 | 35.0352 |  | 125 | 120 |  | 45 | N | Natural Gas | Y | N | N | 9999 | N |  | Combustion Turbine |  | 1275.7098 | 10745
56616_B_4PB | AZ | 04017 | NOVO BIOPOWER LLC | Novo BioPower Plant | 13414411 | 86201613 |  |  | 56616 | 4PB | 34839 | 003 | 211.8403 |  | 225.59 | 34.3232 | 34.3232 | 0.41029 | 88.0447 | 2022 | 75 | 6 | 302 | 3107.75 | 109.9 | 221117 | -110.3359 | 34.5037 | 22 | 125 | 100 |  | 22.2 | N | Biomass | N | N | N | 9999 | N |  | Biomass |  |  | 18088
113_B_1 | AZ | 04017 | APS - CHOLLA POWER PLANT | Cholla | 863011 | 111574513 | 113 | 1 | 113 | 1 | 447 | TFSU-001 | 71.177 |  | 765.2504 | 39.4073 | 39.4073 | 346.2318 | 0.45758 | 2022 | 250 | 12.9 | 155 | -1 | 42.6 | 221112 | -110.3004 | 34.9409 | 1480 | 125 | 100 |  | 116 | N | Subbituminous | Y | N | N | 2025 | N |  | Coal Steam | 6988 | 6990.7793 | 10762
113_B_3 | AZ | 04017 | APS - CHOLLA POWER PLANT | Cholla | 863011 | 111574713 | 113 | 3 | 113 | 3 | 447 | TFSU-003 | 377.058 |  | 1813.7036 | 95.4222 | 95.4222 | 810.6594 | 1.0911 | 2022 | 550 | 17.5 | 309 | -1 | 92.6 | 221112 | -110.3004 | 34.9409 | 5940 | 125 | 100 |  | 271 | N | Subbituminous | Y | N | N | 2025 | N |  | Coal Steam | 7207 | 7189.2197 | 11027
126_B_3 | AZ | 04019 | Irvington | H Wilson Sundt Generating Station | 977911 | 48108913 | 126 | 3 | 126 | 3 |  |  | 4.4707 |  | 152.4408 | 7.2281 | 7.2281 | 3.4472 | 5.2309 |  | 90 | 10.53 | 240 | 2002.9667 | 23 | 2211 | -110.9051 | 32.1597 |  | 125 | 100 |  | 104 | N | Natural Gas | Y | N | N | 9999 | N | 126_B_3;126_B_1 | O/G Steam |  | 4741.5103 | 11372
126_B_4 | AZ | 04019 | Irvington | H Wilson Sundt Generating Station | 977911 | 48109013 | 126 | 4 | 126 | 4 | 1052 | 4 | 17.822 |  | 326.3513 | 9.8967 | 9.8967 | 7.7727 | 11.8588 | 2022 | 100 | 10.33 | 287 | 4609.5 | 55 | 2211 | -110.9051 | 32.1597 | 1700 | 125 | 100 |  | 156 | N | Natural Gas | Y | N | N | 9999 | N | 126_B_4;126_B_3 | O/G Steam | 8760 | 6671.8506 | 11020
126_G_GT1 | AZ | 04019 | Irvington | H Wilson Sundt Generating Station | 977911 | 128240613 |  |  | 126 | GT1 | 1052 | 9 | 3.3832 |  | 13.2508 | 0.27296 | 0.27296 | 0.15431 | 0.086661 | 2022 | 41.8 | 8 | 920 | 1211.4 | 24.1 | 2211 | -110.9051 | 32.1597 | 500 | 125 | 120 |  | 24 | N | Natural Gas, Distillate Fuel Oil | N | N | N | 9999 | N |  | Combustion Turbine | 8760 |  | 13349
126_G_GT2 | AZ | 04019 | Irvington | H Wilson Sundt Generating Station | 977911 | 128238913 |  |  | 126 | GT2 | 1052 | 10 | 1.8728 |  | 7.3182 | 0.15087 | 0.15087 | 0.08052 | 0.047965 | 2022 | 41.8 | 8 | 921 | 1211.4 | 24.1 | 2211 | -110.9051 | 32.1597 | 500 | 125 | 120 |  | 24 | N | Natural Gas, Distillate Fuel Oil | N | N | N | 9999 | N |  | Combustion Turbine | 8760 |  | 13350
126_G_RIC1 | AZ | 04019 | Irvington | H Wilson Sundt Generating Station | 977911 | 140298013 |  |  | 126 | RIC1 | 1052 | 31 | 3.3576 |  | 7.4346 | 1.3922 | 1.3922 | 0.4026 | 11.412 | 2022 | 160 | 5.26 | 681 | 2012.5 | 92.61 | 2211 | -110.9051 | 32.1597 | 19 | 125 | 160 |  | 18.2 | N | Natural Gas | N | N | N | 9999 | N |  | Combustion Turbine | 8760 |  | 10745
126_G_RIC10 | AZ | 04019 | Irvington | H Wilson Sundt Generating Station | 977911 | 136460913 |  |  | 126 | RIC10 | 1052 | 40 | 3.4943 |  | 8.7439 | 0.96365 | 0.83898 | 0.33392 | 3.2305 | 2022 | 160 | 5.26 | 695 | 2300 | 105.84 | 2211 | -110.9051 | 32.1597 | 19 | 125 | 160 |  | 18.2 | N | Natural Gas | N | N | N | 9999 | N |  | Combustion Turbine | 8760 |  | 10745
126_G_RIC2 | AZ | 04019 | Irvington | H Wilson Sundt Generating Station | 977911 | 140298113 |  |  | 126 | RIC2 | 1052 | 32 | 3.1372 |  | 6.906 | 1.1188 | 1.1188 | 0.32441 | 5.2524 | 2022 | 160 | 5.26 | 773 | 1754.7041 | 80.75 | 2211 | -110.9051 | 32.1597 | 19 | 125 | 160 |  | 18.2 | N | Natural Gas | N | N | N | 9999 | N |  | Combustion Turbine | 8760 |  | 10745
126_G_RIC3 | AZ | 04019 | Irvington | H Wilson Sundt Generating Station | 977911 | 140298213 |  |  | 126 | RIC3 | 1052 | 33 | 3.3453 |  | 4.6526 | 1.2066 | 1.2066 | 0.27143 | 10.1198 | 2022 | 160 | 5.26 | 752 | 1733.0667 | 79.75 | 2211 | -110.9051 | 32.1597 | 19 | 125 | 160 |  | 18.2 | N | Natural Gas | N | N | N | 9999 | N |  | Combustion Turbine | 8760 |  | 10745
126_G_RIC4 | AZ | 04019 | Irvington | H Wilson Sundt Generating Station | 977911 | 140298313 |  |  | 126 | RIC4 | 1052 | 34 | 2.3557 |  | 3.6598 | 0.66569 | 0.66569 | 0.13906 | 5.55 | 2022 | 160 | 5.26 | 752 | 1701.5 | 78.3 | 2211 | -110.9051 | 32.1597 | 19 | 125 | 160 |  | 18.2 | N | Natural Gas | N | N | N | 9999 | N |  | Combustion Turbine | 8760 |  | 10745
126_G_RIC5 | AZ | 04019 | Irvington | H Wilson Sundt Generating Station | 977911 | 140298413 |  |  | 126 | RIC5 | 1052 | 35 | 1.3837 |  | 3.5565 | 0.92024 | 0.92024 | 0.41809 | 4.8219 | 2022 | 160 | 5.26 | 786 | 1781.6833 | 81.99 | 2211 | -110.9051 | 32.1597 | 19 | 125 | 160 |  | 18.2 | Y | Natural Gas | N | Y | N | 9999 | N |  | Combustion Turbine | 8760 |  | 10745
126_G_RIC6 | AZ | 04019 | Irvington | H Wilson Sundt Generating Station | 977911 | 136460513 |  |  | 126 | RIC6 | 1052 | 36 | 1.5621 |  | 4.2389 | 1.338 | 0.5789 | 0.95034 | 11.5134 | 2022 | 160 | 5.26 | 745 | 1866.6667 | 85.9 | 2211 | -110.9051 | 32.1597 | 19 | 125 | 160 |  | 18.2 | Y | Natural Gas | N | Y | N | 9999 | N |  | Combustion Turbine | 8760 |  | 10745
126_G_RIC7 | AZ | 04019 | Irvington | H Wilson Sundt Generating Station | 977911 | 136460613 |  |  | 126 | RIC7 | 1052 | 37 | 2.4533 |  | 6.8784 | 0.77435 | 0.62548 | 0.16342 | 1.3379 | 2022 | 160 | 5.26 | 659 | 2416.6667 | 111.21 | 2211 | -110.9051 | 32.1597 | 19 | 125 | 160 |  | 18.2 | N | Natural Gas | N | N | N | 9999 | N |  | Combustion Turbine | 8760 |  | 10745
126_G_RIC8 | AZ | 04019 | Irvington | H Wilson Sundt Generating Station | 977911 | 136460713 |  |  | 126 | RIC8 | 1052 | 38 | 2.8838 |  | 4.8727 | 1.0446 | 0.88705 | 0.24859 | 1.6324 | 2022 | 160 | 5.26 | 687 | 2400 | 110.45 | 2211 | -110.9051 | 32.1597 | 19 | 125 | 160 |  | 18.2 | N | Natural Gas | N | N | N | 9999 | N |  | Combustion Turbine | 8760 |  | 10745
126_G_RIC9 | AZ | 04019 | Irvington | H Wilson Sundt Generating Station | 977911 | 136460813 |  |  | 126 | RIC9 | 1052 | 39 | 3.6904 |  | 12.9959 | 1.2174 | 0.91055 | 0.36606 | 2.0732 | 2022 | 160 | 5.26 | 686 | 2350 | 108.14 | 2211 | -110.9051 | 32.1597 | 19 | 125 | 160 |  | 18.2 | N | Natural Gas | N | N | N | 9999 | N |  | Combustion Turbine | 8760 |  | 10745
6088_G_1 | AZ | 04019 | North Loop | North Loop | 17946111 | 135759913 |  |  | 6088 | 1 | 1053 | 1 | 5.2181 |  | 20.3635 | 0.42 | 0.42 | 0.067105 | 0.13364 | 2022 | 41.8 | 8 | 920 | 9680.7001 | 192.6 | 2211 | -111.1264 | 32.4013 | 27 | 125 | 120 |  | 25 | N | Natural Gas, Distillate Fuel Oil | N | N | N | 9999 | N |  | Combustion Turbine | 6384 |  | 10745
6088_G_2 | AZ | 04019 | North Loop | North Loop | 17946111 | 135760013 |  |  | 6088 | 2 | 1053 | 2 | 0.29319 |  | 1.5544 | 0.029152 | 0.029042 | 0.19496 | 0.007663 | 2022 | 41.8 | 8 | 920 | 9680.7001 | 192.6 | 2211 | -111.1264 | 32.4013 | 27 | 125 | 120 |  | 25 | N | Natural Gas, Distillate Fuel Oil | N | N | N | 9999 | N |  | Combustion Turbine | 6384 |  | 16189
6088_G_3 | AZ | 04019 | North Loop | North Loop | 17946111 | 135760113 |  |  | 6088 | 3 | 1053 | 3 | 5.8894 |  | 26.6187 | 0.52327 | 0.52227 | 1.7696 | 0.15219 | 2022 | 41.8 | 8 | 920 | 9680.7001 | 192.6 | 2211 | -111.1264 | 32.4013 | 27 | 125 | 120 |  | 25 | N | Natural Gas, Distillate Fuel Oil | N | N | N | 9999 | N |  | Combustion Turbine | 6384 |  | 16189
6088_G_4 | AZ | 04019 | North Loop | North Loop | 17946111 | 135760213 |  |  | 6088 | 4 | 1053 | 4 | 19.114 |  | 7.276 | 0.17322 | 0.17322 | 0.027697 | 0.055116 | 2022 | 44.8 | 14.6 | 920 | 6263.3167 | 37.4 | 2211 | -111.1264 | 32.4013 | 21.5 | 125 | 120 |  | 20 | N | Natural Gas | N | N | N | 9999 | N |  | Combustion Turbine | 6384 |  | 16187
118_G_GE1 | AZ | 04021 | Saguaro Power Plant | Saguaro | 998011 | 67644213 | 118 | CT3 | 118 | GE1 | EGU0048 | CT3 | 18.229 |  | 14.9165 | 3.831 | 3.831 | 0.2458 | 1.219 | 2020 | 60 | 9.38 | 1019 | 2003.8099 | 29 | 221112 | -111.2992 | 32.5522 | 80 | 125 | 120 |  | 76 | N | Natural Gas | Y | N | N | 9999 | N |  | Combustion Turbine |  | 1219.0995 | 15103
118_G_GT1 | AZ | 04021 | Saguaro Power Plant | Saguaro | 998011 | 48102113 |  |  | 118 | GT1 | EGU0048 | CT1 | 11.018 |  | 42.998 | 0.887 | 0.887 | 0.081 | 0.282 | 2020 | 37 | 17.15 | 846 | 24948.3533 | 108 | 221112 | -111.2992 | 32.5522 | 55 | 125 | 120 |  | 50 | N | Natural Gas | N | N | N | 9999 | N |  | Combustion Turbine |  |  | 15103
118_G_GT2 | AZ | 04021 | Saguaro Power Plant | Saguaro | 998011 | 67644113 |  |  | 118 | GT2 | EGU0048 | CT2 | 3.362 |  | 13.118 | 0.271 | 0.271 | 0.025 | 0.086 | 2020 | 37 | 17.15 | 846 | 24948.3533 | 108 | 221112 | -111.2992 | 32.5522 | 55 | 125 | 120 |  | 50 | N | Natural Gas | N | N | N | 9999 | N |  | Combustion Turbine |  |  | 15103
55129_G_CTG1 | AZ | 04021 | Desert Basin Generating Station | Desert Basin | 998111 | 48101813 | 55129 | DBG1 | 55129 | CTG1 | EGU0049 | Unit 1 | 17 | 8 | 35.7515 | 10.9 | 10.9 | 1.3882 | 0.5 | 2020 | 160 | 19 | 200 | 14247.33 | 49 | 221112 | -111.7889 | 32.9042 | 2500 | 125 | 120 |  | 166 | N | Natural Gas | Y | N | N | 9999 | N |  | Combined Cycle |  | 2719.9092 | 7402
55129_G_CTG2 | AZ | 04021 | Desert Basin Generating Station | Desert Basin | 998111 | 48101713 | 55129 | DBG2 | 55129 | CTG2 | EGU0049 | Unit 2 | 254.4 | 5.4 | 33.1827 | 13.5 | 13.5 | 1.9322 | 0.8 | 2020 | 160 | 19 | 200 | 13164.88 | 45 | 221112 | -111.7889 | 32.9033 | 2500 | 125 | 120 |  | 162 | N | Natural Gas | Y | N | N | 9999 | N |  | Combined Cycle |  | 3741.5596 | 7402
55522_G_CT1 | AZ | 04021 | Sundance Power Plant | Sundance | 1032711 | 62911013 | 55522 | CT01 | 55522 | CT1 | EGUSundance | 001 | 2.753 | 0.925 | 2.722 | 1.617 | 1.617 | 0.0855 | 1.328 | 2022 | 85 | 10 | 850 | 12500 | 155 | 221112 | -111.5899 | 32.9285 | 495 | 125 | 120 | 109&139 | 41 | N | Natural Gas | Y | N | N | 9999 | N |  | Combustion Turbine |  | 878.0901 | 10929
55522_G_CT10 | AZ | 04021 | Sundance Power Plant | Sundance | 1032711 | 62911813 | 55522 | CT10 | 55522 | CT10 | EGUSundance | 010 | 1.63 | 0.834 | 3.2838 | 1.442 | 1.442 | 0.1276 | 1.188 | 2020 | 85 | 10 | 850 | 12500 | 155 | 221112 | -111.5887 | 32.9281 | 495 | 125 | 120 |  | 41 | N | Natural Gas | Y | N | N | 9999 | N |  | Combustion Turbine |  | 1281.9489 | 10930
55522_G_CT2 | AZ | 04021 | Sundance Power Plant | Sundance | 1032711 | 48098813 | 55522 | CT02 | 55522 | CT2 |  |  | 1.761 | 0.88 | 2.733 | 1.504 | 1.504 | 0.0944 | 1.248 |  | 85 | 10 | 850 | 12500 | 155 | 221112 | -111.5899 | 32.9285 |  | 125 | 120 |  | 41 | N | Natural Gas | Y | N | N | 9999 | N |  | Combustion Turbine |  | 962.4696 | 10930
55522_G_CT3 | AZ | 04021 | Sundance Power Plant | Sundance | 1032711 | 62911113 | 55522 | CT03 | 55522 | CT3 | EGUSundance | 003 | 2.3 | 0.873 | 2.5461 | 1.468 | 1.468 | 0.0859 | 1.212 | 2020 | 85 | 10 | 850 | 12500 | 155 | 221112 | -111.5887 | 32.9281 | 495 | 125 | 120 |  | 41 | N | Natural Gas | Y | N | N | 9999 | N |  | Combustion Turbine |  | 873.9496 | 10930
55522_G_CT4 | AZ | 04021 | Sundance Power Plant | Sundance | 1032711 | 62911213 | 55522 | CT04 | 55522 | CT4 | EGUSundance | 004 | 1.941 | 0.718 | 2.9129 | 1.234 | 1.234 | 0.0982 | 1.018 | 2020 | 85 | 10 | 850 | 12500 | 155 | 221112 | -111.5887 | 32.9281 | 495 | 125 | 120 |  | 41 | N | Natural Gas | Y | N | N | 9999 | N |  | Combustion Turbine |  | 997.9401 | 10930
55522_G_CT5 | AZ | 04021 | Sundance Power Plant | Sundance | 1032711 | 62911313 | 55522 | CT05 | 55522 | CT5 | EGUSundance | 005 | 1.59 | 0.817 | 2.9474 | 1.406 | 1.406 | 0.107 | 1.171 | 2022 | 85 | 10 | 850 | 12500 | 155 | 221112 | -111.5899 | 32.9285 | 495 | 125 | 120 | 109&139 | 41 | N | Natural Gas | Y | N | N | 9999 | N |  | Combustion Turbine |  | 1088.7393 | 10930
55522_G_CT6 | AZ | 04021 | Sundance Power Plant | Sundance | 1032711 | 62911413 | 55522 | CT06 | 55522 | CT6 | EGUSundance | 006 | 1.461 | 0.777 | 3.127 | 1.331 | 1.331 | 0.1145 | 1.102 | 2022 | 85 | 10 | 850 | 12500 | 155 | 221112 | -111.5887 | 32.9281 | 495 | 125 | 120 |  | 41 | N | Natural Gas | Y | N | N | 9999 | N |  | Combustion Turbine |  | 1157.9792 | 10930
55522_G_CT7 | AZ | 04021 | Sundance Power Plant | Sundance | 1032711 | 62911513 | 55522 | CT07 | 55522 | CT7 | EGUSundance | 007 | 1.153 | 0.823 | 3.5826 | 1.412 | 1.412 | 0.1126 | 0.986 | 2020 | 85 | 10 | 850 | 12500 | 155 | 221112 | -111.5887 | 32.9281 | 495 | 125 | 120 |  | 41 | N | Natural Gas | Y | N | N | 9999 | N |  | Combustion Turbine |  | 1140.8093 | 10930
55522_G_CT8 | AZ | 04021 | Sundance Power Plant | Sundance | 1032711 | 62911613 | 55522 | CT08 | 55522 | CT8 |  |  | 1.156 | 0.642 | 3.1598 | 1.056 | 1.056 | 0.1096 | 0.663 |  | 85 | 10 | 850 | 12500 | 155 | 221112 | -111.5899 | 32.9285 |  | 125 | 120 |  | 41 | N | Natural Gas | Y | N | N | 9999 | N |  | Combustion Turbine |  | 1107.4094 | 10930
55522_G_CT9 | AZ | 04021 | Sundance Power Plant | Sundance | 1032711 | 62911713 | 55522 | CT09 | 55522 | CT9 | EGUSundance | 009 | 2.099 | 0.912 | 3.39 | 1.585 | 1.585 | 0.1243 | 1.299 | 2020 | 85 | 10 | 850 | 12500 | 155 | 221112 | -111.5887 | 32.9281 | 495 | 125 | 120 |  | 41 | N | Natural Gas | Y | N | N | 9999 | N |  | Combustion Turbine |  | 1250.459 | 10930
56948_G_1 | AZ | 04021 | Coolidge Generating Station | Coolidge Generation Station | 11310611 | 118549313 | 56948 | CT01 | 56948 | 1 | COOLGEN | CT01 | 0.4 | 0 | 0.606 | 1 | 0 | 0.0436 | 0.4 | 2020 | 85 | 10.5 | 800 | 3867 | 44.6406 | 22111 | -111.5042 | 32.916 | 48 | 125 | 120 |  | 43.4 | N | Natural Gas | Y | N | N | 9999 | N |  | Combustion Turbine |  | 433.6898 | 10745
56948_G_10 | AZ | 04021 | Coolidge Generating Station | Coolidge Generation Station | 11310611 | 118549813 | 56948 | CT10 | 56948 | 10 | COOLGEN | CT10 | 3 | 1.2 | 1.24 | 0.5 | 0.5 | 0.0706 | 0.1 | 2022 | 85 | 10.5 | 800 | 3867 | 44.6406 | 22111 | -111.5036 | 32.9182 | 48 | 125 | 120 |  | 43.4 | N | Natural Gas | Y | N | N | 9999 | N |  | Combustion Turbine |  | 719.94 | 10745
56948_G_11 | AZ | 04021 | Coolidge Generating Station | Coolidge Generation Station | 11310611 | 118549713 | 56948 | CT11 | 56948 | 11 | COOLGEN | CT11 | 4.8 | 1.5 | 1.3359 | 0.7 | 0.7 | 0.0745 | 0.1 | 2020 | 85 | 10.5 | 800 | 3867 | 44.6406 | 22111 | -111.5039 | 32.9182 | 48 | 125 | 120 |  | 43.4 | N | Natural Gas | Y | N | N | 9999 | N |  | Combustion Turbine |  | 755.1798 | 10745
56948_G_12 | AZ | 04021 | Coolidge Generating Station | Coolidge Generation Station | 11310611 | 118549613 | 56948 | CT12 | 56948 | 12 | COOLGEN | CT12 | 4.5 | 1.8 | 1.5685 | 0.8 | 0.8 | 0.0777 | 0.2 | 2020 | 85 | 10.5 | 800 | 3867 | 44.6406 | 22111 | -111.5042 | 32.9182 | 48 | 125 | 120 |  | 43.4 | N | Natural Gas | Y | N | N | 9999 | N |  | Combustion Turbine |  | 799.7702 | 10745
56948_G_2 | AZ | 04021 | Coolidge Generating Station | Coolidge Generation Station | 11310611 | 118549413 | 56948 | CT02 | 56948 | 2 |  |  | 3 | 1 | 0.99 | 0.5 | 0.5 | 0.0529 | 0.1 |  | 85 | 10.5 | 800 | 3867 | 44.6406 | 22111 | -111.5039 | 32.9164 |  | 125 | 120 |  | 43.4 | N | Natural Gas | Y | N | N | 9999 | N |  | Combustion Turbine |  | 530.5298 | 10745
56948_G_3 | AZ | 04021 | Coolidge Generating Station | Coolidge Generation Station | 11310611 | 118549513 | 56948 | CT03 | 56948 | 3 | COOLGEN | CT03 | 2.1 | 1.3 | 1.0943 | 0.6 | 0.6 | 0.0568 | 0.1 | 2022 | 85 | 10.5 | 800 | 3867 | 44.6406 | 22111 | -111.5036 | 32.9164 | 48 | 125 | 120 |  | 43.4 | N | Natural Gas | Y | N | N | 9999 | N |  | Combustion Turbine |  | 577.1497 | 10745
56948_G_4 | AZ | 04021 | Coolidge Generating Station | Coolidge Generation Station | 11310611 | 118550413 | 56948 | CT04 | 56948 | 4 | COOLGEN | CT04 | 3.6 | 1.5 | 1.1332 | 0.7 | 0.7 | 0.0596 | 0.1 | 2022 | 85 | 10.5 | 800 | 3867 | 44.6406 | 22111 | -111.5033 | 32.9164 | 48 | 125 | 120 |  | 43.4 | N | Natural Gas | Y | N | N | 9999 | N |  | Combustion Turbine |  | 608.7898 | 10745
56948_G_5 | AZ | 04021 | Coolidge Generating Station | Coolidge Generation Station | 11310611 | 118550313 | 56948 | CT05 | 56948 | 5 | COOLGEN | CT05 | 2.3 | 1 | 1.9129 | 0.4 | 0.4 | 0.1087 | 0.2 | 2020 | 85 | 10.5 | 800 | 3867 | 44.6406 | 22111 | -111.5031 | 32.9164 | 48 | 125 | 120 |  | 43.4 | N | Natural Gas | Y | N | N | 9999 | N |  | Combustion Turbine |  | 1109.8999 | 10745
56948_G_6 | AZ | 04021 | Coolidge Generating Station | Coolidge Generation Station | 11310611 | 118550213 | 56948 | CT06 | 56948 | 6 | COOLGEN | CT06 | 3.7 | 1.1 | 1.4098 | 0.5 | 0.5 | 0.1073 | 0.1 | 2020 | 85 | 10.5 | 800 | 3867 | 44.6406 | 22111 | -111.5028 | 32.9164 | 48 | 125 | 120 |  | 43.4 | N | Natural Gas | Y | N | N | 9999 | N |  | Combustion Turbine |  | 1096.4497 | 10745
56948_G_7 | AZ | 04021 | Coolidge Generating Station | Coolidge Generation Station | 11310611 | 118550113 | 56948 | CT07 | 56948 | 7 | COOLGEN | CT07 | 2.7 | 1.5 | 2.0383 | 0.7 | 0.7 | 0.1009 | 0.1 | 2022 | 85 | 10.5 | 800 | 3867 | 44.6406 | 22111 | -111.5028 | 32.9182 | 48 | 125 | 120 |  | 43.4 | N | Natural Gas | Y | N | N | 9999 | N |  | Combustion Turbine |  | 1031.4797 | 10745
56948_G_8 | AZ | 04021 | Coolidge Generating Station | Coolidge Generation Station | 11310611 | 118550013 | 56948 | CT08 | 56948 | 8 | COOLGEN | CT08 | 3 | 1.7 | 1.8064 | 0.7 | 0.7 | 0.1099 | 0.2 | 2022 | 85 | 10.5 | 800 | 3867 | 44.6406 | 22111 | -111.5031 | 32.9182 | 48 | 125 | 120 |  | 43.4 | N | Natural Gas | Y | N | N | 9999 | N |  | Combustion Turbine |  | 1123.9797 | 10745
56948_G_9 | AZ | 04021 | Coolidge Generating Station | Coolidge Generation Station | 11310611 | 118549913 | 56948 | CT09 | 56948 | 9 | COOLGEN | CT09 | 3.5 | 1.1 | 1.1701 | 0.5 | 0.5 | 0.0578 | 0.1 | 2022 | 85 | 10.5 | 800 | 3867 | 44.6406 | 22111 | -111.5033 | 32.9182 | 48 | 125 | 120 |  | 43.4 | N | Natural Gas | Y | N | N | 9999 | N |  | Combustion Turbine |  | 579.6797 | 10745
6515_G_GT1 | AZ | 04023 | VALENCIA POWER PLANT | Valencia | 1032911 | 48098513 |  |  | 6515 | GT1 | 8999 | 001 | 3.92 |  | 2.15 | 0.043663 | 0.043663 | 0.0133 | 0.013893 | 2022 | 29 | 11.7 | 960 | 8190.5501 | 76 | 221112 | -110.9316 | 31.3634 | 0.01 | 125 | 120 |  | 13.5 | N | Natural Gas, Distillate Fuel Oil | N | N | N | 9999 | N |  | Combustion Turbine | 8736 |  | 25000
6515_G_GT2 | AZ | 04023 | VALENCIA POWER PLANT | Valencia | 1032911 | 48098613 |  |  | 6515 | GT2 | 8999 | 002 | 1.58 |  | 0.868 | 0.017586 | 0.017586 | 0.00535 | 0.0055956 | 2022 | 29 | 11.7 | 960 | 8190.5501 | 76 | 221112 | -110.9318 | 31.3634 | 0.01 | 125 | 120 |  | 13.5 | N | Natural Gas, Distillate Fuel Oil | N | N | N | 9999 | N |  | Combustion Turbine | 8736 |  | 25000
6515_G_GT3 | AZ | 04023 | VALENCIA POWER PLANT | Valencia | 1032911 | 103916313 |  |  | 6515 | GT3 | 8999 | 003 | 2.54 |  | 1.4 | 0.028332 | 0.028332 | 0.00861 | 0.0090146 | 2022 | 29 | 11.7 | 960 | 8190.5501 | 76 | 221112 | -110.9318 | 31.3633 | 0.01 | 125 | 120 |  | 13.5 | N | Natural Gas, Distillate Fuel Oil | N | N | N | 9999 | N |  | Combustion Turbine | 8736 |  | 25000
6515_G_GT4 | AZ | 04023 | VALENCIA POWER PLANT | Valencia | 1032911 | 103916413 |  |  | 6515 | GT4 | 8999 | 004 | 0.963 |  | 1.51 | 0.07993 | 0.07993 | 0.0243 | 0.025432 | 2022 | 12 | 11.7 | 960 | 8190.5501 | 76 | 221112 | -110.9313 | 31.3635 | 0.01 | 125 | 120 |  | 19.8 | N | Natural Gas, Distillate Fuel Oil | N | N | N | 9999 | N |  | Combustion Turbine | 8736 |  | 15616
120_B_1 | AZ | 04027 | APS - YUCCA POWER PLANT | Yucca | 1013411 | 88710513 | 120 | 1 | 120 | 1 | 9955 | 001 | 15.7931 |  | 69.2479 | 5.0012 | 5.0012 | 0.3929 | 3.6193 | 2022 | 146.5 | 10.5 | 300 | 3498.242 | 40.4 | 221112 | -114.7108 | 32.7214 | 600 | 125 | 100 |  | 75 | N | Natural Gas | Y | N | N | 9999 | N |  | O/G Steam | 3571 | 3570.6799 | 11154
120_G_GT1 | AZ | 04027 | APS - YUCCA POWER PLANT | Yucca | 1013411 | 88710713 |  |  | 120 | GT1 | 9955 | 003 | 2.3574 |  | 9.1996 | 0.18974 | 0.18974 | 0.017249 | 0.060373 | 2022 | 32 | 11.5 | 885 | 4954.5469 | 47.7 | 221112 | -114.7088 | 32.7207 | 18 | 125 | 120 |  | 18 | N | Natural Gas, Distillate Fuel Oil | N | N | N | 9999 | N |  | Combustion Turbine | 352 |  | 11938
120_G_GT2 | AZ | 04027 | APS - YUCCA POWER PLANT | Yucca | 1013411 | 88710913 |  |  | 120 | GT2 | 9955 | 005 | 1.8306 |  | 7.1437 | 0.14734 | 0.14734 | 0.013394 | 0.04688 | 2022 | 32 | 9 | 885 | 3034.5428 | 47.7 | 221112 | -114.7088 | 32.7207 | 18 | 125 | 120 |  | 18 | N | Natural Gas, Distillate Fuel Oil | N | N | N | 9999 | N |  | Combustion Turbine | 223 |  | 11938
120_G_GT21 | AZ | 04027 | APS - YUCCA POWER PLANT | Yucca | 1013411 | 88711413 |  |  | 120 | GT21 | 9955 | 010 | 0.005167 |  | 1.3779 | 0.018789 | 0.018789 | 0.047442 | 0.00066701 | 2022 | 32 | 11.5 | 918 | 4954.5469 | 47.7 | 221112 | -114.7117 | 32.7214 | 0.01 | 125 | 120 |  | 20 | N | Distillate Fuel Oil | N | N | N | 9999 | N |  | Combustion Turbine | 23 |  | 11938
120_G_GT3 | AZ | 04027 | APS - YUCCA POWER PLANT | Yucca | 1013411 | 88711113 |  |  | 120 | GT3 | 9955 | 007 | 20.7985 |  | 81.1648 | 1.674 | 1.674 | 0.15218 | 0.53264 | 2022 | 32 | 17.5 | 965 | 43535.6028 | 181 | 221112 | -114.7088 | 32.7211 | 52 | 125 | 120 |  | 52 | N | Natural Gas | N | N | N | 9999 | N |  | Combustion Turbine | 1022 |  | 11938
120_G_GT4 | AZ | 04027 | APS - YUCCA POWER PLANT | Yucca | 1013411 | 88711313 |  |  | 120 | GT4 | 9955 | 009 | 0.017048 |  | 4.5462 | 0.061993 | 0.061993 | 0.15653 | 0.0022008 | 2022 | 32 | 17.5 | 960 | 42092.4336 | 175 | 221112 | -114.7088 | 32.7213 | 51 | 125 | 120 |  | 51 | N | Distillate Fuel Oil | N | N | N | 9999 | N |  | Combustion Turbine | 27 |  | 11938
120_G_GT5 | AZ | 04027 | APS - YUCCA POWER PLANT | Yucca | 1013411 | 88712013 | 120 | CT5 | 120 | GT5 | 9955 | 017 | 3.5507 |  | 3.8709 | 2.0354 | 2.0354 | 0.2244 | 0.85488 | 2022 | 85 | 12 | 825 | 9952.5656 | 88 | 221112 | -114.71 | 32.7213 | 521 | 125 | 120 |  | 47 | N | Natural Gas | Y | N | N | 9999 | N |  | Combustion Turbine | 2329 | 2321.6494 | 11938
120_G_GT6 | AZ | 04027 | APS - YUCCA POWER PLANT | Yucca | 1013411 | 88712113 | 120 | CT6 | 120 | GT6 | 9955 | 018 | 1.5733 |  | 4.6952 | 1.2634 | 1.2634 | 0.2265 | 0.88435 | 2022 | 85 | 12 | 825 | 9952.5656 | 88 | 221112 | -114.7104 | 32.7213 | 521 | 125 | 120 |  | 47 | N | Natural Gas | Y | N | N | 9999 | N |  | Combustion Turbine | 2322 | 2329.1497 | 11938
54694_G_GEN2 | AZ | 04027 | YUMA COGENERATION ASSOCIATES | Yuma Cogeneration Associates | 1013311 | 48095013 | 54694 | 4101 | 54694 | GEN2 | 492 | 001 | 5.5989 |  | 16.1104 | 1.4412 | 1.4412 | 0.1075 | 0.45857 | 2022 | 85 | 10.5 | 250 | 9047.8045 | 104.49 | 221112 | -114.654 | 32.7289 | 40 | 125 | 140 |  | 17.1 | Y | Natural Gas | Y | N | N | 9999 | N | 54694_G_GEN1;54694_G_GEN2 | Combined Cycle | 1076 | 1076.62 | 8037
6138_B_1 | AR | 05007 | FLINT CREEK POWER PLANT (SWEPCO) | Flint Creek | 1015511 | 48088413 | 6138 | 1 | 6138 | 1 | 0500700107 | 001 | 397.729 |  | 2775.4982 | 103.7303 | 30.2516 | 817.7931 | 47.2407 | 2022 | 540 | 20 | 275 | 28588.49 | 91 | 221112 | -94.5239 | 36.2578 | 558 | 125 | 100 |  | 494 | N | Subbituminous | Y | N | N | 2039 | N |  | Coal Steam | 6409 | 6403.5103 | 10629
50640_B_BLR1 | AR | 05011 | PotlatchDeltic Land & Lumber, LLC - Warren Lumber Mill |  | 7737111 | 2882413 |  |  |  |  | 0501100004 | 002 | 72.0904 |  | 67.5848 | 0.64956 | 0.54369 | 9.3868 | 6.383 | 2022 | 70 | 6.5 | 300 | 2296.2686 | 69.2 | 321113 | -92.0783 | 33.6203 | 280 | 135 | 100 |  |  |  |  | N | N | N |  | N |  |  | 8499
56505_G_SN01 | AR | 05031 | JONESBORO CITY WATER AND LIGHT-NW SUBSTA | Jonesboro City Water & Light Plant | 976311 | 112831113 |  |  | 56505 | SN01 | 0503100412 | 01 | 0.38702 |  | 0.60223 | 0.12385 | 0.12137 | 0.12385 | 0.15482 | 2022 | 45 | 7.8 | 750 | 1949.57 | 40.8 | 221112 | -90.7256 | 35.8483 | 23 | 125 | 120 |  | 20 | N | Natural Gas, Distillate Fuel Oil | N | N | N | 9999 | N |  | Combustion Turbine |  |  | 11561
56505_G_SN02 | AR | 05031 | JONESBORO CITY WATER AND LIGHT-NW SUBSTA | Jonesboro City Water & Light Plant | 976311 | 112830913 |  |  | 56505 | SN02 | 0503100412 | 02 | 0.35595 |  | 0.55394 | 0.11397 | 0.1116 | 0.1148 | 0.14239 | 2022 | 45 | 7.8 | 750 | 1949.57 | 40.8 | 221112 | -90.7256 | 35.8483 | 23 | 125 | 120 |  | 19 | N | Natural Gas, Distillate Fuel Oil | N | N | N | 9999 | N |  | Combustion Turbine |  |  | 11562
56505_G_SN04 | AR | 05031 | JONESBORO CITY WATER AND LIGHT-NW SUBSTA | Jonesboro City Water & Light Plant | 976311 | 112830813 | 56505 | SN04 | 56505 | SN04 | 0503100412 | 04 | 0.65558 |  | 11.9689 | 0.42366 | 0.40881 | 0.0513 | 0.52447 | 2020 | 50 | 9 | 812 | 3836.12 | 60.3 | 221112 | -90.7256 | 35.8483 | 45 | 125 | 120 |  | 46 | N | Natural Gas, Distillate Fuel Oil | Y | N | N | 9999 | N |  | Combustion Turbine |  | 598 | 11560
56505_G_SN06 | AR | 05031 | JONESBORO CITY WATER AND LIGHT-NW SUBSTA | Jonesboro City Water & Light Plant | 976311 | 112831013 | 56505 | SN06 | 56505 | SN06 | 0503100412 | 06 | 2.2418 |  | 19.8812 | 1.4344 | 1.4015 | 0.3976 | 1.7934 | 2022 | 50 | 9 | 812 | 3836.12 | 60.3 | 221112 | -90.7256 | 35.8483 | 49 | 125 | 120 |  | 46 | N | Natural Gas, Distillate Fuel Oil | Y | N | N | 9999 | N |  | Combustion Turbine |  | 274 | 11562
56505_G_SN07 | AR | 05031 | JONESBORO CITY WATER AND LIGHT-NW SUBSTA | Jonesboro City Water & Light Plant | 976311 | 112831313 | 56505 | SN07 | 56505 | SN07 | 0503100412 | 07 | 0.77601 |  | 32.0988 | 0.49667 | 0.48674 | 0.1189 | 0.62081 | 2020 | 45 | 9 | 821 | 4453.21 | 70 | 221112 | -90.7256 | 35.8483 | 45 | 125 | 120 |  | 46 | N | Natural Gas | Y | N | N | 9999 | N |  | Combustion Turbine |  | 1423 | 11562
201_G_2 | AR | 05047 | ARKANSAS ELECTRIC-THOMAS B FITZHUGH CORP | Thomas Fitzhugh | 1117411 | 46792013 | 201 | 2 | 201 | 2 | 0504700012 | 006 | 87.9603 | 6.8726 | 159.0972 | 0.33498 | 0.20531 | 6.7161 | 2.1936 | 2021 | 134 | 19 | 300 | 17663.84 | 62.3 | 221112 | -93.8044 | 35.4642 | 1660 | 125 | 140 |  | 101 | N | Natural Gas, Distillate Fuel Oil | Y | N | N | 9999 | N |  | Combined Cycle |  | 3895.3704 | 8895
56564_B_1 | AR | 05057 | SWEPCO-JOHN W TURK JR POWER PLANT | John W Turk Jr Power Plant | 16584111 | 105991513 | 56564 | SN-01 | 56564 | 1 | 0505700506 | 001 | 140.4 | 92.332 | 819.4763 | 92.2101 | 77.1799 | 637.0718 | 0.52263 | 2022 | 643 | 21.4 | 192 | 35968.0942 | 100 | 221112 | -93.8117 | 33.6497 | 6000 | 125 | 100 |  | 650 | N | Subbituminous | Y | N | N | 9999 | N | 56564_B_1;56564_G_1 | Coal Steam | 7029 | 7014.3403 | 9102
7825_G_1 | AR | 05057 | ARK ELEC CO-OP CORP-FULTON CTI GENER STA | Fulton (AR) | 909411 | 46559713 | 7825 | CT1 | 7825 | 1 | 0505700304 | 001 | 12.09 |  | 21.1232 | 2.4836 | 2.4339 | 0.2318 | 0.79023 | 2020 | 90 | 18 | 1041 | 33869.82 | 133.1 | 221112 | -93.7924 | 33.6093 | 153 | 125 | 120 |  | 153 | N | Natural Gas | Y | N | N | 9999 | N |  | Combustion Turbine |  | 535.2 | 10853
55418_G_CT1 | AR | 05059 | Entergy Arkansas, LLC - Hot Spring Energy Facility | Hot Spring Generating Facility | 1119311 | 46771013 | 55418 | CT-1 | 55418 | CT1 | 0505900229 | 001 | 33.45 | 6.2533 | 57.3384 | 16.4063 | 16.1739 | 3.672 | 2.3792 | 2022 | 171 | 18 | 200 | 16998.53 | 66.8 | 221112 | -92.8682 | 34.2975 | 2510 | 125 | 140 |  | 164.4 | N | Natural Gas | Y | N | N | 9999 | N |  | Combined Cycle | 6668 | 6668.0996 | 7370
55418_G_CT2 | AR | 05059 | Entergy Arkansas, LLC - Hot Spring Energy Facility | Hot Spring Generating Facility | 1119311 | 46771113 | 55418 | CT-2 | 55418 | CT2 | 0505900229 | 002 | 28.945 | 6.2984 | 66.2923 | 16.5247 | 16.2906 | 3.7003 | 2.3964 | 2022 | 171 | 18 | 200 | 16998.53 | 66.8 | 221112 | -92.8682 | 34.2979 | 2510 | 125 | 140 |  | 164.4 | N | Natural Gas | Y | N | N | 9999 | N |  | Combined Cycle | 6687 | 6686.75 | 7370
55714_G_GT2 | AR | 05059 | AECC Magnet Cove Generating Station | Magnet Cove | 10504211 | 52356613 |  |  | 55714 | GT2 | 0505900337 | 001 | 17.48 | 12.4008 | 153.1 | 31.5187 | 30.4501 | 6.8 | 19.118 | 2022 | 150 | 20 | 185 | 23247.7856 | 74 | 221112 | -92.8324 | 34.4304 | 2200 | 125 | 140 |  | 208.1 | N | Natural Gas | N | N | N | 9999 | N | 55714_G_GT1;55714_G_ST1;55714_G_GT2 | Combined Cycle | 5697 |  | 7065
170_B_4 | AR | 05059 | ENTERGY ARK LLC-LAKE CATHERINE |  | 658911 | 63320413 | 170 | 4 |  |  | 0505900011 | 003 | 28.6552 |  | 281.0213 | 9.0741 | 9.0673 | 0.7309 | 6.5668 | 2022 | 195 | 17 | 254 | 2292.5 | 10.1 | 221112 | -92.9044 | 34.4358 | 5850 | 125 | 100 |  |  |  |  | Y | N | N |  | N |  |  | 1395 | 1394.7803
6641_B_1 | AR | 05063 | ENTERGY ARKANSAS LLC-INDEPENDENCE PLANT | Independence Steam Electric Station | 1083411 | 46911413 | 6641 | 1 | 6641 | 1 | 0506300042 | 001 | 535.0016 |  | 2972.0562 | 257.6824 | 210.9545 | 7891.8638 | 54.5769 | 2022 | 1000 | 25.7 | 321 | 46687.2869 | 90 | 221112 | -91.4078 | 35.6782 | 8700 | 125 | 100 |  | 822 | N | Subbituminous | Y | N | N | 2031 | N |  | Coal Steam | 6639 | 6638.7896 | 10428
6641_B_2 | AR | 05063 | ENTERGY ARKANSAS LLC-INDEPENDENCE PLANT | Independence Steam Electric Station | 1083411 | 46911013 | 6641 | 2 | 6641 | 2 | 0506300042 | 002 | 108.4762 |  | 1351.037 | 106.0735 | 90.8294 | 4485.7808 | 29.4306 | 2022 | 1000 | 25.7 | 321 | 46687.2869 | 90 | 221112 | -91.4078 | 35.6782 | 8700 | 125 | 100 |  | 842 | N | Subbituminous | Y | N | N | 2031 | N |  | Coal Steam | 4448 | 4447.73 | 10427
6009_B_1 | AR | 05069 | ENTERGY ARK-WHITE BLUFF | White Bluff | 893911 | 46642113 | 6009 | 1 | 6009 | 1 | 0506900110 | 001 | 373.4976 |  | 2522.2101 | 187.3568 | 116.5035 | 7574.0689 | 51.0554 | 2022 | 1000 | 25.7 | 321 | 46687.2869 | 90 | 221112 | -92.1392 | 34.4235 | 8950 | 125 | 100 |  | 818 | N | Subbituminous | Y | N | N | 9999 | N |  | Coal Steam | 5817 | 5816.8203 | 10338
6009_B_2 | AR | 05069 | ENTERGY ARK-WHITE BLUFF | White Bluff | 893911 | 46642213 | 6009 | 2 | 6009 | 2 | 0506900110 | 002 | 1430.4321 |  | 2236.1063 | 106.815 | 77.298 | 6376.0836 | 45.7467 | 2022 | 1000 | 25.7 | 321 | 46687.2869 | 90 | 221112 | -92.1392 | 34.4235 | 8950 | 125 | 100 |  | 823 | N | Subbituminous | Y | N | N | 9999 | N |  | Coal Steam | 6074 | 6074.2598 | 10206
55075_G_CT01 | AR | 05069 | PINE BLUFF ENERGY CENTER | Pine Bluff Energy Center | 7785211 | 2877713 | 55075 | CT-1 | 55075 | CT01 | 0506900409 | 001 | 410.2556 | 32.0544 | 310.5159 | 1.5624 | 0.9576 | 3.8262 | 10.2312 | 2020 | 225 | 19.5 | 216 | 17918.8591 | 60 | 221112 | -91.9022 | 34.2178 | 2110 | 125 | 140 |  | 145 | Y | Natural Gas | Y | N | N | 9999 | N |  | Combined Cycle |  | 7804.2002 | 5623
55075_G_ST01 | AR | 05069 | PINE BLUFF ENERGY CENTER | Pine Bluff Energy Center | 7785211 | 2877913 |  |  | 55075 | ST01 | 0506900409 | 003 | 2.7122 |  | 2.909 | 0.36679 | 0.35102 | 0.071 | 0.23663 | 2020 | 150 | 8 | 348 | 1960.3538 | 39 | 221112 | -91.9022 | 34.2181 | 362 | 125 | 100 |  | 47 | Y | Natural Gas | N | Y | N | 9999 | N |  | Combined Cycle |  |  | 5623
56456_B_BLR1 | AR | 05093 | PLUM POINT ENERGY STATION STATION UNIT 1 | Plum Point Energy Station | 15259811 | 95994413 | 56456 | 1 | 56456 | BLR1 | 0509300461 | 001 | 1879 | 7.77 | 1879.2595 | 351.9094 | 254.2365 | 3052.481 | 14.2775 | 2022 | 475 | 24 | 175 | 38362.6162 | 84.8 | 221112 | -89.9456 | 35.6636 | 665 | 125 | 100 |  | 680 | N | Subbituminous | Y | N | N | 9999 | N |  | Coal Steam | 7152 | 7128.3403 | 9682
55340_G_CTG1 | AR | 05093 | ASSOCIATED ELECTRIC COOP INC-DELL PWR PL | Dell Power Station | 10642211 | 157110013 | 55340 | 1 | 55340 | CTG1 | 0509300448 | 01 | 40.9 | 2.7747 | 49.8606 | 16.8289 | 16.4912 | 3.3337 | 5.0483 | 2022 | 165 | 18 | 224 | 17812.83 | 70 | 221112 | -90.0244 | 35.8631 | 312 | 125 | 120 |  | 159.3 | N | Natural Gas, Distillate Fuel Oil | Y | N | N | 9999 | N |  | Combined Cycle | 4 | 5900.2505 | 7567
55340_G_CTG2 | AR | 05093 | ASSOCIATED ELECTRIC COOP INC-DELL PWR PL | Dell Power Station | 10642211 | 157110713 | 55340 | 2 | 55340 | CTG2 |  |  | 61.7 | 2.9333 | 55.2296 | 11.3186 | 11.0922 | 3.3702 | 3.9485 |  | 165 | 18 | 224 | 17812.83 | 70 | 221112 | -90.0244 | 35.8631 |  | 125 | 120 |  | 157.6 | N | Natural Gas, Distillate Fuel Oil | Y | N | N | 9999 | N |  | Combined Cycle |  | 5925.2588 | 7567
203_B_01 | AR | 05103 | JOHN L MCCLELLAN GENERATING STA-CAMDEN | McClellan (AR) | 976411 | 47097013 | 203 | 01 | 203 | 01 | 0510300055 | 001 | 1.0788 |  | 78.9984 | 0.2561 | 0.24627 | 1.0633 | 0.094719 | 2022 | 160 | 10.8 | 340 | 8428.01 | 92 | 221112 | -92.7921 | 33.5646 | 1400 | 125 | 100 |  | 134 | N | Natural Gas | Y | N | N | 9999 | N |  | O/G Steam | 360 | 1074.37 | 12180
55221_G_G1 | AR | 05119 | ARK ELEC CO-OP-OSWALD GENERATING STATION | Harry L. Oswald | 210811 | 63446713 | 55221 | G1 | 55221 | G1 | 0511901380 | 001 | 6.39 |  | 45.5541 | 0.9352 | 0.9165 | 0.2728 | 0.3607 | 2020 | 160 | 9.5 | 285 | 5124.78 | 72.3 | 221112 | -92.2164 | 34.5928 | 46 | 125 | 140 |  | 47 | N | Natural Gas | Y | N | N | 9999 | N | 55221_G_G1;55221_G_G8 | Combined Cycle |  | 2745.5579 | 8508
55221_G_G2 | AR | 05119 | ARK ELEC CO-OP-OSWALD GENERATING STATION | Harry L. Oswald | 210811 | 63446813 | 55221 | G2 | 55221 | G2 | 0511901380 | 002 | 8.85 |  | 41.3979 | 0.9156 | 0.89729 | 0.2611 | 0.3532 | 2020 | 120 | 9.5 | 285 | 5124.78 | 72.3 | 221112 | -92.2167 | 34.5928 | 46 | 125 | 140 |  | 47 | N | Natural Gas | Y | N | N | 9999 | N |  | Combined Cycle |  | 2717.0002 | 8508
55221_G_G3 | AR | 05119 | ARK ELEC CO-OP-OSWALD GENERATING STATION | Harry L. Oswald | 210811 | 63446913 | 55221 | G3 | 55221 | G3 | 0511901380 | 003 | 16.69 |  | 43.3129 | 0.66 | 0.6468 | 0.2364 | 0.033 | 2020 | 160 | 9.5 | 285 | 5124.78 | 72.3 | 221112 | -92.2164 | 34.5931 | 46 | 125 | 140 |  | 47 | N | Natural Gas | Y | N | N | 9999 | N |  | Combined Cycle |  | 2399.4304 | 8508
55221_G_G4 | AR | 05119 | ARK ELEC CO-OP-OSWALD GENERATING STATION | Harry L. Oswald | 210811 | 63447013 | 55221 | G4 | 55221 | G4 | 0511901380 | 004 | 14.09 |  | 41.0092 | 0.6645 | 0.65121 | 0.2419 | 0.0332 | 2020 | 160 | 9.5 | 285 | 5124.78 | 72.3 | 221112 | -92.2167 | 34.5931 | 46 | 125 | 140 |  | 47 | N | Natural Gas | Y | N | N | 9999 | N | 55221_G_G4;55221_G_G9 | Combined Cycle |  | 2520.7002 | 8508
55221_G_G5 | AR | 05119 | ARK ELEC CO-OP-OSWALD GENERATING STATION | Harry L. Oswald | 210811 | 63447113 | 55221 | G5 | 55221 | G5 | 0511901380 | 005 | 5.44 |  | 26.7839 | 1.0234 | 1.0029 | 0.1518 | 0.7826 | 2020 | 160 | 9.5 | 285 | 5124.78 | 72.3 | 221112 | -92.2164 | 34.5933 | 46 | 125 | 140 |  | 47 | N | Natural Gas | Y | N | N | 9999 | N |  | Combined Cycle |  | 1498.2106 | 8508
55221_G_G6 | AR | 05119 | ARK ELEC CO-OP-OSWALD GENERATING STATION | Harry L. Oswald | 210811 | 63447213 | 55221 | G6 | 55221 | G6 | 0511901380 | 006 | 11.38 |  | 46.4055 | 1.0982 | 1.0762 | 0.262 | 0.084 | 2022 | 160 | 9.6 | 285 | 5233.24 | 72.3 | 221112 | -92.2167 | 34.5933 | 46 | 125 | 140 | 212 | 47 | N | Natural Gas | Y | N | N | 9999 | N |  | Combined Cycle |  | 2727.0103 | 8508
55221_G_G7 | AR | 05119 | ARK ELEC CO-OP-OSWALD GENERATING STATION | Harry L. Oswald | 210811 | 63447313 | 55221 | G7 | 55221 | G7 | 0511901380 | 007 | 12.45 |  | 90.5611 | 3.0788 | 3.0172 | 0.7246 | 0.5871 | 2020 | 160 | 15.5 | 285 | 12019.67 | 63.7 | 221112 | -92.2167 | 34.5942 | 80 | 125 | 140 |  | 76 | N | Natural Gas | Y | N | N | 9999 | N |  | Combined Cycle |  | 2721.9878 | 8508
56523_G_GEN1 | AR | 05119 | WASTE MANAGEMENT-TWO PINE LANDFILL | Two Pine Landfill Gas Recovery | 210911 | 63363313 |  |  | 56523 | GEN1 | 0511900438 | 002 | 107.4292 |  | 52.3815 | 8.6437 | 8.3877 | 4.0873 | 0.34803 | 2020 | 29 | 0.8 | 800 | 32.67 | 65 | 562212 | -92.1635 | 34.835 | 188 | 104 | 290 |  | 0.8 | N | Landfill Gas | N | N | N | 9999 | N | 56523_G_GEN4;56523_G_GEN1;56523_G_GEN5;56523_G_GEN6;56523_G_GEN3;56523_G_GEN2 | Landfill Gas |  |  | 13500
55380_G_CTG8 | AR | 05139 | Entergy Arkansas, LLC - Union Power Station | Union Power Station | 1016511 | 48086313 |  |  | 55380 | CTG8 | 0513900543 | 001 | 157.171 | 90.6102 | 554.241 | 178.4424 | 174.8735 | 27.9 | 35.0871 | 2022 | 135 | 19 | 190 | 13042.32 | 46 | 221112 | -92.5867 | 33.2956 | 1950 | 125 | 120 |  | 146.4 | N | Natural Gas | N | N | N | 9999 | N | 55380_G_CTG6;55380_G_STG4;55380_G_STG3;55380_G_CTG2;55380_G_STG1;55380_G_CTG1;55380_G_CTG7;55380_G_CTG3;55380_G_CTG5;55380_G_CTG8;55380_G_STG2;55380_G_CTG4 | Combined Cycle | 7373 |  | 7359
56328_G_1 | AR | 05143 | Harry D. Mattison Power Plant | Harry D Mattison Gas Plant | 10642811 | 63390213 | 56328 | 1 | 56328 | 1 | 0514300695 | 001 | 0.94 |  | 13.9638 | 0.60826 | 0.59609 | 0.173 | 0.19354 | 2022 | 56 | 13.7 | 1025 | 18072.64 | 122.6 | 221112 | -94.2844 | 36.1836 | 1080 | 125 | 120 |  | 75 | N | Natural Gas | Y | N | N | 9999 | N |  | Combustion Turbine |  | 721.9298 | 12535
56328_G_2 | AR | 05143 | Harry D. Mattison Power Plant | Harry D Mattison Gas Plant | 10642811 | 63390313 | 56328 | 2 | 56328 | 2 | 0514300695 | 002 | 1.45 |  | 16.9576 | 0.60706 | 0.59491 | 0.2365 | 0.19315 | 2020 | 56 | 13.7 | 1025 | 18072.64 | 122.6 | 221112 | -94.2844 | 36.1836 | 1080 | 125 | 120 |  | 75 | N | Natural Gas | Y | N | N | 9999 | N |  | Combustion Turbine |  | 795.8699 | 12535
56328_G_3 | AR | 05143 | Harry D. Mattison Power Plant | Harry D Mattison Gas Plant | 10642811 | 63390413 | 56328 | 3 | 56328 | 3 | 0514300695 | 003 | 1.42 |  | 97.6419 | 0.42791 | 0.41935 | 0.1397 | 0.13615 | 2020 | 56 | 13.7 | 1025 | 18072.64 | 122.6 | 221112 | -94.2844 | 36.1836 | 1080 | 125 | 120 |  | 72 | N | Natural Gas | Y | N | N | 9999 | N |  | Combustion Turbine |  | 637.8599 | 12535
56328_G_4 | AR | 05143 | Harry D. Mattison Power Plant | Harry D Mattison Gas Plant | 10642811 | 63390513 | 56328 | 4 | 56328 | 4 | 0514300695 | 004 | 1.95 |  | 21.2134 | 0.63761 | 0.62486 | 0.1587 | 0.20288 | 2022 | 56 | 13.7 | 1025 | 18072.64 | 122.6 | 221112 | -94.2844 | 36.1836 | 1080 | 125 | 120 |  | 72 | N | Natural Gas | Y | N | N | 9999 | N |  | Combustion Turbine |  | 650.85 | 12535
56467_G_CTG1 | CA | 06001 | RUSSELL CITY ENERGY CO LLC | Russell City Energy Center | 17414311 | 120041313 | 56467 | CT1 | 56467 | CTG1 | 1130318136 | 1 |  |  | 13.4811 |  |  | 1.0947 |  | 2022 | 40 | 2 | 250 | -1 | 50 | 221112 | -122.1336 | 37.634 | 2240 | 125 | 120 |  | 185 | N | Natural Gas | Y | N | N | 9999 | N |  | Combined Cycle |  | 1968.0601 | 7317
56467_G_CTG2 | CA | 06001 | RUSSELL CITY ENERGY CO LLC | Russell City Energy Center | 17414311 | 120041513 | 56467 | CT2 | 56467 | CTG2 |  |  |  |  | 15.4408 |  |  | 1.2299 |  |  | 40 | 2 | 250 | -1 | 50 | 221112 | -122.1336 | 37.634 |  | 125 | 120 |  | 185 | N | Natural Gas | Y | N | N | 9999 | N |  | Combined Cycle |  | 2192.3699 | 7317
54477_G_GEN2 | CA | 06007 | OROVILLE COGENERATION, L.P. |  | 124511 | 51503413 |  |  |  |  | 4160456 | 1 | 0.017 |  | 0.02 | 0.0001 | 0.0001 |  | 0.006 | 2020 | [5 empty] | 221112 | -121.5628 | 39.492 | 1 | 125 | 999 |  |  |  |  | N | N | N |  | N
50293_B_BLR100 | CA | 06011 | WADHAM ENERGY LTD PARTNERSHIP | Wadham Energy LP | 75711 | 51955813 |  |  | 50293 | BLR100 | 6160655 | 1 | 108.8836 |  | 131.4631 | 14.8105 | 13.7721 | 67.1116 | 0.59509 | 2022 | 212 | 7 | 323 | 2300.4333 | 59.7515 | 221118 | -122.1104 | 39.1055 | 300 | 125 | 100 |  | 26 | N | Biomass | N | N | N | 9999 | N |  | Biomass |  |  | 13768
56532_G_A | CA | 06011 | PG&E COLUSA GENERATING STATION | Colusa Generating Station | 15322111 | 96221113 | 56532 | CT1 | 56532 | A |  |  | 1.9223 | 7.5673 | 19.1101 | 2.0974 | 2.0932 | 2.8367 | 1.9222 |  | 40 | 2 | 250 | -1 | 50 | 221112 | -122.268 | 39.3648 |  | 125 | 120 |  | 167 | N | Natural Gas | Y | N | N | 9999 | N | 56532_G_A;56532_G_C | Combined Cycle |  | 5004.0093 | 7212
56532_G_B | CA | 06011 | PG&E COLUSA GENERATING STATION | Colusa Generating Station | 15322111 | 96221013 | 56532 | CT2 | 56532 | B |  |  | 2.3007 | 4.3467 | 20.1545 | 2.5472 | 2.5421 | 2.7531 | 2.4281 |  | 40 | 2 | 250 | -1 | 50 | 221112 | -122.2696 | 39.3662 |  | 125 | 120 |  | 167 | N | Natural Gas | Y | N | N | 9999 | N |  | Combined Cycle |  | 4842.5503 | 7212
10342_G_TG1 | CA | 06013 | MARTINEZ COGEN LIMITED PARTNERSHIP AT TESORO | Marathon Bay Area Cogen | 203111 | 51153313 |  |  | 10342 | TG1 | 713031820 | 10 | 12.9514 |  | 50.1435 | 7.9767 | 7.9767 | 0.97478 | 2.7508 | 2020 | 82 | 12 | 290 | 6749.2501 | 59.6524 | 221112 | -122.0676 | 38.0221 | 500 | 125 | 120 |  | 35 | Y | Natural Gas | N | Y | N | 9999 | N |  | Combined Cycle |  |  | 6117
10342_G_TG2 | CA | 06013 | MARTINEZ COGEN LIMITED PARTNERSHIP AT TESORO | Marathon Bay Area Cogen | 203111 | 51153113 |  |  | 10342 | TG2 | 713031820 | 11 | 8.7683 |  | 33.9479 | 5.4003 | 5.4003 | 0.65994 | 1.8623 | 2020 | 82 | 12 | 290 | 6749.2501 | 59.6524 | 221112 | -122.0676 | 38.0221 | 500 | 125 | 120 |  | 35 | Y | Natural Gas | N | Y | N | 9999 | N |  | Combined Cycle |  |  | 6117
50119_G_GENA | CA | 06013 | PHILLIPS 66 COMPANY - SAN FRANCISCO REFINERY | Phillips 66 Rodeo Refinery | 15733011 | 100558513 |  |  | 50119 | GENA | 7130321359 | 352 | 43.9 |  | 17.395 | 6.65 | 6.65 | 42 | 0.60737 | 2022 | 105 | 10 | 330 | 5416.6667 | 68.9393 | 324110 | -122.2542 | 38.0436 | 16.6 | 126 | 999 |  | 15.3 | Y | Fossil Waste | N | Y | N | 9999 | N |  | Fossil Waste |  |  | 4577
50119_G_GENB | CA | 06013 | PHILLIPS 66 COMPANY - SAN FRANCISCO REFINERY | Phillips 66 Rodeo Refinery | 15733011 | 100558613 |  |  | 50119 | GENB | 7130321359 | 353 | 47.25 |  | 18.005 | 6.55 | 6.55 | 41.5 | 0.58826 | 2020 | 105 | 10 | 330 | 5416.6667 | 68.9393 | 324110 | -122.2542 | 38.0436 |  | 126 | 999 |  | 15.4 | Y | Fossil Waste | N | Y | N | 9999 | N |  | Fossil Waste |  |  | 4577
50119_G_GENC | CA | 06013 | PHILLIPS 66 COMPANY - SAN FRANCISCO REFINERY | Phillips 66 Rodeo Refinery | 15733011 | 100558713 |  |  | 50119 | GENC | 7130321359 | 354 | 34.85 |  | 14.77 | 6.5 | 6.5 | 41.05 | 0.55185 | 2020 | 105 | 10 | 330 | 5416.6667 | 68.9393 | 324110 | -122.2542 | 38.0436 | 16.6 | 126 | 999 |  | 14.9 | Y | Fossil Waste | N | Y | N | 9999 | N |  | Fossil Waste |  |  | 4577
55217_G_CTG1 | CA | 06013 | LOS MEDANOS ENERGY CENTER | Los Medanos Energy Center | 148911 | 84118713 | 55217 | X724 | 55217 | CTG1 | 7130311866 | 1 |  |  | 50.3003 |  |  | 3.9612 |  | 2022 | 40 | 2 | 250 | -1 | 50 | 221112 | -121.8727 | 38.0298 | 2230 | 125 | 120 |  | 165 | Y | Natural Gas | Y | N | N | 9999 | N |  | Combined Cycle |  | 7169.8398 | 6677
55217_G_CTG2 | CA | 06013 | LOS MEDANOS ENERGY CENTER | Los Medanos Energy Center | 148911 | 51468613 | 55217 | X725 | 55217 | CTG2 | 7130311866 | 3 |  |  | 51.1607 |  |  | 4.254 |  | 2022 | 40 | 2 | 250 | -1 | 50 | 221112 | -121.8727 | 38.0298 | 165 | 125 | 120 |  | 165 | Y | Natural Gas | Y | N | N | 9999 | N |  | Combined Cycle |  | 7735.6104 | 6677
55333_G_CTG1 | CA | 06013 | DELTA ENERGY CENTER | Delta Energy Center | 150711 | 51454413 | 55333 | 1 | 55333 | CTG1 |  |  |  |  | 45.1111 |  |  | 2.821 |  |  | 40 | 2 | 250 | -1 | 50 | 221112 | -121.8438 | 38.0151 |  | 125 | 120 |  | 176 | N | Natural Gas | Y | N | N | 9999 | N |  | Combined Cycle |  | 5553.4204 | 7482
55333_G_CTG2 | CA | 06013 | DELTA ENERGY CENTER | Delta Energy Center | 150711 | 51454013 | 55333 | 2 | 55333 | CTG2 | 7130312095 | 3 |  |  | 36.9893 |  |  | 2.639 |  | 2022 | 40 | 2 | 250 | -1 | 50 | 221112 | -121.8438 | 38.0151 | 2000 | 125 | 120 |  | 165 | N | Natural Gas | Y | N | N | 9999 | N |  | Combined Cycle |  | 5333.9102 | 7482
55333_G_CTG3 | CA | 06013 | DELTA ENERGY CENTER | Delta Energy Center | 150711 | 51454313 | 55333 | 3 | 55333 | CTG3 |  |  |  |  | 42.4179 |  |  | 2.8874 |  |  | 40 | 2 | 250 | -1 | 50 | 221112 | -121.8438 | 38.0151 |  | 125 | 120 |  | 165 | N | Natural Gas | Y | N | N | 9999 | N |  | Combined Cycle |  | 5670.6211 | 7482
55963_G_CTG1 | CA | 06013 | Riverview Energy Center | Riverview Energy Center | 10524811 | 52537613 | 55963 | 1 | 55963 | CTG1 | 7130314512 | 1 |  |  | 2.0295 |  |  | 0.0502 |  | 2022 | [5 empty] | 221112 | -121.7912 | 38.0118 | 500 | 125 | 120 |  | 46.1 | N | Natural Gas | Y | N | N | 9999 | N |  | Combustion Turbine |  | 504.5102 | 11362
56476_G_A | CA | 06013 | GATEWAY GENERATING STATION | Gateway Generating Station | 15757411 | 100519013 | 56476 | GT1 | 56476 | A |  |  |  |  | 29.0962 |  |  | 2.6596 |  |  | 40 | 2 | 250 | -1 | 50 | 221112 | -121.7593 | 38.0171 |  | 125 | 120 |  | 177 | N | Natural Gas | Y | N | N | 9999 | N | 56476_G_A;56476_G_C | Combined Cycle |  | 5202.8003 | 7223
56476_G_B | CA | 06013 | GATEWAY GENERATING STATION | Gateway Generating Station | 15757411 | 100519313 | 56476 | GT2 | 56476 | B |  |  |  |  | 31.263 |  |  | 2.7495 |  |  | 40 | 2 | 250 | -1 | 50 | 221112 | -121.7593 | 38.0171 |  | 125 | 120 |  | 177 | N | Natural Gas | Y | N | N | 9999 | N |  | Combined Cycle |  | 5373.9497 | 7223
56897_G_1 | CA | 06013 | AMERESCO KELLER CANYON LLC | Ameresco Keller Canyon | 15748811 | 100732513 |  |  | 56897 | 1 | 7130317667 | 1 | 0.61454 |  | 11.9314 | 2.3639 | 2.3639 | 0.42286 | 3.054 | 2020 | 40 | 2 | 250 | -1 | 50 | 221118 | -121.9372 | 37.9945 |  | 125 | 999 |  | 1.8 | N | Landfill Gas | N | N | N | 9999 | N |  | Landfill Gas |  |  | 13500
56897_G_2 | CA | 06013 | AMERESCO KELLER CANYON LLC | Ameresco Keller Canyon | 15748811 | 100732613 |  |  | 56897 | 2 | 7130317667 | 2 | 44.896 |  | 13.795 | 2.4929 | 2.4929 | 0.44592 | 7.5043 | 2022 | 40 | 2 | 250 | -1 | 50 | 221118 | -121.9372 | 37.9945 |  | 125 | 999 |  | 1.8 | N | Landfill Gas | N | N | N | 9999 | N |  | Landfill Gas |  |  | 13500
57267_G_1 | CA | 06013 | MARSH LANDING LLC (MARSH LANDING GENERATING STA ) | Marsh Landing Generating Station | 17414411 | 120129413 | 57267 | 1 | 57267 | 1 | 7130319169 | 1 |  |  | 0.9369 |  |  | 0.0737 |  | 2022 | 40 | 2 | 250 | -1 | 50 | 221112 | -121.7651 | 38.0171 | 2200 | 125 | 120 |  | 191.9 | N | Natural Gas | Y | N | N | 9999 | N |  | Combustion Turbine |  | 133.55 | 12325
57267_G_2 | CA | 06013 | MARSH LANDING LLC (MARSH LANDING GENERATING STA ) | Marsh Landing Generating Station | 17414411 | 120129513 | 57267 | 2 | 57267 | 2 | 7130319169 | 2 |  |  | 2.7474 |  |  | 0.1989 |  | 2022 | 40 | 2 | 250 | -1 | 50 | 221112 | -121.7651 | 38.0171 | 2200 | 125 | 120 |  | 191.1 | N | Natural Gas | Y | N | N | 9999 | N |  | Combustion Turbine |  | 360.8499 | 12323
57267_G_3 | CA | 06013 | MARSH LANDING LLC (MARSH LANDING GENERATING STA ) | Marsh Landing Generating Station | 17414411 | 120129613 | 57267 | 3 | 57267 | 3 | 7130319169 | 3 |  |  | 0.9118 |  |  | 0.0667 |  | 2022 | 40 | 2 | 250 | -1 | 50 | 221112 | -121.7651 | 38.0171 | 2200 | 125 | 120 |  | 190.4 | N | Natural Gas | Y | N | N | 9999 | N |  | Combustion Turbine |  | 125.01 | 12327
57267_G_4 | CA | 06013 | MARSH LANDING LLC (MARSH LANDING GENERATING STA ) | Marsh Landing Generating Station | 17414411 | 120129713 | 57267 | 4 | 57267 | 4 | 7130319169 | 4 |  |  | 1.559 |  |  | 0.1349 |  | 2022 | 40 | 2 | 250 | -1 | 50 | 221112 | -121.7651 | 38.0171 | 2200 | 125 | 120 |  | 191.8 | N | Natural Gas | Y | N | N | 9999 | N |  | Combustion Turbine |  | 238.25 | 12325
50388_B_K2 | CA | 06013 | PHILLIPS 66 CARBON PLANT |  | 5812811 | 21488013 |  |  |  |  | 7130321360 | 2 | 5.3944 |  | 166.7522 | 6.6284 | 6.6284 | 456.8289 | 0.023565 | 2020 | 250 | 5 | 400 | 2433.3333 | 123.8787 | 324199 | -122.2368 | 38.0194 |  | 157 | 210 |  |  |  |  | N | N | N |  | N
50388_B_K1 | CA | 06013 | PHILLIPS 66 CARBON PLANT |  | 5812811 | 21488913 |  |  |  |  | 7130321360 | 1 | 4.4794 |  | 150.6817 | 5.1246 | 5.1246 | 425.8997 | 0.018675 | 2020 | 250 | 5 | 400 | 2433.3333 | 123.8787 | 324199 | -122.2368 | 38.0194 |  | 157 | 210 |  |  |  |  | N | N | N |  | N
10156_G_GEN3 | CA | 06019 | FRESNO COGENERATION PARTNERS | Fresno Cogen Partners | 348711 | 85326813 |  |  | 10156 | GEN3 | 10143014 | 10 | 0.1444 | 0.16787 | 0.20984 | 0.09 | 0.089819 | 0.00131 | 0.0286 | 2020 | 60 | 12 | 790 | 3366.5284 | 29.7546 | 221118 | -120.0994 | 36.6168 |  | 125 | 999 |  | 18.6 | N | Natural Gas | N | N | N | 9999 | N |  | Combustion Turbine |  |  | 19283
10156_G_GEN4 | CA | 06019 | FRESNO COGENERATION PARTNERS | Fresno Cogen Partners | 348711 | 85326713 | 10156 | GEN1 | 10156 | GEN4 | 10143014 | 11 | 0.0358 | 0.047045 | 0.7476 | 0.0815 | 0.081336 | 0.0449 | 0.0259 | 2020 | 75 | 10 | 330 | 4.3333 | 0.0551 | 221118 | -120.0994 | 36.6168 | 55 | 125 | 999 |  | 52.2 | Y | Natural Gas | Y | N | N | 9999 | N |  | Combined Cycle |  | 483.0103 | 8754
10405_G_GEN1 | CA | 06019 | KINGSBURG COGEN FACILITY | Kingsburg Cogen | 14025511 | 85377413 | 10405 | 1 | 10405 | GEN1 | 101430722 | 2 | 0.48555 | 0.035637 | 1.5707 | 0.099533 | 0.099333 | 0.0555 | 0.043 | 2022 | [5 empty] | 221118 | -119.5796 | 36.5495 | 34.5 | 125 | 999 |  | 22 | Y | Natural Gas | Y | N | N | 9999 | N |  | Combined Cycle |  | 633.5801 | 10245
10767_B_CFB | CA | 06019 | RIO BRAVO FRESNO | Rio Bravo Fresno | 6514911 | 19311813 |  |  | 10767 | CFB | 1014301820 | 1 | 0 | 1.0794 | 0.0149 | 0.000148 | 0.000148 | 0.000572 |  | 2020 | [5 empty] | 221112 | -119.7268 | 36.6876 |  | 125 | 999 |  | 24.3 | N | Biomass | N | N | N | 9999 | N |  | Biomass |  |  | 14250
55508_G_CPP2 | CA | 06019 | CAL PEAK POWER - PANOCHE, LLC | CalPeak Power Panoche Peaker Plant | 10437111 | 58172813 |  |  | 55508 | CPP2 | 1014303811 | 1 | 1.2453 | 0.21361 | 0.60196 | 0.034845 | 0.034775 | 0.031815 | 0.08989 | 2020 | [5 empty] | 221112 | -120.5798 | 36.6554 | 24.7 | 125 | 120 |  | 48 | N | Natural Gas | N | N | N | 9999 | N |  | Combustion Turbine |  |  | 10847
55874_G_8 | CA | 06019 | WELLHEAD POWER PANOCHE, LLC. | Panoche Peaker | 10436611 | 58173713 |  |  | 55874 | 8 | 1014303844 | 1 | 0.78307 | 0.24335 | 0.23495 | 0.18458 | 0.18421 | 0.00268 | 0.0587 | 2020 | 64 | 15.3 | 800 | 19743.5837 | 107.3441 | 221118 | -120.5784 | 36.6536 | 49.4 | 125 | 999 |  | 56.7 | N | Natural Gas | N | N | N | 9999 | N |  | Combustion Turbine |  |  | 15897
56239_G_GT-1 | CA | 06019 | MALAGA POWER, LLC | Malaga Power LLC | 13845911 | 84878213 | 56239 | GT-1 | 56239 | GT-1 |  |  | 0.41058 | 0.20546 | 0.8995 | 0.0671 | 0.066965 | 0.0244 | 0.01 |  | 40 | 2 | 250 | -1 | 50 | 221121 | -119.7404 | 36.6899 |  | 125 | 999 |  | 48 | N | Natural Gas | Y | N | N | 9999 | N |  | Combustion Turbine |  | 285.1901 | 10745
56239_G_GT-2 | CA | 06019 | MALAGA POWER, LLC | Malaga Power LLC | 13845911 | 84878113 | 56239 | GT-2 | 56239 | GT-2 | 1014304305 | 2 | 0.351 | 0.23715 | 0.6635 | 0.0361 | 0.036027 | 0.0225 | 0.0137 | 2020 | 40 | 2 | 250 | -1 | 50 | 221121 | -119.7404 | 36.6899 | 49.7 | 125 | 999 |  | 48 | N | Natural Gas | Y | N | N | 9999 | N |  | Combustion Turbine |  | 265.01 | 10745
56639_G_1 | CA | 06019 | MIDWAY PEAKING LLC | Midway Peaking LLC | 17418611 | 120717013 |  |  | 56639 | 1 | 1014307286 | 1 | 0.56004 | 0.43705 | 0.63999 | 0.0303 | 0.030239 | 0.0264 | 0.0799 | 2020 | 50 | 15 | 880 | 7631.7501 | 43.1694 | 221112 | -120.58 | 36.6555 | 342 | 125 | 120 |  | 55.6 | N | Natural Gas | Y | N | N | 9999 | N |  | Combustion Turbine |  |  | 10959
56639_G_2 | CA | 06019 | MIDWAY PEAKING LLC | Midway Peaking LLC | 17418611 | 120717213 |  |  | 56639 | 2 | 1014307286 | 3 | 0.48996 | 0.12817 | 0.56013 | 0.03 | 0.02994 | 0.0243 | 0.0702 | 2022 | 50 | 15 | 880 | 7631.7501 | 43.1694 | 221112 | -120.58 | 36.6555 | 342 | 125 | 120 |  | 55.6 | N | Natural Gas | Y | N | N | 9999 | N |  | Combustion Turbine |  |  | 10960
56803_G_1 | CA | 06019 | PANOCHE ENERGY CENTER LLC | Panoche Energy Center | 15863611 | 102017313 | 56803 | 1 | 56803 | 1 | 1014307220 | 1 | 4.011 | 2.0879 | 7.7148 | 1.3187 | 1.316 | 0.495 | 0.29304 | 2022 | 40 | 2 | 250 | -1 | 50 | 221121 | -120.5844 | 36.6511 | 950 | 125 | 120 |  | 97 | N | Natural Gas | Y | N | N | 9999 | N |  | Combustion Turbine |  | 1874.2772 | 10745
56803_G_2 | CA | 06019 | PANOCHE ENERGY CENTER LLC | Panoche Energy Center | 15863611 | 102017413 | 56803 | 2 | 56803 | 2 | 1014307220 | 2 | 3.8443 | 1.803 | 9.4681 | 1.4231 | 1.4202 | 0.55 | 0.33485 | 2020 | 40 | 2 | 250 | -1 | 50 | 221121 | -120.5844 | 36.6511 | 950 | 125 | 120 |  | 97 | N | Natural Gas | Y | N | N | 9999 | N |  | Combustion Turbine |  | 2082.2769 | 10745
56803_G_3 | CA | 06019 | PANOCHE ENERGY CENTER LLC | Panoche Energy Center | 15863611 | 102017513 | 56803 | 3 | 56803 | 3 | 1014307220 | 3 | 3.2715 | 1.791 | 9.033 | 0.87161 | 0.86986 | 0.5282 | 0.28656 | 2022 | 40 | 2 | 250 | -1 | 50 | 221121 | -120.5844 | 36.6511 | 950 | 125 | 120 |  | 97 | N | Natural Gas | Y | N | N | 9999 | N |  | Combustion Turbine |  | 1982.4073 | 10745
56803_G_4 | CA | 06019 | PANOCHE ENERGY CENTER LLC | Panoche Energy Center | 15863611 | 102017613 | 56803 | 4 | 56803 | 4 | 1014307220 | 4 | 3.7632 | 2.7904 | 9.834 | 1.5104 | 1.5074 | 0.5543 | 0.3072 | 2020 | 40 | 2 | 250 | -1 | 50 | 221121 | -120.5844 | 36.6511 | 950 | 125 | 120 |  | 97 | N | Natural Gas | Y | N | N | 9999 | N |  | Combustion Turbine |  | 2086.0171 | 10745
57564_G_CTG | CA | 06019 | ALGONQUIN POWER SANGER LLC | Algonquin Power Sanger LLC | 13986511 | 101975013 | 57564 | 8 | 57564 | CTG | 1014304071 | 8 | 4.7278 | 0.96049 | 10.0988 | 3.6051 | 3.5978 | 0.3543 | 0.64376 | 2020 | [5 empty] | 221118 | -119.5529 | 36.6842 | 430 | 125 | 140 |  | 49 | N | Natural Gas | Y | N | N | 9999 | N |  | Combined Cycle |  | 3751.7126 | 7771
57564_G_STG2 | CA | 06019 | ALGONQUIN POWER SANGER LLC | Algonquin Power Sanger LLC | 13986511 | 101975113 |  |  | 57564 | STG2 | 1014304071 | 9 | 9.18e-05 |  | 0.00028 | 0.000342 | 0.000342 | 0.000128 | 0.00018 | 2020 | [5 empty] | 221118 | -119.5529 | 36.6842 |  | 125 | 999 |  | 12.5 | N | Natural Gas | N | N | N | 9999 | N |  | Combined Cycle |  |  | 7771
55508_G_CPP2x | CA | 06019 | CAL PEAK POWER - PANOCHE, LLC |  | 10437111 | 58172913 |  |  |  |  | 1014303811 | 2 | 1.235 | 0.2115 | 0.597 | 0.0345 | 0.034431 | 0.0315 | 0.089 | 2020 | [5 empty] | 221112 | -120.58 | 36.655 | 24.7 | 125 | 120 |  |  |  |  | N | N | N |  | N
56639_G_1x | CA | 06019 | MIDWAY PEAKING LLC |  | 17418611 | 120717113 |  |  |  |  | 1014307286 | 2 | 0.53981 | 0.080671 | 0.59001 | 0.0296 | 0.02954 | 0.0257 | 0.0798 | 2022 | 50 | 15 | 880 | 7631.7501 | 43.1694 | 221112 | -120.58 | 36.6555 | 342 | 125 | 120 |  |  |  |  | N | N | N |  | N
56639_G_2x | CA | 06019 | MIDWAY PEAKING LLC |  | 17418611 | 120717313 |  |  |  |  | 1014307286 | 4 | 0.45016 | 0.11934 | 0.50001 | 0.0298 | 0.02974 | 0.0227 | 0.0699 | 2022 | 50 | 15 | 880 | 7631.7501 | 43.1694 | 221112 | -120.58 | 36.6555 | 342 | 125 | 120 |  |  |  |  | N | N | N |  | N
50049_B_BLRA | CA | 06023 | HUMBOLDT SAWMILL COMPANY | Humboldt Sawmill Company | 17606111 | 118690213 |  |  | 50049 | BLRA | 12062060 | 1 | 0.05518 |  | 0.26486 | 0.021542 | 0.021344 | 0.00078356 | 0.0022072 | 2022 | 105 | 7 | 360 | 2298.3333 | 59.6969 | 321113 | -124.1046 | 40.4812 |  | 125 | 999 |  | 16.2 | Y | Biomass | N | Y | N | 9999 | N |  | Biomass |  |  | 20413
50049_B_BLRB | CA | 06023 | HUMBOLDT SAWMILL COMPANY | Humboldt Sawmill Company | 17606111 | 118690313 |  |  | 50049 | BLRB | 12062060 | 2 | 0.06545 |  | 0.31416 | 0.025552 | 0.025316 | 0.00092939 | 0.002618 | 2022 | 105 | 7 | 360 | 2298.3333 | 59.6969 | 321113 | -124.1046 | 40.4812 |  | 125 | 999 |  | 8.7 | Y | Biomass | N | Y | N | 9999 | N |  | Biomass |  |  | 20413
50049_B_BLRC | CA | 06023 | HUMBOLDT SAWMILL COMPANY | Humboldt Sawmill Company | 17606111 | 118690413 |  |  | 50049 | BLRC | 12062060 | 3 | 0.033155 |  | 0.13262 | 0.012944 | 0.012824 | 0.0004708 | 0.0013262 | 2020 | 105 | 7 | 360 | 2298.3333 | 59.6969 | 321113 | -124.1046 | 40.4812 |  | 125 | 999 |  | 8.7 | Y | Biomass | N | Y | N | 9999 | N |  | Biomass |  |  | 20413
10052_B_BLR1 | CA | 06023 | DG FAIRHAVEN POWER COMPANY | Fairhaven Power | 155811 | 51444813 |  |  | 10052 | BLR1 | 12062096 | 1 | 5.0052 | 0.19067 | 5.9586 | 0.45285 | 0.45285 | 0.035751 | 0.32772 | 2020 | 100 | 7 | 323 | 1966.6667 | 51.0822 | 221117 | -124.2027 | 40.7998 |  | 125 | 999 |  | 16 | N | Biomass | N | N | N | 9999 | N |  | Biomass |  |  | 17738
246_G_IC1 | CA | 06023 | PG&E - HUMBOLDT BAY GENERATING STATION | Humboldt Bay | 155111 | 51447913 |  |  | 246 | IC1 | 12062059 | 1 | 0.43641 |  | 1.3812 | 0.091907 | 0.091582 | 0.056329 | 0.33279 | 2020 | 100 | 5.3 | 735 | 1965.34 | 89.0474 | 221112 | -124.2092 | 40.741 | 16.3 | 125 | 160 |  | 16.3 | N | Natural Gas, Distillate Fuel Oil | N | N | N | 9999 | N |  | Combustion Turbine |  |  | 10745
246_G_IC10 | CA | 06023 | PG&E - HUMBOLDT BAY GENERATING STATION | Humboldt Bay | 155111 | 51447813 |  |  | 246 | IC10 | 12062059 | 10 | 0.97597 |  | 3.1228 | 0.20852 | 0.20765 | 0.12683 | 0.7437 | 2022 | 100 | 5.3 | 735 | 1965.34 | 89.0474 | 221112 | -124.2092 | 40.741 | 16.3 | 125 | 160 |  | 16.3 | N | Natural Gas, Distillate Fuel Oil | N | N | N | 9999 | N |  | Combustion Turbine |  |  | 10745
246_G_IC2 | CA | 06023 | PG&E - HUMBOLDT BAY GENERATING STATION | Humboldt Bay | 155111 | 51448013 |  |  | 246 | IC2 | 12062059 | 2 | 1.7372 |  | 5.4545 | 0.362 | 0.3609 | 0.22311 | 1.3254 | 2022 | 100 | 5.3 | 735 | 1965.34 | 89.0474 | 221112 | -124.2092 | 40.741 | 16.3 | 125 | 160 |  | 16.3 | N | Natural Gas, Distillate Fuel Oil | N | N | N | 9999 | N |  | Combustion Turbine |  |  | 10745
246_G_IC3 | CA | 06023 | PG&E - HUMBOLDT BAY GENERATING STATION | Humboldt Bay | 155111 | 100108313 |  |  | 246 | IC3 | 12062059 | 3 | 1.4192 |  | 4.4706 | 0.29701 | 0.29605 | 0.18264 | 1.0826 | 2022 | 100 | 5.3 | 735 | 1965.34 | 89.0474 | 221112 | -124.2092 | 40.741 | 16.3 | 125 | 160 |  | 16.3 | N | Natural Gas, Distillate Fuel Oil | N | N | N | 9999 | N |  | Combustion Turbine |  |  | 10745
246_G_IC4 | CA | 06023 | PG&E - HUMBOLDT BAY GENERATING STATION | Humboldt Bay | 155111 | 100108413 |  |  | 246 | IC4 | 12062059 | 4 | 0.1959 |  | 0.63584 | 0.04265 | 0.042433 | 0.025687 | 0.14913 | 2020 | 100 | 5.3 | 735 | 1965.34 | 89.0474 | 221112 | -124.2092 | 40.741 | 16.3 | 125 | 160 |  | 16.3 | N | Natural Gas, Distillate Fuel Oil | N | N | N | 9999 | N |  | Combustion Turbine |  |  | 10745
246_G_IC5 | CA | 06023 | PG&E - HUMBOLDT BAY GENERATING STATION | Humboldt Bay | 155111 | 100108513 |  |  | 246 | IC5 | 12062059 | 5 | 0.74007 |  | 2.3177 | 0.15369 | 0.15325 | 0.094897 | 0.56473 | 2020 | 100 | 5.3 | 735 | 1965.34 | 89.0474 | 221112 | -124.2092 | 40.741 | 16.3 | 125 | 160 |  | 16.3 | N | Natural Gas, Distillate Fuel Oil | N | N | N | 9999 | N |  | Combustion Turbine |  |  | 10745
246_G_IC6 | CA | 06023 | PG&E - HUMBOLDT BAY GENERATING STATION | Humboldt Bay | 155111 | 100108613 |  |  | 246 | IC6 | 12062059 | 6 | 1.056 |  | 3.3085 | 0.21942 | 0.21879 | 0.13544 | 0.80574 | 2020 | 100 | 5.3 | 735 | 1965.34 | 89.0474 | 221112 | -124.2092 | 40.741 | 16.3 | 125 | 160 |  | 16.3 | N | Natural Gas, Distillate Fuel Oil | N | N | N | 9999 | N |  | Combustion Turbine |  |  | 10745
246_G_IC7 | CA | 06023 | PG&E - HUMBOLDT BAY GENERATING STATION | Humboldt Bay | 155111 | 100108713 |  |  | 246 | IC7 | 12062059 | 7 | 1.7496 |  | 5.5318 | 0.36796 | 0.36668 | 0.22568 | 1.3343 | 2020 | 100 | 5.3 | 735 | 1965.34 | 89.0474 | 221112 | -124.2092 | 40.741 | 16.3 | 125 | 160 |  | 16.3 | N | Natural Gas, Distillate Fuel Oil | N | N | N | 9999 | N |  | Combustion Turbine |  |  | 10745
246_G_IC8 | CA | 06023 | PG&E - HUMBOLDT BAY GENERATING STATION | Humboldt Bay | 155111 | 51447613 |  |  | 246 | IC8 | 12062059 | 8 | 1.1992 |  | 3.7536 | 0.24886 | 0.24816 | 0.15372 | 0.91509 | 2020 | 100 | 5.3 | 735 | 1965.34 | 89.0474 | 221112 | -124.2092 | 40.741 | 16.3 | 125 | 160 |  | 16.3 | N | Natural Gas, Distillate Fuel Oil | N | N | N | 9999 | N |  | Combustion Turbine |  |  | 10745
246_G_IC9 | CA | 06023 | PG&E - HUMBOLDT BAY GENERATING STATION | Humboldt Bay | 155111 | 51447513 |  |  | 246 | IC9 | 12062059 | 9 | 1.1715 |  | 3.7356 | 0.24917 | 0.24817 | 0.15192 | 0.89293 | 2022 | 100 | 5.3 | 735 | 1965.34 | 89.0474 | 221112 | -124.2092 | 40.741 | 16.3 | 125 | 160 |  | 16.7 | N | Natural Gas, Distillate Fuel Oil | N | N | N | 9999 | N |  | Combustion Turbine |  |  | 10745
389_B_4 | CA | 06025 | IMPERIAL IRRIGATION DISTRICT ECGS | El Centro Hybrid | 6515911 | 19300813 | 389 | 4 | 389 | 4 |  |  |  |  | 37.7958 |  |  | 0.4452 |  |  | 100 | 8.9 | 264 | 3442.3634 | 55.311 | 221112 | -115.5375 | 32.8038 |  | 125 | 100 |  | 68 | N | Natural Gas, Residual Fuel Oil | Y | N | N | 9999 | N |  | O/G Steam |  | 4373.1997 | 12987
389_G_2A | CA | 06025 | IMPERIAL IRRIGATION DISTRICT ECGS | El Centro Hybrid | 6515911 | 19300613 | 389 | 2-2 | 389 | 2A | 13151115 | 2 | 103.8676 | 8.1037 | 42.6728 | 0.38888 | 0.23834 | 0.7532 | 2.5967 | 2022 | 100 | 15 | 330 | 14726.2152 | 83.2998 | 221112 | -115.5375 | 32.8038 | 945 | 125 | 140 |  | 73 | N | Natural Gas, Distillate Fuel Oil | Y | N | N | 9999 | N |  | Combined Cycle |  | 3476.3599 | 8128
389_G_32 | CA | 06025 | IMPERIAL IRRIGATION DISTRICT ECGS | El Centro Hybrid | 6515911 | 19300713 |  |  | 389 | 32 | 13151115 | 3 | 0.16367 | 1.8353 | 13.498 | 1.303 | 1.303 | 1.561 | 0.32336 | 2022 | 119 | 10 | 208 | 5198.0267 | 66.1567 | 221112 | -115.5375 | 32.8038 | 578 | 125 | 140 |  | 39 | N | Natural Gas | N | N | N | 9999 | N | 389_G_30;389_G_31;389_G_32 | Combined Cycle |  |  | 8128
56569_G_1 | CA | 06025 | Niland Gas Turbine Plant | Niland Gas Turbine Plant | 15667711 | 100118313 | 56569 | 1 | 56569 | 1 | 131511281 | 1 | 1.1658 | 0.4663 | 2.1401 | 0.47644 | 0.47644 | 0.1078 | 0.10583 | 2020 | 60 | 12 | 731 | 10446.4168 | 92.3294 | 221112 | -115.4991 | 33.243 | 460 | 125 | 120 |  | 43.8 | N | Natural Gas | Y | N | N | 9999 | N |  | Combustion Turbine |  | 1090.2694 | 10745
56569_G_2 | CA | 06025 | Niland Gas Turbine Plant | Niland Gas Turbine Plant | 15667711 | 100118413 | 56569 | 2 | 56569 | 2 | 131511281 | 2 | 0.32503 | 0.94962 | 2.55 | 0.92025 | 0.92025 | 0.139 | 0.15827 | 2022 | 60 | 12 | 750 | 10491.6668 | 92.7293 | 221112 | -115.4991 | 33.243 | 460 | 125 | 120 |  | 42.6 | N | Natural Gas | Y | N | N | 9999 | N |  | Combustion Turbine |  | 1403.4202 | 10745
10649_G_GEN1 | CA | 06029 | BEAR MOUNTAIN LIMITED | Bear Mountain Limited | 458111 | 48843613 | 10649 | GT1 | 10649 | GEN1 | 1514302049 | 1 | 2.6165 | 0.35343 | 4.0359 | 0.0399 | 0.03982 | 0.238 | 0.058905 | 2022 | 74 | 11 | 280 | 3522.2334 | 37.0482 | 221122 | -118.9265 | 35.4192 | 46 | 125 | 120 |  | 46 | Y | Natural Gas | Y | N | N | 9999 | N |  | Combustion Turbine |  | 2437.5 | 8700
10650_G_GEN1 | CA | 06029 | BADGER CREEK LIMITED | Badger Creek Limited | 412511 | 49172513 | 10650 | GT1 | 10650 | GEN1 |  |  | 0.93615 | 0.54075 | 1.894 | 0.14449 | 0.1442 | 0.0874 | 0.26994 |  | 75 | 12 | 260 | 5786.3851 | 51.1422 | 221122 | -119.03 | 35.484 |  | 125 | 120 |  | 46 | Y | Natural Gas | Y | N | N | 9999 | N |  | Combustion Turbine |  | 935.75 | 8700
50003_G_GEN1 | CA | 06029 | CHALK CLIFF LIMITED | Chalk Cliff Limited | 492111 | 48640813 |  |  | 50003 | GEN1 | 151430723 | 1 | 4.0485 | 0.2551 | 1.5894 | 0.0782 | 0.078043 | 0.012 | 0.17806 | 2020 | 74 | 10.8 | 285 | 3964.9667 | 43.264 | 221121 | -119.4299 | 35.0968 | 46 |  | 999 |  | 46 | Y | Natural Gas | N | Y | N | 9999 | N |  | Combustion Turbine |  |  | 8700
50134_G_GTAG | CA | 06029 | SYCAMORE COGENERATION FACILITY | Sycamore Cogeneration | 3945411 | 35566313 |  |  | 50134 | GTAG | 151430511 | 1 | 54.548 |  | 47.9713 | 15.3199 | 15.289 | 2.0891 |  | 2020 | 46.6 | 17.5 | 1025 | 19.815 | 0.0823 | 221112 | -119.0029 | 35.4548 | 76 | 125 | 120 |  | 75 | Y | Natural Gas | N | Y | N | 9999 | N |  | Combustion Turbine |  |  | 8700
50134_G_GTBG | CA | 06029 | SYCAMORE COGENERATION FACILITY | Sycamore Cogeneration | 3945411 | 35566413 |  |  | 50134 | GTBG | 151430511 | 2 | 3.9299 |  | 1.6077 | 0.50528 | 0.50426 | 0.0689 |  | 2020 | 46.6 | 17.5 | 1025 | 19.815 | 0.0823 | 221112 | -119.0029 | 35.4548 | 76 | 125 | 120 |  | 75 | Y | Natural Gas | N | Y | N | 9999 | N |  | Combustion Turbine |  |  | 8700
50134_G_GTCG | CA | 06029 | SYCAMORE COGENERATION FACILITY | Sycamore Cogeneration | 3945411 | 35565913 |  |  | 50134 | GTCG | 151430511 | 3 | 3.5992 |  | 1.085 | 0.37668 | 0.37592 | 0.0476 |  | 2020 | 46.6 | 17.5 | 1025 | 19.815 | 0.0823 | 221112 | -119.0029 | 35.4548 | 76 | 125 | 120 |  | 75 | Y | Natural Gas | N | Y | N | 9999 | N |  | Combustion Turbine |  |  | 8700
50134_G_GTDG | CA | 06029 | SYCAMORE COGENERATION FACILITY | Sycamore Cogeneration | 3945411 | 35566013 |  |  | 50134 | GTDG | 151430511 | 4 | 3.5502 |  | 1.1183 | 0.29555 | 0.29496 | 0.0479 |  | 2020 | 46.6 | 17.5 | 1025 | 19.815 | 0.0823 | 221112 | -119.0029 | 35.4548 | 76 | 125 | 120 |  | 75 | Y | Natural Gas | N | Y | N | 9999 | N |  | Combustion Turbine |  |  | 8700
50170_G_GEN1 | CA | 06029 | BERRY PETROLEUM COMPANY LLC | Berry Cogen | 295911 | 50803613 |  |  | 50170 | GEN1 | 1514302265 | 1 | 30.5772 |  | 18.1108 | 17.5128 | 17.4775 | 0.26166 | 3.3082 | 2020 | 60 | 11.4 | 370 | 17966.667 | 175.9515 | 221210 | -119.4436 | 35.093 | 38.7 |  | 999 |  | 35 | Y | Natural Gas | N | Y | N | 9999 | N |  | Combustion Turbine |  |  | 8700
50493_G_DC1 | CA | 06029 | DOUBLE C LIMITED | Double C Generation Limited Partnership | 410111 | 49233613 |  |  | 50493 | DC1 | 1514301119 | 1 | 1.6826 | 0.39289 | 0.88209 | 0.075 | 0.074849 | 0.00547 | 0.11382 | 2020 | 60 | 8 | 280 | 1869.5167 | 37.1778 | 221112 | -119.046 | 35.4962 | 0.1 |  | 999 |  | 23 | N | Natural Gas | N | N | N | 9999 | N |  | Combustion Turbine |  |  | 10745
50493_G_DC2 | CA | 06029 | DOUBLE C LIMITED | Double C Generation Limited Partnership | 410111 | 49233713 |  |  | 50493 | DC2 | 1514301119 | 2 | 3.2925 | 0.39745 | 0.97148 | 0.0758 | 0.075647 | 0.00554 | 0.11514 | 2020 | 60 | 8 | 280 | 1862.4167 | 37.0366 | 221112 | -119.046 | 35.4962 | 0.1 |  | 999 |  | 23 | N | Natural Gas | N | N | N | 9999 | N |  | Combustion Turbine |  |  | 10745
50494_G_KF1 | CA | 06029 | KERN FRONT LIMITED | Kern Front Limited | 5813711 | 21469513 |  |  | 50494 | KF1 | 1514301120 | 1 | 4.6825 | 0.30373 | 0.845 | 0.066685 | 0.066551 | 0.00487 | 0.10124 | 2022 | 60 | 8 | 275 | 1716.9333 | 34.1435 | 221112 | -119.0398 | 35.5155 | 23 | 125 | 120 |  | 23 | N | Natural Gas | N | N | N | 9999 | N |  | Combustion Turbine |  |  | 10745
50494_G_KF2 | CA | 06029 | KERN FRONT LIMITED | Kern Front Limited | 5813711 | 21469613 |  |  | 50494 | KF2 | 1514301120 | 2 | 4.639 | 0.23834 | 0.47852 | 0.0628 | 0.062674 | 0.00458 | 0.0953 | 2020 | 60 | 8 | 275 | 1762.0333 | 35.0404 | 221112 | -119.0398 | 35.5158 | 23 | 125 | 120 |  | 23 | N | Natural Gas | N | N | N | 9999 | N |  | Combustion Turbine |  |  | 10745
50495_G_HS1 | CA | 06029 | HIGH SIERRA LIMITED | High Sierra Limited | 14108911 | 84884813 |  |  | 50495 | HS1 | 1514301118 | 1 | 3.9188 | 0.25889 | 0.9757 | 0.0804 | 0.080238 | 0.0057 | 0.11861 | 2020 | 60 | 8 | 285 | 1900.6333 | 37.7966 | 221112 | -119.0304 | 35.5089 | 23 |  | 999 |  | 23 | Y | Natural Gas | N | Y | N | 9999 | N |  | Combustion Turbine |  |  | 9641
50495_G_HS2 | CA | 06029 | HIGH SIERRA LIMITED | High Sierra Limited | 14108911 | 84884713 |  |  | 50495 | HS2 | 1514301118 | 2 | 3.021 | 0.30409 | 0.95603 | 0.0759 | 0.075747 | 0.00554 | 0.11521 | 2020 | 60 | 8 | 285 | 1889.4333 | 37.5739 | 221112 | -119.0304 | 35.5089 | 23 |  | 999 |  | 23 | Y | Natural Gas | N | Y | N | 9999 | N |  | Combustion Turbine |  |  | 9641
50612_G_GEN1 | CA | 06029 | MCKITTRICK LIMITED | McKittrick Limited | 13890611 | 85205713 |  |  | 50612 | GEN1 | 1514301251 | 1 | 1.2927 | 0.545 | 1.195 | 0.12413 | 0.12388 | 0.0147 | 0.22402 | 2022 | 74 | 11.8 | 285 | 3706.0334 | 33.8751 | 221112 | -119.6624 | 35.3193 | 46 |  | 999 |  | 46 | Y | Natural Gas | N | Y | N | 9999 | N |  | Combustion Turbine |  |  | 8700
54768_G_GEN1 | CA | 06029 | LIVE OAK LIMITED | Live Oak Limited | 456011 | 48853413 | 54768 | GT1 | 54768 | GEN1 | 151430172 | 1 | 1.1634 | 0.40785 | 4.4455 | 0.0201 | 0.02006 | 0.1943 | 0.02961 | 2020 | 74 | 11 | 285 | 6085.4934 | 64.0096 | 221122 | -119.0088 | 35.4959 | 48 | 125 | 120 |  | 46 | Y | Natural Gas | Y | N | N | 9999 | N |  | Combustion Turbine |  | 1977.5 | 8700
55151_G_GEN1 | CA | 06029 | CXA LA PALOMA, LLC | La Paloma Generating Plant | 10296711 | 58290013 | 55151 | CTG-1 | 55151 | GEN1 | 1514303412 | 1 | 12.8662 | 9.01 | 13.4396 | 3.2629 | 3.2563 | 0.7747 | 0.40786 | 2020 | 131 | 18 | 200 | 11904.3335 | 46.7622 | 221121 | -119.5925 | 35.2948 | 2000 | 125 | 120 |  | 253 | N | Natural Gas | Y | N | N | 9999 | N |  | Combined Cycle |  | 1902.8999 | 7322
55151_G_GEN2 | CA | 06029 | CXA LA PALOMA, LLC | La Paloma Generating Plant | 10296711 | 58290113 | 55151 | CTG-2 | 55151 | GEN2 | 1514303412 | 2 | 10.7544 | 8.2479 | 15.0211 | 11.0592 | 11.037 | 1.0303 | 0.37259 | 2020 | 131 | 18 | 200 | 11653.6835 | 45.7776 | 221121 | -119.5932 | 35.2947 | 242 | 125 | 120 |  | 252 | N | Natural Gas | Y | N | N | 9999 | N |  | Combined Cycle |  | 2568.7402 | 7290
55151_G_GEN3 | CA | 06029 | CXA LA PALOMA, LLC | La Paloma Generating Plant | 10296711 | 58290213 | 55151 | CTG-3 | 55151 | GEN3 | 1514303412 | 3 | 7.7769 | 1.0233 | 11.4132 | 10.4667 | 10.4456 | 1.0122 | 0.38007 | 2020 | 131 | 18 | 200 | 11792.3835 | 46.3224 | 221121 | -119.5925 | 35.2947 | 237 | 125 | 120 |  | 252 | N | Natural Gas | Y | N | N | 9999 | N |  | Combined Cycle |  | 2648.5298 | 7338
55151_G_GEN4 | CA | 06029 | CXA LA PALOMA, LLC | La Paloma Generating Plant | 10296711 | 58290313 | 55151 | CTG-4 | 55151 | GEN4 | 1514303412 | 4 | 10.2354 | 2.9441 | 16.9555 | 6.6535 | 6.6401 | 1.0122 | 0.28697 | 2020 | 131 | 18 | 200 | 12183.7669 | 47.8599 | 221121 | -119.5919 | 35.2947 | 243 | 125 | 120 |  | 253 | N | Natural Gas | Y | N | N | 9999 | N |  | Combined Cycle |  | 2602.2515 | 7247
55182_G_X718 | CA | 06029 | SUNRISE POWER CO | Sunrise Power LLC | 361111 | 50311813 | 55182 | CTG1 | 55182 | X718 | 1514303746 | 1 | 14.5224 | 22.8137 | 29.1361 | 30.6527 | 30.5911 | 3.083 | 10.6531 | 2020 | 150 | 19 | 200 | 11255.0335 | 39.6802 | 221112 | -119.585 | 35.2097 | 150 | 125 | 120 |  | 150 | N | Natural Gas | Y | N | N | 9999 | N |  | Combined Cycle |  | 6234.6797 | 7069
55182_G_X719 | CA | 06029 | SUNRISE POWER CO | Sunrise Power LLC | 361111 | 50311913 | 55182 | CTG2 | 55182 | X719 | 1514303746 | 2 | 16.2892 | 9.4306 | 26.8344 | 27.5353 | 27.4799 | 2.9311 | 10.6914 | 2022 | 150 | 19 | 200 | 11222.3502 | 39.565 | 221112 | -119.585 | 35.2097 | 150 | 125 | 120 |  | 150 | N | Natural Gas | Y | N | N | 9999 | N |  | Combined Cycle |  | 5948.8975 | 7069
55400_G_CTG1 | CA | 06029 | ELK HILLS POWER LLC | Elk Hills Power LLC | 10295611 | 58291813 | 55400 | CTG-1 | 55400 | CTG1 | 1514303523 | 1 | 0.19909 | 58.3325 | 38.209 | 31.9866 | 31.9223 | 3.5857 |  | 2022 | 40 | 2 | 250 | -1 | 50 | 221122 | -119.4699 | 35.2802 | 2060 | 125 | 120 |  | 156 | Y | Natural Gas | Y | N | N | 9999 | N |  | Combined Cycle |  | 8154.6709 | 6524
55400_G_CTG2 | CA | 06029 | ELK HILLS POWER LLC | Elk Hills Power LLC | 10295611 | 58291913 | 55400 | CTG-2 | 55400 | CTG2 | 1514303523 | 2 | 0.63895 | 39.4235 | 38.6263 | 32.1394 | 32.0747 | 3.5468 |  | 2020 | 40 | 2 | 250 | -1 | 50 | 221122 | -119.4699 | 35.2802 | 2060 | 125 | 120 |  | 156 | Y | Natural Gas | Y | N | N | 9999 | N |  | Combined Cycle |  | 8053.3091 | 6524
55656_G_CT01 | CA | 06029 | PASTORIA ENERGY FACILITY, LLC | Pastoria Energy Facility, LLC | 10288711 | 58153413 | 55656 | CT001 | 55656 | CT01 | 1514303636 | 1 | 23.3815 | 5.9546 | 26.2393 | 11.363 | 11.3401 | 2.3167 | 2.8407 | 2020 | 40 | 2 | 250 | -1 | 50 | 221121 | -118.8441 | 34.9566 | 1840 | 125 | 140 |  | 175 | N | Natural Gas | Y | N | N | 9999 | N | 55656_G_ST03;55656_G_CT01 | Combined Cycle |  | 4252.0801 | 7071
55656_G_CT02 | CA | 06029 | PASTORIA ENERGY FACILITY, LLC | Pastoria Energy Facility, LLC | 10288711 | 58153713 | 55656 | CT002 | 55656 | CT02 | 1514303636 | 2 | 37.3875 | 4.4288 | 25.8753 | 14.9859 | 14.9557 | 2.253 | 2.6779 | 2020 | 40 | 2 | 250 | -1 | 50 | 221121 | -118.8441 | 34.9566 | 1840 | 125 | 140 |  | 173 | N | Natural Gas | Y | N | N | 9999 | N |  | Combined Cycle |  | 4102.3721 | 7071
55656_G_CT04 | CA | 06029 | PASTORIA ENERGY FACILITY, LLC | Pastoria Energy Facility, LLC | 10288711 | 58153813 | 55656 | CT004 | 55656 | CT04 | 1514303636 | 3 | 22.1179 | 7.5565 | 37.2817 | 10.3143 | 10.2936 | 3.1923 | 4.578 | 2020 | 40 | 2 | 250 | -1 | 50 | 221121 | -118.8441 | 34.9566 | 1840 | 125 | 140 |  | 171 | N | Natural Gas | Y | N | N | 9999 | N | 55656_G_ST05;55656_G_CT04 | Combined Cycle |  | 5878.2969 | 7071
58122_G_GEN1 | CA | 06029 | DELANO ENERGY CENTER LLC | Delano Energy Center | 18139211 | 130169513 | 58122 | GEN1 | 58122 | GEN1 | 1514306662 | 2 | 0.063 | 0.33973 | 0.6952 | 0.0532 | 0.053093 | 0.0399 | 0.0148 | 2020 | 60 | 12 | 800 | 9173.4868 | 81.0787 | 221118 | -119.2944 | 35.7892 | 500 | 125 | 120 |  | 60.5 | N | Natural Gas | Y | N | N | 9999 | N |  | Combustion Turbine |  | 410.5902 | 11601
54626_B_BL01 | CA | 06029 | MT POSO COGENERATION COMPANY, LLC |  | 4197111 | 33770513 |  |  |  |  | 15143091 | 3 | 1.1469 | 0.0013079 | 25.6603 | 1.083 | 1.0069 | 0.80373 |  | 2020 | 150 | 8.5 | 300 | 3932.85 | 69.2795 | 221118 | -119.006 | 35.577 | 592 | 125 | 120 |  |  |  |  | N | N | N |  | N
10501_G_K100 | CA | 06029 | MID-SET COGENERATION COMPANY |  | 13847911 | 84891013 |  |  |  |  | 1514302592 | 1 |  | 19.4509 | [5 empty] | 2020 | 49 | 10.7 | 250 | 3903.9334 | 43.398 | 221118 | -119.5709 | 35.1941 | 36 | 125 | 999 |  |  |  |  | N | N | N |  | N |  |  | 8736
55698_G_HEP1 | CA | 06031 | MRP SAN JOAQUIN ENERGY, LLC | Hanford Energy Park Peaker | 17611 | 52140513 | 55698 | HEP1 | 55698 | HEP1 |  |  | 0.33282 | 0.26853 | 0.6635 | 0.13661 | 0.13633 | 0.0282 | 0.0208 |  | 40 | 2 | 250 | -1 | 50 | 221118 | -119.6477 | 36.2695 |  | 125 | 999 |  | 45.9 | N | Natural Gas | Y | N | N | 9999 | N |  | Combustion Turbine |  | 302.9099 | 10910
55698_G_HEP2 | CA | 06031 | MRP SAN JOAQUIN ENERGY, LLC | Hanford Energy Park Peaker | 17611 | 52140613 | 55698 | HEP2 | 55698 | HEP2 | 1614304140 | 2 | 0.15369 | 0.20809 | 0.6668 | 0.083646 | 0.083478 | 0.029 | 0.0404 | 2020 | 40 | 2 | 250 | -1 | 50 | 221118 | -119.6477 | 36.2695 | 47.5 | 125 | 999 |  | 45.9 | N | Natural Gas | Y | N | N | 9999 | N |  | Combustion Turbine |  | 304.1299 | 10910
55807_G_HPP1 | CA | 06031 | MRP SAN JOAQUIN ENERGY, LLC | Henrietta Peaker | 16711 | 52145713 | 55807 | HPP1 | 55807 | HPP1 | 1614303929 | 1 | 0.35441 | 0.49388 | 1.8609 | 0.12798 | 0.12772 | 0.0696 | 0.0156 | 2020 | 40 | 2 | 250 | -1 | 50 | 333611 | -119.9043 | 36.24 | 46.9 | 125 | 120 |  | 46.3 | N | Natural Gas | Y | N | N | 9999 | N |  | Combustion Turbine |  | 726.5102 | 10745
55807_G_HPP2 | CA | 06031 | MRP SAN JOAQUIN ENERGY, LLC | Henrietta Peaker | 16711 | 52145813 | 55807 | HPP2 | 55807 | HPP2 | 1614303929 | 2 | 0.36445 | 0.6329 | 1.5965 | 0.16433 | 0.164 | 0.0628 | 0.0277 | 2022 | 40 | 2 | 250 | -1 | 50 | 333611 | -119.9043 | 36.24 | 46.9 | 125 | 120 |  | 46.1 | N | Natural Gas | Y | N | N | 9999 | N |  | Combustion Turbine |  | 662.2604 | 10745
10777_B_ZURN1 | CA | 06035 | H.L. POWER COMPANY | HL Power | 4198711 | 33747913 |  |  | 10777 | ZURN1 | 18081415 | 1 | 1.2 | 0.065476 | 150 | 36.7893 | 34.2063 | 1 | 1.3594 | 2022 | 135 | 10 | 325 | 4750.2 | 60.457 | 221122 | -120.2673 | 40.3708 |  | 125 | 999 |  | 30 | N | Biomass | N | N | N | 9999 | N |  | Biomass |  |  | 14842
54468_B_BLR1 | CA | 06035 | MT. LASSEN POWER |  | 53211 | 52025213 |  |  |  |  | 18081416 | 7 | 19.4 | 13.02 | 84 | 20.5382 | 19.0962 | 4.2 | 0.39465 | 2020 | 125 | 5 | 225 | 66.6666 | 3.3939 | 221122 | -121.018 | 40.297 |  | 125 | 999 |  |  |  |  | N | N | N |  | N
377_B_4 | CA | 06037 | GLENDALE CITY, GLENDALE WATER & POWER | Grayson | 5635111 | 85700213 | 377 | 4 | 377 | 4 | 191026800327 | 21 |  |  | 8.1375 |  |  | 0.1183 |  | 2022 | [5 empty] | 221112 | -118.2798 | 34.1571 | 650 | 125 | 100 |  | 40 | N | Natural Gas | Y | N | N | 9999 | N |  | O/G Steam |  | 3320.3796 | 13796
377_B_5 | CA | 06037 | GLENDALE CITY, GLENDALE WATER & POWER | Grayson | 5635111 | 85700113 | 377 | 5 | 377 | 5 |  |  |  |  | 4.1165 |  |  | 0.031 | [7 empty] | 221112 | -118.2798 | 34.1571 |  | 125 | 100 |  | 40 | N | Natural Gas | Y | N | N | 9999 | N |  | O/G Steam |  | 7613.6304 | 14246
400_B_1 | CA | 06037 | LA CITY, DWP HAYNES GENERATING STATION | Haynes | 5796711 | 119397313 | 400 | 1 | 400 | 1 | 191026800074 | 58 | 21.67 | 2.2999 | 1.2686 | 4.55 | 4.55 | 0.3597 | 3.5 | 2020 | [5 empty] | 926130 | -118.0948 | 33.7639 | 2180 | 125 | 100 |  | 222 | N | Natural Gas | Y | N | N | 9999 | N |  | O/G Steam |  | 1279.1399 | 11548
400_B_2 | CA | 06037 | LA CITY, DWP HAYNES GENERATING STATION | Haynes | 5796711 | 119397413 | 400 | 2 | 400 | 2 | 191026800074 | 59 | 2.54 | 1.8322 | 1.1523 | 3.18 | 3.18 | 0.2747 | 2.64 | 2020 | [5 empty] | 926130 | -118.0948 | 33.7639 | 2160 | 125 | 100 |  | 222 | N | Natural Gas | Y | N | N | 9999 | N |  | O/G Steam |  | 1261.3101 | 11396
50837_B_UNIT1 | CA | 06037 | LONG BEACH CITY, SERRF PROJECT | Southeast Resource Recovery | 5783911 | 119254913 |  |  | 50837 | UNIT1 | 19102644577 | 16 | 12.68 | 4.2412 | 86.51 | 3.009 | 2.106 | 3.39 | 2.09 | 2020 | 210.9 | 6.9 | 353 | 2668.1 | 69.5 | 562213 | -118.2411 | 33.7592 | 178 | 103 | 270 |  | 9.3 | Y | MSW | N | Y | N | 9999 | N |  | Municipal Solid Waste |  |  | 19076
50837_B_UNIT2 | CA | 06037 | LONG BEACH CITY, SERRF PROJECT | Southeast Resource Recovery | 5783911 | 119255013 |  |  | 50837 | UNIT2 | 19102644577 | 17 | 14.78 | 8.6102 | 81.3 | 1.593 | 1.152 | 4.3 | 4.78 | 2020 | 210.9 | 6.9 | 353 | 2668.1 | 69.5 | 562213 | -118.2411 | 33.7592 | 178 | 103 | 270 |  | 9.3 | Y | MSW | N | Y | N | 9999 | N |  | Municipal Solid Waste |  |  | 19076
50837_B_UNIT3 | CA | 06037 | LONG BEACH CITY, SERRF PROJECT | Southeast Resource Recovery | 5783911 | 119255113 |  |  | 50837 | UNIT3 | 19102644577 | 18 | 14.86 | 8.3759 | 101.16 | 2.433 | 1.682 | 8.5 | 4.19 | 2020 | 210.9 | 6.9 | 353 | 2668.1 | 69.5 | 562213 | -118.2411 | 33.7592 | 178 | 103 | 270 |  | 9.3 | Y | MSW | N | Y | N | 9999 | N |  | Municipal Solid Waste |  |  | 19076
10169_G_GEN1 | CA | 06037 | CARSON COGENERATION COMPANY | Carson Cogeneration | 4082511 | 100907513 | 10169 | D1 | 10169 | GEN1 | 191026118406 | 7 |  |  | 1.4281 |  |  | 0.0703 |  | 2022 | [5 empty] | 221112 | -118.2496 | 33.8759 | 453 | 125 | 140 |  | 41.3 | N | Natural Gas | Y | N | N | 9999 | N | 10169_G_GEN1;10169_G_GEN2 | Combined Cycle |  | 748.7499 | 10354
341_G_CT1 | CA | 06037 | LONG BEACH GENERATION, LLC | Long Beach Generation LLC | 4083011 | 76563013 | 341 | 1 | 341 | CT1 | 191026115314 | 1 | 0.84 | 0.70889 | 1.0262 | 0.51688 | 0.51584 | 0.0208 | 0.16 | 2020 | [5 empty] | 221112 | -118.2248 | 33.7641 |  | 125 | 120 |  | 65 | N | Natural Gas | Y | N | N | 9999 | N |  | Combustion Turbine |  | 95.57 | 16715
341_G_CT2 | CA | 06037 | LONG BEACH GENERATION, LLC | Long Beach Generation LLC | 4083011 | 35227213 | 341 | 2 | 341 | CT2 | 191026115314 | 3 | 1.14 | 0.6825 | 0.8229 | 0.497 | 0.496 | 0.0188 | 0.16 | 2020 | [5 empty] | 221112 | -118.2248 | 33.7641 | 1100 | 125 | 120 |  | 65 | N | Natural Gas | Y | N | N | 9999 | N |  | Combustion Turbine |  | 83.74 | 16716
341_G_CT3 | CA | 06037 | LONG BEACH GENERATION, LLC | Long Beach Generation LLC | 4083011 | 35227113 | 341 | 3 | 341 | CT3 | 191026115314 | 5 | 1.63 | 0.55965 | 0.7439 | 0.40754 | 0.40672 | 0.0201 | 0.13 | 2020 | [5 empty] | 221112 | -118.2248 | 33.7641 | 1100 | 125 | 120 |  | 65 | N | Natural Gas | Y | N | N | 9999 | N |  | Combustion Turbine |  | 83.89 | 16716
341_G_CT4 | CA | 06037 | LONG BEACH GENERATION, LLC | Long Beach Generation LLC | 4083011 | 35226913 | 341 | 4 | 341 | CT4 | 191026115314 | 7 | 1.06 | 0.5824 | 0.8272 | 0.42742 | 0.42656 | 0.0214 | 0.13 | 2020 | [5 empty] | 221112 | -118.2248 | 33.7641 |  | 125 | 120 |  | 65 | N | Natural Gas | Y | N | N | 9999 | N |  | Combustion Turbine |  | 80.4 | 16716
377_G_9 | CA | 06037 | GLENDALE CITY, GLENDALE WATER & POWER | Grayson | 5635111 | 85700013 | 377 | 9 | 377 | 9 | 191026800327 | 23 |  |  | 2.7668 |  |  | 0.0626 |  | 2022 | [5 empty] | 221112 | -118.2798 | 34.1571 | 470 | 125 | 100 |  | 48 | N | Natural Gas | Y | N | N | 9999 | N |  | Combustion Turbine |  | 631.35 | 10745
399_G_10A | CA | 06037 | LA CITY, DWP HARBOR GENERATING STATION | Harbor | 5683211 | 76189613 | 399 | **10A | 399 | 10A | 191026800170 | 9 | 0.11256 | 0.24218 | 4.9031 | 0.13974 | 0.13944 | 0.163 | 0.11111 | 2020 | 40 | 2 | 250 | -1 | 50 | 221112 | -118.2657 | 33.7705 | 1090 | 125 | 999 |  | 73 | N | Natural Gas | Y | N | N | 9999 | N |  | Combined Cycle |  | 633.61 | 11213
399_G_GT10 | CA | 06037 | LA CITY, DWP HARBOR GENERATING STATION | Harbor | 5683211 | 76189813 | 399 | 10 | 399 | GT10 |  |  |  |  | 0.7989 |  |  | 0.0215 |  |  | 40 | 2 | 250 | -1 | 50 | 221112 | -118.2657 | 33.7705 |  | 125 | 120 |  | 47.4 | N | Natural Gas | Y | N | N | 9999 | N |  | Combustion Turbine |  | 225.23 | 11029
399_G_GT11 | CA | 06037 | LA CITY, DWP HARBOR GENERATING STATION | Harbor | 5683211 | 76189913 | 399 | 11 | 399 | GT11 |  |  | 0.62 | 0.99169 | 0.7436 | 0.016252 | 0.015959 | 0.019 | 0.28268 |  | 40 | 2 | 250 | -1 | 50 | 221112 | -118.2657 | 33.7705 |  | 125 | 120 |  | 47.4 | N | Natural Gas | Y | N | N | 9999 | N |  | Combustion Turbine |  | 211.17 | 11029
399_G_GT12 | CA | 06037 | LA CITY, DWP HARBOR GENERATING STATION | Harbor | 5683211 | 76190013 | 399 | 12 | 399 | GT12 | 191026800170 | 13 | 0.000258 | 2e-05 | 0.534 | 0.00035287 | 0.0003376 | 0.0162 | 0.000452 | 2020 | 40 | 2 | 250 | -1 | 50 | 221112 | -118.2657 | 33.7705 | 800 | 125 | 999 |  | 47.4 | N | Natural Gas | Y | N | N | 9999 | N |  | Combustion Turbine |  | 172.74 | 11029
399_G_GT13 | CA | 06037 | LA CITY, DWP HARBOR GENERATING STATION | Harbor | 5683211 | 76189413 | 399 | 13 | 399 | GT13 | 191026800170 | 7 | 0.07167 | 0.097835 | 0.6605 | 0.11011 | 0.10985 | 0.0192 | 0.10122 | 2020 | [5 empty] | 221112 | -118.2657 | 33.7705 | 500 | 125 | 120 |  | 47.4 | N | Natural Gas | Y | N | N | 9999 | N |  | Combustion Turbine |  | 208.71 | 11029
400_G_10 | CA | 06037 | LA CITY, DWP HAYNES GENERATING STATION | Haynes | 5796711 | 119397713 | 400 | 10 | 400 | 10 | 191026800074 | 75 | 41.6277 | 13.8016 | 22.7625 | 7.5047 | 7.4896 | 1.9586 | 3.85 | 2020 | [5 empty] | 926130 | -118.0948 | 33.7639 | 2040 | 125 | 120 |  | 162.5 | N | Natural Gas | Y | N | N | 9999 | N |  | Combined Cycle |  | 4109.1714 | 7134
400_G_11 | CA | 06037 | LA CITY, DWP HAYNES GENERATING STATION | Haynes | 5796711 | 119398113 | 400 | 11 | 400 | 11 | 191026800074 | 99 | 1.77 | 0.89438 | 0.7568 | 0.11928 | 0.11904 | 0.0645 | 0.25 | 2020 | [5 empty] | 926130 | -118.0948 | 33.7639 | 820 | 125 | 120 |  | 99.2 | N | Natural Gas | Y | N | N | 9999 | N |  | Combustion Turbine |  | 245.03 | 10745
400_G_12 | CA | 06037 | LA CITY, DWP HAYNES GENERATING STATION | Haynes | 5796711 | 119396713 | 400 | 12 | 400 | 12 | 191026800074 | 100 | 1.06 | 1.2962 | 5.8138 | 0.3976 | 0.3968 | 0.4787 | 0.15 | 2022 | [5 empty] | 926130 | -118.0948 | 33.7639 | 820 | 125 | 120 |  | 99.2 | N | Natural Gas | Y | N | N | 9999 | N |  | Combustion Turbine |  | 1919.8323 | 10745
400_G_13 | CA | 06037 | LA CITY, DWP HAYNES GENERATING STATION | Haynes | 5796711 | 119396813 | 400 | 13 | 400 | 13 | 191026800074 | 101 | 1.86 | 0.98667 | 2.3475 | 1.2723 | 1.2698 | 0.171 | 0.27 | 2020 | [5 empty] | 926130 | -118.0948 | 33.7639 | 820 | 125 | 120 |  | 99.2 | N | Natural Gas | Y | N | N | 9999 | N |  | Combustion Turbine |  | 656.1901 | 10745
400_G_14 | CA | 06037 | LA CITY, DWP HAYNES GENERATING STATION | Haynes | 5796711 | 119396913 | 400 | 14 | 400 | 14 | 191026800074 | 102 | 1.34 | 0.88781 | 1.2549 | 0.76538 | 0.76384 | 0.0911 | 0.25 | 2022 | [5 empty] | 926130 | -118.0948 | 33.7639 | 820 | 125 | 120 |  | 99.2 | N | Natural Gas | Y | N | N | 9999 | N |  | Combustion Turbine |  | 364.19 | 10745
400_G_15 | CA | 06037 | LA CITY, DWP HAYNES GENERATING STATION | Haynes | 5796711 | 119397013 | 400 | 15 | 400 | 15 | 191026800074 | 103 | 1.5 | 0.82051 | 2.5633 | 0.1988 | 0.1984 | 0.2023 | 0.26 | 2020 | [5 empty] | 926130 | -118.0948 | 33.7639 | 820 | 125 | 120 |  | 99.2 | N | Natural Gas | Y | N | N | 9999 | N |  | Combustion Turbine |  | 801.7203 | 10745
400_G_16 | CA | 06037 | LA CITY, DWP HAYNES GENERATING STATION | Haynes | 5796711 | 119397113 | 400 | 16 | 400 | 16 | 191026800074 | 104 | 0.89 | 1.0102 | 3.247 | 0.2485 | 0.248 | 0.2324 | 0.13 | 2020 | [5 empty] | 926130 | -118.0948 | 33.7639 | 820 | 125 | 120 |  | 99.2 | N | Natural Gas | Y | N | N | 9999 | N |  | Combustion Turbine |  | 939.1504 | 10745
400_G_9 | CA | 06037 | LA CITY, DWP HAYNES GENERATING STATION | Haynes | 5796711 | 119397613 | 400 | 9 | 400 | 9 | 191026800074 | 74 | 32.25 | 20.4985 | 24.2935 | 7.5345 | 7.5194 | 2.236 | 3.41 | 2020 | [5 empty] | 926130 | -118.0948 | 33.7639 | 2040 | 125 | 120 |  | 162.5 | N | Natural Gas | Y | N | N | 9999 | N | 400_G_8;400_G_9 | Combined Cycle |  | 4685.0801 | 7134
404_G_4 | CA | 06037 | LA CITY, DWP SCATTERGOOD GENERATING STN | Scattergood | 13909011 | 85872913 | 404 | 4 | 404 | 4 | 191026800075 | 23 | 11.84 | 8.9662 | 36.0726 | 8.0713 | 8.055 | 3.6922 | 3.25 | 2020 | [5 empty] | 221112 | -118.4268 | 33.9185 | 2080 | 125 | 140 |  | 206 | N | Natural Gas | Y | N | N | 9999 | N | 404_G_5;404_G_4 | Combined Cycle |  | 6942.8794 | 7126
404_G_6 | CA | 06037 | LA CITY, DWP SCATTERGOOD GENERATING STN | Scattergood | 13909011 | 85872713 | 404 | 6 | 404 | 6 | 191026800075 | 25 | 1.45 | 1.0013 | 3.2988 | 0.2982 | 0.2976 | 0.2462 | 0.23 | 2020 | [5 empty] | 221112 | -118.4268 | 33.9185 | 903 | 125 | 120 |  | 102 | N | Natural Gas | Y | N | N | 9999 | N |  | Combustion Turbine |  | 1062.9503 | 10745
404_G_7 | CA | 06037 | LA CITY, DWP SCATTERGOOD GENERATING STN | Scattergood | 13909011 | 85872513 | 404 | 7 | 404 | 7 | 191026800075 | 27 | 1.28 | 1.0111 | 0.6604 | 0.55664 | 0.55552 | 0.0431 | 0.19 | 2022 | [5 empty] | 221112 | -118.4268 | 33.9185 | 903 | 125 | 120 |  | 102 | N | Natural Gas | Y | N | N | 9999 | N |  | Combustion Turbine |  | 198.15 | 10745
408_G_5 | CA | 06037 | LA CITY, DWP VALLEY GENERATING STATION | Valley (CA) | 5681911 | 85759613 | 408 | 5 | 408 | 5 | 191026800193 | 1 | 0.39271 | 0.31727 | 1.0726 | 0.010163 | 0.010133 | 0.0276 | 0.070457 | 2020 | 40 | 2 | 250 | -1 | 50 | 221112 | -118.3903 | 34.2419 | 480 | 125 | 120 |  | 44 | N | Natural Gas, Distillate Fuel Oil | Y | N | N | 9999 | N |  | Combustion Turbine |  | 307.3101 | 11454
408_G_6 | CA | 06037 | LA CITY, DWP VALLEY GENERATING STATION | Valley (CA) | 5681911 | 85759413 | 408 | 6 | 408 | 6 | 191026800193 | 3 | 26.31 | 9.3861 | 29.8367 | 0.68586 | 0.68448 | 2.0617 | 1.3 | 2020 | 40 | 2 | 250 | -1 | 50 | 221112 | -118.3903 | 34.2419 | 1900 | 125 | 120 |  | 155 | N | Natural Gas | Y | N | N | 9999 | N |  | Combined Cycle |  | 4750.0405 | 7439
408_G_7 | CA | 06037 | LA CITY, DWP VALLEY GENERATING STATION | Valley (CA) | 5681911 | 85759113 | 408 | 7 | 408 | 7 | 191026800193 | 6 | 20.09 | 4.2757 | 31.8848 | 0.46718 | 0.46624 | 2.3684 | 0.88 | 2022 | 40 | 2 | 250 | -1 | 50 | 221112 | -118.3903 | 34.2419 | 2000 | 125 | 120 |  | 155 | N | Natural Gas | Y | N | N | 9999 | N | 408_G_7;408_G_8 | Combined Cycle |  | 5558.0498 | 7439
50216_G_GN91 | CA | 06037 | TESORO REFINING & MARKETING CO, LLC | Watson Cogeneration | 4073511 | 121140913 |  |  | 50216 | GN91 | 191026174655 | 302 | 2.66 | 101.64 | 27.85 | 22.9216 | 22.8755 | 1.33 | 19.11 | 2022 | 100 | 14.8 | 833 | 13600.6736 | 79.0264 | 324110 | -118.2383 | 33.8099 |  | 126 | 140 |  | 82 | Y | Natural Gas | N | Y | N | 9999 | N | 50216_G_GN95;50216_G_GN91 | Combined Cycle | 8736 |  | 5503
50216_G_GN92 | CA | 06037 | TESORO REFINING & MARKETING CO, LLC | Watson Cogeneration | 4073511 | 121140813 |  |  | 50216 | GN92 | 191026174655 | 304 | 4.07 | 98.45 | 16.67 | 28.4483 | 28.391 | 0.62 | 20.3 | 2022 | 100 | 14.8 | 841 | 13880.9852 | 80.6551 | 324110 | -118.2383 | 33.8099 |  | 126 | 140 |  | 82 | Y | Natural Gas | N | Y | N | 9999 | N |  | Combined Cycle | 8736 |  | 5503
50216_G_GN93 | CA | 06037 | TESORO REFINING & MARKETING CO, LLC | Watson Cogeneration | 4073511 | 121140713 |  |  | 50216 | GN93 | 191026174655 | 306 | 4.95 | 90.76 | 18.01 | 32.1658 | 32.1011 | 0.55 | 24.3 | 2022 | 100 | 14.8 | 840 | 11901.9902 | 69.1562 | 324110 | -118.2383 | 33.8099 |  | 126 | 140 |  | 82 | Y | Natural Gas | N | Y | N | 9999 | N | 50216_G_GN93;50216_G_GN96 | Combined Cycle | 8736 |  | 5503
50216_G_GN94 | CA | 06037 | TESORO REFINING & MARKETING CO, LLC | Watson Cogeneration | 4073511 | 121140613 |  |  | 50216 | GN94 | 191026174655 | 308 | 2.7 | 92.05 | 18.83 | 29.2534 | 29.1946 | 0.88 | 22.02 | 2022 | 100 | 14.8 | 842 | 12412.1569 | 72.1205 | 324110 | -118.2383 | 33.8099 |  | 126 | 140 |  | 82 | Y | Natural Gas | N | Y | N | 9999 | N |  | Combined Cycle | 8736 |  | 5503
56041_G_M1 | CA | 06037 | BICENT (CALIFORNIA) MALBURG LLC | Malburg | 16016511 | 101034313 | 56041 | M1 | 56041 | M1 | 191026155474 | 4 | 1.47 | 5.5785 | 7.0312 | 3.6579 | 3.6506 | 0.589 | 0.94 | 2020 | 40 | 2 | 250 | -1 | 50 | 221112 | -118.2196 | 33.9984 | 594 | 125 | 120 |  | 44 | N | Natural Gas | Y | N | N | 9999 | N |  | Combined Cycle |  | 5683.2793 | 7775
56041_G_M2 | CA | 06037 | BICENT (CALIFORNIA) MALBURG LLC | Malburg | 16016511 | 101034113 | 56041 | M2 | 56041 | M2 |  |  | 0.000864 | 0.00288 | 7.2468 | 0.0018985 | 0.0018947 | 0.632 | 0.000488 |  | 40 | 2 | 250 | -1 | 50 | 221112 | -118.2196 | 33.9984 |  | 125 | 120 |  | 44 | N | Natural Gas | Y | N | N | 9999 | N |  | Combined Cycle |  | 6075.5493 | 7775
56898_G_1 | CA | 06037 | AMERESCO CHIQUITA ENERGY LLC | Ameresco Chiquita Canyon | 16015611 | 100969713 |  |  | 56898 | 1 | 191026140373 | 2 | 1.07 |  | 4.4 | 1.2524 | 1.2499 | 2.75 | 0.46 | 2020 | [5 empty] | 221117 | -118.6429 | 34.4317 |  | 125 | 999 |  | 4 | N | Landfill Gas | N | N | N | 9999 | N |  | Landfill Gas |  |  | 13824
56898_G_2 | CA | 06037 | AMERESCO CHIQUITA ENERGY LLC | Ameresco Chiquita Canyon | 16015611 | 100969813 |  |  | 56898 | 2 | 191026140373 | 3 | 0.31003 |  | 0.89011 | 0.55664 | 0.55552 | 0.78004 | 0.11 | 2020 | [5 empty] | 221117 | -118.6429 | 34.4317 |  | 125 | 999 |  | 4 | N | Landfill Gas | N | N | N | 9999 | N |  | Landfill Gas |  |  | 13824
57515_G_GT1 | CA | 06037 | WALNUT CREEK ENERGY, LLC | Walnut Creek Energy Park | 17216311 | 118956513 | 57515 | GT1 | 57515 | GT1 | 191026146536 | 3 | 3.65 | 1.3726 | 7.067 | 0.90454 | 0.90272 | 0.3385 | 0.46 | 2020 | 40 | 2 | 250 | -1 | 50 | 221112 | -117.9449 | 34.0085 | 892 | 125 | 120 |  | 97 | N | Natural Gas | Y | N | N | 9999 | N |  | Combustion Turbine |  | 1408.4982 | 10745
57515_G_GT2 | CA | 06037 | WALNUT CREEK ENERGY, LLC | Walnut Creek Energy Park | 17216311 | 118956613 | 57515 | GT2 | 57515 | GT2 | 191026146536 | 5 | 2.49 | 0.97529 | 3.8137 | 0.31808 | 0.31744 | 0.212 | 0.39 | 2022 | 40 | 2 | 250 | -1 | 50 | 221112 | -117.9449 | 34.0085 | 892 | 125 | 120 |  | 97 | N | Natural Gas | Y | N | N | 9999 | N |  | Combustion Turbine |  | 901.7207 | 10745
57515_G_GT3 | CA | 06037 | WALNUT CREEK ENERGY, LLC | Walnut Creek Energy Park | 17216311 | 118956713 | 57515 | GT3 | 57515 | GT3 | 191026146536 | 7 | 2.41 | 1.8366 | 6.1906 | 0.58646 | 0.58528 | 0.3162 | 0.29 | 2020 | 40 | 2 | 250 | -1 | 50 | 221112 | -117.9449 | 34.0085 | 892 | 125 | 120 |  | 97 | N | Natural Gas | Y | N | N | 9999 | N |  | Combustion Turbine |  | 1325.7083 | 10745
57515_G_GT4 | CA | 06037 | WALNUT CREEK ENERGY, LLC | Walnut Creek Energy Park | 17216311 | 118956813 | 57515 | GT4 | 57515 | GT4 | 191026146536 | 9 | 2.41 | 1.0412 | 5.1872 | 0.2982 | 0.2976 | 0.2711 | 0.22 | 2022 | 40 | 2 | 250 | -1 | 50 | 221112 | -117.9449 | 34.0085 | 892 | 125 | 120 |  | 97 | N | Natural Gas | Y | N | N | 9999 | N |  | Combustion Turbine |  | 1143.4589 | 10745
57515_G_GT5 | CA | 06037 | WALNUT CREEK ENERGY, LLC | Walnut Creek Energy Park | 17216311 | 118956213 | 57515 | GT5 | 57515 | GT5 | 191026146536 | 11 | 2.44 | 1.1924 | 4.4204 | 0.90454 | 0.90272 | 0.258 | 0.24 | 2022 | 40 | 2 | 250 | -1 | 50 | 221112 | -117.9449 | 34.0085 | 892 | 125 | 120 |  | 97 | N | Natural Gas | Y | N | N | 9999 | N |  | Combustion Turbine |  | 1117.5508 | 10745
57901_G_5 | CA | 06037 | EL SEGUNDO ENERGY CENTER LLC | El Segundo Energy Center LLC | 4084611 | 118844213 | 330 | 5 | 57901 | 5 | 191026115663 | 10 | 3.96 | 7.4711 | 3.3774 | 2.7534 | 2.7478 | 0.4159 | 0.59 | 2020 | 40 | 2 | 250 | -1 | 50 | 221118 | -118.4251 | 33.91 | 2600 | 125 | 999 |  | 195 | N | Natural Gas | Y | N | N | 9999 | N | 57901_G_6;57901_G_5 | Combined Cycle |  | 801.0797 | 8368
57901_G_7 | CA | 06037 | EL SEGUNDO ENERGY CENTER LLC | El Segundo Energy Center LLC | 4084611 | 35181413 | 330 | 7 | 57901 | 7 | 191026115663 | 11 | 4.11 | 8.1445 | 3.0101 | 0.01988 | 0.01984 | 0.3062 | 0.59 | 2020 | 40 | 2 | 250 | -1 | 50 | 221118 | -118.4251 | 33.91 | 2400 | 125 | 140 |  | 195 | N | Natural Gas | Y | N | N | 9999 | N | 57901_G_7;57901_G_8 | Combined Cycle |  | 603.96 | 8368
62115_G_1A | CA | 06037 | AES ALAMITOS, LLC | AES Alamitos Energy Center | 4083111 | 35226013 | 315 | CT1 | 62115 | 1A | 191026115394 | 51 | 26.87 | 17.4928 | 31.7568 | 9.771 | 9.7514 | 3.5916 | 12.73 | 2020 | [5 empty] | 221112 | -118.1033 | 33.7668 | 300 | 125 | 140 |  | 194 | N | Natural Gas | Y | N | N | 9999 | N |  | Combined Cycle |  | 6016.4922 | 7050
62115_G_1B | CA | 06037 | AES ALAMITOS, LLC | AES Alamitos Energy Center | 4083111 | 139816213 | 315 | CT2 | 62115 | 1B | 191026115394 | 52 | 29.53 | 18.2043 | 33.6839 | 10.1885 | 10.168 | 3.7428 | 13.3 | 2020 | [5 empty] | 221112 | -118.1033 | 33.7668 | 300 | 125 | 140 |  | 194 | N | Natural Gas | Y | N | N | 9999 | N |  | Combined Cycle |  | 6308.5957 | 7050
356_B_8 | CA | 06037 | AES REDONDO BEACH, LLC |  | 4083411 | 35218813 | 356 | 8 |  |  |  |  | 470.21 | 11.4202 | 4.7509 | 1.38 | 1.38 | 0.3775 | 6.55 |  | 40 | 2 | 250 | -1 | 50 | 221112 | -118.395 | 33.8504 |  | 125 | 100 |  |  |  |  | Y | N | N |  | N |  |  |  | 673
315_B_3 | CA | 06037 | AES ALAMITOS, LLC |  | 4083111 | 76772313 | 315 | 3 |  |  | 191026115394 | 9 | 308.68 | 12.4949 | 13.8609 | 9.91 | 9.91 | 0.972 | 7.17 | 2022 | [5 empty] | 221112 | -118.1031 | 33.7711 | 2890 | 125 | 100 |  |  |  |  | Y | N | N |  | N |  |  |  | 3397
356_B_6 | CA | 06037 | AES REDONDO BEACH, LLC |  | 4083411 | 35219113 | 356 | 6 |  |  | 191026115536 | 3 | 261.91 | 3.1806 | 5.5441 | 1.25 | 1.25 | 0.3691 | 3.65 | 2020 | 40 | 2 | 250 | -1 | 50 | 221112 | -118.395 | 33.8504 | 1850 | 125 | 100 |  |  |  |  | Y | N | N |  | N |  |  |  | 2777
356_B_5 | CA | 06037 | AES REDONDO BEACH, LLC |  | 4083411 | 35217213 | 356 | 5 |  |  | 191026115536 | 1 | 125.7 | 1.5265 | 3.9924 | 0.24 | 0.24 | 0.3099 | 1.75 | 2022 | 40 | 2 | 250 | -1 | 50 | 221112 | -118.395 | 33.8504 | 1810 | 125 | 100 |  |  |  |  | Y | N | N |  | N |  |  |  | 2380
315_B_4 | CA | 06037 | AES ALAMITOS, LLC |  | 4083111 | 76772413 | 315 | 4 |  |  | 191026115394 | 10 |  |  | 12.9309 |  |  | 0.9926 |  | 2022 | [5 empty] | 221112 | -118.1031 | 33.7711 | 3440 | 125 | 100 |  |  |  |  | Y | N | N |  | N |  |  |  | 4512
315_B_5 | CA | 06037 | AES ALAMITOS, LLC |  | 4083111 | 76772613 | 315 | 5 | [6 empty] | 3.3486 |  |  | 0.3838 | [7 empty] | 221112 | -118.1031 | 33.7711 |  | 125 | 100 |  |  |  |  | Y | N | N |  | N |  |  |  | 694
56707_B_SD200 | CA | 06047 | MERCED POWER, LLC | El Nido Facility | 15863711 | 102290913 |  |  | 56707 | SD200 | 2414304607 | 8 | 54.5182 | 7.6791 | 41.1299 | 2.1993 | 2.0452 | 4.0267 | 0.00262 | 2020 | [5 empty] | 221121 | -120.4899 | 37.1867 |  | 125 | 999 |  | 10.5 | N | Biomass | N | N | N | 9999 | N |  | Biomass |  |  | 20516
10294_G_GTG | CA | 06053 | CALPINE KING CITY COGEN, LLC | King City Power Plant | 7877111 | 2175713 | 10294 | GTG | 10294 | GTG |  |  | 2.2027 | 1.0201 | 23.0295 | 0.8939 | 0.8939 | 0.1473 | 0.076756 |  | 60 | 15 | 220 | 7480.9168 | 42.3162 | 221112 | -121.1279 | 36.2258 |  | 125 | 120 |  | 73 | Y | Natural Gas | Y | N | N | 9999 | N | 10294_G_STG;10294_G_GTG | Combined Cycle |  | 645.2801 | 7832
260_G_CT1A | CA | 06053 | DYNEGY MOSS LANDING, LLC | Dynegy Moss Landing Power Plant Hybrid | 5684111 | 20546813 | 260 | 1A | 260 | CT1A | 270715577 | 4 | 475.9001 | 37.1294 | 46.3376 | 1.7817 | 1.092 | 3.0248 | 11.8975 | 2021 | [5 empty] | 221112 | -121.7814 | 36.8055 | 2060 | 125 | 999 |  | 165 | N | Natural Gas | Y | N | N | 9999 | N |  | Combined Cycle |  | 6367.5806 | 7181
260_G_CT1B | CA | 06053 | DYNEGY MOSS LANDING, LLC | Dynegy Moss Landing Power Plant Hybrid | 5684111 | 20546613 | 260 | 2A | 260 | CT1B | 270715577 | 5 | 377.0315 | 29.4157 | 44.2451 | 1.4116 | 0.86517 | 2.6896 | 9.4258 | 2021 | [5 empty] | 221112 | -121.7814 | 36.8055 | 2060 | 125 | 999 |  | 165 | N | Natural Gas | Y | N | N | 9999 | N |  | Combined Cycle |  | 5658.7251 | 7181
260_G_CT2A | CA | 06053 | DYNEGY MOSS LANDING, LLC | Dynegy Moss Landing Power Plant Hybrid | 5684111 | 20546513 | 260 | 3A | 260 | CT2A | 270715577 | 6 | 377.138 | 29.4241 | 42.5845 | 1.412 | 0.86541 | 2.6167 | 9.4284 | 2022 | [5 empty] | 221112 | -121.7814 | 36.8055 | 2060 | 125 | 999 |  | 165 | N | Natural Gas | Y | N | N | 9999 | N |  | Combined Cycle |  | 5442.4038 | 7181
260_G_CT2B | CA | 06053 | DYNEGY MOSS LANDING, LLC | Dynegy Moss Landing Power Plant Hybrid | 5684111 | 20546413 | 260 | 4A | 260 | CT2B | 270715577 | 7 | 379.3312 | 29.5952 | 41.5165 | 1.4202 | 0.87045 | 2.4045 | 9.4833 | 2021 | 145 | 18 | 190 | 15629.0669 | 61.3936 | 221112 | -121.7814 | 36.8055 | 2060 | 125 | 120 |  | 165 | N | Natural Gas | Y | N | N | 9999 | N |  | Combined Cycle |  | 5119.8916 | 7181
50865_G_K100 | CA | 06053 | SALINAS RIVER COGENERATION | Salinas River Cogeneration | 2096011 | 43069213 | 50865 | 1 | 50865 | K100 | 2707151222 | 1 | 19.73 |  | 23.5564 | 5.6956 | 5.6842 | 0.8253 | 1.96 | 2020 | [5 empty] | 22111 | -120.8679 | 35.9516 | 33 | 125 | 120 |  | 33 | Y | Natural Gas | Y | N | N | 9999 | N |  | Combustion Turbine |  | 8261.1992 | 8700
55811_G_CTG1 | CA | 06053 | CALPINE KING CITY COGEN, LLC | King City Peaking | 7877111 | 2175813 | 10294 | 2 | 55811 | CTG1 | 270715220 | 2 | 0.31998 | 0.35148 | 1.1036 | 0.11077 | 0.11077 | 0.026 | 0.35147 | 2020 | 60 | 11 | 850 | 9949.9168 | 104.6572 | 221112 | -121.1279 | 36.2257 | 49.6 | 125 | 120 |  | 44 | N | Natural Gas | Y | N | N | 9999 | N |  | Combustion Turbine |  | 251.2801 | 11324
260_B_6-1 | CA | 06053 | DYNEGY MOSS LANDING, LLC |  | 5684111 | 20546913 | 260 | 6-1 |  |  | 270715577 | 2 | 0.006484 |  | 0.078086 | 0.0011202 | 0.001118 | 0.008746 | 0.00074321 | 2020 | [5 empty] | 221112 | -121.7814 | 36.8055 | 7050 | 125 | 999 |  |  |  |  | N | N | N |  | N
57027_G_CPP1 | CA | 06059 | CANYON POWER PLANT | Canyon Power Plant | 15993811 | 119584513 | 57027 | 1 | 57027 | CPP1 | 301026153992 | 23 | 3.2 | 1.4344 | 1.8203 | 0.52682 | 0.52576 | 0.1022 | 0.4 | 2020 | [5 empty] | 221112 | -117.8612 | 33.858 | 510 | 125 | 120 |  | 49.4 | N | Natural Gas | Y | N | N | 9999 | N |  | Combustion Turbine |  | 1028.7504 | 10745
57027_G_CPP2 | CA | 06059 | CANYON POWER PLANT | Canyon Power Plant | 15993811 | 119584613 | 57027 | 2 | 57027 | CPP2 | 301026153992 | 24 | 2.38 | 1.3331 | 1.2516 | 0.38766 | 0.38688 | 0.0748 | 0.3 | 2020 | [5 empty] | 221112 | -117.8612 | 33.858 | 510 | 125 | 120 |  | 48 | N | Natural Gas | Y | N | N | 9999 | N |  | Combustion Turbine |  | 753.7599 | 10745
57027_G_CPP3 | CA | 06059 | CANYON POWER PLANT | Canyon Power Plant | 15993811 | 119584713 | 57027 | 3 | 57027 | CPP3 | 301026153992 | 25 | 2.91 | 2.8141 | 1.3558 | 0.43736 | 0.43648 | 0.0752 | 0.34 | 2020 | [5 empty] | 221112 | -117.8612 | 33.858 | 520 | 125 | 120 |  | 48 | N | Natural Gas | Y | N | N | 9999 | N |  | Combustion Turbine |  | 760.8102 | 10745
57027_G_CPP4 | CA | 06059 | CANYON POWER PLANT | Canyon Power Plant | 15993811 | 119584813 | 57027 | 4 | 57027 | CPP4 | 301026153992 | 26 | 3.59 | 1.3879 | 2.2022 | 0.56658 | 0.56544 | 0.1093 | 0.43 | 2020 | [5 empty] | 221112 | -117.8612 | 33.858 | 510 | 125 | 120 |  | 49.4 | N | Natural Gas | Y | N | N | 9999 | N |  | Combustion Turbine |  | 1107.89 | 10745
62116_G_1A | CA | 06059 | AES HUNTINGTON BEACH, LLC | AES Huntington Beach Energy Project | 5905811 | 139957913 | 335 | CT1 | 62116 | 1A | 301026115389 | 16 | 27.95 | 19.3201 | 44.3261 | 10.7451 | 10.7235 | 4.1841 | 8.9 | 2020 | [5 empty] | 221112 | -117.9795 | 33.6473 | 2400 | 125 | 140 |  | 205 | N | Natural Gas | Y | N | N | 9999 | N |  | Combined Cycle |  | 6579.3091 | 7050
62116_G_1B | CA | 06059 | AES HUNTINGTON BEACH, LLC | AES Huntington Beach Energy Project | 5905811 | 139958013 | 335 | CT2 | 62116 | 1B | 301026115389 | 20 | 26.72 | 18.7393 | 42.9059 | 10.437 | 10.416 | 4.0713 | 8.72 | 2022 | [5 empty] | 221112 | -117.9795 | 33.6473 | 2400 | 125 | 140 |  | 205 | N | Natural Gas | Y | N | N | 9999 | N |  | Combined Cycle |  | 6419.5659 | 7050
335_B_2 | CA | 06059 | AES HUNTINGTON BEACH, LLC |  | 5905811 | 85853413 | 335 | 2 |  |  | 301026115389 | 4 | 258.15 | 3.1415 | 4.7857 | 4.97 | 4.97 | 0.3623 | 3.59 | 2020 | 40 | 2 | 250 | -1 | 50 | 221112 | -117.9782 | 33.6446 | 1970 | 125 | 100 |  |  |  |  | Y | N | N |  | N | 335_B_1;335_B_2 |  |  | 1623
10144_B_BLR3 | CA | 06061 | SIERRA PACIFIC INDUSTRIES | Sierra Pacific Lincoln Facility | 14217811 | 100276813 |  |  | 10144 | BLR3 | 311623188 | 11330 | 332.6 |  | 115.5 | 8.4 | 7.8102 | 1.03 | 1.47 | 2020 | 100 | 5.5 | 300 | 99.7833 | 4.1982 | 321113 | -121.3115 | 38.9059 |  | 135 | 999 |  | 17.5 | Y | Biomass | N | Y | N | 9999 | N |  | Biomass |  |  | 5019
10772_B_CFB | CA | 06061 | RIO BRAVO | Rio Bravo Rocklin | 14216111 | 84722313 |  |  | 10772 | CFB | 311623212 | 854 | 8.76 |  | 123.27 | 41.8541 | 38.9155 | 13.7 | 9.39 | 2020 | 147 | 10 | 388 | 2945.9 | 37.4932 | 221117 | -121.3112 | 38.8326 | 24 | 125 | 100 |  | 24.4 | N | Biomass | N | N | N | 9999 | N |  | Biomass |  |  | 14571
56298_G_0001 | CA | 06061 | ROSEVILLE ENERGY PARK | Roseville Energy Park | 15695911 | 100281613 | 56298 | CT001 | 56298 | 0001 |  |  | 0.9885 | 0.0003195 | 7.2836 | 0.621 | 0.61975 | 0.7699 | 1.034 |  | 118 | 11.3 | 173 | 3420.4334 | 34.0925 | 221112 | -121.3794 | 38.7916 |  | 125 | 140 |  | 38 | N | Natural Gas | Y | N | N | 9999 | N | 56298_G_0001;56298_G_0003 | Combined Cycle |  | 6032.6504 | 8053
56298_G_0002 | CA | 06061 | ROSEVILLE ENERGY PARK | Roseville Energy Park | 15695911 | 100281313 | 56298 | CT002 | 56298 | 0002 | 3116232046 | 11284 | 1.469 | 0.00030175 | 8.0572 | 0.839 | 0.83731 | 0.805 | 1.398 | 2020 | 40 | 2 | 250 | -1 | 50 | 221112 | -121.3794 | 38.7916 | 705 | 125 | 140 |  | 38 | N | Natural Gas | Y | N | N | 9999 | N |  | Combined Cycle |  | 5758.6001 | 8053
7452_G_1 | CA | 06061 | CITY OF ROSEVILLE - POWER PLANT | Roseville Power Plant #2 | 14224811 | 84770413 |  |  | 7452 | 1 | 311623201 | 1 | 0.04723 |  | 1.8117 | 0.16531 | 0.16497 | 0.0036721 | 0.25622 | 2020 | [5 empty] | 221112 | -121.3248 | 38.813 | 21.2 | 125 | 120 |  | 21.2 | N | Natural Gas | N | N | N | 9999 | N |  | Combustion Turbine |  |  | 15844
7452_G_2 | CA | 06061 | CITY OF ROSEVILLE - POWER PLANT | Roseville Power Plant #2 | 14224811 | 84770513 |  |  | 7452 | 2 | 311623201 | 2 | 0.029472 |  | 1.1936 | 0.10315 | 0.10294 | 0.0022914 | 0.15989 | 2020 | [5 empty] | 221112 | -121.3248 | 38.813 | 21.2 | 125 | 120 |  | 21.2 | N | Natural Gas | N | N | N | 9999 | N |  | Combustion Turbine |  |  | 15852
50112_B_BLR1 | CA | 06063 | SIERRA PACIFIC INDUSTRIES | Sierra Pacific Quincy Facility | 3270411 | 38962113 |  |  | 50112 | BLR1 | 3204223 | 3 | 317.96 |  | 72.8 | 6.5902 | 6.1275 | 0.57 | 2.34 | 2020 | 85 | 8 | 390 | 1801.2667 | 35.8206 | 321113 | -120.9086 | 39.9414 | 0.1 | 135 | 999 |  | 12 | N | Biomass | N | N | N | 9999 | N |  | Biomass |  |  | 15307
50112_B_BLR2 | CA | 06063 | SIERRA PACIFIC INDUSTRIES | Sierra Pacific Quincy Facility | 3270411 | 38962013 |  |  | 50112 | BLR2 | 3204223 | 5 | 591.43 |  | 166.27 | 8.8733 | 8.2503 | 3.77 | 20.97 | 2020 | 85 | 8 | 390 | 3007.7 | 59.8122 | 321113 | -120.9088 | 39.9415 | 0.1 | 135 | 999 |  | 12 | N | Biomass | N | N | N | 9999 | N |  | Biomass |  |  | 15307
10661_B_4 | CA | 06063 | COLLINS PINE CO | Collins Pine Project | 3270311 | 38962713 |  |  | 10661 | 4 | 32042215 | 1 | 368.32 |  | 102.55 | 23.8682 | 22.1924 | 3.01 | 11.73 | 2020 | 80 | 7 | 416 | 740.8833 | 19.2437 | 321113 | -121.2436 | 40.3028 | 0.1 | 135 | 999 |  | 5 | Y | Biomass | N | Y | N | 9999 | N |  | Biomass |  |  | 7053
10300_B_BLR2 | CA | 06065 | DESERT VIEW POWER | Desert View Power | 15776111 | 101659413 |  |  | 10300 | BLR2 | 331526100154 | 2 | 13.45 | 0.1845 | 95.31 | 0.18943 | 0.17613 | 29.6862 | 1.66 | 2020 | 85 | 10 | 300 | -1 | 50 | 221112 | -116.0879 | 33.5865 |  | 125 | 999 |  | 23.5 | N | Biomass | N | N | N | 9999 | N | 10300_B_BLR1;10300_B_BLR2 | Biomass |  |  | 16026
55295_G_CT1 | CA | 06065 | BLYTHE ENERGY, INC. | Blythe Energy Inc | 13908711 | 85674513 | 55295 | 1 | 55295 | CT1 | 3305182262 | 27953 |  |  | 25.5815 |  |  | 2.0203 |  | 2022 | 130 | 16.5 | 210 | 19273.4503 | 90.1004 | 221112 | -114.6868 | 33.6156 | 1900 | 125 | 120 |  | 156.5 | N | Natural Gas | Y | N | N | 9999 | N |  | Combined Cycle |  | 4494.9688 | 7354
55295_G_CT2 | CA | 06065 | BLYTHE ENERGY, INC. | Blythe Energy Inc | 13908711 | 85674413 | 55295 | 2 | 55295 | CT2 |  |  |  |  | 20.7145 |  |  | 1.6498 |  |  | 130 | 16.5 | 210 | 19489.0503 | 91.1083 | 221112 | -114.6868 | 33.6158 |  | 125 | 120 |  | 156.5 | N | Natural Gas | Y | N | N | 9999 | N |  | Combined Cycle |  | 3691.0903 | 7354
55541_G_CTG1 | CA | 06065 | WILDFLOWER ENERGY LP/INDIGOGEN., LLC | Indigo Energy Facility | 10115711 | 119847513 | 55541 | 1 | 55541 | CTG1 | 331526127299 | 8 | 0.21 | 0.4714 | 1.3506 | 0.43736 | 0.43648 | 0.0305 | 0.04 | 2022 | [5 empty] | 221112 | -116.5531 | 33.9103 | 504 | 125 | 120 |  | 46.7 | N | Natural Gas | Y | N | N | 9999 | N |  | Combustion Turbine |  | 318.0303 | 10745
55541_G_CTG2 | CA | 06065 | WILDFLOWER ENERGY LP/INDIGOGEN., LLC | Indigo Energy Facility | 10115711 | 119847113 | 55541 | 2 | 55541 | CTG2 | 331526127299 | 10 | 0.35 | 0.61916 | 1.3224 | 0.57652 | 0.57536 | 0.032 | 0.06 | 2020 | [5 empty] | 221112 | -116.5531 | 33.9103 | 504 | 125 | 120 |  | 47.6 | N | Natural Gas | Y | N | N | 9999 | N |  | Combustion Turbine |  | 331.5101 | 10745
55541_G_CTG3 | CA | 06065 | WILDFLOWER ENERGY LP/INDIGOGEN., LLC | Indigo Energy Facility | 10115711 | 119847213 | 55541 | 3 | 55541 | CTG3 | 331526127299 | 12 | 0.21 | 0.44176 | 1.0773 | 0.41748 | 0.41664 | 0.0263 | 0.04 | 2020 | [5 empty] | 221112 | -116.5531 | 33.9103 | 504 | 125 | 120 |  | 48.2 | N | Natural Gas | Y | N | N | 9999 | N |  | Combustion Turbine |  | 272.3401 | 10745
56143_G_1 | CA | 06065 | CITY OF RIVERSIDE PUBLIC UTILITIES DEPT | Riverside Energy Resource Center | 13483211 | 76233813 | 56143 | 1 | 56143 | 1 | 331026139796 | 1 | 0.9 | 0.99945 | 1.6414 | 0.9443 | 0.9424 | 0.0558 | 0.35 | 2020 | [5 empty] | 926130 | -117.452 | 33.9617 | 525 | 125 | 120 |  | 50 | N | Natural Gas | Y | N | N | 9999 | N |  | Combustion Turbine |  | 605.6099 | 10745
56143_G_4 | CA | 06065 | CITY OF RIVERSIDE PUBLIC UTILITIES DEPT | Riverside Energy Resource Center | 13483211 | 101679813 | 56143 | 4 | 56143 | 4 | 331026139796 | 5 |  |  | 1.1119 |  |  | 0.0545 |  | 2022 | [5 empty] | 926130 | -117.4518 | 33.9612 | 525 | 125 | 120 |  | 48 | N | Natural Gas | Y | N | N | 9999 | N |  | Combustion Turbine |  | 596.5799 | 10745
57482_G_CTG1 | CA | 06065 | SENTINEL ENERGY CENTER LLC | Sentinel Energy Center, LLC | 17228711 | 119856913 | 57482 | 1 | 57482 | CTG1 |  |  | 2.15 | 1.3318 | 3.4824 | 0.38766 | 0.38688 | 0.2015 | 0.91 |  | 40 | 2 | 250 | -1 | 50 | 221118 | -116.5722 | 33.9366 |  | 125 | 120 |  | 100 | N | Natural Gas | Y | N | N | 9999 | N |  | Combustion Turbine |  | 972.8392 | 10745
57482_G_CTG2 | CA | 06065 | SENTINEL ENERGY CENTER LLC | Sentinel Energy Center, LLC | 17228711 | 119857013 | 57482 | 2 | 57482 | CTG2 | 331526152707 | 23 | 2.45 | 0.98247 | 3.6786 | 0.3976 | 0.3968 | 0.2041 | 0.45 | 2020 | 40 | 2 | 250 | -1 | 50 | 221118 | -116.5722 | 33.9366 | 930 | 125 | 120 |  | 100 | N | Natural Gas | Y | N | N | 9999 | N |  | Combustion Turbine |  | 993.3691 | 10745
57482_G_CTG3 | CA | 06065 | SENTINEL ENERGY CENTER LLC | Sentinel Energy Center, LLC | 17228711 | 119857113 | 57482 | 3 | 57482 | CTG3 | 331526152707 | 25 | 2.52 | 0.52285 | 3.6621 | 1.0835 | 1.0813 | 0.1928 | 0.24 | 2020 | 40 | 2 | 250 | -1 | 50 | 221118 | -116.5722 | 33.9366 | 944 | 125 | 120 |  | 100 | N | Natural Gas | Y | N | N | 9999 | N |  | Combustion Turbine |  | 935.7789 | 10745
57482_G_CTG4 | CA | 06065 | SENTINEL ENERGY CENTER LLC | Sentinel Energy Center, LLC | 17228711 | 119857213 | 57482 | 4 | 57482 | CTG4 | 331526152707 | 27 | 2.29 | 0.90502 | 3.4604 | 1.6302 | 1.6269 | 0.199 | 0.25 | 2020 | 40 | 2 | 250 | -1 | 50 | 221118 | -116.5722 | 33.9366 | 892 | 125 | 120 |  | 100 | N | Natural Gas | Y | N | N | 9999 | N |  | Combustion Turbine |  | 946.0592 | 10745
57482_G_CTG5 | CA | 06065 | SENTINEL ENERGY CENTER LLC | Sentinel Energy Center, LLC | 17228711 | 119857313 | 57482 | 5 | 57482 | CTG5 | 331526152707 | 29 | 2.11 | 1.7675 | 3.8037 | 0.30814 | 0.30752 | 0.2051 | 0.22 | 2020 | 40 | 2 | 250 | -1 | 50 | 221118 | -116.5722 | 33.9366 | 892 | 125 | 120 |  | 100 | N | Natural Gas | Y | N | N | 9999 | N |  | Combustion Turbine |  | 972.9894 | 10745
57482_G_CTG6 | CA | 06065 | SENTINEL ENERGY CENTER LLC | Sentinel Energy Center, LLC | 17228711 | 119857413 | 57482 | 6 | 57482 | CTG6 | 331526152707 | 31 | 2.5 | 0.7497 | 3.4242 | 0.7455 | 0.744 | 0.1943 | 0.23 | 2020 | 40 | 2 | 250 | -1 | 50 | 221118 | -116.5722 | 33.9366 | 892 | 125 | 120 |  | 100 | N | Natural Gas | Y | N | N | 9999 | N |  | Combustion Turbine |  | 920.0291 | 10745
57482_G_CTG7 | CA | 06065 | SENTINEL ENERGY CENTER LLC | Sentinel Energy Center, LLC | 17228711 | 119857513 | 57482 | 7 | 57482 | CTG7 | 331526152707 | 33 | 2.26 | 0.88243 | 3.7584 | 0.31808 | 0.31744 | 0.1898 | 0.22 | 2020 | 40 | 2 | 250 | -1 | 50 | 221118 | -116.5722 | 33.9366 | 892 | 125 | 120 |  | 100 | N | Natural Gas | Y | N | N | 9999 | N |  | Combustion Turbine |  | 917.2292 | 10745
57482_G_CTG8 | CA | 06065 | SENTINEL ENERGY CENTER LLC | Sentinel Energy Center, LLC | 17228711 | 119857613 | 57482 | 8 | 57482 | CTG8 | 331526152707 | 35 | 2.45 | 1.2596 | 3.7886 | 0.8449 | 0.8432 | 0.2006 | 0.18 | 2022 | 40 | 2 | 250 | -1 | 50 | 221118 | -116.5722 | 33.9366 | 892 | 125 | 120 |  | 100 | N | Natural Gas | Y | N | N | 9999 | N |  | Combustion Turbine |  | 958.8292 | 10745
6060_G_2 | CA | 06065 | IMPERIAL IRRIGATION DISTRICT/ COACHELLA | Coachella | 2541511 | 75960313 |  |  | 6060 | 2 | 33152662862 | 2 | [6 empty] | 0.1 | 2020 | [5 empty] | 221112 | -116.173 | 33.6759 |  |  | 999 |  | 19 | N | Natural Gas, Distillate Fuel Oil | N | N | N | 9999 | N |  | Combustion Turbine | 8736 |  | 20520
6060_G_3 | CA | 06065 | IMPERIAL IRRIGATION DISTRICT/ COACHELLA | Coachella | 2541511 | 75960413 |  |  | 6060 | 3 | 33152662862 | 3 | 2.7001 | 0.10375 | 10.59 | 0.20919 | 0.20875 | 0.11125 | 0.060016 | 2020 | [5 empty] | 221112 | -116.173 | 33.6759 |  |  | 999 |  | 18.3 | N | Natural Gas, Distillate Fuel Oil | N | N | N | 9999 | N |  | Combustion Turbine |  |  | 20520
535_G_1 | CA | 06067 | SACRAMENTO POWER AUTHORITY DBA WOOD GOUP POWER OP (F5133) | McClellan (CA) | 686311 | 45774913 |  |  | 535 | 1 | 341624138 | 1 | 0.27131 | 1.39e-05 | 0.19833 | 0.065775 | 0.065643 | 0.005205 | 0.02219 | 2022 | 100 | 14.7 | 1000 | 26666.6672 | 157.0613 | 221112 | -121.3931 | 38.6525 | 77 | 125 | 120 |  | 77 | N | Natural Gas | N | N | N | 9999 | N |  | Combustion Turbine |  |  | 12783
55970_G_2 | CA | 06067 | SMUD COSUMNES POWER PLANT | Cosumnes | 13841411 | 84720813 | 55970 | 2 | 55970 | 2 | 3416243456 | 1 | 1.7628 | 0.46775 | 10.9489 | 12.4296 | 12.4046 | 1.1778 | 0.65419 | 2022 | 165 | 18.5 | 215 | 18874.6003 | 70.189 | 221112 | -121.1239 | 38.3381 | 1860 | 125 | 120 |  | 185 | N | Natural Gas | Y | N | N | 9999 | N | 55970_G_2;55970_G_1 | Combined Cycle |  | 2306.7996 | 7050
55970_G_3 | CA | 06067 | SMUD COSUMNES POWER PLANT | Cosumnes | 13841411 | 84720713 | 55970 | 3 | 55970 | 3 |  |  | 1.7662 | 0.51103 | 8.6954 | 11.2387 | 11.2161 | 0.9642 | 0.6611 |  | 165 | 18.5 | 215 | 18874.6003 | 70.189 | 221112 | -121.1239 | 38.3385 |  | 125 | 120 |  | 189 | N | Natural Gas | Y | N | N | 9999 | N |  | Combined Cycle |  | 1929.0801 | 7050
7527_G_1 | CA | 06067 | CARSON COGENERATION PROJECT | Carson Ice-Gen Project | 4919511 | 32325113 | 7527 | 1 | 7527 | 1 |  |  | 87.1389 | 6.7985 | 6.4787 | 0.32625 | 0.19995 | 0.5527 | 2.1785 |  | 81 | 9.9 | 225 | 5149.7501 | 66.873 | 221112 | -121.463 | 38.4459 |  | 125 | 140 |  | 41.2 | Y | Natural Gas | Y | N | N | 9999 | N | 7527_G_1;7527_G_CCCT | Combustion Turbine |  | 5536.6694 | 8700
7527_G_2 | CA | 06067 | CARSON COGENERATION PROJECT | Carson Ice-Gen Project | 4919511 | 84786713 | 7527 | 2 | 7527 | 2 | 341624193 | 2 | 0.247 | 0.3563 | 0.7967 | 0.050739 | 0.050637 | 0.0259 | 0.032618 | 2020 | 81 | 8.2 | 859 | 9289.8501 | 175.8394 | 221112 | -121.4624 | 38.4457 | 450 | 125 | 999 |  | 16.6 | Y | Natural Gas | Y | N | N | 9999 | N |  | Combined Cycle |  | 268.44 | 7952
7551_G_CT1A | CA | 06067 | SACRAMENTO COGENERATION AUTHOY | SCA Cogen 2 | 4919711 | 32324713 | 7551 | 1A | 7551 | CT1A | 341624195 | 1 | 18.396 | 6.4991 | 9.9538 | 2.1464 | 2.1421 | 0.7909 | 0.42928 | 2022 | 127.2 | 9.8 | 245 | 6365.4334 | 84.355 | 221112 | -121.4009 | 38.5308 | 583 | 125 | 140 |  | 47.6 | Y | Natural Gas | Y | N | N | 9999 | N | 7551_G_CT1A;7551_G_CCST | Combined Cycle |  | 7925.5396 | 7216
7551_G_CT1B | CA | 06067 | SACRAMENTO COGENERATION AUTHOY | SCA Cogen 2 | 4919711 | 84801313 | 7551 | 1B | 7551 | CT1B | 341624195 | 2 | 17.8185 | 7.7528 | 10.4713 | 2.2285 | 2.2241 | 0.7475 | 0.41785 | 2020 | 127.2 | 9.8 | 245 | 6365.4334 | 84.355 | 221112 | -121.4003 | 38.5308 | 583 | 125 | 140 |  | 47.6 | Y | Natural Gas | Y | N | N | 9999 | N |  | Combined Cycle |  | 7243.0698 | 7216
7551_G_CT1C | CA | 06067 | SACRAMENTO COGENERATION AUTHOY | SCA Cogen 2 | 4919711 | 84801213 | 7551 | 1C | 7551 | CT1C | 341624195 | 3 | 1.0325 | 0.3393 | 0.7969 | 0.1153 | 0.11507 | 0.0468 | 0.028824 | 2020 | 60 | 10 | 789 | 5466.6667 | 69.5757 | 221112 | -121.3999 | 38.5309 | 500 | 125 | 120 |  | 43.8 | N | Natural Gas | Y | N | N | 9999 | N |  | Combustion Turbine |  | 477.71 | 10745
7552_G_CCCT | CA | 06067 | SACRAMENTO POWER AUTHORITY | SPA Cogen 3 | 4919611 | 32324913 | 7552 | 1 | 7552 | CCCT | 341624194 | 1 | 2.2899 | 2.2882 | 35.1636 | 5.9493 | 5.9374 | 2.4193 | 1.6772 | 2020 | 100 | 17 | 232 | 11350.0002 | 49.9842 | 221112 | -121.4736 | 38.511 | 1610 | 125 | 120 |  | 119 | Y | Natural Gas | Y | N | N | 9999 | N | 7552_G_CCST;7552_G_CCCT | Combined Cycle |  | 7513.5205 | 7957
358_G_MV3A | CA | 06071 | MOUNTAINVIEW GENERATING STATION | Mountainview Generating Station | 15782011 | 101803413 | 358 | 3-1 | 358 | MV3A | 361026160437 | 1 | 14.01 | 1.3396 | 22.5132 | 14.8305 | 14.8006 | 2.2235 | 6.72 | 2022 | 200 | 18 | 212 | -1 | 65 | 221112 | -117.2424 | 34.0824 | 2100 | 125 | 140 |  | 156 | N | Natural Gas | Y | N | N | 9999 | N | 358_G_MV3C;358_G_MV3A | Combined Cycle |  | 4616.6777 | 7679
358_G_MV3B | CA | 06071 | MOUNTAINVIEW GENERATING STATION | Mountainview Generating Station | 15782011 | 101803613 | 358 | 3-2 | 358 | MV3B | 361026160437 | 3 | 15.52 | 1.5218 | 17.1209 | 14.0353 | 14.007 | 2.0519 | 6.36 | 2022 | 200 | 18 | 212 | -1 | 65 | 221112 | -117.2424 | 34.0821 | 2100 | 125 | 140 |  | 156 | N | Natural Gas | Y | N | N | 9999 | N |  | Combined Cycle |  | 4204.0112 | 7679
358_G_MV4A | CA | 06071 | MOUNTAINVIEW GENERATING STATION | Mountainview Generating Station | 15782011 | 101803813 | 358 | 4-1 | 358 | MV4A | 361026160437 | 5 | 11.41 | 1.5199 | 22.8423 | 14.0154 | 13.9872 | 2.2059 | 6.35 | 2022 | 200 | 18 | 212 | -1 | 65 | 221112 | -117.2424 | 34.0813 | 2100 | 125 | 140 |  | 156 | N | Natural Gas | Y | N | N | 9999 | N | 358_G_MV4A;358_G_MV4C | Combined Cycle |  | 4563.979 | 7679
358_G_MV4B | CA | 06071 | MOUNTAINVIEW GENERATING STATION | Mountainview Generating Station | 15782011 | 119932713 | 358 | 4-2 | 358 | MV4B | 361026160437 | 7 | 10.79 | 0.91884 | 18.5829 | 12.7133 | 12.6877 | 2.1124 | 5.76 | 2020 | 200 | 18 | 212 | -1 | 65 | 221112 | -117.2424 | 34.081 | 2100 | 125 | 140 |  | 156 | N | Natural Gas | Y | N | N | 9999 | N |  | Combined Cycle |  | 4302.6392 | 7679
55518_G_CTG1 | CA | 06071 | HIGH DESERT POWER PROJECT | High Desert Power Plant | 13908211 | 85487813 | 55518 | CTG1 | 55518 | CTG1 | 3605181849 | 1 | 30.7 | 15.7164 | 46.6363 | 32.4 | 32.4 | 3.0295 | 3.5 | 2020 | 130 | 19 | 200 | 17862.317 | 62.9746 | 221112 | -117.363 | 34.5953 | 190 | 125 | 120 |  | 163.1 | N | Natural Gas | Y | N | N | 9999 | N |  | Combined Cycle |  | 5862.251 | 7461
55518_G_CTG2 | CA | 06071 | HIGH DESERT POWER PROJECT | High Desert Power Plant | 13908211 | 85487713 | 55518 | CTG2 | 55518 | CTG2 | 3605181849 | 2 | 29.9 | 14.1075 | 47.3347 | 5.2 | 5.2 | 3.0567 | 4.3 | 2020 | 130 | 19 | 200 | 17862.317 | 62.9746 | 221112 | -117.363 | 34.5953 | 190 | 125 | 120 |  | 162.2 | N | Natural Gas | Y | N | N | 9999 | N |  | Combined Cycle |  | 5958.3501 | 7461
55518_G_CTG3 | CA | 06071 | HIGH DESERT POWER PROJECT | High Desert Power Plant | 13908211 | 85487613 | 55518 | CTG3 | 55518 | CTG3 | 3605181849 | 3 | 36.4 | 16.3018 | 43.5409 | 5.9 | 5.9 | 3.1619 | 3.3 | 2022 | 130 | 19 | 200 | 17862.317 | 62.9746 | 221112 | -117.363 | 34.5953 | 190 | 125 | 120 |  | 165 | N | Natural Gas | Y | N | N | 9999 | N |  | Combined Cycle |  | 6014.8198 | 7461
54749_G_CTG | CA | 06073 | GOAL LINE LP | Goal Line LP | 593911 | 78730613 | 54749 | 1 | 54749 | CTG | 3712278469 | 911504 | 1.6518 |  | 0.7861 | 2.0241 | 2.0079 | 0.0266 | 0.17944 | 2020 | 58.2 | 3.4 | 436 | 251.1 | 27.6 | 2211 | -117.0993 | 33.1186 | 448 | 125 | 140 |  | 40 | Y | Natural Gas | Y | N | N | 9999 | N |  | Combined Cycle |  | 281.2399 | 7749
55345_G_1-01 | CA | 06073 | OTAY MESA ENERGY CENTER LLC | Otay Mesa Generating Project | 17193711 | 118707713 | 55345 | CTG-1 | 55345 | 1-01 | 37122710882 | 947 |  |  | 27.9975 |  |  | 2.7112 |  | 2022 | 50 | 19 | 350 | -1 | 50 | 221112 | -116.9138 | 32.5731 | 2200 | 125 | 140 |  | 152.8 | N | Natural Gas | Y | N | N | 9999 | N | 55345_G_1-01;55345_G_1-03 | Combined Cycle |  | 5502.7231 | 7217
55345_G_1-02 | CA | 06073 | OTAY MESA ENERGY CENTER LLC | Otay Mesa Generating Project | 17193711 | 118707813 | 55345 | CTG-2 | 55345 | 1-02 | 37122710882 | 948 |  |  | 28.4021 |  |  | 2.7324 |  | 2022 | 50 | 19 | 350 | -1 | 50 | 221112 | -116.9138 | 32.5731 | 2200 | 125 | 140 |  | 152.8 | N | Natural Gas | Y | N | N | 9999 | N |  | Combined Cycle |  | 5590.9731 | 7217
55510_G_CPP4 | CA | 06073 | CALPEAK POWER BORDER LLC | CalPeak Power Border Peaker Plant | 10097111 | 54012613 | 55510 | GT-1 | 55510 | CPP4 | 3712277835 | 976502 | 3.2002 |  | 1.178 | 1.9337 | 1.9183 | 0.0491 | 0.1864 | 2022 | 50 | 12 | 790 | 5416.6667 | 47.8745 | 22111 | -116.9426 | 32.5627 | 49.5 | 125 | 999 |  | 48 | N | Natural Gas | Y | N | N | 9999 | N |  | Combustion Turbine |  | 493.9597 | 11072
55512_G_CPP6 | CA | 06073 | SDG&E CUYAMACA PEAK ENERGY PLANT | Cuyamaca Peak Energy Plant | 10099011 | 54010613 | 55512 | GT-1 | 55512 | CPP6 | 3712277592 | 976021 |  |  | 0.714 |  |  | 0.0358 |  | 2022 | [5 empty] | 22111 | -116.971 | 32.7966 | 49.5 | 125 | 120 |  | 48.7 | N | Natural Gas | Y | N | N | 9999 | N |  | Combustion Turbine |  | 378.55 | 11401
55513_G_CPP7 | CA | 06073 | CALPEAK POWER ENTERPRISE LLC | CalPeak Power Enterprise Peaker Plant | 10098911 | 54010713 | 55513 | GT-1 | 55513 | CPP7 | 3712277594 | 976019 | 2.7 |  | 1.2004 | 2.3339 | 2.3152 | 0.0425 | 0.18096 | 2020 | 50 | 12 | 790 | 5416.6667 | 47.8745 | 22111 | -117.116 | 33.1217 | 49.5 | 125 | 120 |  | 48 | N | Natural Gas | Y | N | N | 9999 | N |  | Combustion Turbine |  | 407.2198 | 10986
55538_G_CTG1 | CA | 06073 | ESCONDIDO ENERGY CENTER LLC | Escondido Energy Center | 13562011 | 78551213 | 55538 | CTG1 | 55538 | CTG1 |  |  |  |  | 0.6838 |  |  | 0.0323 | [7 empty] | 221112 | -117.121 | 33.128 |  | 125 | 120 |  | 54 | N | Natural Gas | Y | N | N | 9999 | N | 55538_G_CTG1;55538_G_GEN1 | Combustion Turbine |  | 317.7197 | 10745
55540_G_GEN1 | CA | 06073 | CHULA VISTA ENERGY CENTER LLC | Chula Vista Energy Center | 13562711 | 78684613 |  |  | 55540 | GEN1 | 3712277084 | 976039 | 3.4707 |  | 0.26982 | 0.3599 | 0.35703 | 0.01365 | 0.048685 | 2020 | [5 empty] | 22111 | -117.0587 | 32.5914 | 800 | 125 | 120 |  | 37.2 | N | Natural Gas | N | N | N | 9999 | N |  | Combustion Turbine |  |  | 12369
55542_G_CTG1 | CA | 06073 | LARKSPUR ENERGY FACILITY | Larkspur Energy Facility | 10098711 | 54011013 | 55542 | 1 | 55542 | CTG1 | 3712277630 | 976138 | 7.5148 |  | 1.5062 | 1.1668 | 1.1575 | 0.0456 | 0.16514 | 2020 | 60 | 12 | 792 | 118.0833 | 1.0436 | 221118 | -116.9442 | 32.567 | 45 | 125 | 120 |  | 45.6 | N | Natural Gas, Distillate Fuel Oil | Y | N | N | 9999 | N |  | Combustion Turbine |  | 465.3703 | 10745
55542_G_CTG2 | CA | 06073 | LARKSPUR ENERGY FACILITY | Larkspur Energy Facility | 10098711 | 54010913 | 55542 | 2 | 55542 | CTG2 | 3712277630 | 976094 | 9.4941 |  | 1.3264 | 2.639 | 2.6179 | 0.0384 | 0.20148 | 2020 | 60 | 12 | 792 | 118.0833 | 1.0436 | 221118 | -116.9442 | 32.567 | 45 | 125 | 120 |  | 46 | N | Natural Gas, Distillate Fuel Oil | Y | N | N | 9999 | N |  | Combustion Turbine |  | 370.0603 | 10745
55985_G_CTG1 | CA | 06073 | SDG&E PALOMAR ENERGY CENTER | Palomar Energy | 13562611 | 78684413 | 55985 | CTG1 | 55985 | CTG1 |  |  |  |  | 20.9016 |  |  | 2.1947 |  |  | 100 | 12 | 250 | -1 | 50 | 22111 | -117.118 | 33.117 |  | 125 | 120 |  | 179.6 | N | Natural Gas | Y | N | N | 9999 | N |  | Combined Cycle |  | 4339.2202 | 7062
55985_G_CTG2 | CA | 06073 | SDG&E PALOMAR ENERGY CENTER | Palomar Energy | 13562611 | 78684513 | 55985 | CTG2 | 55985 | CTG2 |  |  |  |  | 28.5403 |  |  | 2.9255 |  |  | 100 | 12 | 250 | -1 | 50 | 22111 | -117.118 | 33.117 |  | 125 | 120 |  | 179.8 | N | Natural Gas | Y | N | N | 9999 | N |  | Combined Cycle |  | 5827.668 | 7062
56232_G_1 | CA | 06073 | CABRILLO POWER II LLC MIRAMAR GT | Miramar Energy Facility | 3371111 | 78629213 | 56232 | 1 | 56232 | 1 | 371227540 | 124249 |  |  | 1.7043 |  |  | 0.0474 |  | 2022 | [5 empty] | 221112 | -117.1654 | 32.8759 | 360 | 125 | 120 |  | 47 | N | Natural Gas | Y | N | N | 9999 | N |  | Combustion Turbine |  | 457.33 | 10745
56232_G_2 | CA | 06073 | CABRILLO POWER II LLC MIRAMAR GT | Miramar Energy Facility | 3371111 | 78629313 | 56232 | 2 | 56232 | 2 |  |  |  |  | 1.6427 |  |  | 0.0391 | [7 empty] | 221112 | -117.1654 | 32.8759 |  | 125 | 120 |  | 47 | N | Natural Gas | Y | N | N | 9999 | N |  | Combustion Turbine |  | 384.2899 | 10745
56914_G_CTG1 | CA | 06073 | ORANGE GROVE ENERGY LP | Orange Grove Peaking Facility | 17193811 | 145869013 | 56914 | CTG1 | 56914 | CTG1 | 3712276289 | 889 | 0.57098 |  | 0.6391 | 0.2232 | 0.22142 | 0.0257 | 0.062289 | 2020 | 80 | 12 | 791 | 10351.3835 | 91.4895 | 221112 | -117.1102 | 33.3602 | 530 | 125 | 120 |  | 49.1 | N | Natural Gas | Y | N | N | 9999 | N |  | Combustion Turbine |  | 269.0902 | 10835
57555_G_CTG1 | CA | 06073 | PIO PICO ENERGY CENTER LLC | Pio Pico Energy Center | 19236011 | 140094313 | 57555 | CTG1 | 57555 | CTG1 | 371227201000471 | 1 | 8.5003 |  | 1.3594 | 3.3996 | 3.3724 | 0.07 | 1.4001 | 2020 | 100 | 13.5 | 810 | 11.2166 | 0.0783 | 221112 | -116.9178 | 32.5738 |  | 125 | 120 |  | 106 | N | Natural Gas | Y | N | N | 9999 | N |  | Combustion Turbine |  | 335.7698 | 10745
57555_G_CTG2 | CA | 06073 | PIO PICO ENERGY CENTER LLC | Pio Pico Energy Center | 19236011 | 140094413 | 57555 | CTG2 | 57555 | CTG2 | 371227201000471 | 2 | 10.1997 |  | 2.0158 | 5.0999 | 5.0591 | 0.0959 | 2.4007 | 2022 | 100 | 13.5 | 810 | 11.2166 | 0.0783 | 221112 | -116.9178 | 32.5738 |  | 125 | 120 |  | 106 | N | Natural Gas | Y | N | N | 9999 | N |  | Combustion Turbine |  | 447.8095 | 10745
57555_G_CTG3 | CA | 06073 | PIO PICO ENERGY CENTER LLC | Pio Pico Energy Center | 19236011 | 140094513 | 57555 | CTG3 | 57555 | CTG3 | 371227201000471 | 3 | 8.7006 |  | 1.799 | 4.1992 | 4.1656 | 0.0848 | 1.0992 | 2020 | 100 | 13.5 | 810 | 11.2166 | 0.0783 | 221112 | -116.9178 | 32.5738 |  | 125 | 120 |  | 106 | N | Natural Gas | Y | N | N | 9999 | N |  | Combustion Turbine |  | 401.0798 | 10745
59002_G_CEC 6 | CA | 06073 | Carlsbad Energy Center | Carlsbad Energy Center | 5003711 | 145880613 |  |  | 59002 | CEC 6 | 37122773 | 3482 | 0.93345 |  | 3.0187 | 2.6719 | 2.6505 | 0.2612 | 0.094202 | 2020 | [5 empty] | 221112 | -117.3384 | 33.1378 | 105 | 125 | 120 |  | 105.5 | N | Natural Gas | N | N | N | 9999 | N |  | Combustion Turbine |  |  | 10745
59002_G_CEC 7 | CA | 06073 | Carlsbad Energy Center | Carlsbad Energy Center | 5003711 | 145880713 |  |  | 59002 | CEC 7 | 37122773 | 3483 | 1.0993 |  | 3.0536 | 2.366 | 2.347 | 0.27595 | 0.036191 | 2020 | [5 empty] | 221112 | -117.3384 | 33.1378 | 105 | 125 | 120 |  | 105.5 | N | Natural Gas | N | N | N | 9999 | N |  | Combustion Turbine |  |  | 10745
59002_G_CEC 8 | CA | 06073 | Carlsbad Energy Center | Carlsbad Energy Center | 5003711 | 145880813 |  |  | 59002 | CEC 8 | 37122773 | 3484 | 0.70783 |  | 3.1313 | 2.761 | 2.7389 | 0.28594 | 0.079689 | 2022 | [5 empty] | 221112 | -117.3384 | 33.1378 | 105 | 125 | 120 |  | 105.5 | N | Natural Gas | N | N | N | 9999 | N |  | Combustion Turbine |  |  | 10745
59002_G_CEC 9 | CA | 06073 | Carlsbad Energy Center | Carlsbad Energy Center | 5003711 | 145880913 |  |  | 59002 | CEC 9 | 37122773 | 3485 | 0.69649 |  | 2.9021 | 3.3932 | 3.366 | 0.27235 | 0.0759 | 2020 | [5 empty] | 221112 | -117.3384 | 33.1378 | 105 | 125 | 120 |  | 105.5 | N | Natural Gas | N | N | N | 9999 | N |  | Combustion Turbine |  |  | 10745
10811_G_GEN1 | CA | 06073 | APPLIED ENERGY LLC NAVAL STATION |  | 3196611 | 78628913 |  |  |  |  | 371227415 | 870291 | 11.99 |  | 44.7 | 38.32 | 38.0134 | 0.98 | 1.7168 | 2020 | [5 empty] | 221118 | -117.1224 | 32.6793 | 494 | 125 | 120 |  |  |  |  | N | N | N |  | N
10810_G_GEN1 | CA | 06073 | APPLIED ENERGY LLC MCRD |  | 2397811 | 78479213 |  |  |  |  | 371227149 | 870290 | 7.22 |  | 35.03 | 25.99 | 25.7821 | 0.55 | 0.96731 | 2022 | [5 empty] | 221118 | -117.2083 | 32.7353 |  | 125 | 999 |  |  |  |  | N | N | N |  | N
10812_G_GEN1 | CA | 06073 | APPLIED ENERGY LLC NORTH ISLAND |  | 7111111 | 101894913 |  |  |  |  | 3712275270 | 1639 | 4.58 |  | 7.03 | 14.03 | 13.9178 | 0.84 | 1.4719 | 2020 | [5 empty] | 221112 | -117.1897 | 32.7052 |  | 125 | 999 |  |  |  |  | N | N | N |  | N
59002_G_CEC 10 | CA | 06073 | Carlsbad Energy Center |  | 5003711 | 145881013 |  |  |  |  | 37122773 | 3486 | 1.1836 |  | 2.8198 | 3.3098 | 3.2833 | 0.25332 | 0.020764 | 2020 | [5 empty] | 221112 | -117.3384 | 33.1378 | 105 | 125 | 120 |  |  |  |  | N | N | N |  | N
10811_G_GEN3 | CA | 06073 | APPLIED ENERGY LLC NAVAL STATION |  | 3196611 | 78629113 |  |  |  |  | 371227415 | 973654 | 0.03 |  | 0.41 | 0.32 | 0.32 | 0.02 | 0.2024 | 2020 | [5 empty] | 221118 | -117.1224 | 32.6793 |  | 125 | 999 |  |  |  |  | N | N | N |  | N
303_G_KEA3 | CA | 06073 | CABRILLO POWER II LLC KEARNY MESA GTS |  | 592411 | 78560813 |  |  |  |  | 37122779 | 126262 | 0.21 |  | 0.65 | 0.04 | 0.03968 | 0.00413 | 0.006517 | 2020 | [5 empty] | 221122 | -117.1337 | 32.834 |  | 125 | 999 |  |  |  |  | N | N | N |  | N
303_G_KEA2 | CA | 06073 | CABRILLO POWER II LLC KEARNY MESA GTS |  | 592411 | 78561213 |  |  |  |  | 37122779 | 126266 | 0.16 |  | 0.6 | 0.03 | 0.02976 | 0.00321 | 0.005586 | 2020 | [5 empty] | 221122 | -117.1337 | 32.834 |  | 125 | 999 |  |  |  |  | N | N | N |  | N
303_G_KEA1 | CA | 06073 | CABRILLO POWER II LLC KEARNY MESA GTS |  | 592411 | 78561113 |  |  |  |  | 37122779 | 126265 | 0.13 |  | 0.47 | 0.02 | 0.01984 | 0.00258 | 0.003724 | 2020 | [5 empty] | 221122 | -117.1337 | 32.834 |  | 125 | 999 |  |  |  |  | N | N | N |  | N
10811_G_GEN2 | CA | 06073 | APPLIED ENERGY LLC NAVAL STATION |  | 3196611 | 78628813 |  |  |  |  | 371227415 | 455553 | 0.080131 |  | 0.28176 | 0.008013 | 0.008007 | 0.000801 | 0.0044257 | 2020 | [5 empty] | 221118 | -117.1224 | 32.6793 |  | 125 | 999 |  |  |  |  | N | N | N |  | N
10810_G_GEN2 | CA | 06073 | APPLIED ENERGY LLC MCRD |  | 2397811 | 78479113 |  |  |  |  | 371227149 | 104104 | 0.00651 |  | 0.02 | 0.000589 | 0.000589 | 4.65e-05 | 0.00037532 | 2020 | [5 empty] | 221118 | -117.2083 | 32.7353 |  | 125 | 999 |  |  |  |  | N | N | N |  | N
54238_B_BIOMS1 | CA | 06077 | DTE STOCKTON, LLC | Stockton Biomass | 7110911 | 15076313 | 54238 | BIOMS1 | 54238 | BIOMS1 | 391430645 | 36 | 56.6267 | 6.9393 | 104.7051 | 5.4803 | 5.1145 | 12.36 | 1.0012 | 2022 | 60 | 2 | 250 | -1 | 11.6 | 221118 | -121.3304 | 37.9438 | 699 | 125 | 999 |  | 45 | Y | Biomass | Y | N | N | 9999 | N |  | Biomass |  | 7958.8794 | 8275
50299_G_GEN1 | CA | 06077 | ALTAGAS RIPON ENERGY INC | AltaGas Ripon Energy Inc. | 1224911 | 43730413 |  |  | 50299 | GEN1 | 391430770 | 3 | 4.9929 | 0.04445 | 0.8824 | 0.38748 | 0.3867 | 0.0431 | 0.0215 | 2022 | 71 | 12 | 317 | 3821.6667 | 33.7773 | 221112 | -121.1161 | 37.7313 | 49.9 | 125 | 999 |  | 46.1 | N | Natural Gas | N | N | N | 9999 | N |  | Combustion Turbine |  |  | 10745
55933_G_TCC1 | CA | 06077 | MRP SAN JOAQUIN ENERGY, LLC | Tracy Combined Cycle Power Plant | 10009011 | 120979113 |  |  | 55933 | TCC1 | 3914304597 | 5 | 0.36411 |  | 0.071858 | 0.0689 | 0.0689 | 0.018721 | 0.0492 | 2020 | 32.5 | 2 | 301 | 794.2 | 252.7 | 221118 | -121.4914 | 37.7109 |  | 125 | 999 |  | 156.2 | N | Natural Gas | N | N | N | 9999 | N |  | Combined Cycle |  |  | 8157
55933_G_TPP1 | CA | 06077 | MRP SAN JOAQUIN ENERGY, LLC | Tracy Combined Cycle Power Plant | 10009011 | 57721613 | 55933 | TPP1 | 55933 | TPP1 | 3914304597 | 1 | 1.1441 | 1.5545 | 13.6659 | 1.3183 | 1.3156 | 0.4931 | 0.12436 | 2022 | 40 | 2 | 250 | -1 | 50 | 221118 | -121.4908 | 37.7108 | 88 | 125 | 120 |  | 82.1 | N | Natural Gas | Y | N | N | 9999 | N |  | Combined Cycle |  | 1828.7412 | 8157
55933_G_TPP2 | CA | 06077 | MRP SAN JOAQUIN ENERGY, LLC | Tracy Combined Cycle Power Plant | 10009011 | 57721713 | 55933 | TPP2 | 55933 | TPP2 | 3914304597 | 2 | 2.7693 | 3.9934 | 11.3542 | 3.2283 | 3.2218 | 0.4519 | 0.3519 | 2020 | 40 | 2 | 250 | -1 | 50 | 221118 | -121.4908 | 37.7108 | 88 | 125 | 120 |  | 81.8 | N | Natural Gas | Y | N | N | 9999 | N |  | Combined Cycle |  | 1623.2006 | 8157
56135_G_1 | CA | 06077 | MODESTO IRRIGATION DISTRICT | Ripon Generation Station | 14090111 | 85018913 | 56135 | 1 | 56135 | 1 | 3914304940 | 1 | 0.49047 | 0.76561 | 0.897 | 0.0479 | 0.047804 | 0.0504 | 0.0382 | 2022 | 90 | 12 | 786 | 27452.7672 | 242.638 | 221118 | -121.1257 | 37.7311 | 505 | 125 | 999 |  | 50 | N | Natural Gas | Y | N | N | 9999 | N |  | Combustion Turbine |  | 483.52 | 10745
56135_G_2 | CA | 06077 | MODESTO IRRIGATION DISTRICT | Ripon Generation Station | 14090111 | 85018813 | 56135 | 2 | 56135 | 2 | 3914304940 | 2 | 0.54048 | 0.63321 | 0.57 | 0.0487 | 0.048602 | 0.024 | 0.0389 | 2020 | 90 | 12 | 780 | 26400.7838 | 233.3402 | 221118 | -121.1249 | 37.7311 | 500 | 125 | 999 |  | 50 | N | Natural Gas | Y | N | N | 9999 | N |  | Combustion Turbine |  | 250.82 | 10745
57978_G_CT1 | CA | 06077 | NORTHERN CALIFORNIA POWER | Lodi Energy Center | 1405711 | 120963713 | 57978 | CT1 | 57978 | CT1 | 3914302697 | 5 | 34.5325 | 13.4042 | 19.2371 | 10.6591 | 10.6376 | 1.7963 | 1.8787 | 2022 | 40 | 2 | 250 | -1 | 50 | 221122 | -121.3871 | 38.088 | 2250 | 125 | 120 |  | 162 | N | Natural Gas | Y | N | N | 9999 | N |  | Combined Cycle |  | 3381.5999 | 7092
7449_G_NA1 | CA | 06077 | NORTHERN CALIFORNIA POWER | Combustion Turbine Project No 2 | 1405711 | 43607613 | 7449 | NA1 | 7449 | NA1 | 3914302697 | 1 | 2.3896 | 3.0997 | 0.5459 | 0.43998 | 0.4391 | 0.02 | 0.29992 | 2020 | 40 | 2 | 250 | -1 | 50 | 221122 | -121.3871 | 38.088 | 463 | 125 | 120 |  | 49.3 | N | Natural Gas | Y | N | N | 9999 | N |  | Combustion Turbine |  | 212.25 | 10745
7451_G_1 | CA | 06077 | NORTHERN CALIFORNIA POWER AGENCY | Lodi | 1310511 | 43812813 |  |  | 7451 | 1 | 391430583 | 1 | 1.35 |  | 2.0166 | 0.02 | 0.01996 | 0.01 | 0.01 | 2022 | 20 | 13 | 923 | 3076 | 23.1651 | 221112 | -121.3006 | 38.1465 | 14 | 125 | 120 |  | 25.2 | N | Natural Gas, Distillate Fuel Oil | N | N | N | 9999 | N |  | Combustion Turbine |  |  | 16304
10034_G_GEN1 | CA | 06085 | CALPINE GILROY COGEN LP & GILROY ENERGY CENTER LLC | Gilroy Power Plant | 743011 | 45722913 | 10034 | S-100 | 10034 | GEN1 | 43130311180 | 100 |  |  | 10.4255 |  |  | 0.2197 |  | 2022 | 40 | 2 | 250 | -1 | 50 | 221112 | -121.5364 | 37.0013 | 1080 | 125 | 120 |  | 85 | Y | Natural Gas | Y | N | N | 9999 | N |  | Combined Cycle |  | 871.51 | 7705
55393_G_CTG1 | CA | 06085 | METCALF ENERGY CENTER | Metcalf Energy Center | 13834111 | 84510213 | 55393 | 1 | 55393 | CTG1 | 43130312183 | 1 |  |  | 36.355 |  |  | 2.715 |  | 2022 | 40 | 2 | 250 | -1 | 50 | 221112 | -121.746 | 37.2204 | 2120 | 125 | 140 |  | 172 | N | Natural Gas | Y | N | N | 9999 | N | 55393_G_CTG1;55393_G_STG1 | Combined Cycle |  | 5139.2104 | 7518
55393_G_CTG2 | CA | 06085 | METCALF ENERGY CENTER | Metcalf Energy Center | 13834111 | 84510013 | 55393 | 2 | 55393 | CTG2 | 43130312183 | 3 |  |  | 32.7612 |  |  | 2.4582 |  | 2022 | 40 | 2 | 250 | -1 | 50 | 221112 | -121.746 | 37.2204 | 2120 | 125 | 140 |  | 172 | N | Natural Gas | Y | N | N | 9999 | N |  | Combined Cycle |  | 4673.6294 | 7518
55748_G_CTG1 | CA | 06085 | LOS ESTEROS CRITICAL ENERGY FACILITY | Los Esteros Critical Energy Center | 9991311 | 54562513 | 55748 | CTG1 | 55748 | CTG1 | 43130313289 | 1 |  |  | 1.5003 |  |  | 0.1181 |  | 2022 | 40 | 2 | 250 | -1 | 50 | 221112 | -121.9309 | 37.4227 | 473 | 125 | 140 |  | 45 | N | Natural Gas | Y | N | N | 9999 | N |  | Combined Cycle |  | 927.6799 | 8378
55748_G_CTG2 | CA | 06085 | LOS ESTEROS CRITICAL ENERGY FACILITY | Los Esteros Critical Energy Center | 9991311 | 54562613 | 55748 | CTG2 | 55748 | CTG2 |  |  |  |  | 1.0967 |  |  | 0.1007 |  |  | 40 | 2 | 250 | -1 | 50 | 221112 | -121.9309 | 37.4227 |  | 125 | 140 |  | 45 | N | Natural Gas | Y | N | N | 9999 | N |  | Combined Cycle |  | 835.1302 | 8378
55748_G_CTG3 | CA | 06085 | LOS ESTEROS CRITICAL ENERGY FACILITY | Los Esteros Critical Energy Center | 9991311 | 54562713 | 55748 | CTG3 | 55748 | CTG3 | 43130313289 | 3 |  |  | 1.7178 |  |  | 0.1308 |  | 2022 | 40 | 2 | 250 | -1 | 50 | 221112 | -121.9309 | 37.4227 | 473 | 125 | 140 |  | 45 | N | Natural Gas | Y | N | N | 9999 | N |  | Combined Cycle |  | 1030.9796 | 8378
55748_G_CTG4 | CA | 06085 | LOS ESTEROS CRITICAL ENERGY FACILITY | Los Esteros Critical Energy Center | 9991311 | 54562813 | 55748 | CTG4 | 55748 | CTG4 |  |  |  |  | 1.4469 |  |  | 0.1244 |  |  | 40 | 2 | 250 | -1 | 50 | 221112 | -121.9309 | 37.4227 |  | 125 | 140 |  | 45 | N | Natural Gas | Y | N | N | 9999 | N |  | Combined Cycle |  | 972.3602 | 8378
55810_G_S3 | CA | 06085 | CALPINE GILROY COGEN LP & GILROY ENERGY CENTER LLC | Gilroy Peaking Energy Center | 743011 | 45722413 | 55810 | S-3 | 55810 | S3 | 43130311180 | 3 |  |  | 1.354 |  |  | 0.0297 |  | 2022 | 80 | 14 | 854 | 9730.8668 | 63.1874 | 221112 | -121.5364 | 37.0013 | 500 | 125 | 120 |  | 45 | N | Natural Gas | Y | N | N | 9999 | N |  | Combustion Turbine |  | 345.8997 | 11623
55810_G_S4 | CA | 06085 | CALPINE GILROY COGEN LP & GILROY ENERGY CENTER LLC | Gilroy Peaking Energy Center | 743011 | 45722313 | 55810 | S-4 | 55810 | S4 | 43130311180 | 4 |  |  | 1.3782 |  |  | 0.0253 |  | 2022 | 40 | 2 | 250 | -1 | 50 | 221112 | -121.5362 | 36.9994 | 500 | 125 | 120 |  | 45 | N | Natural Gas | Y | N | N | 9999 | N |  | Combustion Turbine |  | 279.8499 | 11623
55810_G_S5 | CA | 06085 | CALPINE GILROY COGEN LP & GILROY ENERGY CENTER LLC | Gilroy Peaking Energy Center | 743011 | 45722513 | 55810 | S-5 | 55810 | S5 | 43130311180 | 5 |  |  | 1.9268 |  |  | 0.0297 |  | 2022 | 40 | 2 | 250 | -1 | 50 | 221112 | -121.5362 | 36.9994 | 500 | 125 | 120 |  | 45 | N | Natural Gas | Y | N | N | 9999 | N |  | Combustion Turbine |  | 340.2702 | 11623
56026_G_CTG1 | CA | 06085 | Donald Von Raesfeld Power Plant | Donald Von Raesfeld Power Plant | 16024011 | 100453613 | 56026 | PCT1 | 56026 | CTG1 | 43130314991 | 1 | 4.7525 | 2.8258 | 9.8031 | 0.32269 | 0.32204 | 0.7485 | 0.1425 | 2020 | 40 | 2 | 250 | -1 | 50 | 221112 | -121.951 | 37.3763 | 611 | 125 | 140 |  | 50 | N | Natural Gas | Y | N | N | 9999 | N |  | Combined Cycle |  | 6274.5093 | 8606
56026_G_CTG2 | CA | 06085 | Donald Von Raesfeld Power Plant | Donald Von Raesfeld Power Plant | 16024011 | 100453813 | 56026 | PCT2 | 56026 | CTG2 | 43130314991 | 3 | 4.1118 | 3.8452 | 8.3053 | 0.84823 | 0.84652 | 0.6625 | 0.15052 | 2020 | 40 | 2 | 250 | -1 | 50 | 221112 | -121.951 | 37.3763 | 611 | 125 | 140 |  | 50 | N | Natural Gas | Y | N | N | 9999 | N |  | Combined Cycle |  | 5507.0493 | 8606
56026_G_STG | CA | 06085 | Donald Von Raesfeld Power Plant | Donald Von Raesfeld Power Plant | 16024011 | 100453713 |  |  | 56026 | STG | 43130314991 | 2 | 0.017371 | 0.010329 | 0.015709 | 0.0011795 | 0.0011795 | 0.0017217 | 0.0012293 | 2020 | 40 | 2 | 250 | -1 | 50 | 221112 | -121.951 | 37.3763 |  | 125 | 999 |  | 47.8 | N | Natural Gas | N | N | N | 9999 | N |  | Combined Cycle |  |  | 8606
7231_G_1 | CA | 06085 | Gianera St Gen Station | Gianera | 1641611 | 45150313 |  |  | 7231 | 1 | 4313031771 | 1 | 0.0293 |  | 0.25752 | 0.026464 | 0.026411 | 0.0010742 | 0.0074307 | 2022 | 32 | 12.4 | 915 | 9450 | 78.7 | 221112 | -121.9686 | 37.4011 | 28 | 125 | 120 |  | 24.8 | N | Natural Gas, Distillate Fuel Oil | N | N | N | 9999 | N |  | Combustion Turbine |  |  | 15358
7231_G_2 | CA | 06085 | Gianera St Gen Station | Gianera | 1641611 | 45150213 |  |  | 7231 | 2 | 4313031771 | 3 | 0.028492 |  | 0.25042 | 0.025734 | 0.025683 | 0.0010445 | 0.0072258 | 2022 | 32 | 12.4 | 915 | 9450 | 78.7 | 221112 | -121.9686 | 37.4011 | 28 | 125 | 120 |  | 24.8 | N | Natural Gas, Distillate Fuel Oil | N | N | N | 9999 | N |  | Combustion Turbine |  |  | 15362
56026_G_STGx | CA | 06085 | Donald Von Raesfeld Power Plant |  | 16024011 | 100453913 |  |  |  |  | 43130314991 | 4 | 0.0043231 | 0.0040429 | 0.0047185 | 0.00089183 | 0.00089183 | 0.00050638 | 0.0003855 | 2020 | 40 | 2 | 250 | -1 | 50 | 221112 | -121.951 | 37.3763 |  | 125 | 999 |  |  |  |  | N | N | N |  | N
50110_B_BLR1 | CA | 06089 | SIERRA PACIFIC IND. - BURNEY | Sierra Pacific Burney Facility | 6575511 | 17934313 |  |  | 50110 | BLR1 | 45162818 | 2 | 1234.64 |  | 138.57 | 7.51 | 6.9827 | 1.67 | 42.53 | 2020 | 100 | 8.3 | 350 | 2541.6667 | 46.9567 | 321912 | -121.7019 | 40.8774 | 0.1 | 135 | 999 |  | 18.9 | Y | Biomass | N | Y | N | 9999 | N |  | Biomass |  |  | 4936
50881_B_BLR1 | CA | 06089 | SHASTA - SUSTAINABLE RESOURCE MANAGEMENT, INC | Wheelabrator Shasta | 1673711 | 44284013 |  |  | 50881 | BLR1 | 45162843 | 2 | 257.099 | 11.35 | 139.114 | 29.776 | 27.6854 | 6.314 | 6.197 | 2020 | 173 | 7.5 | 350 | 1153.6 | 26.1016 | 221118 | -122.2777 | 40.4306 |  | 125 | 999 |  | 18.8 | N | Biomass | N | N | N | 9999 | N |  | Biomass |  |  | 18233
50881_B_BLR2 | CA | 06089 | SHASTA - SUSTAINABLE RESOURCE MANAGEMENT, INC | Wheelabrator Shasta | 1673711 | 44284113 |  |  | 50881 | BLR2 | 45162843 | 1 | 180.49 | 5.5 | 98.83 | 16.06 | 14.9324 | 7.82 | 6.17 | 2020 | 173 | 7.5 | 350 | 1153.6 | 26.1016 | 221118 | -122.2777 | 40.4306 |  | 125 | 999 |  | 18.8 | N | Biomass | N | N | N | 9999 | N |  | Biomass |  |  | 18233
50881_B_BLR3 | CA | 06089 | SHASTA - SUSTAINABLE RESOURCE MANAGEMENT, INC | Wheelabrator Shasta | 1673711 | 84787813 |  |  | 50881 | BLR3 | 45162843 | 3 | 217.343 | 110.85 | 121.428 | 31.355 | 29.1535 | 10.765 | 7.766 | 2020 | 173 | 7.5 | 350 | 1153.6 | 26.1016 | 221118 | -122.2777 | 40.4306 |  | 125 | 999 |  | 18.8 | N | Biomass | N | N | N | 9999 | N |  | Biomass |  |  | 18233
7307_G_1 | CA | 06089 | REDDING POWER PLANT | Redding Power | 1549311 | 44370813 |  |  | 7307 | 1 | 451628163 | 1 | 0.284 |  | 0.149 | 0.05 | 0.049899 | 0.001 | 0.01 | 2020 | 38 | 8.3 | 950 | 8158.3334 | 150.7233 | 221112 | -122.4243 | 40.5089 | 18 | 125 | 999 |  | 16 | N | Natural Gas | N | N | N | 9999 | N |  | Combustion Turbine |  |  | 15532
7307_G_2 | CA | 06089 | REDDING POWER PLANT | Redding Power | 1549311 | 44371113 |  |  | 7307 | 2 | 451628163 | 2 | 0.302 |  | 0.2 | 0.018 | 0.017964 | 0.001 | 0.05 | 2020 | 41 | 8.3 | 950 | 9623.3335 | 177.7889 | 221112 | -122.4243 | 40.5089 | 24 | 125 | 999 |  | 23 | N | Natural Gas | N | N | N | 9999 | N |  | Combustion Turbine |  |  | 15533
7307_G_3 | CA | 06089 | REDDING POWER PLANT | Redding Power | 1549311 | 44370913 |  |  | 7307 | 3 | 451628163 | 3 | 0.259 |  | 0.265 | 0.029 | 0.028942 |  | 0.02 | 2022 | 41 | 8.3 | 950 | 9623.3335 | 177.7889 | 221112 | -122.4243 | 40.5089 | 24 | 125 | 999 |  | 23 | N | Natural Gas | N | N | N | 9999 | N |  | Combustion Turbine |  |  | 15533
7307_G_4 | CA | 06089 | REDDING POWER PLANT | Redding Power | 1549311 | 44371013 |  |  | 7307 | 4 | 451628163 | 4 | [7 empty] | 2020 | 125 | 7 | 300 | 579.7333 | 15.058 | 221112 | -122.4243 | 40.5089 | 28 | 125 | 999 |  | 27 | N | Natural Gas | N | N | N | 9999 | N |  | Combined Cycle | 864 |  | 8490
7307_G_5 | CA | 06089 | REDDING POWER PLANT | Redding Power | 1549311 | 84771813 | 7307 | 5 | 7307 | 5 | 451628163 | 7 | 0.311 |  | 8.7523 | 2.378 | 2.3732 | 0.5687 | 0.409 | 2022 | 100 | 9.8 | 330 | 2972.2167 | 39.3879 | 221112 | -122.4243 | 40.5089 |  | 125 | 140 |  | 41 | N | Natural Gas | Y | N | N | 9999 | N |  | Combined Cycle |  | 5702.8301 | 8490
7307_G_6 | CA | 06089 | REDDING POWER PLANT | Redding Power | 1549311 | 100325613 | 7307 | 6 | 7307 | 6 |  |  | 0.628 |  | 1.803 | 0.614 | 0.61276 | 0.3989 | 0.827 |  | 100 | 9.8 | 330 | 2972.2167 | 39.3879 | 221112 | -122.4243 | 40.5089 |  | 125 | 120 |  | 41 | N | Natural Gas | Y | N | N | 9999 | N |  | Combined Cycle |  | 4000.48 | 8490
10652_B_BLR1 | CA | 06089 | BURNEY FOREST PRODUCTS | Burney Forest Products | 8411711 | 1470513 |  |  | 10652 | BLR1 | 45162851 | 1 | 570.961 |  | 109.422 | 10.863 | 10.1003 | 1.386 | 3.702 | 2022 | 125 | 8 | 350 | 1119.0666 | 22.2541 | 321920 | -121.7221 | 40.8795 | 0.1 | 135 | 999 |  | 15.5 | Y | Biomass | N | Y | N | 9999 | N |  | Biomass |  |  | 14869
10652_B_BLR2 | CA | 06089 | BURNEY FOREST PRODUCTS | Burney Forest Products | 8411711 | 84856513 |  |  | 10652 | BLR2 | 45162851 | 3 | 513.976 | 29.9148 | 112.631 | 6.631 | 6.1654 | 1.426 | 2.328 | 2020 | 125 | 8 | 350 | 1119.0666 | 22.2541 | 321920 | -121.7221 | 40.8795 |  | 135 | 999 |  | 15.5 | Y | Biomass | N | Y | N | 9999 | N |  | Biomass |  |  | 14869
50111_G_GEN1 | CA | 06091 | AMERICAN RENEWABLE POWER |  | 602811 | 45437013 |  |  |  |  | 4604221 | 2 | 0.83 | 0.02 | 0.23 | 0.01994 | 0.01854 | 0.04 | 0.02 | 2022 | 100 | 8 | 350 | 2363.3333 | 46.9981 | 221112 | -120.239 | 39.6704 |  | 135 | 999 |  |  |  |  | N | N | N |  | N | 50111_B_BLR1;50111_G_GEN1
55499_G_CPP1 | CA | 06095 | CALPEAK POWER - VACA DIXON, LLC | CalPeak Power Vaca Dixon Peaker Plant | 1391311 | 43318013 | 55499 | GT-1 | 55499 | CPP1 | 4816355409 | 45 | 0.77 | 0.61189 | 0.9365 | 0.6 | 0.59879 | 0.0366 | 0.02 | 2020 | 50 | 12 | 785 | 4749.9334 | 41.9817 | 221112 | -121.924 | 38.3989 | 42 | 125 | 120 |  | 48 | N | Natural Gas | Y | N | N | 9999 | N |  | Combustion Turbine |  | 327.4301 | 10926
55625_G_CT1 | CA | 06095 | CREED ENERGY CENTER LLC | Creed Energy Center | 9872511 | 53998513 | 55625 | UNIT1 | 55625 | CT1 |  |  | 0.27207 | 0.35303 | 1.0728 | 0.43797 | 0.43708 | 0.0284 | 0.022643 | [6 empty] | 221112 | -121.8566 | 38.2424 |  | 125 | 999 |  | 45 | N | Natural Gas | Y | N | N | 9999 | N |  | Combustion Turbine |  | 305.1301 | 11578
55626_G_CT1 | CA | 06095 | Lambie Energy Center | Lambie Energy Center | 1562111 | 44762613 | 55626 | UNIT1 | 55626 | CT1 | 48130314415 | 1 | 0.27998 | 0.36329 | 1.324 | 0.45069 | 0.44979 | 0.0306 | 0.023302 | 2020 | [5 empty] | 221112 | -121.8683 | 38.2216 | 45 | 125 | 999 |  | 45 | N | Natural Gas | Y | N | N | 9999 | N |  | Combustion Turbine |  | 315.82 | 11657
55627_G_CT1 | CA | 06095 | GOOSE HAVEN ENERGY CENTER | Goose Haven Energy Center | 9850311 | 53998713 | 55627 | UNIT1 | 55627 | CT1 | 48130314416 | 1 | 0.27772 | 0.36036 | 1.5125 | 0.44706 | 0.44616 | 0.0358 | 0.023114 | 2020 | [5 empty] | 221112 | -121.8437 | 38.2271 | 500 | 125 | 999 |  | 45 | N | Natural Gas | Y | N | N | 9999 | N |  | Combustion Turbine |  | 369.8301 | 11627
55855_G_CTG1 | CA | 06095 | Wolfskill Energy Center | Wolfskill Energy Center | 9850211 | 53998913 | 55855 | UNIT1 | 55855 | CTG1 | 48130314511 | 1 | 0.93219 |  | 0.8747 | 0.56742 | 0.56628 | 0.0268 | 0.079662 | 2022 | 40 | 2 | 250 | -1 | 50 | 221112 | -122.074 | 38.229 | 500 | 125 | 120 |  | 45 | N | Natural Gas | Y | N | N | 9999 | N |  | Combustion Turbine |  | 274.75 | 11196
50632_B_2 | CA | 06099 | COVANTA STANISLAUS, INC | Covanta Stanislaus Energy | 6592611 | 17864013 |  |  | 50632 | 2 | 5014302073 | 1 | 20.7026 | 2.7611 | 276.1748 | 19.338 | 17.9803 | 13.7946 | 0.079656 | 2020 | 144 | 7 | 298 | 1697.165 | 44.0822 | 562219 | -121.1409 | 37.3854 | 440 | 103 | 270 |  | 10 | N | MSW | N | Y | N | 9999 | N | 50632_B_1;50632_B_2 | Municipal Solid Waste |  |  | 18490
7315_G_1 | CA | 06099 | Almond Power Plant | Almond Power Plant | 1218311 | 85092813 | 7315 | 1 | 7315 | 1 | 5014303299 | 3 | 0.24702 | 1.3603 | 5.294 | 1.4652 | 1.4623 | 0.2664 | 0.86627 | 2020 | 40 | 2 | 250 | -1 | 50 | 221112 | -120.9851 | 37.5745 | 459 | 125 | 120 |  | 49.5 | N | Natural Gas | Y | N | N | 9999 | N |  | Combustion Turbine |  | 2706.2615 | 10753
7315_G_2 | CA | 06099 | Almond Power Plant | Almond Power Plant | 1218311 | 121055113 | 7315 | 2 | 7315 | 2 | 5014303299 | 4 | 0.44903 | 1.7222 | 2.9091 | 0.89049 | 0.7779 | 0.1529 | 0.50019 | 2020 | 80 | 12 | 835 | 4495.7167 | 39.7348 | 221112 | -120.9851 | 37.5745 | 501 | 125 | 120 |  | 50 | N | Natural Gas | Y | N | N | 9999 | N |  | Combustion Turbine |  | 1536.8698 | 10752
7315_G_3 | CA | 06099 | Almond Power Plant | Almond Power Plant | 1218311 | 121055213 | 7315 | 3 | 7315 | 3 | 5014303299 | 5 | 1.1512 | 3.3902 | 4.5479 | 1.645 | 1.6417 | 0.2683 | 0.92429 | 2020 | 80 | 12 | 813 | 4246.8334 | 37.5351 | 221112 | -120.9851 | 37.5745 | 501 | 125 | 120 |  | 50 | N | Natural Gas | Y | N | N | 9999 | N |  | Combustion Turbine |  | 2696.8547 | 10753
7315_G_4 | CA | 06099 | Almond Power Plant | Almond Power Plant | 1218311 | 121055313 | 7315 | 4 | 7315 | 4 | 5014303299 | 6 | 0.71505 | 4.0786 | 2.6308 | 1.9826 | 1.9787 | 0.1452 | 1.1132 | 2020 | 80 | 12 | 811 | 4357.6667 | 38.5147 | 221112 | -120.9851 | 37.5745 | 501 | 125 | 120 |  | 50 | N | Natural Gas | Y | N | N | 9999 | N |  | Combustion Turbine |  | 1446.5082 | 10753
151_G_1 | CA | 06099 | MODESTO IRRIGATION DISTRICT | McClure | 3945911 | 35563813 |  |  | 151 | 1 | 5014302052 | 1 | 0.27899 | 0.16208 | 0.1438 | 0.03612 | 0.03467 | 0.011884 | 0.011884 | 2020 | 85 | 12 | 850 | 21088.417 | 186.3875 | 221118 | -120.9282 | 37.6365 | 49.5 |  | 999 |  | 53.5 | N | Natural Gas, Distillate Fuel Oil | N | N | N | 9999 | N |  | Combustion Turbine |  |  | 17486
151_G_2 | CA | 06099 | MODESTO IRRIGATION DISTRICT | McClure | 3945911 | 35563913 |  |  | 151 | 2 | 5014302052 | 2 | 0.405 | 0.013368 | 0.1685 | 0.0134 | 0.013373 | 0.0134 | 0.0134 | 2022 | 85 | 12 | 850 | 21088.417 | 186.3875 | 221118 | -120.9282 | 37.6365 | 56 |  | 999 |  | 53.5 | N | Natural Gas, Distillate Fuel Oil | N | N | N | 9999 | N |  | Combustion Turbine |  |  | 17490
4256_G_1 | CA | 06099 | TURLOCK IRRIGATION DISTRICT | Walnut | 5704811 | 23054713 |  |  | 4256 | 1 | 5014302246 | 1 | 0.0396 |  | 0.017631 | 0.00738 | 0.0073651 | 0.00388 | 0.00855 | 2020 | 31 | 10.4 | 881 | 2813.4667 | 33.1062 | 221121 | -120.9061 | 37.4874 | 24 | 125 | 999 |  | 23.5 | N | Natural Gas, Distillate Fuel Oil | N | N | N | 9999 | N |  | Combustion Turbine |  |  | 25000
4256_G_2 | CA | 06099 | TURLOCK IRRIGATION DISTRICT | Walnut | 5704811 | 23054613 |  |  | 4256 | 2 | 5014302246 | 2 | 1.1869 |  | 0.33555 | 0.12207 | 0.12182 | 0.0341 | 0.18396 | 2020 | 31 | 10.4 | 891 | 2825.2167 | 33.2445 | 221121 | -120.9061 | 37.4874 | 24 | 125 | 999 |  | 23.5 | N | Natural Gas, Distillate Fuel Oil | N | N | N | 9999 | N |  | Combustion Turbine |  |  | 25000
56078_G_1 | CA | 06099 | WALNUT ENERGY CENTER AUTHORITY | Walnut Energy Center | 14025311 | 85005313 | 56078 | 1 | 56078 | 1 | 5014307172 | 1 | 4.1491 | 10.4703 | 19.3155 | 17.7922 | 17.7564 | 1.787 | 4.808 | 2020 | 40 | 2 | 250 | -1 | 50 | 221118 | -120.8955 | 37.4877 | 1050 | 125 | 120 |  | 84 | N | Natural Gas | Y | N | N | 9999 | N | 56078_G_3;56078_G_1 | Combined Cycle |  | 6769.4102 | 7814
56078_G_2 | CA | 06099 | WALNUT ENERGY CENTER AUTHORITY | Walnut Energy Center | 14025311 | 85005213 | 56078 | 2 | 56078 | 2 | 5014307172 | 2 | 4.062 | 10.6655 | 20.8751 | 16.4748 | 16.4417 | 1.9363 | 4.4582 | 2020 | 40 | 2 | 250 | -1 | 50 | 221118 | -120.8955 | 37.4877 | 1050 | 125 | 120 |  | 84 | N | Natural Gas | Y | N | N | 9999 | N |  | Combined Cycle |  | 7304.4297 | 7814
7266_G_3 | CA | 06099 | MODESTO IRRIGATION DISTRICT-woodland | Woodland | 1218011 | 85006313 | 7266 | 2 | 7266 | 3 | 5014303233 | 4 | 9.7762 | 5.6845 | 5.0773 | 5.6544 | 5.643 | 0.593 | 1.0404 | 2020 | 40 | 2 | 250 | -1 | 50 | 221122 | -121.0201 | 37.6531 | 700 | 125 | 120 |  | 50 | N | Natural Gas | Y | N | N | 9999 | N | 7266_G_3;7266_G_2 | Combined Cycle |  | 5868.9199 | 8004
7266_G_NA1 | CA | 06099 | MODESTO IRRIGATION DISTRICT-woodland | Woodland | 1218011 | 43846313 | 7266 | 1 | 7266 | NA1 | 5014303233 | 1 | 2.723 | 3.0957 | 3.9516 | 1.7026 | 1.6992 | 0.2966 | 0.25797 | 2020 | 40 | 2 | 250 | -1 | 50 | 221122 | -121.0201 | 37.6531 | 460 | 125 | 120 |  | 45 | N | Natural Gas, Distillate Fuel Oil | Y | N | N | 9999 | N |  | Combustion Turbine |  | 2967.3987 | 10745
10349_G_GEN1 | CA | 06101 | GREENLEAF UNIT II | Greenleaf 2 Power Plant | 1371711 | 43619513 |  |  | 10349 | GEN1 | 51160813004 | 1 | 9.8 |  | 6.31 | 0.71 | 0.70857 | 0.09 | 0.79 | 2020 | 75 | 10 | 68 | 3634.15 | 46.2528 | 221112 | -121.6383 | 39.1389 | 49.5 | 125 | 120 |  | 49.5 | Y | Natural Gas | N | Y | N | 9999 | N |  | Combustion Turbine |  |  | 8700
52186_G_GEN1 | CA | 06101 | YUBA CITY COGENERATION | Yuba City Cogen Partners | 1371511 | 43620013 |  |  | 52186 | GEN1 | 51160813001 | 1 |  |  |  | 0.123 | 0.12275 | 0.009 | 0.125 | 2020 | 40 | 2 | 250 | -1 | 50 | 221112 | -121.6397 | 39.1366 | 49 | 125 | 999 |  | 49.9 | Y | Natural Gas | N | Y | N | 9999 | N |  | Combustion Turbine |  |  | 8700
55112_G_CT01 | CA | 06101 | SUTTER ENERGY CENTER | Sutter Energy Center | 1371811 | 43619013 | 55112 | CT01 | 55112 | CT01 | 51160813005 | 130051 |  |  | 45.4345 |  |  | 3.6405 |  | 2022 | 40 | 2 | 250 | -1 | 50 | 221112 | -121.6939 | 39.0531 | 185 | 125 | 120 |  | 175 | N | Natural Gas | Y | N | N | 9999 | N |  | Combined Cycle |  | 7673.6006 | 7766
55112_G_CT02 | CA | 06101 | SUTTER ENERGY CENTER | Sutter Energy Center | 1371811 | 43619113 | 55112 | CT02 | 55112 | CT02 | 51160813005 | 130052 |  |  | 34.4784 |  |  | 2.1135 |  | 2022 | [5 empty] | 221112 | -121.6939 | 39.0531 | 185 | 125 | 120 |  | 175 | N | Natural Gas | Y | N | N | 9999 | N |  | Combined Cycle |  | 4405.3618 | 7766
55813_G_CTG1 | CA | 06101 | YUBA CITY ENERGY CENTER | Yuba City Energy Center | 18785511 | 133280213 | 10349 | 2 | 55813 | CTG1 | 51160813009 | 3 | 3.3 |  | 22.4298 | 0.5964 | 0.5952 | 0.2061 | 0.1 | 2020 | 75 | 10 | 68 | 3634.15 | 46.2528 | 221112 | -121.6428 | 39.1373 | 48.1 | 125 | 120 |  | 45 | N | Natural Gas | Y | N | N | 9999 | N |  | Combustion Turbine |  | 2102.3782 | 11950
55847_G_CTG1 | CA | 06101 | Feather River Energy Center | Feather River Energy Center | 14137911 | 84795713 | 55847 | UNIT1 | 55847 | CTG1 | 51160813007 | 1 |  | 45.388 | 19.0461 |  |  | 0.2133 |  | 2022 | 80 | 23 | 700 | 47973.5459 | 115.4201 | 221112 | -121.6089 | 39.1088 | 500 | 125 | 120 |  | 45 | N | Natural Gas | Y | N | N | 9999 | N |  | Combustion Turbine |  | 2189.2588 | 11489
56184_G_IC1 | CA | 06103 | CALIFORNIA POWER HOLDINGS LLC | Red Bluff | 765911 | 45532413 |  |  | 56184 | IC1 | 521632220 | 1 | 0.14 |  | 0.06 | 0.03976 | 0.03968 | 0.0044 | 0.0093472 | 2020 | 40 | 2 | 1300 | 166.6666 | 53.0303 | 221118 | -122.2125 | 40.1501 | 3 | 125 | 999 |  | 2.8 | N | Natural Gas | N | N | N | 9999 | N |  | Combustion Turbine |  |  | 10745
56184_G_IC10 | CA | 06103 | CALIFORNIA POWER HOLDINGS LLC | Red Bluff | 765911 | 45532313 |  |  | 56184 | IC10 | 521632220 | 10 | 0.14 |  | 0.06 | 0.03976 | 0.03968 | 0.0044 | 0.0093472 | 2022 | 40 | 2 | 1300 | 166.6666 | 53.0303 | 221118 | -122.2125 | 40.1501 | 3 | 125 | 999 |  | 2.8 | N | Natural Gas | N | N | N | 9999 | N |  | Combustion Turbine |  |  | 10745
56184_G_IC11 | CA | 06103 | CALIFORNIA POWER HOLDINGS LLC | Red Bluff | 765911 | 45532213 |  |  | 56184 | IC11 | 521632220 | 11 | 0.14 |  | 0.06 | 0.03976 | 0.03968 | 0.0044 | 0.0093472 | 2022 | 40 | 2 | 1300 | 166.6666 | 53.0303 | 221118 | -122.2125 | 40.1501 | 3 | 125 | 999 |  | 2.8 | N | Natural Gas | N | N | N | 9999 | N |  | Combustion Turbine |  |  | 10745
56184_G_IC12 | CA | 06103 | CALIFORNIA POWER HOLDINGS LLC | Red Bluff | 765911 | 45531013 |  |  | 56184 | IC12 | 521632220 | 12 | 0.14 |  | 0.06 | 0.03976 | 0.03968 | 0.0044 | 0.0093472 | 2020 | 40 | 2 | 1300 | 166.6666 | 53.0303 | 221118 | -122.2125 | 40.1501 | 3 | 125 | 999 |  | 2.8 | N | Natural Gas | N | N | N | 9999 | N |  | Combustion Turbine |  |  | 10745
56184_G_IC13 | CA | 06103 | CALIFORNIA POWER HOLDINGS LLC | Red Bluff | 765911 | 45532013 |  |  | 56184 | IC13 | 521632220 | 13 | 0.14 |  | 0.06 | 0.03976 | 0.03968 | 0.0044 | 0.0093472 | 2020 | 40 | 2 | 1300 | 166.6666 | 53.0303 | 221118 | -122.2125 | 40.1501 | 3 | 125 | 999 |  | 2.8 | N | Natural Gas | N | N | N | 9999 | N |  | Combustion Turbine |  |  | 10745
56184_G_IC14 | CA | 06103 | CALIFORNIA POWER HOLDINGS LLC | Red Bluff | 765911 | 45532513 |  |  | 56184 | IC14 | 521632220 | 14 | 0.14 |  | 0.06 | 0.03976 | 0.03968 | 0.0044 | 0.0093472 | 2022 | 40 | 2 | 1300 | 166.6666 | 53.0303 | 221118 | -122.2125 | 40.1501 | 3 | 125 | 999 |  | 2.8 | N | Natural Gas | N | N | N | 9999 | N |  | Combustion Turbine |  |  | 10745
56184_G_IC15 | CA | 06103 | CALIFORNIA POWER HOLDINGS LLC | Red Bluff | 765911 | 45531913 |  |  | 56184 | IC15 | 521632220 | 15 | 0.14 |  | 0.06 | 0.03976 | 0.03968 | 0.0044 | 0.0093472 | 2020 | 40 | 2 | 1300 | 166.6666 | 53.0303 | 221118 | -122.2125 | 40.1501 | 3 | 125 | 999 |  | 2.8 | N | Natural Gas | N | N | N | 9999 | N |  | Combustion Turbine |  |  | 10745
56184_G_IC16 | CA | 06103 | CALIFORNIA POWER HOLDINGS LLC | Red Bluff | 765911 | 45531813 |  |  | 56184 | IC16 | 521632220 | 16 | 0.14 |  | 0.06 | 0.03976 | 0.03968 | 0.0044 | 0.0093472 | 2022 | 40 | 2 | 1300 | 166.6666 | 53.0303 | 221118 | -122.2125 | 40.1501 | 3 | 125 | 999 |  | 2.8 | N | Natural Gas | N | N | N | 9999 | N |  | Combustion Turbine |  |  | 10745
56184_G_IC2 | CA | 06103 | CALIFORNIA POWER HOLDINGS LLC | Red Bluff | 765911 | 45531113 |  |  | 56184 | IC2 | 521632220 | 2 | 0.14 |  | 0.06 | 0.03976 | 0.03968 | 0.0044 | 0.0093472 | 2022 | 40 | 2 | 1300 | 166.6666 | 53.0303 | 221118 | -122.2125 | 40.1501 | 3 | 125 | 999 |  | 2.8 | N | Natural Gas | N | N | N | 9999 | N |  | Combustion Turbine |  |  | 10745
56184_G_IC3 | CA | 06103 | CALIFORNIA POWER HOLDINGS LLC | Red Bluff | 765911 | 45531713 |  |  | 56184 | IC3 | 521632220 | 3 | 0.14 |  | 0.06 | 0.03976 | 0.03968 | 0.0044 | 0.0093472 | 2020 | 40 | 2 | 1300 | 166.6666 | 53.0303 | 221118 | -122.2125 | 40.1501 | 3 | 125 | 999 |  | 2.8 | N | Natural Gas | N | N | N | 9999 | N |  | Combustion Turbine |  |  | 10745
56184_G_IC4 | CA | 06103 | CALIFORNIA POWER HOLDINGS LLC | Red Bluff | 765911 | 45531613 |  |  | 56184 | IC4 | 521632220 | 4 | 0.14 |  | 0.06 | 0.03976 | 0.03968 | 0.0044 | 0.0093472 | 2020 | 40 | 2 | 1300 | 166.6666 | 53.0303 | 221118 | -122.2125 | 40.1501 | 3 | 125 | 999 |  | 2.8 | N | Natural Gas | N | N | N | 9999 | N |  | Combustion Turbine |  |  | 10745
56184_G_IC5 | CA | 06103 | CALIFORNIA POWER HOLDINGS LLC | Red Bluff | 765911 | 45531513 |  |  | 56184 | IC5 | 521632220 | 5 | 0.14 |  | 0.06 | 0.03976 | 0.03968 | 0.0044 | 0.0093472 | 2020 | 40 | 2 | 1300 | 166.6666 | 53.0303 | 221118 | -122.2125 | 40.1501 | 3 | 125 | 999 |  | 2.8 | N | Natural Gas | N | N | N | 9999 | N |  | Combustion Turbine |  |  | 10745
56184_G_IC6 | CA | 06103 | CALIFORNIA POWER HOLDINGS LLC | Red Bluff | 765911 | 45531413 |  |  | 56184 | IC6 | 521632220 | 6 | 0.14 |  | 0.06 | 0.03976 | 0.03968 | 0.0044 | 0.0093472 | 2020 | 40 | 2 | 1300 | 166.6666 | 53.0303 | 221118 | -122.2125 | 40.1501 | 3 | 125 | 999 |  | 2.8 | N | Natural Gas | N | N | N | 9999 | N |  | Combustion Turbine |  |  | 10745
56184_G_IC7 | CA | 06103 | CALIFORNIA POWER HOLDINGS LLC | Red Bluff | 765911 | 45531313 |  |  | 56184 | IC7 | 521632220 | 7 | 0.14 |  | 0.06 | 0.03976 | 0.03968 | 0.0044 | 0.0093472 | 2020 | 40 | 2 | 1300 | 166.6666 | 53.0303 | 221118 | -122.2125 | 40.1501 | 3 | 125 | 999 |  | 2.8 | N | Natural Gas | N | N | N | 9999 | N |  | Combustion Turbine |  |  | 10745
56184_G_IC8 | CA | 06103 | CALIFORNIA POWER HOLDINGS LLC | Red Bluff | 765911 | 45531213 |  |  | 56184 | IC8 | 521632220 | 8 | 0.14 |  | 0.06 | 0.03976 | 0.03968 | 0.0044 | 0.0093472 | 2022 | 40 | 2 | 1300 | 166.6666 | 53.0303 | 221118 | -122.2125 | 40.1501 | 3 | 125 | 999 |  | 2.8 | N | Natural Gas | N | N | N | 9999 | N |  | Combustion Turbine |  |  | 10745
56184_G_IC9 | CA | 06103 | CALIFORNIA POWER HOLDINGS LLC | Red Bluff | 765911 | 45532113 |  |  | 56184 | IC9 | 521632220 | 9 | 0.14 |  | 0.06 | 0.03976 | 0.03968 | 0.0044 | 0.0093472 | 2022 | 40 | 2 | 1300 | 166.6666 | 53.0303 | 221118 | -122.2125 | 40.1501 | 3 | 125 | 999 |  | 2.8 | N | Natural Gas | N | N | N | 9999 | N |  | Combustion Turbine |  |  | 10745
50560_B_B101 | CA | 06109 | PACIFIC-ULTRAPOWER CHINESE STA | Pacific-Ultrapower Chinese Station | 5705711 | 23048113 |  |  | 50560 | B101 | 55043312 | 1 | 13.24 | 5.54 | 175.9 | 28.47 | 26.4 | 22.63 | 0.27 | 2020 | 122 | 8 | 392 | 4036.6 | 80.2732 | 221112 | -120.4791 | 37.8766 | 25.6 | 125 | 999 |  | 18 | N | Biomass | N | N | N | 9999 | N |  | Biomass |  |  | 15548
10776_G_GTG | CA | 06111 | E.F. OXNARD LLC | E F Oxnard Energy Facility | 1589611 | 100160213 |  |  | 10776 | GTG | 561134214 | 6 |  | 1.0949 |  | 1.7098 | 1.7064 | 0.16382 | 0.62525 | 2020 | 70 | 10.5 | 290 | 6735.2668 | 77.7519 | 221112 | -119.1628 | 34.1978 | 48 | 125 | 999 |  | 48.5 | N | Natural Gas | Y | N | N | 9999 | N |  | Combustion Turbine |  |  | 8700
50851_G_GEN1 | CA | 06111 | TRUSTEES OF CSU & CSUCI SITE AUTHORITY | CSUCI Site Authority | 1605311 | 45209613 |  |  | 50851 | GEN1 | 5611341267 | 1 | 0.15939 |  | 0.72113 | 0.11761 | 0.11761 | 0.009285 | 0.20814 | 2020 | 30 | 2.5 | 300 | 111.35 | 22.6749 | 221122 | -119.0437 | 34.1637 | 22 | 125 | 999 |  | 21.5 | Y | Natural Gas | N | Y | N | 9999 | N |  | Combined Cycle |  |  | 7293
50851_G_GEN2 | CA | 06111 | TRUSTEES OF CSU & CSUCI SITE AUTHORITY | CSUCI Site Authority | 1605311 | 45209713 |  |  | 50851 | GEN2 | 5611341267 | 2 | 1.9312 | 0.3151 |  | 0.22165 | 0.2212 | 0.021933 | 0.51725 | 2020 | 71.6 | 10.5 | 280 | 5965.3667 | 68.8642 | 221122 | -119.0437 | 34.1637 | 21.5 | 125 | 999 |  | 6.8 | Y | Natural Gas | N | Y | N | 9999 | N |  | Combined Cycle |  |  | 7293
57585_G_1 | CA | 06111 | NEW INDY OXNARD, LLC | Oxnard Paper Mill | 1609911 | 45184113 |  |  | 57585 | 1 | 561134157 | 10 | [6 empty] | 0.033488 | 2020 | [5 empty] | 322130 | -119.1831 | 34.1451 | 0.1 | 133 | 999 |  | 29 | Y | Natural Gas | N | Y | N | 9999 | N |  | Combustion Turbine | 360 |  | 8700
350_B_2 | CA | 06111 | ORMOND BEACH GENERATING STATION |  | 3943511 | 35586513 | 350 | 2 |  |  | 56113465 | 2 | 81.135 | 2.38 | 8.1882 | 4.5075 | 4.5075 | 0.6812 | 2.5242 | 2020 | 237 | 22 | 250 | 27908.8005 | 73.389 | 221112 | -119.1697 | 34.1309 | 750 | 125 | 120 |  |  |  |  | Y | N | N |  | N |  |  |  | 973.87
350_B_1 | CA | 06111 | ORMOND BEACH GENERATING STATION |  | 3943511 | 35586813 | 350 | 1 |  |  | 56113465 | 1 | 76.905 | 1.1963 | 5.8515 | 4.2725 | 4.2725 | 0.3649 | 2.3926 | 2020 | 237 | 22 | 250 | 27908.8005 | 73.389 | 221112 | -119.1697 | 34.1309 | 750 | 125 | 120 |  |  |  |  | Y | N | N |  | N |  |  |  | 486.68
10836_B_BLR1 | CA | 06113 | WOODLAND BIOMASS POWER LTD | Woodland Biomass Power Ltd | 1978311 | 42862413 |  |  | 10836 | BLR1 | 571635257 | 9 | 10.01 |  | 16.81 | 3.82 | 3.5518 | 0.8 | 0.34 | 2020 | [5 empty] | 221118 | -121.7373 | 38.6908 |  | 125 | 100 |  | 25 | N | Biomass | N | N | N | 9999 | N |  | Biomass |  |  | 17113
469_G_5 | CO | 08001 | PUBLIC SERVICE CO - CHEROKEE PLT | Cherokee | 3555811 | 124566013 | 469 | 5 | 469 | 5 | CO0000000800100001 | 001-0001-028 | 42 |  | 41.7086 | 21.8144 | 21.8144 | 2.122 | 16.7167 | 2020 | 200 | 18 | 154 | -1 | 22.3 | 221112 | -104.9648 | 39.8078 | 2400 | 125 | 120 |  | 168 | N | Natural Gas | Y | N | N | 9999 | N | 469_G_7;469_G_5 | Combined Cycle |  | 6320.5898 | 7181
469_G_6 | CO | 08001 | PUBLIC SERVICE CO - CHEROKEE PLT | Cherokee | 3555811 | 124566113 | 469 | 6 | 469 | 6 | CO0000000800100001 | 001-0001-029 | 55.7 |  | 47.0509 | 23.7928 | 23.7928 | 2.0805 | 18.2328 | 2020 | 200 | 18 | 154 | -1 | 22.3 | 221112 | -104.9648 | 39.8078 | 2400 | 125 | 120 |  | 168 | N | Natural Gas | Y | N | N | 9999 | N |  | Combined Cycle |  | 6320.5 | 7181
55505_G_BR1 | CO | 08001 | TRI-STATE GENERATION & TRANS - F.KNUTSON | Frank Knutson | 1621811 | 44307413 | 55505 | BR1 | 55505 | BR1 | CO0000000800101349 | 001-1349-001 | 0.3 |  | 14.6628 | 2.5 | 1.8 | 0.3597 | 0.0159 | 2022 | 56 | 8.67 | 958 | -1 | 157.8 | 221112 | -104.6818 | 39.9416 | 840 | 125 | 120 |  | 67 | N | Natural Gas, Distillate Fuel Oil | Y | N | N | 9999 | N |  | Combustion Turbine |  | 1188.0499 | 12671
55505_G_BR2 | CO | 08001 | TRI-STATE GENERATION & TRANS - F.KNUTSON | Frank Knutson | 1621811 | 44307313 | 55505 | BR2 | 55505 | BR2 | CO0000000800101349 | 001-1349-003 | 0.4 |  | 12.6831 | 3 | 2.1 | 0.3297 | 0.0192 | 2020 | 56 | 8.67 | 958 | -1 | 157.8 | 221112 | -104.6818 | 39.9416 | 840 | 125 | 120 |  | 67 | N | Natural Gas, Distillate Fuel Oil | Y | N | N | 9999 | N |  | Combustion Turbine |  | 1209.9207 | 12672
55645_G_CT01 | CO | 08001 | PUBLIC SERV - BLUE SPRUCE ENERGY CENTER | Blue Spruce Energy Center | 12818011 | 68509613 | 55645 | CT-01 | 55645 | CT01 | CO0000000800101354 | 001-1354-001 | 26.7 |  | 41.9382 | 8.6001 | 8.6001 | 0.761 | 0.5 | 2020 | 75 | 18.2 | 1200 | -1 | 84 | 221112 | -104.6804 | 39.7442 | 168 | 125 | 120 |  | 130 | N | Natural Gas, Distillate Fuel Oil | Y | N | N | 9999 | N |  | Combustion Turbine |  | 2053.9302 | 11686
55645_G_CT02 | CO | 08001 | PUBLIC SERV - BLUE SPRUCE ENERGY CENTER | Blue Spruce Energy Center | 12818011 | 68509713 | 55645 | CT-02 | 55645 | CT02 | CO0000000800101354 | 001-1354-002 | 18 |  | 38.9424 | 4.1 | 4.1 | 0.8234 | 1.7 | 2020 | 75 | 18.2 | 1200 | -1 | 84.7 | 221112 | -104.6804 | 39.7442 | 168 | 125 | 120 |  | 134 | N | Natural Gas, Distillate Fuel Oil | Y | N | N | 9999 | N |  | Combustion Turbine |  | 1831.4608 | 11686
469_B_4 | CO | 08001 | PUBLIC SERVICE CO - CHEROKEE PLT |  | 3555811 | 36702513 | 469 | 4 |  |  | CO0000000800100001 | 001-0001-004 | 154.7642 |  | 778.2492 | 204.8307 | 158.8294 | 6.734 | 18.6145 | 2021 | 400 | 22 | 267 | -1 | 45.7 | 221112 | -104.9648 | 39.8078 | 3520 | 125 | 100 |  |  |  |  | Y | N | N |  | N |  |  |  | 6913.9595
464_G_CT2 | CO | 08003 | PUBLIC SERVICE CO ALAMOSA PLT |  | 2136511 | 43024213 |  |  |  |  | CO0000000800300007 | 003-0007-002 | 5.6183 |  | 23.89 | 0.14 | 0.14 | 0.45 | 0.14 | 2020 | 34 | 20 | 970 | -1 | 150 | 221112 | -105.8946 | 37.4597 | 209 | 125 | 160 |  |  |  |  | N | N | N |  | N
464_G_CT1 | CO | 08003 | PUBLIC SERVICE CO ALAMOSA PLT |  | 2136511 | 43024113 |  |  |  |  | CO0000000800300007 | 003-0007-001 | 5.3478 |  | 22.3312 | 0.13 | 0.13 | 0.4059 | 0.1337 | 2020 | 34 | 20 | 970 | -1 | 150 | 221112 | -105.8946 | 37.4597 | 234 | 125 | 160 |  |  |  |  | N | N | N |  | N
54372_G_GT1 | CO | 08013 | UNIV OF COLO BOULDER - CAMPUS | University of Colorado | 1342411 | 44038313 |  |  | 54372 | GT1 | CO0000000801300553 | 013-0553-003 | 0.45 |  | 3.63 | 0.15 | 0.15 | 0.08 | 0.05 | 2020 | 60 | 6 | 325 | -1 | 49.2 | 611310 | -105.2693 | 40.0076 | 196 | 183 | 120 |  | 15 | Y | Natural Gas, Distillate Fuel Oil | N | Y | N | 9999 | N |  | Combined Cycle |  |  | 5885
54372_G_GT2 | CO | 08013 | UNIV OF COLO BOULDER - CAMPUS | University of Colorado | 1342411 | 44038413 |  |  | 54372 | GT2 | CO0000000801300553 | 013-0553-005 | 1.24 |  | 7.27 | 0.28 | 0.28 | 0.14 | 0.09 | 2020 | 60 | 6 | 325 | -1 | 42.8 | 611310 | -105.2693 | 40.0076 | 196 | 183 | 120 |  | 15 | Y | Natural Gas, Distillate Fuel Oil | N | Y | N | 9999 | N |  | Combined Cycle |  |  | 5885
54372_G_ST1 | CO | 08013 | UNIV OF COLO BOULDER - CAMPUS | University of Colorado | 1342411 | 90875013 |  |  | 54372 | ST1 | CO0000000801300553 | 013-0553-006 | 0.02 |  | 0.03 |  |  |  |  | 2020 | 60 | 6 | 325 | -1 | 8.3 | 611310 | -105.2692 | 40.0075 | 66 | 183 | 290 |  | 1 | Y | Natural Gas, Distillate Fuel Oil | N | Y | N | 9999 | N |  | Combined Cycle |  |  | 5885
55207_G_UN7 | CO | 08013 | PUBLIC SERVICE CO - VALMONT STATION | Valmont Combustion Turbine Project | 778211 | 90874513 | 55207 | CT7 | 55207 | UN7 |  |  | 3.29 |  | 2.3858 | 0.26 | 0.26 | 0.0153 | 0.08 |  | 45 | 9 | 733 | 9566.6668 | 150.3179 | 221112 | -105.202 | 40.0197 |  | 125 | 120 |  | 39.9 | N | Natural Gas | Y | N | N | 9999 | N |  | Combustion Turbine |  | 193.51 | 11608
55207_G_UN8 | CO | 08013 | PUBLIC SERVICE CO - VALMONT STATION | Valmont Combustion Turbine Project | 778211 | 90874613 | 55207 | CT8 | 55207 | UN8 | CO0000000801300001 | 013-0001-023 | 1.54 |  | 2.4916 | 0.26 | 0.26 | 0.0169 | 0.11 | 2022 | 45 | 9 | 733 | 9733.3335 | 152.9367 | 221112 | -105.202 | 40.0197 | 425 | 125 | 120 |  | 39.9 | N | Natural Gas | Y | N | N | 9999 | N |  | Combustion Turbine |  | 208.03 | 11633
477_G_6 | CO | 08013 | PUBLIC SERVICE CO - VALMONT STATION |  | 778211 | 45916213 |  |  |  |  | CO0000000801300001 | 013-0001-002 | 2.9189 |  | 10.7102 | 0.0733 | 0.0733 | 0.118 | 0.0733 | 2020 | 32 | 8 | 900 | -1 | 137 | 221112 | -105.2019 | 40.0193 | 661 | 125 | 120 |  |  |  |  | N | N | N |  | N
54372_G_ST1x | CO | 08013 | UNIV OF COLO BOULDER - CAMPUS |  | 1342411 | 90874913 |  |  |  |  | CO0000000801300553 | 013-0553-004 | 0.17 |  | 0.2 | 0.02 | 0.02 |  | 0.01 | 2022 | 60 | 6 | 325 | -1 | 8.3 | 611310 | -105.2692 | 40.0075 | 66 | 183 | 290 |  |  |  |  | N | N | N |  | N
55200_G_UN5 | CO | 08031 | SWG ARAPAHOE - ARAPAHOE GENERATING | Arapahoe Combustion Turbine Project | 1699811 | 44963213 |  |  | 55200 | UN5 | CO0000000803100008 | 031-0008-014 | 7.93 |  | 30.021 | 2.31 | 2.31 | 0.626 | 7.93 | 2020 | 150 | 9 | 177 | -1 | 75 | 221112 | -105.0033 | 39.6701 | 917 | 125 | 120 |  | 39 | N | Natural Gas | N | N | N | 9999 | N | 55200_G_UN7;55200_G_UN5;55200_G_UN6 | Combined Cycle |  |  | 9121
58574_B_01 | CO | 08037 | EAGLE VALLEY - GYPSUM BIOMASS | Eagle Valley Clean Energy LLC Biomass | 17436511 | 121367213 |  |  | 58574 | 01 | CO0000000803700088 | 037-0088-001 | 163.748 |  | 102.342 | 17.0531 | 17.0531 | 17.1545 | 11.5949 | 2020 | 78 | 8 | 350 | -1 | 36.5 | 221117 | -106.9437 | 39.6486 | 176 | 125 | 100 |  | 12.6 | N | Biomass | N | N | N | 9999 | N |  | Biomass |  |  | 14608
493_B_1 | CO | 08041 | COLORADO SPRINGS UTILITIES-BIRDSALL PLT | George Birdsall | 4391611 | 36145613 |  |  | 493 | 1 | CO0000000804100003 | 041-0003-001 | 2.3734 |  | 7.9334 | 0.2175 | 0.2175 | 0.0284 | 0.1513 | 2020 | 142 | 7.6 | 310 | -1 | 33.3 | 221112 | -104.8171 | 38.8813 | 216 | 125 | 100 |  | 16 | N | Natural Gas, Distillate Fuel Oil | N | N | N | 9999 | N |  | O/G Steam |  |  | 14500
493_B_2 | CO | 08041 | COLORADO SPRINGS UTILITIES-BIRDSALL PLT | George Birdsall | 4391611 | 36145713 |  |  | 493 | 2 | CO0000000804100003 | 041-0003-002 | 0.7499 |  | 2.5048 | 0.0676 | 0.0676 | 0.0061 | 0.0492 | 2020 | 142 | 7.6 | 310 | -1 | 33.3 | 221112 | -104.8171 | 38.8813 | 216 | 125 | 100 |  | 16 | N | Natural Gas, Distillate Fuel Oil | N | N | N | 9999 | N |  | O/G Steam |  |  | 14500
493_B_3 | CO | 08041 | COLORADO SPRINGS UTILITIES-BIRDSALL PLT | George Birdsall | 4391611 | 36145813 |  |  | 493 | 3 | CO0000000804100003 | 041-0003-003 | 1.406 |  | 4.7005 | 0.1277 | 0.1277 | 0.0088 | 0.0925 | 2020 | 142 | 7.6 | 315 | -1 | 46.6 | 221112 | -104.8171 | 38.8813 | 299 | 125 | 100 |  | 23 | N | Natural Gas, Distillate Fuel Oil | N | N | N | 9999 | N |  | O/G Steam |  |  | 14500
8219_B_1 | CO | 08041 | COLORADO SPRINGS UTILITIES - NIXON PLT | Ray D Nixon | 4392711 | 36137913 | 8219 | 1 | 8219 | 1 | CO0000000804100030 | 041-0030-001 | 535.76 |  | 1041.7415 | 18.77 | 13.08 | 525.2108 | 21.02 | 2021 | 460 | 17.5 | 195 | -1 | 64 | 221112 | -104.7065 | 38.6333 | 2050 | 125 | 100 | 127 | 208 | N | Subbituminous | Y | N | N | 2029 | N |  | Coal Steam |  | 7202.7505 | 10457
55283_G_1 | CO | 08041 | COLORADO SPRINGS UTILITIES - NIXON PLT | Front Range Power Plant | 4392711 | 68588013 | 55283 | 1 | 55283 | 1 | CO0000000804100030 | 041-0030-012 | 26.98 |  | 158.0449 | 6.05 | 6.05 | 3.0165 | 1.51 | 2021 | 150 | 18 | 210 | -1 | 73 | 221112 | -104.7065 | 38.6334 | 2100 | 125 | 120 |  | 135 | N | Natural Gas | Y | N | N | 9999 | N | 55283_G_1;55283_G_3 | Combined Cycle |  | 8065.3994 | 7573
55283_G_2 | CO | 08041 | COLORADO SPRINGS UTILITIES - NIXON PLT | Front Range Power Plant | 4392711 | 68588113 | 55283 | 2 | 55283 | 2 | CO0000000804100030 | 041-0030-013 | 10.43 |  | 158.3751 | 5.36 | 5.36 | 2.9482 | 1.34 | 2021 | 150 | 18 | 210 | -1 | 73 | 221112 | -104.7065 | 38.6334 | 2100 | 125 | 120 |  | 135 | N | Natural Gas | Y | N | N | 9999 | N |  | Combined Cycle |  | 8250.5605 | 7573
55453_G_S1 | CO | 08041 | FOUNTAIN VALLEY POWER - BOCA RATON | Fountain Valley Power Facility | 4385111 | 36325313 | 55453 | 1 | 55453 | S1 | CO0000000804100897 | 041-0897-001 | 6.9034 | 0.53949 | 8.1364 | 0.02642 | 0.016195 | 0.0755 | 0.17301 | 2022 | 45 | 10 | 841 | -1 | 124.3 | 221112 | -104.6914 | 38.5594 | 336 | 125 | 120 |  | 39 | N | Natural Gas | Y | N | N | 9999 | N |  | Combustion Turbine |  | 899.4306 | 11034
55453_G_S2 | CO | 08041 | FOUNTAIN VALLEY POWER - BOCA RATON | Fountain Valley Power Facility | 4385111 | 68597313 | 55453 | 2 | 55453 | S2 | CO0000000804100897 | 041-0897-002 | 7.1145 | 0.55598 | 9.6201 | 0.02723 | 0.01669 | 0.0738 | 0.1783 | 2021 | 45 | 10 | 841 | -1 | 124.3 | 221112 | -104.6875 | 38.5569 | 336 | 125 | 120 |  | 39 | N | Natural Gas | Y | N | N | 9999 | N |  | Combustion Turbine |  | 853.4506 | 11034
55453_G_S3 | CO | 08041 | FOUNTAIN VALLEY POWER - BOCA RATON | Fountain Valley Power Facility | 4385111 | 68597413 | 55453 | 3 | 55453 | S3 |  |  | 6.8654 | 0.53651 | 10.1625 | 0.026275 | 0.016105 | 0.0788 | 0.17205 |  | 45 | 10 | 850 | -1 | 124.3 | 221112 | -104.6875 | 38.5569 |  | 125 | 120 |  | 39 | N | Natural Gas | Y | N | N | 9999 | N |  | Combustion Turbine |  | 916.5205 | 11034
55453_G_S4 | CO | 08041 | FOUNTAIN VALLEY POWER - BOCA RATON | Fountain Valley Power Facility | 4385111 | 68597513 | 55453 | 4 | 55453 | S4 | CO0000000804100897 | 041-0897-004 | 6.3906 | 0.49941 | 8.8802 | 0.02446 | 0.01499 | 0.0739 | 0.16016 | 2020 | 45 | 10 | 841 | -1 | 124.3 | 221112 | -104.6875 | 38.5569 | 336 | 125 | 120 |  | 39 | N | Natural Gas | Y | N | N | 9999 | N |  | Combustion Turbine |  | 865.0606 | 11034
55453_G_S5 | CO | 08041 | FOUNTAIN VALLEY POWER - BOCA RATON | Fountain Valley Power Facility | 4385111 | 68597613 | 55453 | 5 | 55453 | S5 | CO0000000804100897 | 041-0897-005 | 6.1736 | 0.48245 | 8.5731 | 0.023625 | 0.01448 | 0.0723 | 0.15472 | 2021 | 45 | 10 | 841 | -1 | 124.3 | 221112 | -104.6875 | 38.5569 | 336 | 125 | 120 |  | 39 | N | Natural Gas | Y | N | N | 9999 | N |  | Combustion Turbine |  | 850.6704 | 11034
55453_G_S6 | CO | 08041 | FOUNTAIN VALLEY POWER - BOCA RATON | Fountain Valley Power Facility | 4385111 | 68597713 | 55453 | 6 | 55453 | S6 | CO0000000804100897 | 041-0897-006 | 3.5496 | 0.27739 | 9.1843 | 0.013585 | 0.008325 | 0.0746 | 0.08896 | 2020 | 45 | 10 | 841 | -1 | 124.3 | 221112 | -104.6875 | 38.5569 | 336 | 125 | 120 |  | 39 | N | Natural Gas | Y | N | N | 9999 | N |  | Combustion Turbine |  | 875.6902 | 11034
8219_G_GT1 | CO | 08041 | COLORADO SPRINGS UTILITIES - NIXON PLT | Ray D Nixon | 4392711 | 36138313 | 8219 | 2 | 8219 | GT1 |  |  | 0.14 |  | 0.2668 | 0.11 | 0.11 | 0.0041 | 0.09 |  | 70 | 10 | 992 | -1 | 151.5 | 221112 | -104.7065 | 38.6333 |  | 125 | 120 |  | 30 | N | Natural Gas | Y | N | N | 9999 | N |  | Combustion Turbine |  | 48.55 | 14912
8219_G_GT2 | CO | 08041 | COLORADO SPRINGS UTILITIES - NIXON PLT | Ray D Nixon | 4392711 | 36138513 | 8219 | 3 | 8219 | GT2 |  |  | 0.25 |  | 0.45 | 0.1547 | 0.1547 |  | 0.1309 |  | 70 | 10 | 992 | -1 | 151.5 | 221112 | -104.7065 | 38.6333 |  | 125 | 120 |  | 30 | N | Natural Gas | Y | N | N | 9999 | N |  | Combustion Turbine |  | 54.11 | 14921
492_B_7 | CO | 08041 | COLORADO SPRINGS UTILITIES- MARTIN DRAKE |  | 4391711 | 36145513 | 492 | 7 |  |  | CO0000000804100004 | 041-0004-006 | 28.8992 |  | 123.8515 | 2.32 | 6.0236 | 5.8431 | 3.4759 | 2020 | 250 | 15 | 210 | -1 | 60.2 | 221112 | -104.8325 | 38.8247 | 1340 | 125 | 100 |  |  |  |  | Y | N | N |  | N |  |  |  | 3578.2498
492_B_6 | CO | 08041 | COLORADO SPRINGS UTILITIES- MARTIN DRAKE |  | 4391711 | 36145413 | 492 | 6 |  |  | CO0000000804100004 | 041-0004-005 | 53.0152 |  | 49.7626 | 11.32 | 11.0501 | 1.7697 | 6.3765 | 2022 | 200 | 12.6 | 210 | -1 | 54 | 221112 | -104.8325 | 38.8247 | 861 | 125 | 100 |  |  |  |  | Y | N | N |  | N |  |  |  | 1372.9401
10755_G_GT4 | CO | 08045 | TRI-STATE GENERATION & TRANS./CO GREENHO |  | 4223411 | 36293813 |  |  |  |  | CO0000000804500057 | 045-0057-009 | 1.21 |  | 2.7 | 0.32 | 0.08 | 0.01 | 0.3 | 2020 | 55 | 11.3 | 190 | -1 | 34 | 221112 | -107.7296 | 39.5178 | 651 | 125 | 120 |  |  |  |  | N | N | N |  | N
10755_G_GT2 | CO | 08045 | TRI-STATE GENERATION & TRANS./CO GREENHO |  | 4223411 | 36293313 |  |  |  |  | CO0000000804500057 | 045-0057-002 | 1.21 |  | 2.5 | 0.32 | 0.08 | 0.01 | 0.29 | 2020 | 55 | 11.3 | 190 | -1 | 34 | 221112 | -107.7296 | 39.5178 | 651 | 125 | 120 |  |  |  |  | N | N | N |  | N | 10755_G_GT2;10755_G_ST1
10755_G_GT3 | CO | 08045 | TRI-STATE GENERATION & TRANS./CO GREENHO |  | 4223411 | 36293713 |  |  |  |  | CO0000000804500057 | 045-0057-008 | 0.95 |  | 2.1 | 0.25 | 0.07 | 0.01 | 0.23 | 2020 | 55 | 11.3 | 190 | -1 | 34 | 221112 | -107.7296 | 39.5178 | 651 | 125 | 120 |  |  |  |  | N | N | N |  | N
10003_B_BLR1 | CO | 08059 | MOLSON COORS USA - GOLDEN FACILITY | Colorado Energy Nations Company | 896111 | 46619013 |  |  | 10003 | BLR1 | CO0000000805900820 | 059-0820-001 | 24.2398 |  | 80.8812 | 2.189 | 2.189 | 4.3199 | 2.4979 | 2021 | 130 | 8 | 380 | -1 | 40 | 312120 | -105.2156 | 39.7604 | 288 | 183 | 100 |  | 10 | Y | Natural Gas | N | Y | N | 9999 | N |  | O/G Steam |  |  | 8300
10003_B_BLR2 | CO | 08059 | MOLSON COORS USA - GOLDEN FACILITY | Colorado Energy Nations Company | 896111 | 46619113 |  |  | 10003 | BLR2 | CO0000000805900820 | 059-0820-002 | 12.45 |  | 41.5398 | 1.1297 | 1.1297 | 2.22 | 1.2895 | 2021 | 130 | 8 | 380 | -1 | 40 | 312120 | -105.2156 | 39.7604 | 288 | 183 | 100 |  | 10 | Y | Natural Gas | N | Y | N | 9999 | N |  | O/G Steam |  |  | 8300
10003_B_BLR4 | CO | 08059 | MOLSON COORS USA - GOLDEN FACILITY | Colorado Energy Nations Company | 896111 | 46618213 |  |  | 10003 | BLR4 | CO0000000805900820 | 059-0820-004 | 20.8702 |  | 59.4376 | 6.5293 | 6.5293 | 13.0433 | 7.5653 | 2021 | 130 | 8 | 380 | -1 | 58 | 312120 | -105.2156 | 39.7604 | 504 | 183 | 100 |  | 10 | Y | Natural Gas | N | Y | N | 9999 | N |  | O/G Steam |  |  | 8300
10003_B_BLR5 | CO | 08059 | MOLSON COORS USA - GOLDEN FACILITY | Colorado Energy Nations Company | 896111 | 46618513 |  |  | 10003 | BLR5 | CO0000000805900820 | 059-0820-006 | 28.5304 |  | 65.9335 | 8.9295 | 8.9295 | 17.8272 | 10.3423 | 2021 | 200 | 13 | 380 | -1 | 38 | 312120 | -105.2156 | 39.7604 | 650 | 183 | 100 |  | 10 | Y | Natural Gas | N | Y | N | 9999 | N |  | O/G Steam |  |  | 8300
55650_G_GE20 | CO | 08059 | PLAINS END, LLC | Plains End | 3834311 | 36962913 |  |  | 55650 | GE20 | CO0000000805900864 | 059-0864-001 | 0.85 |  | 2.94 | 0.92 | 0.92 | 0.02 | 0.91 | 2021 | 50 | 3.3 | 678 | -1 | 75 | 221112 | -105.2259 | 39.8578 | 54.2 | 125 | 160 |  | 5.7 | N | Natural Gas | N | N | N | 9999 | N | 55650_G_GEN6;55650_G_GE16;55650_G_GE12;55650_G_GE14;55650_G_GE17;55650_G_GEN2;55650_G_GE13;55650_G_GEN7;55650_G_GE10;55650_G_GEN3;55650_G_GEN4;55650_G_GEN9;55650_G_GE19;55650_G_GEN5;55650_G_GEN8;55650_G_GE11;55650_G_GE15;55650_G_GE18;55650_G_GEN1;55650_G_GE20 | Combustion Turbine |  |  | 10745
56516_G_2G14 | CO | 08059 | PLAINS END, LLC | Plains End II LLC | 3834311 | 96071213 |  |  | 56516 | 2G14 | CO0000000805900864 | 059-0864-002 | 1.42 |  | 2.79 | 1.53 | 1.53 | 0.03 | 1.42 | 2022 | 45 | 3.3 | 670 | -1 | 135 | 221112 | -105.2259 | 39.8578 | 11400 | 125 | 160 |  | 8.3 | N | Natural Gas | N | N | N | 9999 | N | 56516_G_2G06;56516_G_2G12;56516_G_2G02;56516_G_2G03;56516_G_2G05;56516_G_2G01;56516_G_2G07;56516_G_2G09;56516_G_2G10;56516_G_2G04;56516_G_2G14;56516_G_2G08;56516_G_2G11;56516_G_2G13 | Combustion Turbine |  |  | 10745
6619_G_1 | CO | 08063 | TRI STATE GENERATION BURLINGTON | Burlington (CO) | 2761411 | 40836613 |  |  | 6619 | 1 | CO0000000806300003 | 063-0003-001 | 0.05 |  | 13.2599 | 0.18 | 0.18 | 0.08 | 0.006 | 2022 | 43 | 8 | 968 | -1 | 37.4 | 221112 | -102.2429 | 39.3571 | 584 | 125 | 160 |  | 50 | N | Distillate Fuel Oil | N | N | N | 9999 | N |  | Combustion Turbine |  |  | 14201
6619_G_2 | CO | 08063 | TRI STATE GENERATION BURLINGTON | Burlington (CO) | 2761411 | 40836513 |  |  | 6619 | 2 | CO0000000806300003 | 063-0003-002 | 0.036 |  | 9.665 | 0.132 | 0.132 | 0.129 | 0.005 | 2021 | 43 | 8 | 968 | -1 | 37.4 | 221112 | -102.2429 | 39.3571 | 584 | 125 | 160 |  | 50 | N | Distillate Fuel Oil | N | N | N | 9999 | N |  | Combustion Turbine |  |  | 14206
6761_B_101 | CO | 08069 | PLATTE RIVER POWER AUTHORITY - RAWHIDE | Rawhide | 4364011 | 36155313 | 6761 | 101 | 6761 | 101 | CO0000000806900053 | 069-0053-001 | 233.5187 |  | 1125.894 | 44 | 121.1274 | 791.4614 | 27.9718 | 2022 | 505 | 17.5 | 200 | -1 | 65 | 221112 | -105.0269 | 40.86 | 3500 | 125 | 100 |  | 280 | N | Subbituminous | Y | N | N | 2030 | N |  | Coal Steam |  | 8533.4395 | 10091
6761_G_A | CO | 08069 | PLATTE RIVER POWER AUTHORITY - RAWHIDE | Rawhide | 4364011 | 36155213 | 6761 | A | 6761 | A | CO0000000806900053 | 069-0053-035 | 2.11 |  | 5.1159 | 1.17 | 1.17 | 0.1016 | 0.03 | 2020 | 56 | 18 | 1000 | -1 | 161.6 | 221112 | -105.0269 | 40.86 | 900 | 125 | 120 |  | 65 | N | Natural Gas | Y | N | N | 9999 | N |  | Combustion Turbine |  | 517.46 | 11879
6761_G_B | CO | 08069 | PLATTE RIVER POWER AUTHORITY - RAWHIDE | Rawhide | 4364011 | 36154713 | 6761 | B | 6761 | B | CO0000000806900053 | 069-0053-036 | 2.24 |  | 3.9857 | 1.05 | 1.05 | 0.0758 | 0.03 | 2020 | 56 | 18 | 1000 | -1 | 161.6 | 221112 | -105.0269 | 40.86 | 900 | 125 | 120 |  | 65 | N | Natural Gas | Y | N | N | 9999 | N |  | Combustion Turbine |  | 387.86 | 11879
6761_G_C | CO | 08069 | PLATTE RIVER POWER AUTHORITY - RAWHIDE | Rawhide | 4364011 | 36154613 | 6761 | C | 6761 | C | CO0000000806900053 | 069-0053-037 | 2.49 |  | 2.4697 | 0.91 | 0.91 | 0.0467 | 0.02 | 2020 | 56 | 18 | 1000 | -1 | 161.6 | 221112 | -105.0269 | 40.86 | 900 | 125 | 120 |  | 65 | N | Natural Gas | Y | N | N | 9999 | N |  | Combustion Turbine |  | 236.98 | 11879
6761_G_D | CO | 08069 | PLATTE RIVER POWER AUTHORITY - RAWHIDE | Rawhide | 4364011 | 68758713 | 6761 | D | 6761 | D |  |  | 2.78 |  | 3.6207 | 0.49 | 0.49 | 0.0748 | 0.09 |  | 56 | 14.76 | 1000 | -1 | 165.6 | 221112 | -105.0238 | 40.8616 |  | 125 | 120 |  | 65 | N | Natural Gas | Y | N | N | 9999 | N |  | Combustion Turbine |  | 390.51 | 11879
6761_G_F | CO | 08069 | PLATTE RIVER POWER AUTHORITY - RAWHIDE | Rawhide | 4364011 | 68758813 | 6761 | F | 6761 | F | CO0000000806900053 | 069-0053-041 | 9.49 |  | 17.0403 | 1.91 | 1.91 | 0.2842 | 1 | 2020 | 110 | 35.33 | 1125 | -1 | 37.4 | 221112 | -105.0238 | 40.8616 | 1600 | 125 | 120 |  | 128 | N | Natural Gas | Y | N | N | 9999 | N |  | Combustion Turbine |  | 845.9899 | 11879
55504_G_L1 | CO | 08073 | TRI-STATE GENERATION & TRANS - LIMON | Limon Generating Station | 7785911 | 2874013 | 55504 | L1 | 55504 | L1 | CO0000000807300036 | 073-0036-001 | 2.3 |  | 26.5481 | 1.35 | 1.35 | 0.2929 | 0.0405 | 2020 | 56 | 9 | 958 | -1 | 157.8 | 221112 | -103.6987 | 39.2062 | 840 | 125 | 120 |  | 67 | N | Natural Gas, Distillate Fuel Oil | Y | N | N | 9999 | N |  | Combustion Turbine |  | 1400.5099 | 12529
55504_G_L2 | CO | 08073 | TRI-STATE GENERATION & TRANS - LIMON | Limon Generating Station | 7785911 | 2873913 | 55504 | L2 | 55504 | L2 | CO0000000807300036 | 073-0036-002 | 2.8 |  | 15.1299 | 2.1368 | 2.1068 | 0.2212 | 0.0624 | 2022 | 56 | 9 | 958 | -1 | 157.8 | 221112 | -103.6987 | 39.206 | 840 | 125 | 120 |  | 67 | N | Natural Gas, Distillate Fuel Oil | Y | N | N | 9999 | N |  | Combustion Turbine |  | 853.8401 | 12529
471_G_1 | CO | 08077 | PUBLIC SERVICE CO FRUITA STA |  | 4456711 | 36379513 |  |  |  |  | CO0000000807700035 | 077-0035-001 | 0.8367 |  | 3.4 | 0.0815 | 0.0815 | 0.2 | 0.0213 | 2020 | 30 | 1.25 | 900 | -1 | 83 | 221112 | -108.7348 | 39.1365 | 266 | 125 | 120 |  |  |  |  | N | N | N |  | N
6021_B_C2 | CO | 08081 | TRI STATE GENERATION & TRANS - CRAIG | Craig (CO) | 1839711 | 41819013 | 6021 | C2 | 6021 | C2 | CO0000000808100018 | 081-0018-002 | 318 |  | 987.1567 | 137 | 79 | 645.7245 | 3 | 2022 | 600 | 25 | 116 | -1 | 59 | 221112 | -107.5912 | 40.4627 | 4320 | 125 | 100 |  | 410 | N | Subbituminous | Y | N | N | 2029 | N |  | Coal Steam |  | 8420.8203 | 10240
6021_B_C3 | CO | 08081 | TRI STATE GENERATION & TRANS - CRAIG | Craig (CO) | 1839711 | 41819813 | 6021 | C3 | 6021 | C3 |  |  | 1713 |  | 2970.1612 | 46 | 13 | 1712.8496 | 40 |  | 600 | 25 | 173 | -1 | 69 | 221112 | -107.5912 | 40.4627 |  | 125 | 100 |  | 448 | N | Subbituminous | Y | N | N | 2029 | N |  | Coal Steam |  | 7697.9102 | 10014
6021_B_C1 | CO | 08081 | TRI STATE GENERATION & TRANS - CRAIG |  | 1839711 | 41819913 | 6021 | C1 |  |  | CO0000000808100018 | 081-0018-001 | 342.6 |  | 3489.778 | 122.1 | 70.4 | 739.1174 | 2.9 | 2022 | 600 | 25 | 117 | -1 | 62 | 221112 | -107.5912 | 40.4627 | 4320 | 125 | 100 |  |  |  |  | Y | N | N |  | N |  |  |  | 8393.5293
6248_B_1 | CO | 08087 | PUBLIC SERVICE CO - PAWNEE PLT | Pawnee | 897211 | 46611213 | 6248 | 1 | 6248 | 1 | CO0000000808700011 | 087-0011-001 | 480.172 |  | 694.7168 | 14.78 | 8.565 | 1271.1984 | 57.4708 | 2021 | 550 | 23.5 | 185 | -1 | 75.5 | 221112 | -103.6796 | 40.2201 | 5430 | 125 | 100 | 127 | 505 | N | Subbituminous | Y | N | N | 9999 | N |  | Coal Steam |  | 7339.3901 | 10769
10682_G_GT1 | CO | 08087 | ALTAGAS BRUSH ENERGY - 1500 S CLAYTON ST | Brush Generation Facility | 3936111 | 36928213 |  |  | 10682 | GT1 | CO0000000808700027 | 087-0027-001 | 10.02 |  | 11.39 | 0.66 | 0.66 | 0.07 | 0.32 | 2020 | 41 | 9 | 280 | -1 | 89.7 | 221112 | -103.631 | 40.2415 | 420 | 125 | 120 |  | 25 | N | Natural Gas | N | N | N | 9999 | N |  | Combined Cycle |  |  | 10763
10682_G_GT2 | CO | 08087 | ALTAGAS BRUSH ENERGY - 1500 S CLAYTON ST | Brush Generation Facility | 3936111 | 68809013 | 10682 | GT2 | 10682 | GT2 | CO0000000808700027 | 087-0027-002 | 9.95 |  | 9.4751 | 0.59 | 0.34 | 0.0484 | 0.2 | 2020 | 45 | 11.8 | 900 | -1 | 133.5 | 221112 | -103.631 | 40.2415 | 420 | 125 | 120 |  | 25 | N | Natural Gas | Y | N | N | 9999 | N |  | Combustion Turbine |  | 486.7599 | 16250
10682_G_GT3 | CO | 08087 | ALTAGAS BRUSH ENERGY - 1500 S CLAYTON ST | Brush Generation Facility | 3936111 | 36928513 |  |  | 10682 | GT3 | CO0000000808700027 | 087-0027-004 | 5.81 |  | 12.01 | 0.46 | 0.46 | 0.1 | 2.87 | 2020 | 80 | 9 | 210 | 4462.5834 | 70.1191 | 221112 | -103.631 | 40.2415 | 350 | 125 | 120 |  | 32 | N | Natural Gas | N | N | N | 9999 | N |  | Combined Cycle |  |  | 10763
10682_G_GT4 | CO | 08087 | ALTAGAS BRUSH ENERGY - 1500 S CLAYTON ST | Brush Generation Facility | 3936111 | 36928613 | 10682 | GT4 | 10682 | GT4 |  |  | 14.02 |  | 26.8195 | 3.81 | 3.81 | 0.2089 | 1.12 |  | 80 | 9 | 210 | -1 | 70.7 | 221112 | -103.631 | 40.2415 |  | 125 | 120 |  | 25 | N | Natural Gas | Y | N | N | 9999 | N |  | Combined Cycle |  | 1237.9701 | 10763
10682_G_GT5 | CO | 08087 | ALTAGAS BRUSH ENERGY - 1500 S CLAYTON ST | Brush Generation Facility | 3936111 | 36928013 | 10682 | GT5 | 10682 | GT5 | CO0000000808700027 | 087-0027-010 | 18.88 |  | 25.6317 | 1.8 | 1.8 | 0.1877 | 1.12 | 2020 | 80 | 9 | 210 | -1 | 70.7 | 221112 | -103.631 | 40.2415 | 420 | 125 | 120 |  | 25 | N | Natural Gas | Y | N | N | 9999 | N | 10682_G_GT5;10682_G_ST4 | Combined Cycle |  | 1230.3201 | 10763
55127_G_UN1 | CO | 08087 | PUBLIC SERVICE CO - PAWNEE PLT | Manchief Electric Generating Station | 897211 | 68808313 | 55127 | CT1 | 55127 | UN1 | CO0000000808700011 | 087-0011-016 | 10.18 |  | 32.4367 | 4.4602 | 4.4602 | 0.3391 | 2.8453 | 2022 | 90 | 20 | 994 | -1 | 111.9 | 221112 | -103.679 | 40.2201 | 1280 | 125 | 120 |  | 132 | N | Natural Gas | Y | N | N | 9999 | N |  | Combustion Turbine |  | 935.3799 | 10745
55127_G_UN2 | CO | 08087 | PUBLIC SERVICE CO - PAWNEE PLT | Manchief Electric Generating Station | 897211 | 68808413 | 55127 | CT2 | 55127 | UN2 | CO0000000808700011 | 087-0011-017 | 9.94 |  | 36.1524 | 4.2475 | 4.2473 | 0.3744 | 2.0683 | 2022 | 90 | 20 | 994 | -1 | 138.1 | 221112 | -103.679 | 40.2201 | 1280 | 125 | 120 |  | 132 | N | Natural Gas | Y | N | N | 9999 | N |  | Combustion Turbine |  | 1076.7898 | 10745
470_B_3 | CO | 08101 | PUBLIC SERVICE CO - COMANCHE PLT | Comanche (CO) | 4367811 | 96094413 | 470 | 3 | 470 | 3 | CO0000000810100003 | 101-0003-014 | 150.2 | 4.123 | 1061.8759 | 188.094 | 180.466 | 1314.2581 | 3.841 | 2022 | 500 | 29 | 160 | -1 | 73.2 | 221112 | -104.5747 | 38.2081 | 7420 | 125 | 100 |  | 750 | N | Subbituminous | Y | N | N | 2031 | N |  | Coal Steam |  | 5204.4595 | 10459
460_G_IC5 | CO | 08101 | BLACK HILLS ELECTRIC- PUEBLO POWER PLANT | Pueblo | 4368111 | 36419413 |  |  | 460 | IC5 | CO0000000810100008 | 101-0008-003 | 0.44 |  | 2.77 | 0.1 | 0.1 |  | 0.04 | 2020 | 15 | 2 | 537 | -1 | 124.6 | 221112 | -104.6151 | 38.2666 | 21.9 | 125 | 160 |  | 2 | N | Distillate Fuel Oil | N | N | N | 9999 | N | 460_G_IC2;460_G_IC5;460_G_IC1;460_G_IC3;460_G_IC4 | Combustion Turbine |  |  | 12283
56998_G_4 | CO | 08101 | BLACK HILLS ELECTRIC GENERATION - PAGS | Pueblo Airport Generating Station | 16243211 | 103542113 | 56998 | CT04 | 56998 | 4 | CO0000000810101160 | 101-1160-004 | 1.184 |  | 4.4076 | 12.485 | 8.13 | 0.5564 | 5.439 | 2020 | 76 | 10 | 228 | -1 | 63.6 | 221112 | -104.5302 | 38.3208 | 418 | 125 | 120 |  | 37 | N | Natural Gas | Y | N | N | 9999 | N | 56998_G_4;56998_G_43 | Combined Cycle |  | 5625.791 | 7728
56998_G_5 | CO | 08101 | BLACK HILLS ELECTRIC GENERATION - PAGS | Pueblo Airport Generating Station | 16243211 | 103542213 | 56998 | CT05 | 56998 | 5 | CO0000000810101160 | 101-1160-005 | 1.482 |  | 3.6182 | 10.878 | 7.073 | 0.5495 | 4.711 | 2022 | 72 | 10 | 739 | -1 | 110 | 221112 | -104.5302 | 38.3208 | 418 | 125 | 120 |  | 37 | N | Natural Gas | Y | N | N | 9999 | N | 56998_G_5;56998_G_53 | Combined Cycle |  | 5576.1396 | 7728
56998_G_6 | CO | 08101 | BLACK HILLS ELECTRIC GENERATION - PAGS | Pueblo Airport Generating Station | 16243211 | 103542313 | 56998 | CT06 | 56998 | 6 | CO0000000810101160 | 101-1160-006 | 1.29 |  | 3.574 | 12.998 | 8.462 | 0.7177 | 5.666 | 2022 | 76 | 10 | 229 | -1 | 68.5 | 221112 | -104.5302 | 38.3208 | 418 | 125 | 120 |  | 37 | N | Natural Gas | Y | N | N | 9999 | N |  | Combined Cycle |  | 7223.9092 | 7728
56998_G_7 | CO | 08101 | BLACK HILLS ELECTRIC GENERATION - PAGS | Pueblo Airport Generating Station | 16243211 | 103542413 | 56998 | CT07 | 56998 | 7 | CO0000000810101160 | 101-1160-007 | 2.704 |  | 2.8203 | 13.881 | 9.042 | 0.706 | 6.039 | 2020 | 76 | 10 | 221 | -1 | 67 | 221112 | -104.5302 | 38.3208 | 418 | 125 | 120 |  | 37 | N | Natural Gas | Y | N | N | 9999 | N |  | Combined Cycle |  | 7112.9688 | 7728
56998_G_GT1 | CO | 08101 | BLACK HILLS ELECTRIC GENERATION - PAGS | Pueblo Airport Generating Station | 16243211 | 103541913 | 56998 | CT01 | 56998 | GT1 | CO0000000810101160 | 101-1160-001 | 1.712 |  | 8.5739 | 6.454 | 2.94 | 0.5626 | 2.767 | 2020 | 72 | 13.5 | 787 | -1 | 96.4 | 221112 | -104.5302 | 38.3208 | 842 | 125 | 120 |  | 90 | N | Natural Gas | Y | N | N | 9999 | N |  | Combustion Turbine |  | 4337.709 | 10745
56998_G_GT2 | CO | 08101 | BLACK HILLS ELECTRIC GENERATION - PAGS | Pueblo Airport Generating Station | 16243211 | 103542013 | 56998 | CT02 | 56998 | GT2 | CO0000000810101160 | 101-1160-002 | 1.712 |  | 4.6094 | 2.598 | 1.184 | 0.2065 | 1.118 | 2022 | 72 | 13.5 | 773 | -1 | 114.2 | 221112 | -104.5302 | 38.3208 | 842 | 125 | 120 |  | 90 | N | Natural Gas | Y | N | N | 9999 | N |  | Combustion Turbine |  | 1474.3103 | 10745
7995_G_IC4 | CO | 08101 | BLACK HILLS ELECTRIC- AIRPORT INDUSTRIAL | Airport Industrial | 4295211 | 36355913 |  |  | 7995 | IC4 | CO0000000810100396 | 101-0396-001 | 0.14 |  | 1.1 | 0.02 | 0.02 |  | 0.04 | 2020 | 20 | 3.5 | 770 | -1 | 39.8 | 221112 | -104.5315 | 38.2825 | 29.5 | 125 | 160 |  | 2.5 | N | Distillate Fuel Oil | N | N | N | 9999 | N | 7995_G_IC2;7995_G_IC1;7995_G_IC3;7995_G_IC4 | Combustion Turbine |  |  | 12283
470_B_2 | CO | 08101 | PUBLIC SERVICE CO - COMANCHE PLT |  | 4367811 | 36421413 | 470 | 2 |  |  |  |  | 272.689 |  | 1420.7274 | 13.231 | 7.621 | 798.3675 | 30.7898 |  | 500 | 23.9 | 160 | -1 | 44.3 | 221112 | -104.5753 | 38.2085 |  | 125 | 100 |  |  |  |  | Y | N | N |  | N |  |  |  | 6353.2495
470_B_1 | CO | 08101 | PUBLIC SERVICE CO - COMANCHE PLT |  | 4367811 | 36421513 | 470 | 1 |  |  | CO0000000810100003 | 101-0003-001 | 213.43 |  | 879.3852 | 45.286 | 26.085 | 575.1596 | 26.75 | 2022 | 500 | 24.56 | 160 | -1 | 44.3 | 221112 | -104.5753 | 38.2085 | 3530 | 125 | 100 | 128&202 |  |  |  | Y | N | N |  | N |  |  |  | 5724.6294
525_B_H1 | CO | 08107 | PUBLIC SERVICE CO - HAYDEN PLT | Hayden | 4458511 | 36377413 | 525 | H1 | 525 | H1 | CO0000000810700001 | 107-0001-001 | 105.9274 |  | 383.2575 | 140.1952 | 108.7098 | 848.4065 | 12.7406 | 2022 | 250 | 22 | 285 | -1 | 32 | 221112 | -107.1857 | 40.4871 | 1960 | 125 | 100 |  | 179 | N | Bituminous | Y | N | N | 2029 | N |  | Coal Steam |  | 8390 | 10910
525_B_H2 | CO | 08107 | PUBLIC SERVICE CO - HAYDEN PLT |  | 4458511 | 36377313 | 525 | H2 |  |  | CO0000000810700001 | 107-0001-002 | 201.6495 |  | 478.3002 | 266.8835 | 206.9462 | 1121.3214 | 24.2537 | 2020 | 395 | 24 | 292 | -1 | 35 | 221112 | -107.1857 | 40.4871 | 2710 | 125 | 100 |  |  |  |  | Y | N | N |  | N |  |  |  | 8430.3896
50707_G_LMA | CO | 08123 | THERMO COGEN PARTNERSHIP - JM SHAFER | JM Shafer Generating Station | 4223811 | 36292013 | 50707 | S001 | 50707 | LMA | CO0000000812300250 | 123-0250-001 | 25.99 |  | 82.1284 | 5.05 | 5.05 | 0.5666 | 4.36 | 2020 | 100 | 9.5 | 313 | -1 | 70 | 221112 | -104.7738 | 40.098 | 296 | 125 | 120 |  | 40.1 | Y | Natural Gas | Y | N | N | 9999 | N | 50707_G_STA;50707_G_LMA | Combined Cycle |  | 5770.0405 | 9308
50707_G_LMB | CO | 08123 | THERMO COGEN PARTNERSHIP - JM SHAFER | JM Shafer Generating Station | 4223811 | 68875613 | 50707 | S002 | 50707 | LMB | CO0000000812300250 | 123-0250-002 | 24.38 |  | 62.3633 | 3.79 | 3.79 | 0.4727 | 3.28 | 2020 | 100 | 9.5 | 313 | -1 | 70 | 221112 | -104.7741 | 40.0981 | 296 | 125 | 120 |  | 40.1 | Y | Natural Gas | Y | N | N | 9999 | N |  | Combined Cycle |  | 5021.1875 | 9308
50707_G_LMC | CO | 08123 | THERMO COGEN PARTNERSHIP - JM SHAFER | JM Shafer Generating Station | 4223811 | 68875713 | 50707 | S003 | 50707 | LMC | CO0000000812300250 | 123-0250-003 | 20.55 |  | 66.3987 | 4.34 | 4.34 | 0.5148 | 3.77 | 2020 | 100 | 9.5 | 313 | -1 | 70 | 221112 | -104.7741 | 40.0981 | 296 | 125 | 120 |  | 40.1 | Y | Natural Gas | Y | N | N | 9999 | N | 50707_G_LMC;50707_G_STB | Combined Cycle |  | 5465.7588 | 9308
50707_G_LMD | CO | 08123 | THERMO COGEN PARTNERSHIP - JM SHAFER | JM Shafer Generating Station | 4223811 | 68875813 | 50707 | S004 | 50707 | LMD | CO0000000812300250 | 123-0250-004 | 26.07 |  | 66.8663 | 5.33 | 5.33 | 0.4712 | 4.62 | 2022 | 100 | 9.5 | 313 | -1 | 70 | 221112 | -104.7741 | 40.0981 | 296 | 125 | 120 |  | 40.1 | Y | Natural Gas | Y | N | N | 9999 | N |  | Combined Cycle |  | 4794.8091 | 9308
50707_G_LME | CO | 08123 | THERMO COGEN PARTNERSHIP - JM SHAFER | JM Shafer Generating Station | 4223811 | 68875913 | 50707 | S005 | 50707 | LME |  |  | 23.84 |  | 66.2667 | 4.86 | 4.86 | 0.446 | 4.19 |  | 100 | 9.5 | 313 | -1 | 70 | 221112 | -104.7741 | 40.0981 |  | 125 | 120 |  | 40.1 | Y | Natural Gas | Y | N | N | 9999 | N |  | Combined Cycle |  | 4487.0796 | 9308
55835_G_CTG1 | CO | 08123 | PUBLIC SERV - ROCKY MOUNTAIN ENERGY | Rocky Mountain Energy Center | 12868211 | 68879713 | 55835 | 1 | 55835 | CTG1 | CO0000000812301342 | 123-1342-001 | 34.9 |  | 53.7353 | 12.8 | 12.8 | 3.3792 | 4.7681 | 2020 | 175 | 18.5 | 161 | -1 | 62 | 221112 | -104.5953 | 40.0909 | 2310 | 125 | 120 |  | 145 | N | Natural Gas | Y | N | N | 9999 | N |  | Combined Cycle |  | 7892.4995 | 7737
55835_G_CTG2 | CO | 08123 | PUBLIC SERV - ROCKY MOUNTAIN ENERGY | Rocky Mountain Energy Center | 12868211 | 68879813 | 55835 | 2 | 55835 | CTG2 |  |  | 51.4 |  | 47.9439 | 6.5002 | 6.5002 | 2.9491 | 1.0086 |  | 175 | 18.5 | 161 | -1 | 62 | 221112 | -104.5953 | 40.0909 |  | 125 | 120 |  | 145 | N | Natural Gas | Y | N | N | 9999 | N |  | Combined Cycle |  | 6799.8813 | 7737
55835_G_STG1 | CO | 08123 | PUBLIC SERV - ROCKY MOUNTAIN ENERGY | Rocky Mountain Energy Center | 12868211 | 68880013 |  |  | 55835 | STG1 | CO0000000812301342 | 123-1342-004 | 0.02 |  | 0.04 | 0.0073 | 0.0073 | 0.0002 | 0.0019 | 2020 | 80 | 3.5 | 325 | -1 | 85 | 221112 | -104.5953 | 40.0909 | 129 | 125 | 100 |  | 290 | N | Natural Gas | N | N | N | 9999 | N |  | Combined Cycle |  |  | 7737
56445_G_GEN1 | CO | 08123 | SPINDLE HILL ENERGY, LLC | Spindle Hill Energy Center | 13331311 | 68956213 | 56445 | CT-01 | 56445 | GEN1 | CO0000000812305468 | 123-5468-001 | 9.87 |  | 93.3754 | 2.7 | 2.7 | 0.8546 | 0.94 | 2020 | 75 | 19 | 1026 | -1 | 77.2 | 221112 | -104.8881 | 40.0918 | 1530 | 125 | 120 |  | 135 | N | Natural Gas, Distillate Fuel Oil | Y | N | N | 9999 | N |  | Combustion Turbine |  | 1309.2804 | 11234
56445_G_GEN2 | CO | 08123 | SPINDLE HILL ENERGY, LLC | Spindle Hill Energy Center | 13331311 | 68956313 | 56445 | CT-02 | 56445 | GEN2 | CO0000000812305468 | 123-5468-002 | 6.95 |  | 121.9274 | 4 | 4 | 0.6255 | 0.4 | 2022 | 75 | 19 | 1026 | -1 | 77.2 | 221112 | -104.8881 | 40.0918 | 1350 | 125 | 120 |  | 135 | N | Natural Gas, Distillate Fuel Oil | Y | N | N | 9999 | N |  | Combustion Turbine |  | 1878.5703 | 11234
6112_G_2 | CO | 08123 | PUBLIC SERVICE CO - FORT SAINT VRAIN PLT | Fort St Vrain | 3551511 | 36793113 | 6112 | 2 | 6112 | 2 | CO0000000812300023 | 123-0023-004 | 377.6764 | 29.5147 | 100.4037 | 1.4454 | 0.88591 | 2.1832 | 9.4652 | 2021 | 175 | 15 | 180 | -1 | 90 | 221112 | -104.8743 | 40.2446 | 1770 | 125 | 120 |  | 123 | N | Natural Gas | Y | N | N | 9999 | N | 6112_G_2;6112_G_1 | Combined Cycle |  | 6140.3896 | 7735
6112_G_3 | CO | 08123 | PUBLIC SERVICE CO - FORT SAINT VRAIN PLT | Fort St Vrain | 3551511 | 36793013 | 6112 | 3 | 6112 | 3 | CO0000000812300023 | 123-0023-005 | 234.1223 | 18.2962 | 99.7755 | 0.89602 | 0.54917 | 2.0932 | 5.8675 | 2021 | 175 | 15 | 180 | -1 | 90 | 221112 | -104.8743 | 40.2446 | 1820 | 125 | 120 |  | 128 | N | Natural Gas | Y | N | N | 9999 | N |  | Combined Cycle |  | 6278.8589 | 7735
6112_G_4 | CO | 08123 | PUBLIC SERVICE CO - FORT SAINT VRAIN PLT | Fort St Vrain | 3551511 | 36792713 | 6112 | 4 | 6112 | 4 | CO0000000812300023 | 123-0023-008 | 378.4275 | 29.5734 | 60.7563 | 1.4483 | 0.88767 | 2.645 | 9.484 | 2020 | 175 | 15 | 180 | -1 | 94 | 221112 | -104.8743 | 40.2446 | 1980 | 125 | 120 |  | 145 | N | Natural Gas | Y | N | N | 9999 | N |  | Combined Cycle |  | 7497.6294 | 7735
6112_G_5 | CO | 08123 | PUBLIC SERVICE CO - FORT SAINT VRAIN PLT | Fort St Vrain | 3551511 | 90957313 | 6112 | 5 | 6112 | 5 | CO0000000812300023 | 123-0023-010 | 8 |  | 7.9568 | 1.5132 | 1.5132 | 0.1365 | 0.1 | 2020 | 135 | 18 | 1115 | -1 | 130.2 | 221112 | -104.8742 | 40.2461 | 1470 | 125 | 120 |  | 144 | N | Natural Gas | Y | N | N | 9999 | N |  | Combustion Turbine |  | 426.6099 | 11455
6112_G_6 | CO | 08123 | PUBLIC SERVICE CO - FORT SAINT VRAIN PLT | Fort St Vrain | 3551511 | 90957413 | 6112 | 6 | 6112 | 6 | CO0000000812300023 | 123-0023-011 | 6.1 |  | 6.7664 | 1.0561 | 1.0561 | 0.1327 |  | 2020 | 135 | 18 | 1115 | -1 | 130.2 | 221112 | -104.8742 | 40.2461 | 1470 | 125 | 120 |  | 144 | N | Natural Gas | Y | N | N | 9999 | N |  | Combustion Turbine |  | 417.13 | 11455
8067_G_1 | CO | 08123 | PUBLIC SERVICE CO - FT LUPTON STATION |  | 3551311 | 36795313 |  |  |  |  | CO0000000812300014 | 123-0014-001 | 2.668 |  | 10.73 | 0.0977 | 0.0977 | 0.1087 | 0.0687 | 2022 | 39 | 31.2 | 963 | -1 | 40.6 | 221112 | -104.7737 | 40.1005 | 663 | 125 | 120 |  |  |  |  | N | N | N |  | N
8067_G_2 | CO | 08123 | PUBLIC SERVICE CO - FT LUPTON STATION |  | 3551311 | 36795213 |  |  |  |  | CO0000000812300014 | 123-0014-002 | 2.5668 |  | 10.0859 | 0.0645 | 0.0645 | 0.11 | 0.0645 | 2020 | 39 | 31.2 | 963 | -1 | 40.6 | 221112 | -104.7737 | 40.1005 | 663 | 125 | 120 |  |  |  |  | N | N | N |  | N
50883_B_BLR1 | CT | 09001 | WHEELABRATOR BRIDGEPORT LP | Wheelabrator Bridgeport | 754411 | 46285713 |  |  | 50883 | BLR1 | T015P0765C08786 | P0097 | 19.8008 | 1.8071 | 323.9803 | 13.7595 | 13.7595 | 31.9021 | 1.0331 | 2022 | 295 | 7.5 | 250 | 3383.3334 | 76.583 | 562213 | -73.2091 | 41.1624 | 325 | 103 | 270 |  | 19.3 | N | MSW | N | Y | N | 9999 | N |  | Municipal Solid Waste |  |  | 16767
50883_B_BLR2 | CT | 09001 | WHEELABRATOR BRIDGEPORT LP | Wheelabrator Bridgeport | 754411 | 46285513 |  |  | 50883 | BLR2 | T015P0765C08786 | P0098 | 17.7166 | 1.6874 | 314.216 | 10.6209 | 10.6209 | 32.5023 | 0.70017 | 2022 | 295 | 7.5 | 250 | 3383.3334 | 76.583 | 562213 | -73.2091 | 41.1624 | 325 | 103 | 270 |  | 19.3 | N | MSW | N | Y | N | 9999 | N |  | Municipal Solid Waste |  |  | 16767
50883_B_BLR3 | CT | 09001 | WHEELABRATOR BRIDGEPORT LP | Wheelabrator Bridgeport | 754411 | 46285613 |  |  | 50883 | BLR3 | T015P0765C08786 | P0099 | 22.5627 | 3.4498 | 322.2726 | 11.7283 | 11.7283 | 19.604 | 0.73593 | 2022 | 295 | 7.5 | 250 | 3383.3334 | 76.583 | 562213 | -73.2091 | 41.1624 | 325 | 103 | 270 |  | 19.3 | N | MSW | N | Y | N | 9999 | N |  | Municipal Solid Waste |  |  | 16767
542_G_UN10 | CT | 09001 | CONNECTICUT JET POWER, LLC | Cos Cob | 2722511 | 41011413 | 542 | 10 | 542 | UN10 | T067P0017C07741 | R0052 | 0.4653 |  | 0.2505 | 0.01734 | 0.01734 | 0.002189 | 0.000593 | 2022 | 33 | 12.6 | 750 | 13783.3336 | 110.541 | 221112 | -73.5976 | 41.0286 | 255 | 125 | 120 |  | 19.1 | N | Distillate Fuel Oil | Y | N | N | 9999 | N |  | Combustion Turbine |  | 1.67 | 13246
542_G_UN11 | CT | 09001 | CONNECTICUT JET POWER, LLC | Cos Cob | 2722511 | 41011313 | 542 | 11 | 542 | UN11 | T067P0017C07741 | R0053 | 0.48774 |  | 0.4575 | 0.016451 | 0.016451 | 0.0020767 | 0.00056259 | 2022 | 33 | 12.6 | 700 | 13783.3336 | 110.541 | 221112 | -73.5976 | 41.0286 | 255 | 125 | 120 |  | 18.7 | N | Distillate Fuel Oil | Y | N | N | 9999 | N |  | Combustion Turbine |  | 3.05 | 13244
542_G_UN12 | CT | 09001 | CONNECTICUT JET POWER, LLC | Cos Cob | 2722511 | 41011213 | 542 | 12 | 542 | UN12 | T067P0017C07741 | R0054 | 0.30055 |  | 0.2535 | 0.015088 | 0.015088 | 0.0019046 | 0.00051597 | 2022 | 33 | 12.6 | 750 | 13783.3336 | 110.541 | 221112 | -73.5976 | 41.0286 | 255 | 125 | 120 |  | 19.1 | N | Distillate Fuel Oil | Y | N | N | 9999 | N |  | Combustion Turbine |  | 1.69 | 13246
542_G_UN13 | CT | 09001 | CONNECTICUT JET POWER, LLC | Cos Cob | 2722511 | 99525313 | 542 | 13 | 542 | UN13 |  |  | 0.60695 |  | 0.5711 | 0.021173 | 0.021173 | 0.0026727 | 0.00072405 |  | 40 | 14 | 860 | 11050.0002 | 71.7821 | 221112 | -73.5981 | 41.029 |  | 125 | 120 |  | 19.1 | N | Distillate Fuel Oil | Y | N | N | 9999 | N |  | Combustion Turbine |  | 3.09 | 13246
542_G_un14 | CT | 09001 | CONNECTICUT JET POWER, LLC | Cos Cob | 2722511 | 99525213 | 542 | 14 | 542 | un14 | T067P0017C07741 | P0098-Y2011 | 1.0802 |  | 3.0529 | 0.054196 | 0.054196 | 0.0068414 | 0.0018534 | 2022 | 40 | 14 | 860 | 11050.0002 | 71.7821 | 221112 | -73.5981 | 41.029 | 308 | 125 | 120 |  | 19.6 | N | Distillate Fuel Oil | Y | N | N | 9999 | N |  | Combustion Turbine |  | 16.52 | 13243
55042_G_GEN1 | CT | 09001 | BRIDGEPORT ENERGY LLC | Bridgeport Energy Project | 754511 | 46284913 | 55042 | BE1 | 55042 | GEN1 | T015P0862C06859 | P0190 | 55.7 | 12.5678 | 90.2094 | 16.6239 | 13.0682 | 2.7657 | 2.4483 | 2022 | 130 | 16.5 | 193 | 16024.0003 | 74.9399 | 221112 | -73.1845 | 41.1705 | 1930 | 125 | 120 |  | 175 | N | Natural Gas | Y | N | N | 9999 | N | 55042_G_GEN3;55042_G_GEN1 | Combined Cycle |  | 5980.1597 | 7097
55042_G_GEN2 | CT | 09001 | BRIDGEPORT ENERGY LLC | Bridgeport Energy Project | 754511 | 46285013 | 55042 | BE2 | 55042 | GEN2 | T015P0862C06859 | P0191 | 53.3 | 22.1901 | 84.3847 | 15.0981 | 11.8955 | 2.7373 | 0.91504 | 2022 | 130 | 16.5 | 193 | 16024.0003 | 74.9399 | 221112 | -73.1842 | 41.1688 | 1930 | 125 | 120 |  | 183 | N | Natural Gas | Y | N | N | 9999 | N |  | Combined Cycle |  | 5934.0508 | 7097
56189_G_4 | CT | 09001 | WATERSIDE POWER LLC | Waterside Power, LLC | 14623611 | 88748813 | 56189 | 4 | 56189 | 4 | T172P0026C08048 | P0228 | 0.24757 |  | 1.7561 | 0.030946 | 0.030946 | 0.004136 | 0.0011193 | 2022 | 30 | 8.2 | 960 | 5691.6667 | 107.7325 | 221112 | -73.5545 | 41.0382 | 247 | 125 | 120 |  | 23.3 | N | Distillate Fuel Oil | Y | N | N | 9999 | N |  | Combustion Turbine |  | 21.86 | 11602
56189_G_5 | CT | 09001 | WATERSIDE POWER LLC | Waterside Power, LLC | 14623611 | 88748913 | 56189 | 5 | 56189 | 5 | T172P0026C08048 | P0229 | 0.29187 |  | 1.6437 | 0.037295 | 0.037295 | 0.0049844 | 0.0013489 | 2022 | 30 | 8.2 | 960 | 5691.6667 | 107.7325 | 221112 | -73.5545 | 41.0382 | 247 | 125 | 120 |  | 23.3 | N | Distillate Fuel Oil | Y | N | N | 9999 | N |  | Combustion Turbine |  | 22.15 | 11608
56189_G_7 | CT | 09001 | WATERSIDE POWER LLC | Waterside Power, LLC | 14623611 | 88749013 | 56189 | 7 | 56189 | 7 | T172P0026C08048 | P0230 | 0.24499 |  | 1.3844 | 0.034359 | 0.034359 | 0.004592 | 0.0012427 | 2022 | 30 | 8.2 | 960 | 5691.6667 | 107.7325 | 221112 | -73.5545 | 41.0382 | 247 | 125 | 120 |  | 23.3 | N | Distillate Fuel Oil | Y | N | N | 9999 | N |  | Combustion Turbine |  | 22.51 | 11608
568_G_501 | CT | 09001 | PSEG PWR CT LLC/BPT HARBOR STA | Bridgeport Station | 754311 | 134854713 | 568 | BHB5 | 568 | 501 | T015P0045C08087 | P0299 | 0.52243 | 3.32 | 68.7876 | 27.5059 | 27.5059 | 6.8084 | 2.1428 | 2022 | 300 | 21 | 170 | 16333.3336 | 47.138 | 221112 | -73.1841 | 41.1707 | 3440 | 125 | 140 |  | 342 | N | Natural Gas | Y | N | N | 9999 | N | 568_G_502;568_G_501;568_G_CC1 | Combined Cycle |  | 7882.3896 | 7050
50648_B_UNIT1 | CT | 09003 | COVANTA BRISTOL, INC | Covanta Bristol Energy | 588711 | 46158013 |  |  | 50648 | UNIT1 | T026P0202C06590 | P0026 | 14.8466 | 1.8319 | 101.2379 | 4.5764 | 2.9173 | 12.5334 | 1.0689 | 2022 | 292 | 4.7 | 280 | 1118.3333 | 64.4593 | 562213 | -72.9166 | 41.6488 | 134 | 103 | 270 |  | 6.6 | N | MSW | N | Y | N | 9999 | N |  | Municipal Solid Waste |  |  | 18528
50648_B_UNIT2 | CT | 09003 | COVANTA BRISTOL, INC | Covanta Bristol Energy | 588711 | 46157913 |  |  | 50648 | UNIT2 | T026P0202C06590 | P0027 | 16.3192 | 0.84115 | 114.3528 | 5.5904 | 2.9435 | 11.4961 | 1.1077 | 2022 | 292 | 4.7 | 280 | 1118.3333 | 64.4593 | 562213 | -72.9166 | 41.6488 | 134 | 103 | 270 |  | 6.6 | N | MSW | N | Y | N | 9999 | N |  | Municipal Solid Waste |  |  | 18528
10567_G_GTG | CT | 09003 | ALGONQUIN POWER WINDSOR LOCKS | Algonquin Windsor Locks | 589711 | 46138613 | 10567 | GT1 | 10567 | GTG | T213P0001C08095 | P0029 | 7.0703 |  | 19.178 | 0.49734 | 0.49734 | 0.12857 | 0.82139 | 2022 | 177 | 14 | 325 | 747.5333 | 4.856 | 221112 | -72.6266 | 41.925 | 555 | 125 | 120 |  | 35 | Y | Natural Gas, Distillate Fuel Oil | Y | N | N | 9999 | N |  | Combined Cycle |  | 751.2701 | 5673
10567_G_GTG2 | CT | 09003 | ALGONQUIN POWER WINDSOR LOCKS | Algonquin Windsor Locks | 589711 | 107238913 |  |  | 10567 | GTG2 | T213P0001C08095 | P0116 | 1.7053 | 0.49432 | 8.0573 | 9.5157 | 9.5157 | 0.059244 | 0.10148 | 2022 | 130 | 6 | 301 | 2560.3167 | 90.5162 | 221112 | -72.6255 | 41.9228 | 178 | 125 | 120 |  | 13 | Y | Natural Gas, Distillate Fuel Oil | N | Y | N | 9999 | N |  | Combined Cycle |  |  | 5673
10567_G_STG | CT | 09003 | ALGONQUIN POWER WINDSOR LOCKS | Algonquin Windsor Locks | 589711 | 46138413 |  |  | 10567 | STG | T213P0001C08095 | P0031 | 9.492 | 0 | 9.7617 | 0.19857 | 0.19857 | 0.010834 | 0.6215 | 2022 | 177 | 14 | 325 | 747.5333 | 4.856 | 221112 | -72.6266 | 41.925 | 178 | 125 | 100 |  | 16 | Y | Natural Gas, Distillate Fuel Oil | N | Y | N | 9999 | N |  | Combined Cycle |  |  | 5673
54945_B_13 | CT | 09003 | MIRA / MID-CONNECTICUT |  | 715611 | 46362713 |  |  |  |  | T075P0158C08792 | P0046 | 44.7733 | 1.8169 | 88.8377 | 3.9611 | 3.9611 | 1.43 | 7.9755 | 2022 | 218 | 9.7 | 165 | 3765 | 50.9485 | 562213 | -72.6536 | 41.7491 | 326 | 103 | 270 |  |  |  |  | N | N | N |  | N
54945_B_12 | CT | 09003 | MIRA / MID-CONNECTICUT |  | 715611 | 46362613 |  |  |  |  | T075P0158C08792 | P0045 | 26.2183 | 1.1353 | 70.4838 | 5.3397 | 5.3397 | 3.37 | 1.0678 | 2022 | 218 | 9.7 | 165 | 3765 | 50.9485 | 562213 | -72.6536 | 41.7491 | 326 | 103 | 270 |  |  |  |  | N | N | N |  | N
54945_B_11 | CT | 09003 | MIRA / MID-CONNECTICUT |  | 715611 | 46362913 |  |  |  |  | T075P0158C08792 | P0044 | 26.2059 | 1.553 | 64.2597 | 5.3245 | 5.3245 | 2.59 | 6.84 | 2022 | 218 | 9.7 | 165 | 3765 | 50.9485 | 562213 | -72.6536 | 41.7491 | 326 | 103 | 270 |  |  |  |  | N | N | N |  | N
563_G_12B | CT | 09003 | MIRA / MID-CONNECTICUT |  | 715611 | 46362313 | 563 | 12B |  |  | T075P0158C08792 | R0263 | 0.010898 | 0.1649 | 2.3861 | 0.24769 | 0.24769 | 0.0050044 | 0.0013541 | 2022 | 25 | 12.5 | 750 | 12733.3335 | 103.7606 | 562213 | -72.6522 | 41.7491 | 255 | 103 | 120 |  |  |  |  | Y | N | N |  | N |  |  |  | 27.02
563_G_12 | CT | 09003 | MIRA / MID-CONNECTICUT |  | 715611 | 46362413 | 563 | 12A |  |  |  |  | 0.010898 | 0.1649 | 2.4591 | 0.16513 | 0.16513 | 0.0050044 | 0.0013541 |  | 25 | 12.5 | 750 | 12733.3335 | 103.7606 | 562213 | -72.6522 | 41.7491 |  | 103 | 120 |  |  |  |  | Y | N | N |  | N |  |  |  | 27.02
50498_G_STG | CT | 09003 | Capitol District Energy Center Cogeneration Associates |  | 844911 | 46196113 |  |  |  |  | T075P0766C08310 | P0065 | 0.73079 | 0.012106 | 1.43 | 0.18776 | 0.18776 | 0.014823 | 0.13588 | 2022 | 234 | 4 | 200 | 769.5 | 61.2349 | 221330 | -72.6917 | 41.7641 | 195 | 125 | 100 |  |  |  |  | N | N | N |  | N
563_G_13B | CT | 09003 | MIRA / MID-CONNECTICUT |  | 715611 | 46362113 | 563 | 13B |  |  | T075P0158C08792 | R0265 | 0.005441 | 0.08233 | 1.3483 | 0.082442 | 0.082442 | 0.0024985 | 0.00067605 | 2022 | 25 | 12.5 | 750 | 12733.3335 | 103.7606 | 562213 | -72.6522 | 41.7491 | 255 | 103 | 120 |  |  |  |  | Y | N | N |  | N |  |  |  | 13.97
563_G_13 | CT | 09003 | MIRA / MID-CONNECTICUT |  | 715611 | 46362213 | 563 | 13A |  |  | T075P0158C08792 | R0264 | 0.0049715 | 0.075226 | 1.2484 | 0.075329 | 0.075329 | 0.0022829 | 0.00061772 | 2022 | 25 | 12.5 | 750 | 12733.3335 | 103.7606 | 562213 | -72.6522 | 41.7491 | 255 | 103 | 120 |  |  |  |  | Y | N | N |  | N |  |  |  | 12.78
563_G_11B | CT | 09003 | MIRA / MID-CONNECTICUT |  | 715611 | 46362513 | 563 | 11B |  |  |  |  | 0.0039469 | 0.059722 | 0.9817 | 0.089705 | 0.089705 | 0.0018124 | 0.00049041 |  | 25 | 12.5 | 750 | 12733.3335 | 103.7606 | 562213 | -72.6522 | 41.7491 |  | 103 | 120 |  |  |  |  | Y | N | N |  | N |  |  |  | 10.53
563_G_11 | CT | 09003 | MIRA / MID-CONNECTICUT |  | 715611 | 46362813 | 563 | 11A |  |  | T075P0158C08792 | R0260 | 0.0038824 | 0.058746 | 0.8892 | 0.058826 | 0.058826 | 0.0017828 | 0.00048239 | 2022 | 25 | 12.5 | 750 | 12733.3335 | 103.7606 | 562213 | -72.6522 | 41.7491 | 255 | 103 | 120 |  |  |  |  | Y | N | N |  | N |  |  |  | 10.38
563_G_14 | CT | 09003 | MIRA / MID-CONNECTICUT |  | 715611 | 46362013 | 563 | 14A |  |  | T075P0158C08792 | R0266 | 0.0027132 | 0.041054 | 0.6152 | 0.04111 | 0.04111 | 0.0012459 | 0.00033711 | 2022 | 25 | 12.5 | 750 | 12733.3335 | 103.7606 | 562213 | -72.6522 | 41.7491 | 255 | 103 | 120 |  |  |  |  | Y | N | N |  | N |  |  |  | 6.93
563_G_14B | CT | 09003 | MIRA / MID-CONNECTICUT |  | 715611 | 46361913 | 563 | 14B |  |  | T075P0158C08792 | R0267 | 0.0023343 | 0.035321 | 0.5279 | 0.053054 | 0.053054 | 0.0010719 | 0.00029004 | 2022 | 25 | 12.5 | 750 | 12733.3335 | 103.7606 | 562213 | -72.6522 | 41.7491 | 255 | 103 | 120 |  |  |  |  | Y | N | N |  | N |  |  |  | 5.81
561_G_UN19 | CT | 09005 | Connecticut Jet Power LLC, Franklin Drive | Franklin Drive | 16712111 | 107732013 | 561 | 10 | 561 | UN19 | T183P0024C08856 | R0067 | 0.010243 |  | 4.3725 | 0.00025982 | 0.00025982 | 0.0047026 | 0.0012738 | 2022 | 34 | 12.6 | 700 | 10466.6668 | 83.9078 | 221112 | -73.1163 | 41.7992 | 284 | 125 | 120 |  | 16.1 | N | Distillate Fuel Oil | Y | N | N | 9999 | N |  | Combustion Turbine |  | 29.15 | 14427
565_G_UN10 | CT | 09005 | Connecticut Jet Power LLC, Torrington Terminal | Torrington Terminal | 16708411 | 107730313 | 565 | 10 | 565 | UN10 | T183P0043C07741 | R0068 | 0.0052738 |  | 1.1925 | 0.00013377 | 0.0001314 | 0.0024212 | 0.00065583 | 2022 | 33 | 12.6 | 700 | 10466.6668 | 83.9078 | 221112 | -73.1213 | 41.7763 | 284 | 125 | 120 |  | 17.4 | N | Distillate Fuel Oil | Y | N | N | 9999 | N |  | Combustion Turbine |  | 7.95 | 13237
58084_G_GT100 | CT | 09005 | KIMBERLY-CLARK CORP | Kimberly Clark-Unit 1,2,3 | 845911 | 99512113 |  |  | 58084 | GT100 | T130P0006C01672 | P0070-Y2011 | 0.76972 | 4.9341 | 5.0328 | 3.4581 | 2.5094 | 0.39755 | 0.12406 | 2022 | 78 | 6 | 325 | 1970.95 | 69.7081 | 32212 | -73.4108 | 41.5577 | 200 | 133 | 140 |  | 14.5 | Y | Natural Gas | N | Y | N | 9999 | N | 58084_G_GT300;58084_G_GT100 | Combined Cycle |  |  | 5500
58084_G_GT200 | CT | 09005 | KIMBERLY-CLARK CORP | Kimberly Clark-Unit 1,2,3 | 845911 | 99511713 |  |  | 58084 | GT200 | T130P0006C01672 | P0071-Y2011 | 0.10879 | 0 | 14.0847 | 3.1098 | 2.3949 | 0.29498 | 0.15795 | 2022 | 78 | 7.5 | 425 | 2222.15 | 50.2992 | 32212 | -73.4108 | 41.5577 | 175 | 133 | 120 |  | 14.5 | Y | Natural Gas | N | Y | N | 9999 | N |  | Combustion Turbine |  |  | 8700
562_B_2 | CT | 09007 | MIDDLETOWN POWER LLC | Middletown | 715711 | 46361413 | 562 | 2 | 562 | 2 | T104P0024C07741 | R0098 | 24.6021 | 9.2781 | 69.5397 | 6.6472 | 6.6471 | 95.1135 | 3.258 | 2022 | 266 | 9.5 | 270 | 6333.3334 | 89.3502 | 221112 | -72.5797 | 41.5551 | 1200 | 125 | 100 |  | 117 | N | Natural Gas, Residual Fuel Oil | Y | N | N | 9999 | N |  | O/G Steam |  | 1347.4904 | 11409
562_B_3 | CT | 09007 | MIDDLETOWN POWER LLC | Middletown | 715711 | 46360813 | 562 | 3 | 562 | 3 | T104P0024C07741 | R0100 | 27.1277 | 1.9682 | 65.1426 | 2.5642 | 2.5642 | 24.0622 | 2.2268 | 2022 | 266 | 12 | 295 | 10933.3335 | 96.6719 | 221112 | -72.5797 | 41.5551 | 2110 | 125 | 100 |  | 236 | N | Natural Gas, Residual Fuel Oil | Y | N | N | 9999 | N |  | O/G Steam |  | 547.67 | 11518
562_B_4 | CT | 09007 | MIDDLETOWN POWER LLC | Middletown | 715711 | 46360913 | 562 | 4 | 562 | 4 | T104P0024C07741 | P0003 | 12.0128 | 1.922 | 67.9333 | 15.669 | 15.6655 | 134.4064 | 2.5887 | 2022 | 498 | 18 | 615 | 30800.0006 | 121.0364 | 221112 | -72.5801 | 41.5544 | 4330 | 125 | 100 |  | 400 | N | Residual Fuel Oil | Y | N | N | 9999 | N |  | O/G Steam |  | 407.54 | 11502
562_G_10 | CT | 09007 | MIDDLETOWN POWER LLC | Middletown | 715711 | 46361313 | 562 | 10 | 562 | 10 | T104P0024C07741 | R0102 | 0.013577 |  | 0.9014 | 0.050832 | 0.050832 | 0.0062329 | 0.0016883 | 2022 | 25 | 12.6 | 700 | 12200.0002 | 97.8428 | 221112 | -72.5791 | 41.5548 | 230 | 125 | 120 |  | 17.2 | N | Distillate Fuel Oil | Y | N | N | 9999 | N |  | Combustion Turbine |  | 11.74 | 18367
56798_G_U1 | CT | 09007 | KLEEN ENERGY SYSTEM PROJECT | Kleen Energy Systems Project | 14622911 | 88745013 | 56798 | U1 | 56798 | U1 | T104P0246C08070 | P0131 | 10.97 | 1.6409 | 32.9297 | 9.0604 | 9.0604 | 2.6697 | 1.16 | 2022 | 215 | 18.5 | 173 | 16856.0003 | 62.7078 | 221112 | -72.597 | 41.5526 | 2140 | 125 | 120 |  | 177 | N | Natural Gas, Distillate Fuel Oil | Y | N | N | 9999 | N | 56798_G_U1;56798_G_ST | Combined Cycle |  | 4960.1406 | 7118
56798_G_U2 | CT | 09007 | KLEEN ENERGY SYSTEM PROJECT | Kleen Energy Systems Project | 14622911 | 88745113 | 56798 | U2 | 56798 | U2 | T104P0246C08070 | P0133 | 3.99 | 3.4003 | 26.8451 | 8.703 | 8.703 | 2.467 | 2.04 | 2022 | 215 | 18.5 | 173 | 16856.0003 | 62.7078 | 221112 | -72.597 | 41.5526 | 2140 | 125 | 120 |  | 177 | N | Natural Gas, Distillate Fuel Oil | Y | N | N | 9999 | N |  | Combined Cycle |  | 4591.2598 | 7118
57068_G_12 | CT | 09007 | MIDDLETOWN POWER LLC | GenConn Middletown LLC | 715711 | 99518713 | 562 | 12 | 57068 | 12 | T104P0024C07741 | P0144-Y2011 | 0.304 | 0.042468 | 0.0525 | 0.092846 | 0.092846 | 0.0043 | 0.014779 | 2022 | 213 | 12 | 839 | 10780.6668 | 95.3221 | 221112 | -72.5798 | 41.5547 | 475 | 125 | 120 |  | 46.9 | N | Natural Gas, Distillate Fuel Oil | Y | N | N | 9999 | N |  | Combustion Turbine |  | 44.01 | 11284
57068_G_13 | CT | 09007 | MIDDLETOWN POWER LLC | GenConn Middletown LLC | 715711 | 99518613 | 562 | 13 | 57068 | 13 | T104P0024C07741 | P0145-Y2011 | 0.444 | 0.06181 | 0.0816 | 0.17579 | 0.17579 | 0.0069 | 0.027088 | 2022 | 213 | 12 | 839 | 10780.6668 | 95.3221 | 221112 | -72.5798 | 41.5547 | 475 | 125 | 120 |  | 46.9 | N | Natural Gas, Distillate Fuel Oil | Y | N | N | 9999 | N |  | Combustion Turbine |  | 69.64 | 11286
57068_G_14 | CT | 09007 | MIDDLETOWN POWER LLC | GenConn Middletown LLC | 715711 | 99518513 | 562 | 14 | 57068 | 14 | T104P0024C07741 | P0146-Y2011 | 0.171 | 0.045818 | 0.0333 | 0.15958 | 0.15958 | 0.0046 | 0.015181 | 2022 | 213 | 12 | 839 | 10780.6668 | 95.3221 | 221112 | -72.5798 | 41.5547 | 475 | 125 | 120 |  | 46.9 | N | Natural Gas, Distillate Fuel Oil | Y | N | N | 9999 | N |  | Combustion Turbine |  | 47.65 | 11286
57068_G_15 | CT | 09007 | MIDDLETOWN POWER LLC | GenConn Middletown LLC | 715711 | 99518413 | 562 | 15 | 57068 | 15 | T104P0024C07741 | P0147-Y2011 | 0.31 | 0.055495 | 0.0759 | 0.072782 | 0.072782 | 0.0063 | 0.018347 | 2022 | 213 | 12 | 839 | 10780.6668 | 95.3221 | 221112 | -72.5798 | 41.5547 | 475 | 125 | 120 |  | 46.9 | N | Natural Gas, Distillate Fuel Oil | Y | N | N | 9999 | N |  | Combustion Turbine |  | 62.17 | 11286
6156_B_NHB1 | CT | 09009 | New Haven Harbor Station (GB II New Haven LLC) | New Haven Harbor | 643411 | 46449613 | 6156 | NHB1 | 6156 | NHB1 | T117P0551C08859 | P0031 | 10.5624 | 1.6348 | 27.0673 | 3.3915 | 3.2981 | 36.774 | 2.3012 | 2022 | 389 | 18.5 | 250 | 20282.667 | 75.4252 | 221112 | -72.903 | 41.2892 | 4270 | 125 | 100 |  | 433 | N | Natural Gas | Y | N | N | 9999 | N |  | O/G Steam |  | 286.87 | 12988
540_G_UN10 | CT | 09009 | Connecticut Jet Power LLC, Branford Substation | Branford | 16708311 | 107730213 | 540 | 10 | 540 | UN10 | T014P0004C07741 | R0008 | 0.0043915 |  | 0.9487 | 0.00011139 | 0.00011139 | 0.0020161 | 0.00054611 | 2022 | 33 | 12.6 | 700 | 10466.6668 | 83.9078 | 221112 | -72.7935 | 41.2926 | 284 | 125 | 120 |  | 17.4 | N | Distillate Fuel Oil | Y | N | N | 9999 | N |  | Combustion Turbine |  | 11.31 | 13749
544_G_10 | CT | 09009 | DEVON POWER, LLC | Devon Station | 590011 | 46136913 | 544 | 10 | 544 | 10 | T105P0014C07741 | P0026 | 0.17629 |  | 4.1386 | 0.054244 | 0.054244 | 0.0068483 | 0.001855 | 2022 | 40 | 12.5 | 855 | 9604.1668 | 78.2618 | 221112 | -73.1086 | 41.2085 | 266 | 125 | 120 |  | 14.4 | N | Distillate Fuel Oil | Y | N | N | 9999 | N |  | Combustion Turbine |  | 29.99 | 10783
544_G_11 | CT | 09009 | DEVON POWER, LLC | Devon Station | 590011 | 46136613 | 544 | 11 | 544 | 11 | T105P0014C07741 | P0040 | 0.1437 |  | 10.373 | 0.056049 | 0.056049 | 0.3287 | 0.0036805 | 2022 | 43 | 5.8 | 841 | 7660.1668 | 289.9297 | 221112 | -73.1086 | 41.2085 | 400 | 125 | 120 |  | 29.2 | N | Natural Gas, Distillate Fuel Oil | Y | N | N | 9999 | N |  | Combustion Turbine |  | 45 | 10782
544_G_12 | CT | 09009 | DEVON POWER, LLC | Devon Station | 590011 | 46136113 | 544 | 12 | 544 | 12 | T105P0014C07741 | P0041 | 0.094451 |  | 6.7096 | 0.039822 | 0.039822 | 0.2072 | 0.0035525 | 2022 | 43 | 5.8 | 841 | 7660.1668 | 289.9297 | 221112 | -73.1086 | 41.2085 | 285 | 125 | 120 |  | 29.2 | N | Natural Gas, Distillate Fuel Oil | Y | N | N | 9999 | N |  | Combustion Turbine |  | 29.64 | 10783
544_G_13 | CT | 09009 | DEVON POWER, LLC | Devon Station | 590011 | 46136513 | 544 | 13 | 544 | 13 | T105P0014C07741 | P0042 | 0.12235 |  | 9.544 | 0.039863 | 0.039863 | 0.3035 | 0.0050058 | 2022 | 43 | 5.8 | 841 | 7660.1668 | 289.9297 | 221112 | -73.1086 | 41.2085 | 285 | 125 | 120 |  | 29.9 | N | Natural Gas, Distillate Fuel Oil | Y | N | N | 9999 | N |  | Combustion Turbine |  | 41.35 | 10782
544_G_14 | CT | 09009 | DEVON POWER, LLC | Devon Station | 590011 | 46136213 | 544 | 14 | 544 | 14 | T105P0014C07741 | P0043 | 0.16971 |  | 11.5244 | 0.072356 | 0.072356 | 0.3673 | 0.0046964 | 2022 | 43 | 5.8 | 841 | 7660.1668 | 289.9297 | 221112 | -73.1086 | 41.2085 | 285 | 125 | 120 |  | 29.7 | N | Natural Gas, Distillate Fuel Oil | Y | N | N | 9999 | N |  | Combustion Turbine |  | 49.86 | 10782
55126_G_CA01 | CT | 09009 | MILFORD POWER CO, LLC | Milford Power Project | 2708911 | 40857913 | 55126 | CT01 | 55126 | CA01 | T105P0251C07780 | P0068 | 11.3 | 23.1 | 45.1587 | 21.2647 | 21.2647 | 4.3987 | 3.82 | 2022 | 135 | 18 | 220 | 16163.9336 | 63.5203 | 221112 | -73.0996 | 41.2232 | 2140 | 125 | 120 |  | 270.7 | N | Natural Gas | Y | N | N | 9999 | N |  | Combined Cycle |  | 8124.0396 | 7328
55126_G_CA02 | CT | 09009 | MILFORD POWER CO, LLC | Milford Power Project | 2708911 | 40857713 | 55126 | CT02 | 55126 | CA02 | T105P0251C07780 | P0069 | 5.56 | 25.9 | 40.9853 | 22.8849 | 22.8849 | 3.8776 | 3.38 | 2022 | 135 | 18 | 220 | 16163.9336 | 63.4946 | 221112 | -73.0996 | 41.2236 | 2140 | 125 | 120 |  | 263.6 | N | Natural Gas | Y | N | N | 9999 | N |  | Combined Cycle |  | 7583.5996 | 7337
55517_G_CTG1 | CT | 09009 | Wallingford Energy LLC | Wallingford Energy | 14624011 | 88753913 | 55517 | CT01 | 55517 | CTG1 | T189P0114C08691 | P0194 | 0.392 | 0.14 | 0.5805 | 0.22498 | 0.22498 | 0.0237 | 0.16529 | 2022 | 100 | 12 | 753 | 8652.1168 | 76.5015 | 221112 | -72.8356 | 41.4475 | 461 | 125 | 120 |  | 46.5 | N | Natural Gas | Y | N | N | 9999 | N |  | Combustion Turbine |  | 242.8899 | 10824
55517_G_CTG2 | CT | 09009 | Wallingford Energy LLC | Wallingford Energy | 14624011 | 88754013 | 55517 | CT02 | 55517 | CTG2 | T189P0114C08691 | P0195 | 0.643 | 0.143 | 0.7704 | 0.57834 | 0.57834 | 0.0337 | 0.23393 | 2022 | 100 | 12 | 753 | 8652.1168 | 76.5015 | 221112 | -72.8356 | 41.4475 | 461 | 125 | 120 |  | 45.3 | N | Natural Gas | Y | N | N | 9999 | N |  | Combustion Turbine |  | 343.6899 | 10824
55517_G_CTG3 | CT | 09009 | Wallingford Energy LLC | Wallingford Energy | 14624011 | 88754113 | 55517 | CT03 | 55517 | CTG3 | T189P0114C08691 | P0196 | 0.53 | 0.25 | 0.6307 | 0.32651 | 0.32651 | 0.0243 | 0.18084 | 2022 | 100 | 12 | 753 | 8652.1168 | 76.5015 | 221112 | -72.8356 | 41.4475 | 461 | 125 | 120 |  | 46.1 | N | Natural Gas | Y | N | N | 9999 | N |  | Combustion Turbine |  | 257.74 | 10824
55517_G_CTG4 | CT | 09009 | Wallingford Energy LLC | Wallingford Energy | 14624011 | 88754213 | 55517 | CT04 | 55517 | CTG4 | T189P0114C08691 | P0197 | 0.384 | 0.23 | 0.5765 | 0.36432 | 0.36432 | 0.0259 | 0.18736 | 2022 | 100 | 12 | 753 | 8652.1168 | 76.5015 | 221112 | -72.8356 | 41.4475 | 461 | 125 | 120 |  | 45.7 | N | Natural Gas | Y | N | N | 9999 | N |  | Combustion Turbine |  | 266.8 | 10824
55517_G_CTG5 | CT | 09009 | Wallingford Energy LLC | Wallingford Energy | 14624011 | 88754313 | 55517 | CT05 | 55517 | CTG5 |  |  | 0.573 | 0.16 | 0.7989 | 0.36539 | 0.36539 | 0.0348 | 0.24993 |  | 100 | 12 | 753 | 8652.1168 | 76.5015 | 221112 | -72.8356 | 41.4475 |  | 125 | 120 |  | 46.1 | N | Natural Gas | Y | N | N | 9999 | N |  | Combustion Turbine |  | 363.48 | 10824
55517_G_CTG6 | CT | 09009 | Wallingford Energy LLC | Wallingford Energy | 14624011 | 125574413 | 55517 | CT06 | 55517 | CTG6 | T189P0114C08691 | P0246 | 0.269 | 0.104 | 0.59 | 0.24888 | 0.24888 | 0.0291 | 0.031091 | 2022 | 100 | 12 | 762 | 9515.6835 | 84.1032 | 221112 | -72.8356 | 41.4475 | 473 | 125 | 120 |  | 47.4 | N | Natural Gas | Y | N | N | 9999 | N |  | Combustion Turbine |  | 301.8 | 10745
55517_G_CTG7 | CT | 09009 | Wallingford Energy LLC | Wallingford Energy | 14624011 | 125574513 | 55517 | CT07 | 55517 | CTG7 | T189P0114C08691 | P0247 | 0.256 | 0.0934 | 0.7219 | 0.23816 | 0.23816 | 0.0309 | 0.026374 | 2022 | 100 | 8 | 762 | 9515.6835 | 189.2323 | 221112 | -72.8356 | 41.4475 | 473 | 125 | 120 |  | 46.2 | N | Natural Gas | Y | N | N | 9999 | N |  | Combustion Turbine |  | 328.4901 | 10745
56047_G_CTG1 | CT | 09009 | TOWANTIC ENERGY LLC | CPV Towantic Energy Center | 18867011 | 134853713 | 56047 | 1 | 56047 | CTG1 | T144P0014C08677 | P0023 | 3.203 | 13.5649 | 46.6769 | 8.3729 | 8.3729 | 4.8484 | 0.31203 | 2022 | 150 | 22 | 170 | 11055.4502 | 29.0714 | 221112 | -73.123 | 41.4832 | 3510 | 125 | 120 |  | 259.3 | N | Natural Gas, Distillate Fuel Oil | Y | N | N | 9999 | N |  | Combined Cycle |  | 6807.6006 | 7050
56047_G_CTG2 | CT | 09009 | TOWANTIC ENERGY LLC | CPV Towantic Energy Center | 18867011 | 134853813 | 56047 | 2 | 56047 | CTG2 | T144P0014C08677 | P0024 | 3.6092 | 9.6773 | 45.7435 | 20.8633 | 20.8633 | 5.0133 | 0.33279 | 2022 | 150 | 22 | 170 | 11055.4502 | 29.0714 | 221112 | -73.123 | 41.4832 | 3510 | 125 | 120 |  | 251.8 | N | Natural Gas, Distillate Fuel Oil | Y | N | N | 9999 | N |  | Combined Cycle |  | 7109.1592 | 7050
56629_G_10 | CT | 09009 | WATERBURY GENERATION, LLC | Waterbury Generation | 15588211 | 99539613 | 56629 | 10 | 56629 | 10 | T192P0005C08468 | P0300-Y2011 | 1.059 | 0.887 | 2.5023 | 1.1622 | 1.1622 | 0.1163 | 0.24 | 2022 | 125 | 13.5 | 723 | 13669.7002 | 95.4996 | 221112 | -73.0416 | 41.5444 | 886 | 125 | 120 |  | 96 | N | Natural Gas, Distillate Fuel Oil | Y | N | N | 9999 | N |  | Combustion Turbine |  | 606.6102 | 10745
57070_G_15 | CT | 09009 | DEVON POWER, LLC | GenConn Devon LLC | 590011 | 99521413 | 544 | 15 | 57070 | 15 | T105P0014C07741 | P0098-Y2011 | 0.0094255 | 0.023727 | 0.0392 | 0.069541 | 0.069541 | 0.0025 | 0.0074252 | 2022 | 217 | 12 | 830 | 10780.6668 | 95.3221 | 221112 | -73.1086 | 41.2085 | 475 | 125 | 120 |  | 49 | N | Natural Gas, Distillate Fuel Oil | Y | N | N | 9999 | N |  | Combustion Turbine |  | 24.3 | 10745
57070_G_16 | CT | 09009 | DEVON POWER, LLC | GenConn Devon LLC | 590011 | 99521313 | 544 | 16 | 57070 | 16 | T105P0014C07741 | P0099-Y2011 | 0.0019907 | 0.040705 | 0.0586 | 0.082545 | 0.082545 | 0.0044 | 0.013254 | 2022 | 217 | 12 | 830 | 10780.6668 | 95.3221 | 221112 | -73.1086 | 41.2085 | 475 | 125 | 120 |  | 49 | N | Natural Gas, Distillate Fuel Oil | Y | N | N | 9999 | N |  | Combustion Turbine |  | 46.04 | 10745
57070_G_17 | CT | 09009 | DEVON POWER, LLC | GenConn Devon LLC | 590011 | 99521513 | 544 | 17 | 57070 | 17 | T105P0014C07741 | P0100-Y2011 | 0.0023599 | 0.055577 | 0.0655 | 0.17309 | 0.17309 | 0.0054 | 0.015918 | 2022 | 217 | 12 | 830 | 10780.6668 | 95.3221 | 221112 | -73.1086 | 41.2085 | 475 | 125 | 120 |  | 49 | N | Natural Gas, Distillate Fuel Oil | Y | N | N | 9999 | N |  | Combustion Turbine |  | 50.68 | 10745
57070_G_18 | CT | 09009 | DEVON POWER, LLC | GenConn Devon LLC | 590011 | 99521613 | 544 | 18 | 57070 | 18 | T105P0014C07741 | P0101-Y2011 | 0.0014664 | 0.025145 | 0.0487 | 0.069396 | 0.069396 | 0.0032 | 0.009891 | 2022 | 217 | 12 | 830 | 10780.6668 | 95.3221 | 221112 | -73.1086 | 41.2085 | 475 | 125 | 120 |  | 49 | N | Natural Gas, Distillate Fuel Oil | Y | N | N | 9999 | N |  | Combustion Turbine |  | 32.22 | 10745
6156_G_2 | CT | 09009 | New Haven Harbor Station (GB II New Haven LLC) | New Haven Harbor | 643411 | 107238213 | 6156 | NHHS2 | 6156 | 2 | T117P0551C08859 | P0373 | 0.6405 | 0.17286 | 0.564 | 0.087537 | 0.087537 | 0.0129 | 0.10497 | 2022 | 130 | 11.29 | 758 | 7260.0001 | 72.491 | 221112 | -72.9035 | 41.2855 | 484 | 125 | 120 |  | 43.2 | N | Natural Gas, Distillate Fuel Oil | Y | N | N | 9999 | N |  | Combustion Turbine |  | 97.14 | 13513
6156_G_3 | CT | 09009 | New Haven Harbor Station (GB II New Haven LLC) | New Haven Harbor | 643411 | 107238013 | 6156 | NHHS3 | 6156 | 3 | T117P0551C08859 | P0374 | 0.82785 | 0.15817 | 0.3669 | 0.085162 | 0.085162 | 0.0132 | 0.097985 | 2022 | 130 | 11.29 | 758 | 7260.0001 | 72.491 | 221112 | -72.9035 | 41.2855 | 484 | 125 | 120 |  | 43.2 | N | Natural Gas, Distillate Fuel Oil | Y | N | N | 9999 | N |  | Combustion Turbine |  | 96.03 | 13512
6156_G_4 | CT | 09009 | New Haven Harbor Station (GB II New Haven LLC) | New Haven Harbor | 643411 | 107238113 | 6156 | NHHS4 | 6156 | 4 | T117P0551C08859 | P0375 | 0.26155 | 0.071703 | 0.2681 | 0.14092 | 0.14092 | 0.0232 | 0.067967 | 2022 | 130 | 11.29 | 758 | 7260.0001 | 72.491 | 221112 | -72.9035 | 41.2855 | 484 | 125 | 120 |  | 43.2 | N | Natural Gas, Distillate Fuel Oil | Y | N | N | 9999 | N |  | Combustion Turbine |  | 66.29 | 13512
6635_G_4 | CT | 09009 | PIERCE GENERATING STATION (Wallingford) | A L Pierce | 14624411 | 88754513 | 6635 | AP-1 | 6635 | 4 | T189P0114C08855 | P0234 | 1.676 |  | 0.7857 | 0.17471 | 0.17471 | 0.0122 | 0.037076 | 2022 | 125 | 16.6 | 951 | 27956.7505 | 129.1757 | 221112 | -72.8344 | 41.4475 | 1220 | 125 | 120 |  | 74.1 | N | Natural Gas, Distillate Fuel Oil | Y | N | N | 9999 | N |  | Combustion Turbine |  | 45 | 11843
546_B_5 | CT | 09011 | MONTVILLE POWER, LLC | Montville Station | 552611 | 48259613 | 546 | 5 | 546 | 5 | T107P0005C07741 | R0017 | 11.1262 | 1.8069 | 35.5881 | 2.6149 | 2.6149 | 65.9332 | 2.0554 | 2022 | 250 | 11.3 | 300 | 5833.3334 | 58.1661 | 221112 | -72.1003 | 41.4293 | 945 | 125 | 100 |  | 81 | N | Natural Gas, Residual Fuel Oil | Y | N | N | 9999 | N |  | O/G Steam |  | 1020.1299 | 12434
546_B_6 | CT | 09011 | MONTVILLE POWER, LLC | Montville Station | 552611 | 48259513 | 546 | 6 | 546 | 6 | T107P0005C07741 | R0020 | 13.3887 | 2.1422 | 56.4144 | 15.4165 | 15.4057 | 108.9342 | 2.0027 | 2022 | 390 | 18 | 600 | 30333.3339 | 119.2025 | 221112 | -72.1003 | 41.4293 | 4660 | 125 | 100 |  | 410 | N | Residual Fuel Oil | Y | N | N | 9999 | N |  | O/G Steam |  | 450.1001 | 12513
54758_B_BW1 | CT | 09011 | WHEELABRATOR LISBON INC | Wheelabrator Lisbon | 8501611 | 962013 |  |  | 54758 | BW1 | T093P0014C08786 | P0008 | 7.2018 | 2.65 | 119.1547 | 6.4521 | 6.4521 | 6.2003 | 0.26073 | 2022 | 266 | 5.7 | 270 | 876.7 | 34.3567 | 562213 | -72.0417 | 41.5854 | 116 | 103 | 270 |  | 7 | N | MSW | N | Y | N | 9999 | N |  | Municipal Solid Waste |  |  | 18362
54758_B_BW2 | CT | 09011 | WHEELABRATOR LISBON INC | Wheelabrator Lisbon | 8501611 | 961813 |  |  | 54758 | BW2 | T093P0014C08786 | P0009 | 9.4512 | 1.5512 | 117.1572 | 4.8066 | 4.8066 | 4.6904 | 0.3074 | 2022 | 266 | 5.7 | 270 | 876.7 | 34.3567 | 562213 | -72.0416 | 41.5843 | 116 | 103 | 270 |  | 7 | N | MSW | N | Y | N | 9999 | N |  | Municipal Solid Waste |  |  | 18362
10646_B_BLR1 | CT | 09011 | COVANTA SOUTHEASTERN CT CO | Covanta Southeastern Connecticut Company | 754611 | 46284313 |  |  | 10646 | BLR1 | T150P0012C06032 | P0001 | 26.6571 | 3.0498 | 160.4782 | 5.7895 | 2.8983 | 9.9738 | 0.13933 | 2022 | 240 | 9.3 | 260 | 2176.6667 | 32.0432 | 562213 | -72.0671 | 41.4753 | 144 | 103 | 270 |  | 8.2 | N | MSW | N | Y | N | 9999 | N |  | Municipal Solid Waste |  |  | 20141
10646_B_BLR2 | CT | 09011 | COVANTA SOUTHEASTERN CT CO | Covanta Southeastern Connecticut Company | 754611 | 46284413 |  |  | 10646 | BLR2 | T150P0012C06032 | P0002 | 34.6301 | 2.0051 | 148.6314 | 7.6561 | 2.8354 | 9.3554 | 0.26912 | 2022 | 240 | 9.3 | 260 | 2176.6667 | 32.0432 | 562213 | -72.0671 | 41.4753 | 144 | 103 | 270 |  | 8.2 | N | MSW | N | Y | N | 9999 | N |  | Municipal Solid Waste |  |  | 20141
546_G_10 | CT | 09011 | MONTVILLE POWER, LLC | Montville Station | 552611 | 48259413 |  |  | 546 | 10 | T107P0005C07741 | R0021 | 0.094514 | 0 | 1.5191 | 0.062817 | 0.062817 | 0.00099756 | 0.13398 | 2022 | 24 | 3.5 | 900 | 415 | 43.1342 | 221112 | -72.1003 | 41.4293 | 30 | 125 | 160 |  | 2.7 | N | Distillate Fuel Oil | N | N | N | 9999 | N |  | Combustion Turbine |  |  | 11367
546_G_11 | CT | 09011 | MONTVILLE POWER, LLC | Montville Station | 552611 | 48259213 |  |  | 546 | 11 | T107P0005C07741 | R0022 | 0.095319 | 0 | 1.2323 | 0.053072 | 0.053072 | 0.00084281 | 0.1132 | 2022 | 24 | 3.5 | 900 | 415 | 43.1342 | 221112 | -72.1003 | 41.4293 | 30 | 125 | 160 |  | 2.7 | N | Distillate Fuel Oil | N | N | N | 9999 | N |  | Combustion Turbine |  |  | 11422
557_G_10 | CT | 09011 | Tunnel Station | Tunnel | 16708111 | 107730013 | 557 | 10 | 557 | 10 | T150P0001C08542 | R0001 | 0.003537 |  | 0.234 | 0.012703 | 0.012703 | 0.00054128 | 0.00054306 | 2022 | 33 | 12.6 | 700 | 10466.6668 | 83.9078 | 221112 | -72.0419 | 41.5532 | 230 | 125 | 120 |  | 16.5 | N | Distillate Fuel Oil | Y | N | N | 9999 | N |  | Combustion Turbine |  | 3.68 | 14168
581_G_5 | CT | 09011 | NORWICH PUBLIC UTIL/ELECT | North Main Street | 16708211 | 107730113 | 581 | TRBINE | 581 | 5 | T139P0105C06101 | R0137 | 0.0090192 |  | 2.419 | 0.032563 | 0.032563 | 0.023187 | 0.0011206 | 2022 | 38 | 10.4 | 740 | 7707.9334 | 90.6998 | 221112 | -72.0636 | 41.5249 | 249 | 125 | 120 |  | 15.3 | N | Distillate Fuel Oil | Y | N | N | 9999 | N |  | Combustion Turbine |  | 16.19 | 12986
56847_B_Boil | CT | 09015 | PLAINFIELD RENEWABLE ENRGY LLC | Plainfield Renewable Energy LLC | 16734111 | 107797313 |  |  | 56847 | Boil | T145P0074C08464 | P0049 | 19.82 | 1.59 | 52.26 | 7.294 | 7.294 | 0.01 | 1.3148 | 2022 | 155 | 9 | 253 | 3443.0834 | 54.1 | 221118 | -71.9244 | 41.6639 | 523 | 125 | 100 |  | 38 | N | Biomass | N | N | N | 9999 | N | 56847_B_Boil;56847_G_STG | Biomass |  |  | 14587
55149_G_U1 | CT | 09015 | LAKE ROAD GENERATING CO, LLC | Lake Road Generating Plant | 844711 | 46197013 | 55149 | LRG1 | 55149 | U1 | T089P0080C07442 | P0067 | 15.04 | 18.78 | 45.2407 | 19.6534 | 19.6534 | 3.9633 | 4.12 | 2022 | 165 | 18 | 196 | 13240.6169 | 52.0323 | 221112 | -71.8956 | 41.8725 | 2280 | 125 | 120 |  | 278 | N | Natural Gas | Y | N | N | 9999 | N |  | Combined Cycle |  | 8424.5303 | 7412
55149_G_U2 | CT | 09015 | LAKE ROAD GENERATING CO, LLC | Lake Road Generating Plant | 844711 | 46197113 | 55149 | LRG2 | 55149 | U2 | T089P0080C07442 | P0068 | 11.3 | 27.4 | 48.7523 | 14.3504 | 14.3504 | 4.1652 | 5.9 | 2022 | 165 | 18 | 196 | 13240.6169 | 52.0323 | 221112 | -71.8956 | 41.8725 | 2280 | 125 | 120 |  | 277.9 | N | Natural Gas | Y | N | N | 9999 | N |  | Combined Cycle |  | 8572.6504 | 7434
55149_G_U3 | CT | 09015 | LAKE ROAD GENERATING CO, LLC | Lake Road Generating Plant | 844711 | 46197213 | 55149 | LRG3 | 55149 | U3 | T089P0080C07442 | P0069 | 16 | 9.9 | 39.5425 | 19.4941 | 19.4941 | 3.8666 | 5.8 | 2022 | 165 | 18 | 196 | 13240.6169 | 52.0323 | 221112 | -71.8956 | 41.8725 | 2280 | 125 | 120 |  | 272.9 | N | Natural Gas | Y | N | N | 9999 | N |  | Combined Cycle |  | 8442.3496 | 7408
10030_G_KD-1 | DE | 10001 | ENERGY CENTER DOVER, LLC | Energy Center Dover | 753811 | 46292413 | 10030 | 2 | 10030 | KD-1 |  |  | 5.57 | 0.22 | 2.6017 | 1.948 | 1.948 | 0.1858 | 1.07 |  | 100 | 10 | 481 | 6933.0001 | 88.3 | 221112 | -75.5471 | 39.1492 |  | 125 | 120 |  | 44 | N | Natural Gas | Y | N | N | 9999 | N |  | Combined Cycle |  | 1713.2897 | 7517
10030_G_KD-2 | DE | 10001 | ENERGY CENTER DOVER, LLC | Energy Center Dover | 753811 | 46292313 | 10030 | 3 | 10030 | KD-2 | 1000100127 | 003 | 22.8 |  | 14.5171 | 1.215 | 1.215 | 0.0969 | 0.66308 | 2022 | 100 | 12 | 481 | 6933.0001 | 61.3 | 221112 | -75.5474 | 39.1493 | 500 | 125 | 120 |  | 44 | N | Natural Gas, Distillate Fuel Oil | Y | N | N | 9999 | N |  | Combustion Turbine | 50 | 934.1201 | 10745
7318_G_1 | DE | 10001 | VanSant Generating Station | Van Sant Station | 2800411 | 41318913 | 7318 | **11 | 7318 | 1 | 1000100076 | 001 | 0.87109 |  | 1.4133 | 0.0055622 | 0.0043134 | 0.0092 | 0.022351 | 2022 | 70 | 12.59 | 1085 | 13271.6669 | 103.6 | 221112 | -75.5482 | 39.1452 | 506 | 125 | 120 |  | 44.4 | N | Natural Gas, Distillate Fuel Oil | Y | N | N | 9999 | N |  | Combustion Turbine | 23 | 55.54 | 13368
56430_G_1C | DE | 10001 | Ameresco Delaware Energy-Central | Ameresco Delaware Central | 16812111 | 108717313 |  |  | 56430 | 1C | 1000100247 | 001 | 35.37 |  | 7.08 | 2.01 | 2.01 | 1.5 | 4.5 | 2022 | 32.5 | 1.09 | 868 | 133.0333 | 142.5665 | 221112 | -75.7244 | 39.0432 | 1060 | 125 | 160 |  | 1 | N | Landfill Gas | N | N | N | 9999 | N |  | Landfill Gas | 7300 |  | 13500
56430_G_2C | DE | 10001 | Ameresco Delaware Energy-Central | Ameresco Delaware Central | 16812111 | 108717513 |  |  | 56430 | 2C | 1000100247 | 002 | 30.3 |  | 6.07 | 1.72 | 1.72 | 1.28 | 3.51 | 2022 | 32.5 | 1.09 | 868 | 133.0333 | 142.5665 | 221112 | -75.7244 | 39.0432 | 1060 | 125 | 160 |  | 1 | N | Landfill Gas | N | N | N | 9999 | N |  | Landfill Gas | 6254 |  | 13500
56430_G_3C | DE | 10001 | Ameresco Delaware Energy-Central | Ameresco Delaware Central | 16812111 | 108717413 |  |  | 56430 | 3C | 1000100247 | 003 | 30.82 |  | 6.17 | 1.75 | 1.75 | 1.32 | 3.73 | 2022 | 32.5 | 1.09 | 868 | 133.0333 | 142.5665 | 221112 | -75.7243 | 39.0432 | 1060 | 125 | 160 |  | 1 | N | Landfill Gas | N | N | N | 9999 | N |  | Landfill Gas | 6361 |  | 13500
56430_G_4C | DE | 10001 | Ameresco Delaware Energy-Central | Ameresco Delaware Central | 16812111 | 113545613 |  |  | 56430 | 4C | 1000100247 | 004 | 30.98 |  | 6.2 | 1.66 | 1.66 | 1.53 | 3.5 | 2022 | 32.5 | 1.09 | 868 | 133.0333 | 142.5665 | 221112 | -75.7243 | 39.0432 | 1060 | 125 | 160 |  | 1 | N | Landfill Gas | N | N | N | 9999 | N |  | Landfill Gas | 6395 |  | 13500
56430_G_5C | DE | 10001 | Ameresco Delaware Energy-Central | Ameresco Delaware Central | 16812111 | 113545713 |  |  | 56430 | 5C | 1000100247 | 005 | 29.06 |  | 5.82 | 1.56 | 1.56 | 1.47 | 3.4 | 2022 | 32.5 | 1.09 | 868 | 133.0333 | 142.5665 | 221112 | -75.7243 | 39.0432 | 1060 | 125 | 160 |  | 1 | N | Landfill Gas | N | N | N | 9999 | N |  | Landfill Gas | 5999 |  | 13500
57349_G_CTG1 | DE | 10001 | Garrison Energy Center | Garrison Energy Center LLC | 17744711 | 123413913 | 57349 | 1 | 57349 | CTG1 | 1000100245 | 001 | 6.52 | 1.5 | 35.7874 | 22.2609 | 22.2609 | 2.6598 | 1.17 | 2022 | 180 | 18 | 208 | 18907.047 | 74.3 | 221112 | -75.4994 | 39.1872 | 2260 | 125 | 140 |  | 186 | N | Natural Gas, Distillate Fuel Oil | Y | N | N | 9999 | N | 57349_G_CTG1;57349_G_STG2 | Combined Cycle | 7 | 5159.2402 | 7050
7962_G_001 | DE | 10001 | WARREN F BEASLEY POWER STATION | Warren F Sam Beasley Generation Station | 2424211 | 40256813 | 7962 | 1 | 7962 | 001 | 1000100152 | 001 | 13.096 | 1.64 | 2.4137 | 1.3561 | 1.3561 | 0.0637 | 0.24444 | 2022 | 50 | 12 | 750 | 10433.3335 | 92.3 | 221112 | -75.6236 | 39.2808 | 50 | 125 | 120 |  | 48 | N | Natural Gas, Distillate Fuel Oil | Y | N | N | 9999 | N |  | Combustion Turbine | 460 | 579.16 | 10916
7962_G_002 | DE | 10001 | WARREN F BEASLEY POWER STATION | Warren F Sam Beasley Generation Station | 2424211 | 108722713 | 7962 | 2 | 7962 | 002 | 1000100152 | 004 | 20.786 | 1.273 | 2.6543 | 1.6802 | 1.6802 | 0.0921 | 0.42968 | 2022 | 50 | 11 | 750 | 10433.3335 | 109.7862 | 221112 | -75.6236 | 39.2808 | 50 | 125 | 120 |  | 50 | N | Natural Gas, Distillate Fuel Oil | Y | N | N | 9999 | N |  | Combustion Turbine | 135 | 907.8298 | 10916
52193_B_BLR2 | DE | 10003 | Delaware City Refinery | Delaware City Plant | 588311 | 46180313 | 52193 | DCPP2 | 52193 | BLR2 | 1000300016 | 069 | 3.18 | 0.62851 | 26.2 | 15.88 | 15.88 | 4.22 | 1.33 | 2022 | 500 | 20 | 250 | 12808.8335 | 40.8 | 32411 | -75.6342 | 39.5953 | 716 | 126 | 999 |  | 25 | Y | Fossil Waste | N | Y | N | 9999 | N |  | Fossil Waste | 8760 |  | 5291
52193_B_BLR3 | DE | 10003 | Delaware City Refinery | Delaware City Plant | 588311 | 46161313 | 52193 | DCPP3 | 52193 | BLR3 | 1000300016 | 070 | 8.58 | 0.47547 | 83.15 | 14.36 | 14.36 | 8.39 | 0.7 | 2022 | 500 | 20 | 250 | 12808.8335 | 40.8 | 32411 | -75.6342 | 39.5953 | 618 | 126 | 999 |  | 27 | Y | Fossil Waste | N | Y | N | 9999 | N |  | Fossil Waste | 8760 |  | 5291
52193_B_BLR4 | DE | 10003 | Delaware City Refinery | Delaware City Plant | 588311 | 46161413 | 52193 | DCPP4 | 52193 | BLR4 | 1000300016 | 067 | 10.2819 | 5.0064 | 82.1499 | 0.81354 | 0.67273 | 9.9542 | 0.6732 | 2022 | 500 | 20 | 250 | 12808.8335 | 40.8 | 32411 | -75.6342 | 39.5953 | 737 | 126 | 999 |  | 33 | Y | Fossil Waste | Y | N | N | 9999 | N |  | Fossil Waste | 8760 | 8337.6494 | 5291
593_B_3 | DE | 10003 | EDGE MOOR ENERGY CENTER | Edge Moor | 827811 | 46233113 | 593 | 3 | 593 | 3 | 1000300007 | 002 | 6.9181 | 0.92241 | 20.0696 | 0.14989 | 0.12395 | 0.1716 | 1.5854 | 2022 | 220 | 14.2 | 225 | 6651.4428 | 42 | 221112 | -75.503 | 39.7384 | 983 | 125 | 100 |  | 86 | N | Natural Gas, Residual Fuel Oil | Y | N | N | 9999 | N |  | O/G Steam |  | 1410.4098 | 11893
593_B_4 | DE | 10003 | EDGE MOOR ENERGY CENTER | Edge Moor | 827811 | 46232713 | 593 | 4 | 593 | 4 | 1000300007 | 003 | 10.8331 | 1.4444 | 22.4966 | 0.23472 | 0.19409 | 0.2788 | 2.4826 | 2022 | 220 | 14.2 | 225 | 14253.0917 | 90 | 221112 | -75.5031 | 39.7382 | 1790 | 125 | 100 |  | 174 | N | Natural Gas, Residual Fuel Oil | Y | N | N | 9999 | N |  | O/G Steam | 1110 | 1109.8302 | 11627
593_B_5 | DE | 10003 | EDGE MOOR ENERGY CENTER | Edge Moor | 827811 | 46233313 | 593 | 5 | 593 | 5 | 1000300007 | 004 | 101.6432 | 3.9246 | 91.3847 | 5.793 | 4.6922 | 52.6298 | 7.0932 | 2022 | 275 | 21.1 | 275 | 23777.3639 | 68 | 221112 | -75.5038 | 39.7384 | 4550 | 125 | 100 |  | 450 | N | Natural Gas, Residual Fuel Oil | Y | N | N | 9999 | N |  | O/G Steam | 48 | 1666.8401 | 11463
52193_G_CT1 | DE | 10003 | Delaware City Refinery | Delaware City Plant | 588311 | 46178313 | 52193 | MECCU1 | 52193 | CT1 | 1000300016 | 527 | 5.26 |  | 18.14 | 7.68 | 7.68 | 1.4325 | 1.89 | 2022 | 160 | 13 | 275 | 10550.0002 | 79.5 | 32411 | -75.6325 | 39.5964 | 780 | 126 | 999 |  | 65 | Y | Natural Gas | N | Y | N | 9999 | N | 52193_B_HRSG 1;52193_G_CT1 | Combustion Turbine | 7392 |  | 8700
52193_G_CT2 | DE | 10003 | Delaware City Refinery | Delaware City Plant | 588311 | 46177613 | 52193 | MECCU2 | 52193 | CT2 | 1000300016 | 528 | 10.37 |  | 20.59 | 6.4 | 6.4 | 1.6041 | 2.22 | 2022 | 160 | 13 | 275 | 10550.0002 | 79.5 | 32411 | -75.6325 | 39.5967 | 780 | 126 | 999 |  | 65 | Y | Natural Gas | N | Y | N | 9999 | N | 52193_G_CT2;52193_B_HRSG 2 | Combustion Turbine | 8760 |  | 8700
591_G_CH11 | DE | 10003 | CHRISTIANA ENERGY CENTER | Christiana | 2457411 | 40424813 | 591 | 11 | 591 | CH11 | 1000300317 | 001 | 0.018148 |  | 3.1859 | 0.33691 | 0.15033 | 0.072001 | 0.0022487 | 2022 | 50 | 22.57 | 1000 | 28886.1855 | 72.2 | 221112 | -75.5368 | 39.7306 | 391 | 125 | 120 |  | 25 | N | Distillate Fuel Oil | Y | N | N | 9999 | N |  | Combustion Turbine | 24 | 24.22 | 23603
591_G_CH14 | DE | 10003 | CHRISTIANA ENERGY CENTER | Christiana | 2457411 | 40424713 | 591 | 14 | 591 | CH14 | 1000300317 | 002 | 0.040361 |  | 10.2765 | 0.74931 | 0.33434 | 0.15969 | 0.0050013 | 2022 | 50 | 22.57 | 1000 | 28886.1855 | 72.2 | 221112 | -75.5373 | 39.7305 | 391 | 125 | 120 |  | 25 | N | Distillate Fuel Oil | Y | N | N | 9999 | N |  | Combustion Turbine | 63 | 61.06 | 23618
592_G_DC10 | DE | 10003 | DELAWARE CITY ENERGY CENTER | Delaware City 10 | 2425311 | 40248813 | 592 | 10 | 592 | DC10 | 1000300005 | 002 | 0.00022172 |  | 0.0123 | 0.0041163 | 0.0018401 | 0.00047236 | 2.747e-05 | 2022 | 50 | 22.57 | 1000 | 22084.7291 | 55.2 | 221112 | -75.6324 | 39.594 | 242 | 125 | 120 |  | 18 | N | Distillate Fuel Oil | Y | N | N | 9999 | N |  | Combustion Turbine | 1 | 0.53 | 14445
593_G_10 | DE | 10003 | EDGE MOOR ENERGY CENTER | Edge Moor | 827811 | 46232613 | 593 | 10 | 593 | 10 | 1000300007 | 001 | 0.011092 |  | 0.4028 | 0.20592 | 0.09191 | 0.0030345 | 0.0013744 | 2022 | 50 | 22.57 | 1000 | 28005.9971 | 70 | 221112 | -75.5041 | 39.7393 | 264 | 125 | 120 |  | 15 | N | Distillate Fuel Oil | Y | N | N | 9999 | N |  | Combustion Turbine | 24 | 18.35 | 10745
597_G_WEST | DE | 10003 | WEST ENERGY CENTER | West Station (DE) | 2425411 | 40248713 | 597 | 10 | 597 | WEST |  |  | 0.0039933 |  | 0.1322 | 0.074136 | 0.033101 | 0.0085074 | 0.00049482 |  | 50 | 22.57 | 900 | 28005.9971 | 70 | 221112 | -75.6274 | 39.7288 |  | 125 | 120 |  | 15 | N | Distillate Fuel Oil | Y | N | N | 9999 | N |  | Combustion Turbine |  | 4.09 | 25000
7153_G_HR1 | DE | 10003 | HAY ROAD ENERGY CENTER | Hay Road | 640311 | 46482013 | 7153 | 1 | 7153 | HR1 | 1000300388 | 001 | 4.93 |  | 103.0372 | 11.7912 | 8.0607 | 0.83 | 2.7236 | 2022 | 185 | 17 | 300 | 30000.0006 | 132.1702 | 221112 | -75.5064 | 39.7435 | 1750 | 125 | 140 |  | 126 | N | Natural Gas, Distillate Fuel Oil | Y | N | N | 9999 | N | 7153_G_HR1;7153_G_HR4 | Combined Cycle | 2409 | 2495.9285 | 8104
7153_G_HR2 | DE | 10003 | HAY ROAD ENERGY CENTER | Hay Road | 640311 | 46482113 | 7153 | 2 | 7153 | HR2 | 1000300388 | 002 | 5.08 |  | 76.1456 | 10.7192 | 7.3363 | 0.7 | 2.4807 | 2022 | 185 | 17 | 300 | 30000.0006 | 132.1702 | 221112 | -75.5067 | 39.7437 | 1750 | 125 | 140 |  | 126 | N | Natural Gas, Distillate Fuel Oil | Y | N | N | 9999 | N |  | Combined Cycle | 2180 | 2249.1011 | 8104
7153_G_HR3 | DE | 10003 | HAY ROAD ENERGY CENTER | Hay Road | 640311 | 46482213 | 7153 | **3 | 7153 | HR3 | 1000300388 | 003 | 6.95 |  | 73.234 | 10.4474 | 7.1846 | 0.749 | 2.4371 | 2022 | 185 | 17 | 300 | 30000.0006 | 132.1702 | 221112 | -75.5069 | 39.7438 | 1750 | 125 | 140 |  | 126 | N | Natural Gas, Distillate Fuel Oil | Y | N | N | 9999 | N |  | Combined Cycle | 73 | 2215.6101 | 8104
7153_G_HR5 | DE | 10003 | HAY ROAD ENERGY CENTER | Hay Road | 640311 | 46482513 | 7153 | 5 | 7153 | HR5 | 1000300388 | 006 | 7 | 0.087023 | 22.3333 | 10.0949 | 5.1978 | 0.9703 | 3.5763 | 2022 | 185 | 17 | 300 | 9215.3908 | 40.6 | 221112 | -75.5049 | 39.744 | 1750 | 125 | 140 |  | 128 | N | Natural Gas, Distillate Fuel Oil | Y | N | N | 9999 | N | 7153_G_HR5;7153_G_HR8 | Combined Cycle | 84 | 3027.1885 | 8104
7153_G_HR6 | DE | 10003 | HAY ROAD ENERGY CENTER | Hay Road | 640311 | 46482613 | 7153 | 6 | 7153 | HR6 | 1000300388 | 007 | 8.86 | 0.061843 | 28.9563 | 4.9649 | 4.4571 | 0.9259 | 3.3411 | 2022 | 185 | 17 | 300 | 9215.3908 | 40.6 | 221112 | -75.5047 | 39.7442 | 1750 | 125 | 140 |  | 128 | N | Natural Gas, Distillate Fuel Oil | Y | N | N | 9999 | N |  | Combined Cycle | 2784 | 2798.7805 | 8104
7153_G_HR7 | DE | 10003 | HAY ROAD ENERGY CENTER | Hay Road | 640311 | 46481913 | 7153 | 7 | 7153 | HR7 | 1000300388 | 008 | 12 | 0.053625 | 27.5857 | 11.2713 | 8.1451 | 0.8761 | 2.8518 | 2022 | 185 | 17 | 300 | 9215.3908 | 40.6 | 221112 | -75.5045 | 39.7444 | 1750 | 125 | 140 |  | 128 | N | Natural Gas, Distillate Fuel Oil | Y | N | N | 9999 | N |  | Combined Cycle | 2490 | 2510.3088 | 8104
56429_G_1 | DE | 10005 | Ameresco Delaware Energy-Southern | Ameresco Delaware South | 16810211 | 108718813 |  |  | 56429 | 1 | 1000500258 | 001 | 29.95 |  | 6 | 1.7 | 1.7 | 4.85 | 5.91 | 2022 | 53.1 | 1.09 | 868 | 133.0333 | 142.5666 | 221112 | -75.4509 | 38.5878 | 1060 | 125 | 160 |  | 1 | N | Landfill Gas | N | N | N | 9999 | N |  | Landfill Gas | 6182 |  | 13500
56429_G_2 | DE | 10005 | Ameresco Delaware Energy-Southern | Ameresco Delaware South | 16810211 | 108718713 |  |  | 56429 | 2 | 1000500258 | 002 | 29.55 |  | 5.92 | 1.68 | 1.68 | 4.72 | 6 | 2022 | 53.1 | 1.09 | 868 | 133.0333 | 142.5666 | 221112 | -75.4508 | 38.5878 | 1060 | 125 | 160 |  | 1 | N | Landfill Gas | N | N | N | 9999 | N |  | Landfill Gas | 6099 |  | 13500
56429_G_3 | DE | 10005 | Ameresco Delaware Energy-Southern | Ameresco Delaware South | 16810211 | 108718613 |  |  | 56429 | 3 | 1000500258 | 003 | 23.05 |  | 4.62 | 1.31 | 1.31 | 3.79 | 4.81 | 2022 | 53.1 | 1.09 | 868 | 133.0333 | 142.5666 | 221112 | -75.4508 | 38.5878 | 1060 | 125 | 160 |  | 1 | N | Landfill Gas | N | N | N | 9999 | N |  | Landfill Gas | 4758 |  | 13500
56429_G_4 | DE | 10005 | Ameresco Delaware Energy-Southern | Ameresco Delaware South | 16810211 | 108719113 |  |  | 56429 | 4 | 1000500258 | 004 | 30.76 |  | 6.16 | 1.75 | 1.75 | 4.63 | 6.06 | 2022 | 53.1 | 1.09 | 868 | 133.0333 | 142.5666 | 221112 | -75.4507 | 38.5879 | 1060 | 125 | 160 |  | 1 | N | Landfill Gas | N | N | N | 9999 | N |  | Landfill Gas | 6349 |  | 13500
56429_G_5 | DE | 10005 | Ameresco Delaware Energy-Southern | Ameresco Delaware South | 16810211 | 108719013 |  |  | 56429 | 5 | 1000500258 | 005 | 27.53 |  | 5.51 | 1.56 | 1.56 | 4.58 | 5.84 | 2022 | 53.1 | 1.09 | 868 | 133.0333 | 142.5666 | 221112 | -75.4507 | 38.5879 | 1060 | 125 | 160 |  | 1 | N | Landfill Gas | N | N | N | 9999 | N |  | Landfill Gas | 5682 |  | 13500
594_G_10 | DE | 10005 | INDIAN RIVER GENERATING STATION | Indian River Generating Station | 640911 | 46474813 | 594 | 10 | 594 | 10 | 1000500001 | 005 | 0.027293 |  | 1.6036 | 0.0927 | 0.0906 | 0.00613 | 0.00335 | 2022 | 20 | 13.5 | 792 | 9032.7668 | 63.1 | 221112 | -75.2347 | 38.5861 | 366 | 125 | 120 |  | 16.1 | N | Distillate Fuel Oil | Y | N | N | 9999 | N |  | Combustion Turbine | 69 | 35.79 | 14972
594_B_4 | DE | 10005 | INDIAN RIVER GENERATING STATION |  | 640911 | 46474713 | 594 | 4 |  |  | 1000500001 | 004 | 18.9656 | 0.60791 | 80.7176 | 20.7434 | 20.7394 | 388.1927 | 2.16 | 2022 | 400 | 24 | 345 | 26305.3838 | 58.1 | 221112 | -75.2333 | 38.5869 | 5090 | 125 | 100 |  |  |  |  | Y | N | N |  | N |  |  | 478 | 901.33
57241_B_BLR1 | FL | 12001 | CITY OF GAINESVILLE, GRU | Deerhaven Renewable | 15561111 | 106541313 | 57241 | BFB1 | 57241 | BLR1 | 0010131 | 2 | 24.3 |  | 276.5637 | 5.9538 | 2.3995 | 16.3259 | 1.9416 | 2022 | 230 | 12 | 310 | 8676.7 | 76.7 | 2211 | -82.3963 | 29.7674 | 1360 | 125 | 100 |  | 102 | N | Biomass | Y | N | N | 9999 | N | 57241_G_1;57241_B_BLR1 | Biomass | 7893 | 7881.4404 | 13500
663_B_B2 | FL | 12001 | GRU - DEERHAVEN GENERATING STATION | Deerhaven Generating Station | 535011 | 48439813 | 663 | B2 | 663 | B2 | 0010006 | 5 | 26.3 |  | 382.2921 | 28.2816 | 28.2816 | 123.8698 | 16.4533 | 2022 | 350 | 18.5 | 183 | 7885 | 29.3 | 2211 | -82.3889 | 29.7582 | 2700 | 125 | 100 |  | 232 | N | Natural Gas | Y | N | N | 2031 | N |  | O/G Steam | 6721 | 6715.73 | 12302
7345_G_P1 | FL | 12001 | DUKE ENERGY FLORIDA, LLC | University of Florida | 8500311 | 64010513 | 7345 | 1 | 7345 | P1 | 0010001 | 7 | 101.9588 |  | 108.4571 | 10.5145 | 10.5145 | 0.7975 | 3.3455 | 2022 | 93 | 9.8 | 257 | 6095 | 80.8 | 2211 | -82.3487 | 29.6398 | 480 | 125 | 120 |  | 44 | N | Natural Gas | Y | N | N | 9999 | N |  | Combustion Turbine | 7981 | 7981.0498 | 10745
663_G_GT3 | FL | 12001 | GRU - DEERHAVEN GENERATING STATION | Deerhaven Generating Station | 535011 | 48440113 | 663 | CT3 | 663 | GT3 |  |  |  |  | 0.6262 |  |  | 0.011 |  |  | 52 | 14.1 | 1100 | 26226.9 | 168 | 2211 | -82.3883 | 29.7586 |  | 125 | 120 |  | 71 | N | Natural Gas, Distillate Fuel Oil | Y | N | N | 9999 | N |  | Combustion Turbine |  | 60.97 | 15493
664_G_8.2 | FL | 12001 | J,R. KELLY GENERATING STATION | John R Kelly | 536811 | 48417613 | 664 | CC1 | 664 | 8.2 | 0010005 | 10 | 43.6549 |  | 73.6695 | 19.2081 | 19.2081 | 1.7233 | 6.1117 | 2022 | 102 | 15.5 | 242 | 11741.4 | 62.2 | 221112 | -82.3218 | 29.646 | 1080 | 125 | 120 |  | 41 | N | Natural Gas, Distillate Fuel Oil | Y | N | N | 9999 | N | 664_G_8.2;664_G_CT04 | Combined Cycle | 6883 | 6865.2402 | 7758
663_B_B1 | FL | 12001 | GRU - DEERHAVEN GENERATING STATION |  | 535011 | 48440013 | 663 | B1 |  |  | 0010006 | 3 | 81.564 |  | 134.0566 | 9.0271 | 8.6341 | 19.1709 | 5.3405 | 2022 | 300 | 11 | 261 | 4533.3 | 47 | 2211 | -82.3889 | 29.7582 | 960 | 125 | 100 |  |  |  |  | Y | N | N |  | N |  |  | 5984 | 5970.9893
643_G_3A | FL | 12005 | FLORIDA POWER & LIGHT COMPANY | Lansing Smith | 554911 | 48230713 | 643 | 4 | 643 | 3A | 0050014 | 4 | 16.4979 |  | 215.5697 | 54.6198 | 54.6198 | 4.8953 | 6.8344 | 2022 | 121 | 16.8 | 186 | 16355.6 | 73.8 | 2211 | -85.6981 | 30.2719 | 2350 | 125 | 120 |  | 216.4 | N | Natural Gas | Y | N | N | 9999 | N |  | Combined Cycle | 7983 | 7982.9097 | 7213
643_G_3B | FL | 12005 | FLORIDA POWER & LIGHT COMPANY | Lansing Smith | 554911 | 48230613 | 643 | 5 | 643 | 3B | 0050014 | 5 | 42.1866 |  | 220.9859 | 52.4938 | 52.4938 | 4.7089 | 6.3739 | 2022 | 121 | 16.8 | 186 | 16355.6 | 73.8 | 2211 | -85.6981 | 30.2722 | 2350 | 125 | 120 |  | 216.4 | N | Natural Gas | Y | N | N | 9999 | N | 643_G_3S;643_G_3B | Combined Cycle | 7666 | 7665.96 | 7213
643_G_CT1 | FL | 12005 | FLORIDA POWER & LIGHT COMPANY | Lansing Smith | 554911 | 48230813 |  |  | 643 | CT1 | 0050014 | 3 | 0.004091 |  | 0.40132 | 0.0064195 | 0.0042778 | 0.001252 | 0.000508 | 2022 | 33 | 13.3 | 1200 | 17829 | 129.1 | 2211 | -85.7016 | 30.2693 | 542 | 125 | 120 |  | 32 | N | Distillate Fuel Oil | N | N | N | 9999 | N |  | Combustion Turbine | 5 |  | 16940
55286_G_OG1 | FL | 12009 | OLEANDER POWER PROJECT, LP | Oleander Power Project LP | 591111 | 46123713 | 55286 | O-1 | 55286 | OG1 | 0090180 | 1 | 1.2614 |  | 7.9041 | 1.2677 | 1.2422 | 0.1923 | 0.94267 | 2022 | 60 | 22 | 1115 | 42750.8 | 112.5 | 2211 | -80.7939 | 28.3654 | 1720 | 125 | 120 |  | 163.8 | N | Natural Gas, Distillate Fuel Oil | Y | N | N | 9999 | N |  | Combustion Turbine | 392 | 392.27 | 10954
55286_G_OG2 | FL | 12009 | OLEANDER POWER PROJECT, LP | Oleander Power Project LP | 591111 | 46123613 | 55286 | O-2 | 55286 | OG2 | 0090180 | 2 | 3.7055 |  | 15.9268 | 1.9328 | 1.8837 | 1.4221 | 1.9296 | 2022 | 60 | 22 | 1115 | 42750.8 | 112.5 | 2211 | -80.7943 | 28.3655 | 1720 | 125 | 120 |  | 163 | N | Natural Gas, Distillate Fuel Oil | Y | N | N | 9999 | N |  | Combustion Turbine | 610 | 609.78 | 10958
55286_G_OG3 | FL | 12009 | OLEANDER POWER PROJECT, LP | Oleander Power Project LP | 591111 | 46123513 | 55286 | O-3 | 55286 | OG3 |  |  | 3.1936 |  | 13.3318 | 2.014 | 1.973 | 0.3167 | 2.0799 |  | 60 | 22 | 1115 | 42750.8 | 112.5 | 2211 | -80.7947 | 28.3655 |  | 125 | 120 |  | 163 | N | Natural Gas, Distillate Fuel Oil | Y | N | N | 9999 | N |  | Combustion Turbine |  | 625.2501 | 10958
55286_G_OG4 | FL | 12009 | OLEANDER POWER PROJECT, LP | Oleander Power Project LP | 591111 | 46123413 | 55286 | O-4 | 55286 | OG4 | 0090180 | 4 | 1.6014 |  | 9.4653 | 1.5833 | 1.5515 | 0.2373 | 1.1874 | 2022 | 60 | 22 | 1115 | 42750.8 | 112.5 | 2211 | -80.7951 | 28.3655 | 1720 | 125 | 120 |  | 163 | N | Natural Gas, Distillate Fuel Oil | Y | N | N | 9999 | N |  | Combustion Turbine | 484 | 484.3501 | 10958
55286_G_OG5 | FL | 12009 | OLEANDER POWER PROJECT, LP | Oleander Power Project LP | 591111 | 67283113 | 55286 | O-5 | 55286 | OG5 | 0090180 | 5 | 7.0993 |  | 14.4001 | 2.2153 | 2.1708 | 0.324 | 3.7518 | 2022 | 60 | 22 | 1100 | 42930.6 | 112.9 | 2211 | -80.7955 | 28.3655 | 1720 | 125 | 120 |  | 163 | N | Natural Gas, Distillate Fuel Oil | Y | N | N | 9999 | N |  | Combustion Turbine | 777 | 776.7 | 10957
609_G_3A | FL | 12009 | FLORIDA POWER & LIGHT COMPANY (PCC) | Cape Canaveral | 590411 | 91828013 | 609 | CCCT3A | 609 | 3A | 0090006 | 9 | 5.5682 | 11.7357 | 39.935 | 32.2652 | 32.2608 | 2.9286 | 1.8487 | 2022 | 149 | 22 | 185 | 22433.3 | 59 | 2211 | -80.7674 | 28.4681 | 2590 | 125 | 140 |  | 270.4 | N | Natural Gas, Distillate Fuel Oil | Y | N | N | 9999 | N | 609_G_3ST;609_G_3A | Combined Cycle | 4254 | 4254.1689 | 7050
609_G_3B | FL | 12009 | FLORIDA POWER & LIGHT COMPANY (PCC) | Cape Canaveral | 590411 | 91828113 | 609 | CCCT3B | 609 | 3B | 0090006 | 10 | 11.8278 | 19.2256 | 58.3104 | 52.9223 | 52.9196 | 4.8085 | 3.0417 | 2022 | 149 | 22 | 650 | -1 | 61.9 | 2211 | -80.7674 | 28.4681 | 2590 | 125 | 140 |  | 270.4 | N | Natural Gas, Distillate Fuel Oil | Y | N | N | 9999 | N |  | Combined Cycle | 6839 | 6839.3594 | 7050
609_G_3C | FL | 12009 | FLORIDA POWER & LIGHT COMPANY (PCC) | Cape Canaveral | 590411 | 91828213 | 609 | CCCT3C | 609 | 3C | 0090006 | 11 | 4.8695 | 6.5697 | 35.9307 | 30.4122 | 30.4081 | 2.761 | 4.462 | 2022 | 65 | 10 | 650 | -1 | 61.9 | 2211 | -80.7674 | 28.4681 | 2590 | 125 | 140 |  | 270.4 | N | Natural Gas, Distillate Fuel Oil | Y | N | N | 9999 | N |  | Combined Cycle | 4046 | 4046.2695 | 7050
683_G_A | FL | 12009 | ORLANDO UTILITIES COMMISSION (OUC) | Indian River Plant | 590511 | 46129213 | 683 | A | 683 | A | 0090008 | 4 | 0.11286 |  | 0.45445 | 0.021725 | 0.021725 | 0.001004 | 0.025287 | 2022 | 36 | 12.4 | 1035 | 13104.8 | 109.2 | 2211 | -80.7826 | 28.4932 | 445 | 125 | 120 |  | 37 | N | Natural Gas, Distillate Fuel Oil | N | N | N | 9999 | N |  | Combustion Turbine | 16 |  | 25000
683_G_B | FL | 12009 | ORLANDO UTILITIES COMMISSION (OUC) | Indian River Plant | 590511 | 46128813 | 683 | B | 683 | B | 0090008 | 7 | 0.05172 |  | 0.15308 | 0.010049 | 0.010049 | 0.000441 | 0.012389 | 2022 | 36 | 12.4 | 1035 | 13104.8 | 109.2 | 2211 | -80.7827 | 28.4929 | 445 | 125 | 120 |  | 37 | N | Natural Gas, Distillate Fuel Oil | N | N | N | 9999 | N |  | Combustion Turbine | 8 |  | 25000
683_G_C | FL | 12009 | ORLANDO UTILITIES COMMISSION (OUC) | Indian River Plant | 590511 | 46129113 | 683 | **C | 683 | C | 0090008 | 5 | 0.61175 |  | 7.0741 | 0.71404 | 0.71404 | 2.0167 | 1.0667 | 2022 | 51 | 22.1 | 1005 | 32837.8 | 85.5 | 2211 | -80.7827 | 28.4926 | 1350 | 125 | 120 |  | 108 | N | Natural Gas, Distillate Fuel Oil | Y | N | N | 9999 | N |  | Combustion Turbine | 259 | 259.35 | 18700
683_G_D | FL | 12009 | ORLANDO UTILITIES COMMISSION (OUC) | Indian River Plant | 590511 | 46129013 | 683 | **D | 683 | D | 0090008 | 6 | 0.80994 |  | 25.3705 | 2.5575 | 2.5575 | 0.3515 | 2.1487 | 2022 | 51 | 22.1 | 1005 | 32837.8 | 85.5 | 2211 | -80.7827 | 28.4922 | 1350 | 125 | 120 |  | 108 | N | Natural Gas, Distillate Fuel Oil | Y | N | N | 9999 | N |  | Combustion Turbine | 979 | 979.3602 | 18700
50887_B_BLR1 | FL | 12011 | WHEELABRATOR SOUTH BROWARD, INC | Wheelabrator South Broward | 716911 | 46339513 |  |  | 50887 | BLR1 | 0112119 | 1 | 30.026 |  | 422.6541 | 11.6176 | 11.6176 | 23.2159 | 3.7926 | 2022 | 195 | 7.5 | 300 | 2816.7 | 63.8 | 562219 | -80.2036 | 26.0689 | 324 | 103 | 270 |  | 18 | N | MSW | N | Y | N | 9999 | N |  | Municipal Solid Waste | 8160 |  | 20528
50887_B_BLR2 | FL | 12011 | WHEELABRATOR SOUTH BROWARD, INC | Wheelabrator South Broward | 716911 | 46339613 |  |  | 50887 | BLR2 | 0112119 | 2 | 28.4347 |  | 414.0946 | 11.2569 | 11.2569 | 22.8399 | 3.6595 | 2022 | 195 | 7.5 | 300 | 2816.7 | 63.8 | 562219 | -80.2036 | 26.0689 | 324 | 103 | 270 |  | 18 | N | MSW | N | Y | N | 9999 | N |  | Municipal Solid Waste | 8191 |  | 20528
50887_B_BLR3 | FL | 12011 | WHEELABRATOR SOUTH BROWARD, INC | Wheelabrator South Broward | 716911 | 46339913 |  |  | 50887 | BLR3 | 0112119 | 3 | 28.7304 | 0.45225 | 406.9517 | 11.1631 | 11.1631 | 22.3707 | 3.6414 | 2022 | 195 | 7.5 | 300 | 2816.7 | 63.8 | 562219 | -80.2036 | 26.0689 | 324 | 103 | 270 |  | 18 | N | MSW | N | Y | N | 9999 | N |  | Municipal Solid Waste | 8356 |  | 20528
613_G_6A | FL | 12011 | FLORIDA POWER & LIGHT COMPANY | Lauderdale | 591711 | 125613013 | 613 | PFL6A | 613 | 6A | 0110037 | 53 | 0.63191 |  | 12.2131 | 1.5607 | 1.5557 | 0.4768 | 0.14131 | 2022 | 87 | 23 | 1086 | 47781.1 | 115 | 2211 | -80.1974 | 26.0705 | 2090 | 125 | 120 |  | 231 | N | Natural Gas, Distillate Fuel Oil | Y | N | N | 9999 | N |  | Combustion Turbine | 445 | 445.09 | 10745
613_G_6B | FL | 12011 | FLORIDA POWER & LIGHT COMPANY | Lauderdale | 591711 | 125612613 | 613 | PFL6B | 613 | 6B | 0110037 | 46 | 0.53069 |  | 6.161 | 0.84188 | 0.8418 | 0.2448 | 0.080085 | 2022 | 87 | 23 | 1086 | 47781.1 | 115 | 2211 | -80.1971 | 26.0749 | 2210 | 125 | 120 |  | 231 | N | Natural Gas, Distillate Fuel Oil | Y | N | N | 9999 | N |  | Combustion Turbine | 217 | 217.61 | 10745
613_G_6C | FL | 12011 | FLORIDA POWER & LIGHT COMPANY | Lauderdale | 591711 | 125612713 | 613 | PFL6C | 613 | 6C | 0110037 | 47 | 1.4096 |  | 13.5475 | 1.6154 | 1.6069 | 0.5154 | 0.14141 | 2022 | 87 | 23 | 1086 | 47781.1 | 115 | 2211 | -80.1974 | 26.0705 | 2210 | 125 | 120 |  | 231 | N | Natural Gas, Distillate Fuel Oil | Y | N | N | 9999 | N |  | Combustion Turbine | 452 | 451.65 | 10745
613_G_6D | FL | 12011 | FLORIDA POWER & LIGHT COMPANY | Lauderdale | 591711 | 125612813 | 613 | PFL6D | 613 | 6D | 0110037 | 48 | 1.4742 |  | 14.6425 | 1.7521 | 1.7414 | 0.5696 | 0.15101 | 2022 | 87 | 23 | 1086 | 47781.1 | 115 | 2211 | -80.1974 | 26.0705 | 2340 | 125 | 120 |  | 231 | N | Natural Gas, Distillate Fuel Oil | Y | N | N | 9999 | N |  | Combustion Turbine | 496 | 495.6001 | 10745
613_G_6E | FL | 12011 | FLORIDA POWER & LIGHT COMPANY | Lauderdale | 591711 | 125612913 | 613 | PFL6E | 613 | 6E | 0110037 | 49 | 0.90932 |  | 13.9749 | 1.6664 | 1.6567 | 0.539 | 0.14438 | 2022 | 87 | 23 | 1086 | 47781.1 | 115 | 2211 | -80.1974 | 26.0705 | 2340 | 125 | 120 |  | 231 | N | Natural Gas, Distillate Fuel Oil | Y | N | N | 9999 | N |  | Combustion Turbine | 474 | 474.62 | 10745
617_G_5A | FL | 12011 | FLORIDA POWER & LIGHT (PPE) | Port Everglades | 591611 | 106523613 | 617 | PECT5A | 617 | 5A | 0110036 | 20 | 12.36 |  | 57.4394 | 51.086 | 51.0857 | 4.6176 | 2.941 | 2022 | 149 | 22 | 195 | 16438.6 | 43.2 | 2211 | -80.1261 | 26.0853 | 2580 | 125 | 120 |  | 271.9 | N | Natural Gas, Distillate Fuel Oil | Y | N | N | 9999 | N |  | Combined Cycle | 7136 | 7135.3477 | 7050
617_G_5B | FL | 12011 | FLORIDA POWER & LIGHT (PPE) | Port Everglades | 591611 | 106523713 | 617 | PECT5B | 617 | 5B | 0110036 | 21 | 11.2285 |  | 58.1999 | 51.5408 | 51.538 | 4.6794 | 2.9672 | 2022 | 149 | 22 | 195 | 16463.4 | 43.3 | 2211 | -80.1261 | 26.0853 | 2580 | 125 | 120 |  | 271.9 | N | Natural Gas, Distillate Fuel Oil | Y | N | N | 9999 | N |  | Combined Cycle | 7257 | 7257.3193 | 7050
617_G_5C | FL | 12011 | FLORIDA POWER & LIGHT (PPE) | Port Everglades | 591611 | 106523813 | 617 | PECT5C | 617 | 5C | 0110036 | 22 | 5.6278 |  | 58.1638 | 52.4738 | 52.4731 | 4.727 | 3.0196 | 2022 | 149 | 22 | 195 | 16229.3 | 42.7 | 2211 | -80.1261 | 26.0853 | 2580 | 125 | 120 |  | 271.9 | N | Natural Gas, Distillate Fuel Oil | Y | N | N | 9999 | N |  | Combined Cycle | 7354 | 7353.499 | 7050
613_G_12 | FL | 12011 | FLORIDA POWER & LIGHT COMPANY |  | 591711 | 46118913 |  |  |  |  | 0110037 | 3 | 0.14401 |  | 0.62218 | 0.011911 | 0.011903 | 0.001034 | 0.000379 | 2022 | 45 | 16.4 | 860 | 10263.2 | 48.3 | 2211 | -80.1973 | 26.0695 | 1400 | 125 | 120 |  |  |  |  | N | N | N |  | N | 613_G_4;613_G_6;613_G_7;613_G_12;613_G_9;613_G_11;613_G_10;613_G_2;613_G_3;613_G_5;613_G_8;613_G_1 |  | 7
628_B_4 | FL | 12017 | DUKE ENERGY FLORIDA, LLC | Crystal River | 640611 | 46478213 | 628 | 4 | 628 | 4 |  |  | 303.3 | 0.44898 | 854.955 | 259.0626 | 233.4886 | 1245.9819 | 2.4776 |  | 550 | 30.5 | 130 | 36753.3 | 50.3 | 2211 | -82.7003 | 28.9596 |  | 125 | 100 |  | 712 | N | Bituminous | Y | N | N | 2034 | N |  | Coal Steam |  | 5804.3994 | 10431
628_B_5 | FL | 12017 | DUKE ENERGY FLORIDA, LLC | Crystal River | 640611 | 46478413 | 628 | 5 | 628 | 5 | 0170004 | 3 | 428.3 | 0.42106 | 1450.6069 | 318.7291 | 289.8111 | 1782.1111 | 3.1803 | 2022 | 550 | 30.5 | 130 | 36753.3 | 50.3 | 2211 | -82.6956 | 28.9675 | 7200 | 125 | 100 |  | 698 | N | Bituminous | Y | N | N | 2034 | N |  | Coal Steam | 6846 | 7064.5098 | 10391
628_G_1GTA | FL | 12017 | DUKE ENERGY FLORIDA, LLC | Crystal River | 640611 | 134840613 | 628 | 1GTA | 628 | 1GTA | 0170004 | 51 | 219 |  | 536.3292 | 41.0294 | 41.0294 | 5.907 | 20.7259 | 2022 | 180 | 22 | 185 | 22570.7 | 59.4 | 2211 | -82.6726 | 28.9665 | 2940 | 125 | 140 |  | 243 | N | Natural Gas | Y | N | N | 9999 | N | 628_G_CC1ST;60138_G_1GTA;60138_G_CC1ST;628_G_1GTA | Combined Cycle | 7659 | 7664.8896 | 7050
628_G_1GTB | FL | 12017 | DUKE ENERGY FLORIDA, LLC | Crystal River | 640611 | 134840713 | 628 | 1GTB | 628 | 1GTB | 0170004 | 52 | 139.4 |  | 511.8084 | 39.4625 | 39.4625 | 5.6666 | 19.9344 | 2022 | 180 | 22 | 185 | 22570.7 | 59.4 | 2211 | -82.6726 | 28.9665 | 2940 | 125 | 140 |  | 242 | N | Natural Gas | Y | N | N | 9999 | N | 628_G_1GTB;60138_G_1GTB | Combined Cycle | 7379 | 7386.3091 | 7050
628_G_2GTA | FL | 12017 | DUKE ENERGY FLORIDA, LLC | Crystal River | 640611 | 134840013 | 628 | 2GTA | 628 | 2GTA | 0170004 | 42 | 249.7 |  | 511.0441 | 39.3686 | 39.3686 | 5.6231 | 19.8869 | 2022 | 180 | 22 | 185 | 22570.7 | 59.4 | 2211 | -82.6726 | 28.9665 | 2940 | 125 | 140 |  | 241 | N | Natural Gas | Y | N | N | 9999 | N | 60138_G_2GTA;60138_G_CC2ST;628_G_CC2ST;628_G_2GTA | Combined Cycle | 7485 | 7492.1104 | 7050
628_G_2GTB | FL | 12017 | DUKE ENERGY FLORIDA, LLC | Crystal River | 640611 | 134840113 | 628 | 2GTB | 628 | 2GTB |  |  | 143.1 |  | 544.9341 | 40.8906 | 40.8906 | 5.9628 | 20.6558 |  | 180 | 22 | 185 | 22570.7 | 59.4 | 2211 | -82.6726 | 28.9665 |  | 125 | 140 |  | 242 | N | Natural Gas | Y | N | N | 9999 | N | 60138_G_2GTB;628_G_2GTB | Combined Cycle |  | 7715.8003 | 7050
667_B_1 | FL | 12031 | JEA-NORTHSIDE/SJRPP | Northside Generating Station | 640211 | 46483513 | 667 | 1A | 667 | 1 | 0310045 | 27 | 114.68 |  | 58.7247 | 19.3956 | 19.3956 | 138.4479 | 1.4724 | 2022 | 495 | 15 | 144 | 11663.3 | 66 | 2211 | -81.5508 | 30.4311 | 2760 | 125 | 100 |  | 293 | N | Bituminous, Petroleum Coke | Y | N | N | 9999 | N |  | Coal Steam | 744 | 743.36 | 10368
667_B_2 | FL | 12031 | JEA-NORTHSIDE/SJRPP | Northside Generating Station | 640211 | 46484313 | 667 | 2A | 667 | 2 | 0310045 | 26 | 468.26 |  | 381.647 | 222.1562 | 222.1562 | 1244.9005 | 20.9434 | 2022 | 495 | 15 | 144 | 11663.3 | 66 | 2211 | -81.5552 | 30.4311 | 2760 | 125 | 100 |  | 293 | N | Bituminous, Petroleum Coke | Y | N | N | 9999 | N |  | Coal Steam | 8121 | 8120.3794 | 10386
56799_G_1 | FL | 12031 | JEA | Greenland Energy Center | 15032711 | 91837113 | 56799 | 1 | 56799 | 1 | 0310561 | 1 | 1.5176 |  | 42.2698 | 9.9319 | 9.9319 | 0.8579 | 3.1596 | 2022 | 115 | 20 | 1111 | 40479.8 | 128.9 | 2211 | -81.5178 | 30.1574 | 1810 | 125 | 120 |  | 178.6 | N | Natural Gas, Distillate Fuel Oil | Y | N | N | 9999 | N |  | Combustion Turbine | 1900 | 1899.4301 | 11206
56799_G_2 | FL | 12031 | JEA | Greenland Energy Center | 15032711 | 91837213 | 56799 | 2 | 56799 | 2 | 0310561 | 2 | 1.5964 |  | 47.1498 | 10.4098 | 10.4098 | 0.9311 | 3.3113 | 2022 | 115 | 20 | 1111 | 40479.8 | 128.9 | 2211 | -81.517 | 30.1579 | 1810 | 125 | 120 |  | 178.6 | N | Natural Gas, Distillate Fuel Oil | Y | N | N | 9999 | N |  | Combustion Turbine | 2013 | 2009.1499 | 11206
666_G_GT37 | FL | 12031 | JEA | J D Kennedy | 557811 | 48173713 | 666 | 7 | 666 | GT37 | 0310047 | 15 | 1.8851 |  | 18.6635 | 3.7691 | 3.7691 | 0.3068 | 1.1992 | 2022 | 90 | 24 | 1116 | 39633.3 | 87.6 | 2211 | -81.6245 | 30.3652 | 1820 | 125 | 120 |  | 178.6 | N | Natural Gas, Distillate Fuel Oil | Y | N | N | 9999 | N |  | Combustion Turbine | 772 | 772.0801 | 12606
666_G_GT38 | FL | 12031 | JEA | J D Kennedy | 557811 | 67248313 | 666 | CT8 | 666 | GT38 | 0310047 | 16 | 2.6962 |  | 31.8974 | 5.9415 | 5.9415 | 0.4742 | 1.8903 | 2022 | 115 | 18 | 1110 | 39983.3 | 157.1 | 2211 | -81.6259 | 30.3648 | 1800 | 125 | 120 |  | 178.6 | N | Natural Gas, Distillate Fuel Oil | Y | N | N | 9999 | N |  | Combustion Turbine | 1304 | 1225.1602 | 12607
667_G_4 | FL | 12031 | JEA-NORTHSIDE/SJRPP | Northside Generating Station | 640211 | 46483413 | 667 | GT4 | 667 | 4 | 0310045 | 7 |  |  | 5.9 |  |  | 0.00991 |  | 2022 | 30 | 12.8 | 800 | 19021.7 | 147.8 | 2211 | -81.5541 | 30.4216 | 901 | 125 | 120 |  | 53 | N | Distillate Fuel Oil | N | N | N | 9999 | N |  | Combustion Turbine | 82 |  | 18618
667_G_5 | FL | 12031 | JEA-NORTHSIDE/SJRPP | Northside Generating Station | 640211 | 46483313 | 667 | GT5 | 667 | 5 | 0310045 | 8 |  |  | 5 |  |  | 0.007903 |  | 2022 | 30 | 12.8 | 800 | 19021.7 | 147.8 | 2211 | -81.5541 | 30.4216 | 901 | 125 | 120 |  | 53 | N | Distillate Fuel Oil | N | N | N | 9999 | N |  | Combustion Turbine | 73 |  | 18626
667_G_6 | FL | 12031 | JEA-NORTHSIDE/SJRPP | Northside Generating Station | 640211 | 46484413 | 667 | GT6 | 667 | 6 | 0310045 | 9 |  |  | 3.3 |  |  | 0.005269 |  | 2022 | 30 | 12.8 | 800 | 19021.7 | 147.8 | 2211 | -81.5541 | 30.4216 | 901 | 125 | 120 |  | 53 | N | Distillate Fuel Oil | N | N | N | 9999 | N |  | Combustion Turbine | 40 |  | 18626
667_G_GT3 | FL | 12031 | JEA-NORTHSIDE/SJRPP | Northside Generating Station | 640211 | 46483713 | 667 | GT3 | 667 | GT3 | 0310045 | 6 |  |  | 6.28 |  |  | 0.009659 |  | 2022 | 30 | 12.8 | 800 | 19021.7 | 147.8 | 2211 | -81.5541 | 30.4216 | 901 | 125 | 120 |  | 53 | N | Distillate Fuel Oil | N | N | N | 9999 | N |  | Combustion Turbine | 76 |  | 18626
667_G_ST3 | FL | 12031 | JEA-NORTHSIDE/SJRPP | Northside Generating Station | 640211 | 46483913 | 667 | 3 | 667 | ST3 | 0310045 | 3 | 163.3734 |  | 1771.486 | 92.9388 | 87.7929 | 281.4675 | 53.0213 | 2022 | 300 | 15.5 | 260 | 28795 | 152.6 | 2211 | -81.5537 | 30.4173 | 5260 | 125 | 100 |  | 524 | N | Natural Gas, Residual Fuel Oil | Y | N | N | 9999 | N | 667_G_ST3;667_B_3 | O/G Steam | 7717 | 7715.4692 | 11615
7846_G_001 | FL | 12031 | JEA | Brandy Branch | 641211 | 46474113 | 7846 | 1 | 7846 | 001 | 0310485 | 1 | 1.0727 |  | 17.3237 | 3.7345 | 3.7345 | 0.2917 | 1.1873 | 2022 | 90 | 18 | 1116 | 39888.3 | 156.8 | 2211 | -81.9484 | 30.3202 | 1620 | 125 | 120 |  | 178.6 | N | Natural Gas, Distillate Fuel Oil | Y | N | N | 9999 | N |  | Combustion Turbine | 795 | 794.9902 | 11516
7846_G_002 | FL | 12031 | JEA | Brandy Branch | 641211 | 46474013 | 7846 | 2 | 7846 | 002 | 0310485 | 2 | 13.96 | 1.5278 | 77.257 | 53.0724 | 53.0724 | 4.8401 | 16.8867 | 2022 | 190 | 18 | 204 | 16820 | 66.1 | 2211 | -81.9479 | 30.3203 | 2080 | 125 | 120 |  | 189.8 | N | Natural Gas, Distillate Fuel Oil | Y | N | N | 9999 | N | 7846_G_002;7846_G_004 | Combined Cycle | 8269 | 8271.0195 | 7052
7846_G_003 | FL | 12031 | JEA | Brandy Branch | 641211 | 46473813 | 7846 | 3 | 7846 | 003 | 0310485 | 3 | 20.32 | 1.5441 | 73.5259 | 53.638 | 53.638 | 4.8541 | 17.0666 | 2022 | 190 | 18 | 204 | 16820 | 66.1 | 2211 | -81.9472 | 30.3203 | 2080 | 125 | 120 |  | 189.8 | N | Natural Gas, Distillate Fuel Oil | Y | N | N | 9999 | N |  | Combined Cycle | 8281 | 8283.2305 | 7052
641_B_4 | FL | 12033 | GULF CLEAN ENERGY CENTER | Gulf Clean Energy Center | 752711 | 46305913 | 641 | 4 | 641 | 4 | 0330045 | 4 | 2.1345 |  | 4.817 | 0.69998 | 0.67482 | 0.0496 | 0.45743 | 2022 | 490 | 35 | 131 | 54700 | 56.9 | 221112 | -87.2268 | 30.5668 | 1100 | 125 | 100 |  | 75 | N | Natural Gas | Y | N | N | 9999 | N |  | O/G Steam | 365 | 364.51 | 11399
641_B_5 | FL | 12033 | GULF CLEAN ENERGY CENTER | Gulf Clean Energy Center | 752711 | 46305813 | 641 | 5 | 641 | 5 | 0330045 | 5 | 2.0213 |  | 4.3831 | 0.66595 | 0.63887 | 0.0467 | 0.42907 | 2022 | 490 | 35 | 131 | 54700 | 56.9 | 221112 | -87.2268 | 30.5668 | 1100 | 125 | 100 |  | 75 | N | Natural Gas | Y | N | N | 9999 | N |  | O/G Steam | 415 | 415.17 | 11274
641_B_6 | FL | 12033 | GULF CLEAN ENERGY CENTER | Gulf Clean Energy Center | 752711 | 46305713 | 641 | 6 | 641 | 6 | 0330045 | 6 | 61.6236 |  | 283.1624 | 19.5141 | 19.5141 | 1.6146 | 14.1221 | 2022 | 490 | 35 | 131 | 54700 | 56.9 | 221112 | -87.2268 | 30.5668 | 3690 | 125 | 100 |  | 299 | N | Natural Gas | Y | N | N | 9999 | N |  | O/G Steam | 3775 | 3774.7605 | 11083
641_B_7 | FL | 12033 | GULF CLEAN ENERGY CENTER | Gulf Clean Energy Center | 752711 | 46305613 | 641 | 7 | 641 | 7 | 0330045 | 7 | 115.2468 |  | 634.1299 | 36.4948 | 36.4948 | 2.9039 | 26.4107 | 2022 | 490 | 35 | 131 | 54700 | 56.9 | 221112 | -87.2268 | 30.5668 | 5520 | 125 | 100 |  | 475 | N | Natural Gas | Y | N | N | 9999 | N |  | O/G Steam | 4307 | 4307.4092 | 10816
10416_G_GEN4 | FL | 12033 | ASCEND PERFORMANCE MATERIALS OPERATIONS | Pensacola Florida Plant | 751411 | 46321213 |  |  | 10416 | GEN4 | 0330040 | 32 | 121.5272 |  | 157.3516 | 33.8656 | 33.8656 | 8.5955 | 3.3069 | 2022 | 100 | 15 | 332 | 13766.7 | 77.9 | 325220 | -87.2502 | 30.599 | 1190 | 173 | 120 |  | 82 | Y | Natural Gas | N | Y | N | 9999 | N |  | Combustion Turbine | 6707 |  | 8700
641_G_8A | FL | 12033 | GULF CLEAN ENERGY CENTER | Gulf Clean Energy Center | 752711 | 156028413 | 641 | 8A | 641 | 8A | 0330045 | 20 | 0.27246 |  | 11.6107 | 6.2035 | 6.0504 | 0.2293 | 0.16172 | 2022 | 88 | 25 | 1152 | 59125 | 120.4 | 221112 | -87.2264 | 30.5668 | 2080 | 125 | 120 |  | 236 | N | Natural Gas | Y | N | N | 9999 | N |  | Combustion Turbine | 388 | 387.53 | 9905
641_G_8B | FL | 12033 | GULF CLEAN ENERGY CENTER | Gulf Clean Energy Center | 752711 | 156028513 | 641 | 8B | 641 | 8B | 0330045 | 21 | 0.21822 |  | 23.7486 | 6.958 | 6.3182 | 0.3673 | 0.15632 | 2022 | 88 | 25 | 1152 | 59125 | 120.4 | 221112 | -87.2264 | 30.5668 | 2080 | 125 | 120 |  | 236 | N | Natural Gas | Y | N | N | 9999 | N |  | Combustion Turbine | 492 | 491.8201 | 9905
641_G_8C | FL | 12033 | GULF CLEAN ENERGY CENTER | Gulf Clean Energy Center | 752711 | 156028613 | 641 | 8C | 641 | 8C | 0330045 | 22 | 0.29305 |  | 10.8214 | 6.0841 | 5.9511 | 0.2216 | 0.15927 | 2022 | 88 | 25 | 1152 | 59125 | 120.4 | 221112 | -87.2264 | 30.5668 | 2080 | 125 | 120 |  | 231.1 | N | Natural Gas | Y | N | N | 9999 | N |  | Combustion Turbine | 382 | 381.44 | 9905
641_G_8D | FL | 12033 | GULF CLEAN ENERGY CENTER | Gulf Clean Energy Center | 752711 | 156028713 | 641 | 8D | 641 | 8D | 0330045 | 23 | 0.286 |  | 22.4794 | 6.8055 | 6.1059 | 0.3676 | 0.14894 | 2022 | 88 | 25 | 1152 | 59125 | 120.4 | 221112 | -87.2264 | 30.5668 | 2080 | 125 | 120 |  | 231.1 | N | Natural Gas | Y | N | N | 9999 | N |  | Combustion Turbine | 449 | 448.2799 | 9905
7380_G_CT1 | FL | 12049 | SEMINOLE ELECTRIC COOPERATIVE, INC. | Midulla Generating Station | 4390111 | 36250013 | 7380 | 1 | 7380 | CT1 | 0490340 | 1 | 1.5132 | 10.8224 | 200.47 | 42.5165 | 42.5165 | 3.8421 | 11.2204 | 2022 | 175 | 18 | 198 | 1693.8 | 6.6535 | 2211 | -81.9629 | 27.6419 | 2240 | 125 | 120 |  | 179 | N | Natural Gas, Distillate Fuel Oil | Y | N | N | 9999 | N |  | Combined Cycle | 8164 | 8164.2197 | 7417
7380_G_CT2 | FL | 12049 | SEMINOLE ELECTRIC COOPERATIVE, INC. | Midulla Generating Station | 4390111 | 36250113 | 7380 | 2 | 7380 | CT2 | 0490340 | 2 | 1.7654 | 11.9067 | 185.6125 | 40.9293 | 40.9293 | 3.6956 | 11.9537 | 2022 | 175 | 18 | 198 | 1693.8 | 6.6535 | 2211 | -81.9629 | 27.6419 | 2240 | 125 | 120 |  | 179 | N | Natural Gas, Distillate Fuel Oil | Y | N | N | 9999 | N | 7380_G_ST3;7380_G_CT2 | Combined Cycle | 7749 | 7749.0786 | 7417
7380_G_GT4 | FL | 12049 | SEMINOLE ELECTRIC COOPERATIVE, INC. | Midulla Generating Station | 4390111 | 67290113 |  |  | 7380 | GT4 | 0490340 | 5 | 9.1039 |  | 19.3052 | 0.0030783 | 0.0020501 | 0.13832 | 2.7166 | 2022 | 60 | 9.5 | 891 | 7148.9 | 100.9 | 2211 | -81.962 | 27.6405 | 676 | 125 | 120 |  | 54 | N | Natural Gas, Distillate Fuel Oil | N | N | N | 9999 | N |  | Combustion Turbine | 1115 |  | 11630
7380_G_GT5 | FL | 12049 | SEMINOLE ELECTRIC COOPERATIVE, INC. | Midulla Generating Station | 4390111 | 67290213 |  |  | 7380 | GT5 | 0490340 | 6 | 10.2175 |  | 29.644 |  |  | 0.23364 | 1.22 | 2022 | 60 | 9.5 | 891 | 7148.9 | 100.9 | 2211 | -81.962 | 27.6405 | 676 | 125 | 120 |  | 54 | N | Natural Gas, Distillate Fuel Oil | N | N | N | 9999 | N |  | Combustion Turbine | 1571 |  | 11630
7380_G_GT6 | FL | 12049 | SEMINOLE ELECTRIC COOPERATIVE, INC. | Midulla Generating Station | 4390111 | 67290313 |  |  | 7380 | GT6 | 0490340 | 7 | 5.0541 |  | 10.5411 |  |  | 0.087378 | 3.5494 | 2022 | 60 | 9.5 | 891 | 7148.9 | 100.9 | 2211 | -81.962 | 27.6405 | 676 | 125 | 120 |  | 54 | N | Natural Gas, Distillate Fuel Oil | N | N | N | 9999 | N |  | Combustion Turbine | 979 |  | 11630
7380_G_GT7 | FL | 12049 | SEMINOLE ELECTRIC COOPERATIVE, INC. | Midulla Generating Station | 4390111 | 67290413 |  |  | 7380 | GT7 | 0490340 | 8 | 7.089 |  | 16.6463 |  |  | 0.13141 | 1.4209 | 2022 | 60 | 9.5 | 891 | 7148.9 | 100.9 | 2211 | -81.962 | 27.6405 | 676 | 125 | 120 |  | 54 | N | Natural Gas, Distillate Fuel Oil | N | N | N | 9999 | N |  | Combustion Turbine | 1033 |  | 11630
7380_G_GT8 | FL | 12049 | SEMINOLE ELECTRIC COOPERATIVE, INC. | Midulla Generating Station | 4390111 | 67290513 |  |  | 7380 | GT8 | 0490340 | 9 | 9.2215 |  | 27.5531 |  |  | 0.19981 | 2.6957 | 2022 | 60 | 9.5 | 891 | 7148.9 | 100.9 | 2211 | -81.962 | 27.6405 | 676 | 125 | 120 |  | 54 | N | Natural Gas, Distillate Fuel Oil | N | N | N | 9999 | N |  | Combustion Turbine | 1405 |  | 11630
50949_G_GEN1 | FL | 12049 | HARDEE POWER PARTNERS LIMITED | Hardee Power Station | 769811 | 46276813 | 50949 | CT1A | 50949 | GEN1 | 0490015 | 1 | 8.9307 |  | 319.7487 | 14.7606 | 14.7602 | 1.346 | 4.6453 | 2022 | 90 | 14.5 | 250 | 12516.7 | 75.8 | 2211 | -81.9636 | 27.6364 | 1270 | 125 | 120 |  | 70 | N | Natural Gas, Distillate Fuel Oil | N | N | N | 9999 | N | 50949_G_GEN3;50949_G_GEN1 | Combined Cycle | 5592 |  | 9235
50949_G_GEN2 | FL | 12049 | HARDEE POWER PARTNERS LIMITED | Hardee Power Station | 769811 | 46277113 | 50949 | CT1B | 50949 | GEN2 | 0490015 | 2 | 6.732 |  | 359.8268 | 15.3454 | 15.345 | 1.3987 | 4.8193 | 2022 | 90 | 14.5 | 250 | 12516.7 | 75.8 | 2211 | -81.9636 | 27.6364 | 1270 | 125 | 120 |  | 70 | N | Natural Gas, Distillate Fuel Oil | N | N | N | 9999 | N |  | Combined Cycle | 5601 |  | 9235
50949_G_GEN4 | FL | 12049 | HARDEE POWER PARTNERS LIMITED | Hardee Power Station | 769811 | 46276913 | 50949 | CT2A | 50949 | GEN4 | 0490015 | 3 | 2.6465 |  | 14.6816 | 0.4447 | 0.43567 | 0.065277 | 0.34272 | 2022 | 75 | 9 | 986 | 23728.7 | 376.3 | 2211 | -81.9636 | 27.6364 | 1270 | 125 | 120 |  | 70 | N | Natural Gas, Distillate Fuel Oil | N | N | N | 9999 | N |  | Combustion Turbine | 254 |  | 13552
50949_G_GEN5 | FL | 12049 | HARDEE POWER PARTNERS LIMITED | Hardee Power Station | 769811 | 46277013 | 50949 | CT2B | 50949 | GEN5 | 0490015 | 5 | 3.4398 |  | 1.6489 |  |  | 0.1424 | 0.23258 | 2022 | 85 | 14.8 | 999 | 24425.3 | 142 | 2211 | -81.9636 | 27.6364 | 1060 | 125 | 120 |  | 85 | N | Natural Gas, Distillate Fuel Oil | Y | N | N | 9999 | N |  | Combustion Turbine | 175 | 168.29 | 13534
55415_G_G101 | FL | 12049 | VANDOLAH POWER COMPANY, LLC | Vandolah Power Station | 588511 | 46159113 | 55415 | GT101 | 55415 | G101 | 0490043 | 1 | 10.2831 |  | 58.2934 | 12.6271 | 12.6271 | 12.4353 | 3.9296 | 2022 | 75 | 23 | 1113 | 44083.3 | 106.1 | 2211 | -81.9238 | 27.5242 | 1740 | 125 | 120 |  | 165.5 | N | Natural Gas, Distillate Fuel Oil | Y | N | N | 9999 | N |  | Combustion Turbine | 2337 | 2306.2185 | 10745
55415_G_G201 | FL | 12049 | VANDOLAH POWER COMPANY, LLC | Vandolah Power Station | 588511 | 46158613 | 55415 | GT201 | 55415 | G201 | 0490043 | 2 | 2.7716 |  | 57.595 | 12.7804 | 12.7804 | 7.3656 | 3.9924 | 2022 | 75 | 23 | 1113 | 44083.3 | 106.1 | 2211 | -81.9238 | 27.5242 | 1740 | 125 | 120 |  | 165.5 | N | Natural Gas, Distillate Fuel Oil | Y | N | N | 9999 | N |  | Combustion Turbine | 2368 | 2346.96 | 10745
55415_G_G301 | FL | 12049 | VANDOLAH POWER COMPANY, LLC | Vandolah Power Station | 588511 | 46158713 | 55415 | GT301 | 55415 | G301 | 0490043 | 3 | 4.0167 |  | 57.6268 | 12.816 | 12.816 | 18.2988 | 4.008 | 2022 | 75 | 23 | 1113 | 44083.3 | 106.1 | 2211 | -81.9238 | 27.5242 | 1740 | 125 | 120 |  | 165.5 | N | Natural Gas, Distillate Fuel Oil | Y | N | N | 9999 | N |  | Combustion Turbine | 2362 | 2329.6013 | 10745
55415_G_G401 | FL | 12049 | VANDOLAH POWER COMPANY, LLC | Vandolah Power Station | 588511 | 46159013 | 55415 | GT401 | 55415 | G401 | 0490043 | 4 | 3.1793 |  | 62.6292 | 13.4807 | 13.4807 | 7.5916 | 4.2134 | 2022 | 75 | 23 | 1113 | 44083.3 | 106.1 | 2211 | -81.9238 | 27.5242 | 1610 | 125 | 120 |  | 163.5 | N | Natural Gas, Distillate Fuel Oil | Y | N | N | 9999 | N |  | Combustion Turbine | 2506 | 2469.1892 | 10745
50482_B_B7 | FL | 12051 | U.S. SUGAR CORPORATION | Clewiston Sugar House | 769911 | 46276413 |  |  | 50482 | B7 | 0510003 | 14 | 702.1157 |  | 334.8693 | 43.4164 | 38.9351 | 58.2119 | 37.1601 | 2022 | 72 | 6.4 | 426 | 1936.3 | 60.1 | 311314 | -80.9387 | 26.7351 | 812 | 154 | 100 |  | 20 | Y | Biomass | N | Y | N | 9999 | N |  | Biomass | 5708 |  | 6956
50482_B_B8 | FL | 12051 | U.S. SUGAR CORPORATION | Clewiston Sugar House | 769911 | 67299413 |  |  | 50482 | B8 | 0510003 | 28 | 939.2633 | 162.4399 | 393.4993 | 65.2137 | 60.7389 | 99.5968 | 34.537 | 2022 | 199 | 13 | 330 | 6666.7 | 50.2 | 311314 | -80.9386 | 26.735 | 1030 | 154 | 100 |  | 20 | Y | Biomass | N | Y | N | 9999 | N |  | Biomass | 7273 |  | 6956
624_G_P2 | FL | 12055 | DUKE ENERGY FLORIDA, LLC |  | 4288311 | 36198913 | 624 | P2 |  |  | 0550003 | 4 | 0.015508 |  | 4.1355 | 0.053245 | 0.052023 | 0.12829 | 0.001927 | 2020 | 55 | 10 | 850 | 33333.3 | 424.4 | 2211 | -81.4925 | 27.5792 | 563 | 125 | 120 |  |  |  |  | N | N | N |  | N
624_G_P1 | FL | 12055 | DUKE ENERGY FLORIDA, LLC |  | 4288311 | 36198813 | 624 | P1 |  |  | 0550003 | 3 | 0.031033 |  | 0.1211 | 0.002498 | 0.002498 | 0 | 0.000795 | 2020 | 55 | 10 | 850 | 33333.3 | 424 | 2211 | -81.4925 | 27.5792 | 563 | 125 | 120 |  |  |  |  | N | N | N |  | N
50858_B_MWC1B | FL | 12057 | HILLSBOROUGH CTY. RESOURCE RECOVERY FAC. | Hillsborough County Resource Recovery | 920211 | 46521113 |  |  | 50858 | MWC1B | 0570261 | 1 | 9.7673 |  | 134.3477 | 15.1622 | 13.2035 | 5.2198 |  | 2022 | 220 | 5.4 | 290 | 1481.2 | 64.2 | 562219 | -82.3407 | 27.9547 | 172 | 103 | 270 |  | 10.5 | N | MSW | N | Y | N | 9999 | N |  | Municipal Solid Waste | 7261 |  | 21246
50858_B_MWC2C | FL | 12057 | HILLSBOROUGH CTY. RESOURCE RECOVERY FAC. | Hillsborough County Resource Recovery | 920211 | 46520613 |  |  | 50858 | MWC2C | 0570261 | 2 | 11.5056 |  | 143.5489 | 27.8961 | 24.2924 | 12.2919 |  | 2022 | 220 | 5.4 | 290 | 1481.2 | 64.2 | 562219 | -82.3407 | 27.9547 | 172 | 103 | 270 |  | 10.5 | N | MSW | N | Y | N | 9999 | N |  | Municipal Solid Waste | 7763 |  | 21246
50858_B_MWC3D | FL | 12057 | HILLSBOROUGH CTY. RESOURCE RECOVERY FAC. | Hillsborough County Resource Recovery | 920211 | 46520813 |  |  | 50858 | MWC3D | 0570261 | 3 | 11.7784 |  | 184.5973 | 27.571 | 24.0093 | 6.2948 |  | 2022 | 220 | 5.4 | 290 | 1481.2 | 64.2 | 562219 | -82.3407 | 27.9547 | 172 | 103 | 270 |  | 10.5 | N | MSW | N | Y | N | 9999 | N |  | Municipal Solid Waste | 7816 |  | 21246
50858_B_MWC4E | FL | 12057 | HILLSBOROUGH CTY. RESOURCE RECOVERY FAC. | Hillsborough County Resource Recovery | 920211 | 67270713 |  |  | 50858 | MWC4E | 0570261 | 107 | 25.303 | 2.9211 | 139.3616 | 15.9604 | 15.5877 | 10.8713 |  | 2022 | 220 | 7.4 | 270 | 2226.8 | 51.8 | 562219 | -82.3407 | 27.9547 | 288 | 103 | 270 |  | 10.5 | N | MSW | N | Y | N | 9999 | N | 50858_B_MWC4E;50858_G_GEN2 | Municipal Solid Waste | 7669 |  | 21246
50875_B_1 | FL | 12057 | MCKAY BAY REFUSE-TO-ENERGY FACILITY | McKay Bay Facility | 640811 | 46476113 |  |  | 50875 | 1 | 0570127 | 103 | 2.8819 |  | 68.505 | 3.7014 | 3.7014 | 1.3097 |  | 2022 | 201 | 4.2 | 315 | 1014.9 | 73.3 | 562219 | -82.421 | 27.9493 | 120 | 103 | 270 |  | 4.5 | N | MSW | N | Y | N | 9999 | N |  | Municipal Solid Waste | 8116 |  | 22303
50875_B_2 | FL | 12057 | MCKAY BAY REFUSE-TO-ENERGY FACILITY | McKay Bay Facility | 640811 | 46476213 |  |  | 50875 | 2 | 0570127 | 104 | 2.6834 |  | 63.7733 | 3.4873 | 3.4873 | 1.2194 |  | 2022 | 201 | 4.2 | 315 | 1014.9 | 73.3 | 562219 | -82.421 | 27.9493 | 120 | 103 | 270 |  | 4.5 | N | MSW | N | Y | N | 9999 | N |  | Municipal Solid Waste | 7576 |  | 22303
50875_B_3 | FL | 12057 | MCKAY BAY REFUSE-TO-ENERGY FACILITY | McKay Bay Facility | 640811 | 46476313 |  |  | 50875 | 3 | 0570127 | 105 | 2.8013 |  | 66.5952 | 3.581 | 3.581 | 1.2731 |  | 2022 | 201 | 4.2 | 315 | 1014.9 | 73.3 | 562219 | -82.421 | 27.9493 | 120 | 103 | 270 |  | 4.5 | N | MSW | N | Y | N | 9999 | N |  | Municipal Solid Waste | 7879 |  | 22303
50875_B_4 | FL | 12057 | MCKAY BAY REFUSE-TO-ENERGY FACILITY | McKay Bay Facility | 640811 | 46476013 |  |  | 50875 | 4 | 0570127 | 106 | 2.8401 |  | 67.5057 | 3.6618 | 3.6618 | 1.2907 |  | 2022 | 201 | 4.2 | 315 | 1014.9 | 73.3 | 562219 | -82.421 | 27.9493 | 120 | 103 | 270 |  | 4.5 | N | MSW | N | Y | N | 9999 | N |  | Municipal Solid Waste | 8035 |  | 22303
645_B_BB04 | FL | 12057 | TAMPA ELECTRIC COMPANY (TEC) | Big Bend | 538611 | 48398913 | 645 | BB04 | 645 | BB04 | 0570039 | 4 | 318.62 | 12.035 | 613.6149 | 49.14 | 49.14 | 959.3549 | 2.801 | 2022 | 490 | 24 | 127 | 26904.2 | 59.5 | 2211 | -82.4033 | 27.7944 | 4330 | 125 | 100 |  | 437 | N | Bituminous, Natural Gas | Y | N | N | 9999 | N |  | Coal Steam | 6182 | 6155.9722 | 10792
645_G_GT4 | FL | 12057 | TAMPA ELECTRIC COMPANY (TEC) | Big Bend | 538611 | 67261513 | 645 | CT4A | 645 | GT4 | 0570039 | 41 | 1.557 |  | 1.1407 | 0.064459 | 0.063162 | 0.008 | 0.032561 | 2022 | 60 | 9.5 | 893 | 7179 | 101.3 | 2211 | -82.4032 | 27.7953 | 343 | 125 | 120 |  | 56 | N | Natural Gas, Distillate Fuel Oil | Y | N | N | 9999 | N |  | Combustion Turbine | 138 | 95.78 | 11825
645_G_GT5 | FL | 12057 | TAMPA ELECTRIC COMPANY (TEC) | Big Bend | 538611 | 156029813 | 645 | BB05 | 645 | GT5 | 0570039 | 58 | 50.2858 |  | 128.9224 | 10.6566 | 10.6566 | 1.7191 | 4.9953 | 2022 | 142 | 25 | 1094 | 65217.0346 | 132.9 | 2211 | -82.4032 | 27.7953 |  | 125 | 999 |  | 360 | N | Natural Gas | Y | N | N | 9999 | N |  | Combined Cycle | 1719 | 2371.7598 | 7050
645_G_GT6 | FL | 12057 | TAMPA ELECTRIC COMPANY (TEC) | Big Bend | 538611 | 156029913 | 645 | BB06 | 645 | GT6 | 0570039 | 59 | 50.9288 |  | 161.5563 | 10.7929 | 10.7929 | 1.8245 | 5.0592 | 2022 | 142 | 25 | 1094 | 65217.0346 | 132.9 | 2211 | -82.4032 | 27.7953 |  | 125 | 999 |  | 360 | N | Natural Gas | Y | N | N | 9999 | N |  | Combined Cycle | 1922 | 2541.2803 | 7050
7873_G_1A | FL | 12057 | TAMPA ELECTRIC COMPANY | H L Culbreath Bayside Power Station | 901211 | 67261713 | 7873 | CT1A | 7873 | 1A | 0570040 | 20 | 25.6 | 3.2586 | 43.7744 | 23.4852 | 23.4852 | 2.0276 | 16.8226 | 2022 | 150 | 19 | 212 | 16979.8 | 59.9 | 2211 | -82.4202 | 27.907 | 1820 | 125 | 120 |  | 168 | N | Natural Gas | Y | N | N | 9999 | N | 7873_G_1ST;7873_G_1A | Combined Cycle | 5104 | 5009.0703 | 7524
7873_G_1B | FL | 12057 | TAMPA ELECTRIC COMPANY | H L Culbreath Bayside Power Station | 901211 | 67261813 | 7873 | CT1B | 7873 | 1B | 0570040 | 21 | 23.9 | 2.6331 | 44.2774 | 25.2184 | 25.2184 | 2.172 | 16.024 | 2022 | 150 | 19 | 212 | 16979.8 | 59.9 | 2211 | -82.4202 | 27.907 | 1820 | 125 | 120 |  | 168 | N | Natural Gas | Y | N | N | 9999 | N |  | Combined Cycle | 5393 | 5319.5 | 7524
7873_G_1C | FL | 12057 | TAMPA ELECTRIC COMPANY | H L Culbreath Bayside Power Station | 901211 | 67261913 | 7873 | CT1C | 7873 | 1C | 0570040 | 22 | 26.79 | 2.0681 | 43.4734 | 23.2155 | 23.2155 | 1.9996 | 15.7367 | 2022 | 150 | 19 | 212 | 16979.8 | 59.9 | 2211 | -82.4202 | 27.907 | 1820 | 125 | 120 |  | 168 | N | Natural Gas | Y | N | N | 9999 | N |  | Combined Cycle | 5151 | 5076.0703 | 7524
7873_G_2A | FL | 12057 | TAMPA ELECTRIC COMPANY | H L Culbreath Bayside Power Station | 901211 | 67262013 | 7873 | CT2A | 7873 | 2A | 0570040 | 23 | 18.78 | 2.8251 | 49.2089 | 27.7256 | 27.7256 | 2.42 | 19.5718 | 2022 | 150 | 19 | 212 | 16979.8 | 59.9 | 2211 | -82.4202 | 27.907 | 1820 | 125 | 120 |  | 170 | N | Natural Gas | Y | N | N | 9999 | N | 7873_G_2ST;7873_G_2A | Combined Cycle | 6096 | 5992.4902 | 7524
7873_G_2B | FL | 12057 | TAMPA ELECTRIC COMPANY | H L Culbreath Bayside Power Station | 901211 | 67262113 | 7873 | CT2B | 7873 | 2B | 0570040 | 24 | 22.7 | 4.6411 | 55.1088 | 30.2592 | 30.2592 | 2.6503 | 18.1779 | 2022 | 150 | 19 | 212 | 16979.8 | 59.9 | 2211 | -82.4202 | 27.907 | 1820 | 125 | 120 |  | 170 | N | Natural Gas | Y | N | N | 9999 | N |  | Combined Cycle | 6538 | 6449.1885 | 7524
7873_G_2C | FL | 12057 | TAMPA ELECTRIC COMPANY | H L Culbreath Bayside Power Station | 901211 | 67262213 | 7873 | CT2C | 7873 | 2C | 0570040 | 25 | 20.8 | 3.6636 | 48.536 | 27.51 | 27.51 | 2.3993 | 18.2532 | 2022 | 150 | 19 | 212 | 16979.8 | 59.9 | 2211 | -82.4202 | 27.907 | 1820 | 125 | 120 |  | 170 | N | Natural Gas | Y | N | N | 9999 | N |  | Combined Cycle | 5923 | 5843.6802 | 7524
7873_G_2D | FL | 12057 | TAMPA ELECTRIC COMPANY | H L Culbreath Bayside Power Station | 901211 | 67262313 | 7873 | CT2D | 7873 | 2D | 0570040 | 26 | 24.5 | 5.4366 | 49.2035 | 29.1314 | 29.1314 | 2.5429 | 20.4691 | 2022 | 150 | 19 | 212 | 16979.8 | 59.9 | 2211 | -82.4202 | 27.907 | 1820 | 125 | 120 |  | 170 | N | Natural Gas | Y | N | N | 9999 | N |  | Combined Cycle | 6283 | 6185.2607 | 7524
7873_G_3 | FL | 12057 | TAMPA ELECTRIC COMPANY | H L Culbreath Bayside Power Station | 901211 | 67262513 | 7873 | CT3B | 7873 | 3 | 0570040 | 32 | 1.406 |  | 1.3608 | 0.22067 | 0.21623 | 0.0099 | 0.03209 | 2022 | 60 | 9.5 | 893 | 7179 | 101.3 | 2211 | -82.4139 | 27.9076 | 343 | 125 | 120 |  | 56 | N | Natural Gas | Y | N | N | 9999 | N |  | Combustion Turbine | 153 | 113.91 | 11482
7873_G_4 | FL | 12057 | TAMPA ELECTRIC COMPANY | H L Culbreath Bayside Power Station | 901211 | 67262713 | 7873 | CT4B | 7873 | 4 | 0570040 | 34 | 2.153 |  | 2.1417 | 0.35751 | 0.35032 | 0.0169 | 0.051989 | 2022 | 60 | 9.5 | 893 | 7179 | 101.3 | 2211 | -82.4136 | 27.9076 | 343 | 125 | 120 |  | 56 | N | Natural Gas | Y | N | N | 9999 | N |  | Combustion Turbine | 261 | 190.21 | 11482
7873_G_5 | FL | 12057 | TAMPA ELECTRIC COMPANY | H L Culbreath Bayside Power Station | 901211 | 67262913 | 7873 | CT5B | 7873 | 5 | 0570040 | 36 | 2.914 |  | 2.5599 | 0.38459 | 0.37685 | 0.017 | 0.055928 | 2022 | 60 | 9.5 | 893 | 7179 | 101.3 | 2211 | -82.4128 | 27.9076 | 343 | 125 | 120 |  | 56 | N | Natural Gas | Y | N | N | 9999 | N |  | Combustion Turbine | 278 | 205.3999 | 11482
7873_G_6 | FL | 12057 | TAMPA ELECTRIC COMPANY | H L Culbreath Bayside Power Station | 901211 | 67263113 | 7873 | CT6B | 7873 | 6 | 0570040 | 38 | 2.686 |  | 2.2093 | 0.34365 | 0.33674 | 0.0153 | 0.049974 | 2022 | 60 | 9.5 | 893 | 7179 | 101.3 | 2211 | -82.4125 | 27.9076 | 343 | 125 | 120 |  | 56 | N | Natural Gas | Y | N | N | 9999 | N |  | Combustion Turbine | 248 | 182.22 | 11482
645_B_BB03 | FL | 12057 | TAMPA ELECTRIC COMPANY (TEC) |  | 538611 | 48398013 | 645 | BB03 |  |  | 0570039 | 3 | 251.9324 | 3.2576 | 267.7692 | 23.239 | 23.239 | 33.3903 | 5.6418 | 2022 | 490 | 24 | 308 | 23162.3 | 51.2 | 2211 | -82.4033 | 27.7944 | 4120 | 125 | 100 |  |  |  |  | Y | N | N |  | N |  |  | 3495 | 3476.74
7873_G_5a | FL | 12057 | TAMPA ELECTRIC COMPANY |  | 901211 | 67262813 | 7873 | CT5A |  |  | 0570040 | 35 | 2.476 |  | 2.367 | 0.37806 | 0.37045 | 0.0167 | 0.054978 | 2022 | 60 | 9.5 | 893 | 7179 | 101.3 | 2211 | -82.4128 | 27.9075 | 343 | 125 | 120 |  |  |  |  | Y | N | N |  | N |  |  | 273 | 203.47
7873_G_6a | FL | 12057 | TAMPA ELECTRIC COMPANY |  | 901211 | 67263013 | 7873 | CT6A |  |  | 0570040 | 37 | 2.18 |  | 2.0344 | 0.33076 | 0.32411 | 0.0142 | 0.0481 | 2022 | 60 | 9.5 | 893 | 7179 | 101.3 | 2211 | -82.4125 | 27.9075 | 343 | 125 | 120 |  |  |  |  | Y | N | N |  | N |  |  | 238 | 172.46
7873_G_4a | FL | 12057 | TAMPA ELECTRIC COMPANY |  | 901211 | 67262613 | 7873 | CT4A |  |  | 0570040 | 33 | 1.368 |  | 2.1525 | 0.36737 | 0.35998 | 0.0167 | 0.053424 | 2022 | 60 | 9.5 | 893 | 7179 | 101.3 | 2211 | -82.4136 | 27.9075 | 343 | 125 | 120 |  |  |  |  | Y | N | N |  | N |  |  | 268 | 193.79
645_G_GT4x | FL | 12057 | TAMPA ELECTRIC COMPANY (TEC) |  | 538611 | 67261613 | 645 | CT4B |  |  | 0570039 | 42 | 1.977 |  | 1.4198 | 0.077236 | 0.075683 | 0.0102 | 0.039015 | 2022 | 60 | 9.5 | 893 | 7179 | 101.3 | 2211 | -82.4032 | 27.7953 | 343 | 125 | 120 |  |  |  |  | Y | N | N |  | N |  |  | 162 | 117.97
7873_G_3a | FL | 12057 | TAMPA ELECTRIC COMPANY |  | 901211 | 67262413 | 7873 | CT3A |  |  |  |  | 1.493 |  | 1.5065 | 0.23264 | 0.22797 | 0.0105 | 0.033831 |  | 60 | 9.5 | 893 | 7179 | 101.3 | 2211 | -82.4138 | 27.9075 |  | 125 | 120 |  |  |  |  | Y | N | N |  | N |  |  |  | 123.69
50629_B_1 | FL | 12069 | COVANTA LAKE II, INC. | Covanta Lake County Energy | 552811 | 48257713 |  |  | 50629 | 1 | 0690046 | 1 | 12.7754 |  | 166.6286 | 0.78515 | 0.68749 | 1.4969 | 0.033173 | 2022 | 199 | 4.3 | 270 | 990 | 68.2 | 562219 | -81.8894 | 28.7397 | 120 | 103 | 270 |  | 6.2 | N | MSW | N | Y | N | 9999 | N |  | Municipal Solid Waste | 8252 |  | 20791
50629_B_2 | FL | 12069 | COVANTA LAKE II, INC. | Covanta Lake County Energy | 552811 | 48257813 |  |  | 50629 | 2 | 0690046 | 2 | 6.8865 |  | 158.821 | 1.374 | 1.1913 | 1.3417 | 0.02302 | 2022 | 199 | 4.3 | 270 | 990 | 68.2 | 562219 | -81.8894 | 28.7397 | 120 | 103 | 270 |  | 6.2 | N | MSW | N | Y | N | 9999 | N |  | Municipal Solid Waste | 8263 |  | 20791
52010_B_BLR1 | FL | 12071 | LEE COUNTY DEPT. OF SOLID WASTE MGT. | Lee County Solid Waste Energy | 922411 | 46493013 |  |  | 52010 | BLR1 | 0710119 | 1 | 22.33 | 1.36 | 261.57 | 13.613 | 13.5045 | 8.7 |  | 2022 | 275 | 6.2 | 240 | 1949.1 | 64.6 | 562219 | -81.7614 | 26.6319 | 275 | 103 | 270 |  | 19.5 | N | MSW | N | Y | N | 9999 | N |  | Municipal Solid Waste | 7673 |  | 17531
52010_B_BLR2 | FL | 12071 | LEE COUNTY DEPT. OF SOLID WASTE MGT. | Lee County Solid Waste Energy | 922411 | 46492913 |  |  | 52010 | BLR2 | 0710119 | 2 | 21.24 | 1.22 | 267.41 | 14.498 | 14.4198 | 12.3 |  | 2022 | 275 | 6.2 | 240 | 1949.1 | 64.6 | 562219 | -81.7614 | 26.6319 | 275 | 103 | 270 |  | 19.5 | N | MSW | N | Y | N | 9999 | N |  | Municipal Solid Waste | 7762 |  | 17531
52010_B_BLR3 | FL | 12071 | LEE COUNTY DEPT. OF SOLID WASTE MGT. | Lee County Solid Waste Energy | 922411 | 67305013 |  |  | 52010 | BLR3 | 0710119 | 6 | 19.25 | 0.93 | 172.78 | 13.692 | 13.5903 | 14.0001 |  | 2022 | 276 | 6.2 | 270 | 2596.7 | 86.8 | 562219 | -81.7614 | 26.6319 | 292 | 103 | 270 |  | 16 | N | MSW | N | Y | N | 9999 | N |  | Municipal Solid Waste | 7367 |  | 17737
612_G_2A | FL | 12071 | FLORIDA POWER & LIGHT | Fort Myers | 922311 | 46494313 | 612 | FMCT2A | 612 | 2A | 0710002 | 18 | 6.6901 |  | 157.2197 | 40.8841 | 40.8841 | 3.7365 | 2.2982 | 2022 | 125 | 19 | 220 | 19936 | 70.3 | 2211 | -81.7831 | 26.6967 | 1780 | 125 | 140 |  | 199.5 | N | Natural Gas | Y | N | N | 9999 | N | 612_G_2A;612_G_ST1 | Combined Cycle | 7476 | 7476.0776 | 7225
612_G_2B | FL | 12071 | FLORIDA POWER & LIGHT | Fort Myers | 922311 | 46494213 | 612 | FMCT2B | 612 | 2B | 0710002 | 19 | 6.419 |  | 137.1153 | 40.1948 | 40.1948 | 3.6766 | 2.2594 | 2022 | 125 | 19 | 220 | 19936 | 70.3 | 2211 | -81.7831 | 26.6967 | 1780 | 125 | 140 |  | 197.4 | N | Natural Gas | Y | N | N | 9999 | N |  | Combined Cycle | 7471 | 7470.4912 | 7225
612_G_2C | FL | 12071 | FLORIDA POWER & LIGHT | Fort Myers | 922311 | 46494413 | 612 | FMCT2C | 612 | 2C | 0710002 | 20 | 16.9054 |  | 152.0031 | 40.4407 | 40.4407 | 3.6961 | 2.2733 | 2022 | 125 | 19 | 220 | 19936 | 70.3 | 2211 | -81.7831 | 26.6967 | 1780 | 125 | 140 |  | 197.4 | N | Natural Gas | Y | N | N | 9999 | N |  | Combined Cycle | 7547 | 7547.04 | 7225
612_G_2D | FL | 12071 | FLORIDA POWER & LIGHT | Fort Myers | 922311 | 46494613 | 612 | FMCT2D | 612 | 2D | 0710002 | 21 | 6.5336 |  | 118.2504 | 35.0584 | 35.0584 | 3.2108 | 1.9707 | 2022 | 125 | 19 | 220 | 19936 | 70.3 | 2211 | -81.7831 | 26.6967 | 1780 | 125 | 140 |  | 197.4 | N | Natural Gas | Y | N | N | 9999 | N | 612_G_ST2;612_G_2D | Combined Cycle | 6506 | 6505.8779 | 7225
612_G_2E | FL | 12071 | FLORIDA POWER & LIGHT | Fort Myers | 922311 | 46494013 | 612 | FMCT2E | 612 | 2E | 0710002 | 22 | 5.7447 |  | 140.6503 | 39.995 | 39.995 | 3.6649 | 2.2482 | 2022 | 125 | 19 | 220 | 19936 | 70.3 | 2211 | -81.7831 | 26.6967 | 1780 | 125 | 140 |  | 197.4 | N | Natural Gas | Y | N | N | 9999 | N |  | Combined Cycle | 7294 | 7293.9502 | 7225
612_G_2F | FL | 12071 | FLORIDA POWER & LIGHT | Fort Myers | 922311 | 46494513 | 612 | FMCT2F | 612 | 2F | 0710002 | 23 | 5.2977 |  | 141.5828 | 38.4231 | 38.4231 | 3.5179 | 2.1598 | 2022 | 125 | 19 | 220 | 19936 | 70.3 | 2211 | -81.7831 | 26.6967 | 1780 | 125 | 160 |  | 197.4 | N | Natural Gas | Y | N | N | 9999 | N |  | Combined Cycle | 7081 | 7080.5093 | 7225
612_G_9 | FL | 12071 | FLORIDA POWER & LIGHT | Fort Myers | 922311 | 67302513 | 612 | GFM09 | 612 | 9 | 0710002 | 11 | 0.40185 |  | 2.5499 | 0.026184 | 0.017449 | 2.6438 | 0.002168 | 2022 | 32 | 11.4 | 975 | 19333.3 | 189.4 | 2211 | -81.7831 | 26.6967 | 895 | 125 | 120 |  | 54 | N | Distillate Fuel Oil | N | N | N | 9999 | N |  | Combustion Turbine | 20 |  | 11565
612_G_CT1 | FL | 12071 | FLORIDA POWER & LIGHT | Fort Myers | 922311 | 67302913 | 612 | PFM3A | 612 | CT1 | 0710002 | 27 | 0.33986 |  | 14.623 | 2.6443 | 2.6443 | 2.5661 | 0.16292 | 2022 | 80 | 20.5 | 1116 | 39824.4 | 120.7 | 2211 | -81.7831 | 26.6967 | 1600 | 125 | 120 |  | 182 | N | Natural Gas, Distillate Fuel Oil | Y | N | N | 9999 | N |  | Combustion Turbine | 364 | 363.88 | 11544
612_G_CT2 | FL | 12071 | FLORIDA POWER & LIGHT | Fort Myers | 922311 | 67303013 | 612 | PFM3B | 612 | CT2 |  |  | 0.1853 |  | 20.8621 | 2.7541 | 2.7541 | 4.7583 | 0.13578 |  | 80 | 20.5 | 1116 | 39824.4 | 120.7 | 2211 | -81.7831 | 26.6967 |  | 125 | 120 |  | 182 | N | Natural Gas, Distillate Fuel Oil | Y | N | N | 9999 | N |  | Combustion Turbine |  | 479.4899 | 11544
612_G_GT1 | FL | 12071 | FLORIDA POWER & LIGHT | Fort Myers | 922311 | 67301813 | 612 | GFM01 | 612 | GT1 | 0710002 | 3 | 0.15135 |  | 0.96745 | 0.0098618 | 0.0065718 | 0.99573 | 0.000816 | 2022 | 32 | 11.4 | 975 | 19333.3 | 189.4 | 2211 | -81.7831 | 26.6967 | 895 | 125 | 120 |  | 54 | N | Distillate Fuel Oil | N | N | N | 9999 | N |  | Combustion Turbine | 7 |  | 11565
612_G_PFM3C | FL | 12071 | FLORIDA POWER & LIGHT | Fort Myers | 922311 | 125617813 | 612 | PFM3C | 612 | PFM3C | 0710002 | 34 | 1.9757 |  | 20.8443 | 1.963 | 1.9368 | 5.2038 | 0.19465 | 2022 | 100 | 23 | 1087 | 47776.5 | 115 | 2211 | -81.7831 | 26.6967 | 2450 | 125 | 120 |  | 231 | N | Natural Gas, Distillate Fuel Oil | Y | N | N | 9999 | N |  | Combustion Turbine | 566 | 565.5999 | 10969
612_G_PFM3D | FL | 12071 | FLORIDA POWER & LIGHT | Fort Myers | 922311 | 125617913 | 612 | PFM3D | 612 | PFM3D | 0710002 | 35 | 1.8223 |  | 21.2412 | 2.2159 | 2.1948 | 4.2941 | 0.19149 | 2022 | 100 | 23 | 1087 | 47776.5 | 115 | 2211 | -81.7831 | 26.6967 | 2450 | 125 | 120 |  | 231 | N | Natural Gas, Distillate Fuel Oil | Y | N | N | 9999 | N |  | Combustion Turbine | 635 | 634.0298 | 10969
688_G_CT 2A | FL | 12073 | CITY OF TALLAHASSEE | Arvah B Hopkins | 715111 | 67190613 | 688 | 2A | 688 | CT 2A | 0730003 | 33 | 20.8 | 0.39522 | 86.8966 | 35.2823 | 35.2823 | 3.1806 | 11.2613 | 2022 | 150 | 18 | 188 | 16935 | 66.6 | 2211 | -84.4 | 30.4522 | 1900 | 125 | 120 |  | 159 | N | Natural Gas, Distillate Fuel Oil | Y | N | N | 9999 | N | 688_G_CT 2A;688_G_2 | Combined Cycle | 8233 | 8220.5605 | 7905
688_G_GT3 | FL | 12073 | CITY OF TALLAHASSEE | Arvah B Hopkins | 715111 | 67190413 | 688 | HC3 | 688 | GT3 | 0730003 | 31 | 2.895 | 0.42811 | 1.5528 | 0.7911 | 0.79004 | 4.3488 | 0.23571 | 2022 | 85 | 10 | 825 | 10020 | 127.6 | 2211 | -84.3995 | 30.452 | 445 | 125 | 120 |  | 46 | N | Natural Gas, Distillate Fuel Oil | Y | N | N | 9999 | N |  | Combustion Turbine | 651 | 560.6 | 10745
688_G_GT4 | FL | 12073 | CITY OF TALLAHASSEE | Arvah B Hopkins | 715111 | 67190513 | 688 | HC4 | 688 | GT4 | 0730003 | 32 | 2.3138 | 0.34151 | 1.4439 | 0.63876 | 0.63771 | 4.2021 | 0.18794 | 2022 | 85 | 10 | 825 | 10020 | 127.6 | 2211 | -84.3995 | 30.452 | 445 | 125 | 120 |  | 46 | N | Natural Gas, Distillate Fuel Oil | Y | N | N | 9999 | N |  | Combustion Turbine | 513 | 443.56 | 10745
688_G_IC1 | FL | 12073 | CITY OF TALLAHASSEE | Arvah B Hopkins | 715111 | 134846513 |  |  | 688 | IC1 | 0730003 | 36 | 2.5196 | 0.035115 | 2.4854 | 4.3141 | 4.3141 | 0.031413 | 1.0269 | 2022 | 75 | 5.3 | 684 | 2049.4 | 94.7 | 2211 | -84.3995 | 30.452 | 161 | 125 | 160 |  | 18.5 | N | Natural Gas | N | N | N | 9999 | N |  | Combustion Turbine | 2692 |  | 10745
688_G_IC2 | FL | 12073 | CITY OF TALLAHASSEE | Arvah B Hopkins | 715111 | 134846613 |  |  | 688 | IC2 | 0730003 | 37 | 2.2127 | 0.020678 | 2.1769 | 3.7007 | 3.7007 | 0.029041 | 0.9239 | 2022 | 75 | 5.3 | 684 | 2049.4 | 94.7 | 2211 | -84.3995 | 30.452 | 161 | 125 | 160 |  | 18.5 | N | Natural Gas | N | N | N | 9999 | N |  | Combustion Turbine | 2286 |  | 10745
688_G_IC3 | FL | 12073 | CITY OF TALLAHASSEE | Arvah B Hopkins | 715111 | 134846713 |  |  | 688 | IC3 | 0730003 | 38 | 1.9282 | 0.0173 | 1.8914 | 3.1244 | 3.1244 | 0.026703 | 0.82701 | 2022 | 75 | 5.3 | 684 | 2049.4 | 94.7 | 2211 | -84.3995 | 30.452 | 161 | 125 | 160 |  | 18.5 | N | Natural Gas | N | N | N | 9999 | N |  | Combustion Turbine | 1915 |  | 10745
688_G_IC4 | FL | 12073 | CITY OF TALLAHASSEE | Arvah B Hopkins | 715111 | 134846813 |  |  | 688 | IC4 | 0730003 | 39 | 1.6418 | 0.01434 | 1.6083 | 2.6028 | 2.6028 | 0.023215 | 0.71257 | 2022 | 75 | 5.3 | 684 | 2049.4 | 94.7 | 2211 | -84.3995 | 30.452 | 161 | 125 | 160 |  | 18.5 | N | Natural Gas | N | N | N | 9999 | N |  | Combustion Turbine | 1601 |  | 10745
688_G_IC5 | FL | 12073 | CITY OF TALLAHASSEE | Arvah B Hopkins | 715111 | 138586213 |  |  | 688 | IC5 | 0730003 | 40 | 1.4471 | 0.012016 | 1.4136 | 2.2039 | 2.2039 | 0.021407 | 0.64375 | 2022 | 75 | 5.3 | 684 | 2049.4 | 94.7 | 2211 | -84.3995 | 30.452 | 161 | 125 | 160 |  | 18.5 | N | Natural Gas, Distillate Fuel Oil | N | N | N | 9999 | N |  | Combustion Turbine | 1356 |  | 9905
50774_B_1 | FL | 12077 | TELOGIA POWER LLC |  | 3523911 | 36720713 |  |  |  |  | 0770009 | 1 | 357.1108 |  | 68.5296 | 15.7472 | 15.7472 | 10.64 | 2.0413 | 2020 | 81 | 7.2 | 350 | 2506.7 | 62.1 | 2211 | -84.8182 | 30.3348 | 230 | 125 | 100 |  |  |  |  | N | N | N |  | N
6042_B_PMT2 | FL | 12081 | MANATEE POWER PLANT | Manatee | 537911 | 48407613 | 6042 | PMT2 | 6042 | PMT2 | 0810010 | 2 | 7.9503 |  | 5.9698 | 0.70464 | 0.70461 | 0.2462 | 0.50977 | 2022 | 499 | 26.2 | 325 | 44456.8 | 82.5 | 2211 | -82.3451 | 27.6066 | 8650 | 125 | 100 |  | 809 | N | Natural Gas, Residual Fuel Oil | Y | N | N | 9999 | N |  | O/G Steam | 122 | 122.31 | 11770
50971_G_GEN1 | FL | 12081 | TROPICANA MANUFACTURING COMPANY, INC. | Tropicana Products Bradent | 537811 | 67275313 |  |  | 50971 | GEN1 | 0810007 | 26 | 81.4577 |  | 68.0844 | 6.5571 | 6.5571 | 3.3749 | 2.0892 | 2022 | 67 | 12 | 268 | 5731.3 | 50.7 | 311421 | -82.548 | 27.4833 | 456 |  | 120 |  | 31 | Y | Natural Gas | N | Y | N | 9999 | N |  | Combustion Turbine | 8185 |  | 8700
6042_G_A | FL | 12081 | MANATEE POWER PLANT | Manatee | 537911 | 67276713 | 6042 | MTCT3A | 6042 | A | 0810010 | 5 | 5.3888 | 2.6944 | 44.1034 | 39.518 | 39.0175 | 3.5849 | 6.1133 | 2022 | 120 | 22 | 1116 | 39825 | 104.8 | 2211 | -82.3463 | 27.6056 | 1980 | 125 | 120 |  | 173.5 | N | Natural Gas | Y | N | N | 9999 | N | 6042_G_A;6042_G_3 | Combined Cycle | 7330 | 7329.6006 | 7050
6042_G_B | FL | 12081 | MANATEE POWER PLANT | Manatee | 537911 | 67276813 | 6042 | MTCT3B | 6042 | B | 0810010 | 6 | 5.6861 | 2.8372 | 48.0089 | 38.6886 | 38.1985 | 3.5257 | 2.8606 | 2022 | 120 | 19 | 202 | 16735.8 | 59 | 2211 | -82.3463 | 27.6056 | 1980 | 125 | 120 |  | 173.5 | N | Natural Gas | Y | N | N | 9999 | N |  | Combined Cycle | 7167 | 7167.3809 | 7050
6042_G_C | FL | 12081 | MANATEE POWER PLANT | Manatee | 537911 | 67276913 | 6042 | MTCT3C | 6042 | C | 0810010 | 7 | 5.617 | 2.3959 | 45.7356 | 36.2385 | 35.7794 | 3.3168 | 4.9416 | 2022 | 120 | 19 | 202 | 16735.8 | 59 | 2211 | -82.3463 | 27.6056 | 1980 | 125 | 120 |  | 173.5 | N | Natural Gas | Y | N | N | 9999 | N |  | Combined Cycle | 6814 | 6813.7021 | 7050
6042_G_D | FL | 12081 | MANATEE POWER PLANT | Manatee | 537911 | 67277013 | 6042 | MTCT3D | 6042 | D | 0810010 | 8 | 4.4536 | 1.704 | 44.7426 | 33.1759 | 32.7557 | 3.0108 | 2.2218 | 2022 | 120 | 19 | 202 | 16735.8 | 59 | 2211 | -82.3463 | 27.6056 | 1980 | 125 | 120 |  | 173.5 | N | Natural Gas | Y | N | N | 9999 | N |  | Combined Cycle | 6165 | 6164.5542 | 7050
6042_B_PMT1 | FL | 12081 | MANATEE POWER PLANT |  | 537911 | 48407513 | 6042 | PMT1 |  |  | 0810010 | 1 | 5.7822 |  | 3.5988 | 0.51261 | 0.51258 | 0.0369 | 0.37044 | 2022 | 499 | 27.3 | 344 | 45652.4 | 78 | 2211 | -82.3451 | 27.6066 | 8650 | 125 | 100 |  |  |  |  | Y | N | N |  | N |  |  | 126 | 125.97
6043_G_3GT1 | FL | 12085 | FLORIDA POWER & LIGHT (PMR) | Martin | 751511 | 46320313 | 6043 | HRSG3A | 6043 | 3GT1 | 0850001 | 3 | 2.2952 |  | 68.609 | 15.1485 | 15.1485 | 1.3877 | 0.93875 | 2022 | 213 | 20 | 280 | 40338.5 | 128.4 | 2211 | -80.5637 | 27.0551 | 1970 | 125 | 120 |  | 165 | N | Natural Gas | Y | N | N | 9999 | N | 6043_G_3GT1;6043_G_3ST | Combined Cycle | 3418 | 3418.5962 | 7230
6043_G_3GT2 | FL | 12085 | FLORIDA POWER & LIGHT (PMR) | Martin | 751511 | 46320213 | 6043 | HRSG3B | 6043 | 3GT2 | 0850001 | 4 | 3.249 |  | 84.5921 | 21.4434 | 21.4434 | 1.9741 | 1.3288 | 2022 | 213 | 20 | 280 | 40338.5 | 128.4 | 2211 | -80.5641 | 27.0551 | 1970 | 125 | 120 |  | 165 | N | Natural Gas | Y | N | N | 9999 | N |  | Combined Cycle | 4794 | 4793.7085 | 7230
6043_G_4GT1 | FL | 12085 | FLORIDA POWER & LIGHT (PMR) | Martin | 751511 | 46319713 | 6043 | HRSG4A | 6043 | 4GT1 | 0850001 | 5 | 3.9095 |  | 107.6933 | 25.8025 | 25.8025 | 2.3787 | 2.4473 | 2022 | 213 | 20 | 280 | 40338.5 | 128.4 | 2211 | -80.5647 | 27.0551 | 1970 | 125 | 120 |  | 165 | N | Natural Gas | Y | N | N | 9999 | N | 6043_G_4ST;6043_G_4GT1 | Combined Cycle | 5771 | 5770.9482 | 7230
6043_G_4GT2 | FL | 12085 | FLORIDA POWER & LIGHT (PMR) | Martin | 751511 | 46319513 | 6043 | HRSG4B | 6043 | 4GT2 |  |  | 2.9885 |  | 86.8739 | 19.7243 | 19.7243 | 1.8068 | 1.2223 |  | 213 | 20 | 280 | 40338.5 | 128.4 | 2211 | -80.5651 | 27.0551 |  | 125 | 120 |  | 165 | N | Natural Gas | Y | N | N | 9999 | N |  | Combined Cycle |  | 4359.5161 | 7230
6043_G_8A | FL | 12085 | FLORIDA POWER & LIGHT (PMR) | Martin | 751511 | 46320013 | 6043 | PMR8A | 6043 | 8A | 0850001 | 11 | 5.098 | 2.3756 | 38.5035 | 33.6572 | 33.6567 | 3.0887 | 3.0326 | 2022 | 120 | 19 | 202 | 16736.7 | 59 | 2211 | -80.565 | 27.0541 | 1980 | 125 | 120 |  | 196.8 | N | Natural Gas, Distillate Fuel Oil | Y | N | N | 9999 | N | 6043_G_8A;6043_G_8 | Combined Cycle | 6365 | 6364.7158 | 7230
6043_G_8B | FL | 12085 | FLORIDA POWER & LIGHT (PMR) | Martin | 751511 | 46319813 | 6043 | PMR8B | 6043 | 8B | 0850001 | 12 | 4.2473 | 1.344 | 38.4229 | 31.1526 | 31.1511 | 2.8689 | 5.2532 | 2022 | 120 | 19 | 202 | 16736.7 | 59 | 2211 | -80.5655 | 27.0541 | 1980 | 125 | 120 |  | 196.8 | N | Natural Gas, Distillate Fuel Oil | Y | N | N | 9999 | N |  | Combined Cycle | 6101 | 6102.1963 | 7230
6043_G_8C | FL | 12085 | FLORIDA POWER & LIGHT (PMR) | Martin | 751511 | 67227613 | 6043 | PMR8C | 6043 | 8C | 0850001 | 17 | 5.2954 | 1.7547 | 42.0828 | 38.8345 | 38.8343 | 3.5676 | 7.4423 | 2022 | 120 | 19 | 202 | 16736.7 | 59 | 2211 | -80.5637 | 27.0541 | 1980 | 125 | 120 |  | 196.8 | N | Natural Gas, Distillate Fuel Oil | Y | N | N | 9999 | N |  | Combined Cycle | 7571 | 7571.1201 | 7230
6043_G_8D | FL | 12085 | FLORIDA POWER & LIGHT (PMR) | Martin | 751511 | 67227713 | 6043 | PMR8D | 6043 | 8D | 0850001 | 18 | 5.1755 | 5.0103 | 41.376 | 37.9679 | 37.9675 | 3.5045 | 7.2284 | 2022 | 120 | 19 | 202 | 16736.7 | 59 | 2211 | -80.5642 | 27.0541 | 1980 | 125 | 120 |  | 196.8 | N | Natural Gas, Distillate Fuel Oil | Y | N | N | 9999 | N |  | Combined Cycle | 7512 | 7512.1499 | 7230
10062_B_BLR1 | FL | 12086 | MIAMI-DADE CO. DEPT. OF SOLID WASTE MGMT | Miami Dade County Resource Recovery Fac | 3544911 | 36552113 |  |  | 10062 | BLR1 | 0250348 | 1 | 182.9378 |  | 247.9331 | 1.9145 | 1.9145 | 19.3401 | 7.3239 | 2022 | 250 | 8.4 | 300 | 3083 | 55.1 | 562219 | -80.3567 | 25.8369 | 302 | 103 | 270 |  | 17.9 | N | MSW | N | Y | N | 9999 | N |  | Municipal Solid Waste | 6341 |  | 25743
10062_B_BLR2 | FL | 12086 | MIAMI-DADE CO. DEPT. OF SOLID WASTE MGMT | Miami Dade County Resource Recovery Fac | 3544911 | 36551613 |  |  | 10062 | BLR2 | 0250348 | 2 | 141.9372 |  | 226.8432 | 2.4447 | 2.4447 | 9.1634 | 6.7925 | 2022 | 250 | 8.4 | 300 | 3083 | 55.1 | 562219 | -80.3567 | 25.8369 | 302 | 103 | 270 |  | 17.9 | N | MSW | N | Y | N | 9999 | N |  | Municipal Solid Waste | 6408 |  | 25743
10062_B_BLR3 | FL | 12086 | MIAMI-DADE CO. DEPT. OF SOLID WASTE MGMT | Miami Dade County Resource Recovery Fac | 3544911 | 36552213 |  |  | 10062 | BLR3 | 0250348 | 3 | 181.7232 |  | 190.0464 | 25.07 | 25.07 | 9.9532 | 7.9764 | 2022 | 250 | 8.4 | 294 | 2931.3 | 52.4 | 562219 | -80.357 | 25.8368 | 302 | 103 | 270 |  | 17.9 | N | MSW | N | Y | N | 9999 | N |  | Municipal Solid Waste | 6936 |  | 25743
10062_B_BLR4 | FL | 12086 | MIAMI-DADE CO. DEPT. OF SOLID WASTE MGMT | Miami Dade County Resource Recovery Fac | 3544911 | 36552013 |  |  | 10062 | BLR4 | 0250348 | 4 | 152.4022 |  | 284.3726 | 21.766 | 21.766 | 7.7039 | 1.9092 | 2022 | 250 | 8.4 | 294 | 2931.3 | 52.4 | 562219 | -80.357 | 25.8368 | 302 | 103 | 270 |  | 17.9 | N | MSW | N | Y | N | 9999 | N |  | Municipal Solid Waste | 6699 |  | 25743
621_G_5CTA | FL | 12086 | FLORIDA POWER & LIGHT (PTF) | Turkey Point | 900011 | 67219013 | 621 | TPCT5A | 621 | 5CTA | 0250003 | 9 | 4.4023 | 2.2037 | 40.7444 | 36.3224 | 35.8579 | 3.3054 | 2.0294 | 2022 | 131 | 19 | 201 | 16735.8 | 59 | 2211 | -80.3311 | 25.4358 | 1880 | 125 | 120 |  | 197.8 | N | Natural Gas, Distillate Fuel Oil | Y | N | N | 9999 | N | 621_G_5CTA;621_G_5CA | Combined Cycle | 6900 | 6899.5215 | 7122
621_G_5CTB | FL | 12086 | FLORIDA POWER & LIGHT (PTF) | Turkey Point | 900011 | 67219113 | 621 | TPCT5B | 621 | 5CTB | 0250003 | 10 | 4.6311 | 1.8904 | 38.1506 | 33.4114 | 32.9689 | 3.132 | 2.9879 | 2022 | 131 | 19 | 201 | 16735.8 | 59 | 2211 | -80.3311 | 25.4358 | 1880 | 125 | 120 |  | 196.7 | N | Natural Gas, Distillate Fuel Oil | Y | N | N | 9999 | N |  | Combined Cycle | 6488 | 6487.4009 | 7122
621_G_5CTC | FL | 12086 | FLORIDA POWER & LIGHT (PTF) | Turkey Point | 900011 | 67219213 | 621 | TPCT5C | 621 | 5CTC | 0250003 | 11 | 5.2782 | 2.6775 | 41.6765 | 37.9411 | 37.4546 | 3.4741 | 4.8612 | 2022 | 131 | 19 | 202 | 16735.8 | 59 | 2211 | -80.3311 | 25.4358 | 1880 | 125 | 120 |  | 196.7 | N | Natural Gas, Distillate Fuel Oil | Y | N | N | 9999 | N |  | Combined Cycle | 7476 | 7475.4199 | 7122
621_G_5CTD | FL | 12086 | FLORIDA POWER & LIGHT (PTF) | Turkey Point | 900011 | 67219313 | 621 | TPCT5D | 621 | 5CTD | 0250003 | 12 | 4.7649 | 8.116 | 38.746 | 34.223 | 33.7873 | 3.1167 | 1.5459 | 2022 | 131 | 19 | 202 | 16735.8 | 59 | 2211 | -80.3311 | 25.4358 | 1880 | 125 | 120 |  | 196.7 | N | Natural Gas, Distillate Fuel Oil | Y | N | N | 9999 | N |  | Combined Cycle | 6707 | 6707.4395 | 7122
621_G_IC1 | FL | 12086 | FLORIDA POWER & LIGHT (PTF) |  | 900011 | 46584713 |  |  |  |  | 0250003 | 5 | 2.1692 |  | 8.1906 | 0.14471 | 0.13542 | 0.000387 | 0.21505 | 2022 | 20 | 1.8 | 735 | 383.3 | 145.7 | 2211 | -80.3311 | 25.4358 | 25 | 125 | 160 |  |  |  |  | N | N | N |  | N |  |  | 196
621_G_IC2 | FL | 12086 | FLORIDA POWER & LIGHT (PTF) |  | 900011 | 46584813 |  |  |  |  | 0250003 | 7 | 0.056713 |  | 0.048349 | 0.00344 | 0.0029467 | 0.022411 | 0.02783 | 2022 | 8 | 0.3 | 770 | -1 | 218.2 | 2211 | -80.3311 | 25.4358 | 6 | 125 | 160 |  |  |  |  | N | N | N |  | N |  |  | 80
6584_G_GT1 | FL | 12087 | FLORIDA MUNICIPAL POWER AGENCY | Stock Island | 554011 | 48241313 |  |  | 6584 | GT1 | 0870003 | 7 | 1.0965 |  | 3.4628 | 0.071446 | 0.047611 | 0.01467 |  | 2022 | 68 | 12.2 | 910 | 17003.4 | 145.5 | 2211 | -81.7341 | 24.5638 | 312 | 125 | 120 |  | 19 | N | Distillate Fuel Oil | N | N | N | 9999 | N |  | Combustion Turbine | 104 |  | 11975
6584_G_GT2 | FL | 12087 | FLORIDA MUNICIPAL POWER AGENCY | Stock Island | 554011 | 48240913 |  |  | 6584 | GT2 | 0870003 | 8 | 0.77755 |  | 2.4554 | 0.050662 | 0.033761 | 0.010402 |  | 2022 | 43 | 12.6 | 982 | 10126.1 | 81.2 | 2211 | -81.7339 | 24.5624 | 305 | 125 | 120 |  | 17 | N | Distillate Fuel Oil | N | N | N | 9999 | N |  | Combustion Turbine | 95 |  | 11974
6584_G_GT3 | FL | 12087 | FLORIDA MUNICIPAL POWER AGENCY | Stock Island | 554011 | 48241013 |  |  | 6584 | GT3 | 0870003 | 9 | 0.76075 |  | 2.4024 | 0.049568 | 0.033031 | 0.010178 |  | 2022 | 43 | 12.6 | 982 | 10126.1 | 81.2 | 2211 | -81.7339 | 24.5624 | 305 | 125 | 120 |  | 17 | N | Distillate Fuel Oil | N | N | N | 9999 | N |  | Combustion Turbine | 88 |  | 11974
6584_G_GT4 | FL | 12087 | FLORIDA MUNICIPAL POWER AGENCY | Stock Island | 554011 | 67305113 | 6584 | CT4 | 6584 | GT4 | 0870003 | 11 | 1.2399 | 0.095055 | 2.2325 |  |  | 0.0666 | 0.006689 | 2022 | 60 | 10 | 837 | 9440 | 120.2 | 2211 | -81.7339 | 24.5624 | 434 | 125 | 120 |  | 44 | N | Distillate Fuel Oil | Y | N | N | 9999 | N |  | Combustion Turbine | 96 | 96.11 | 11972
6584_G_MSD1 | FL | 12087 | FLORIDA MUNICIPAL POWER AGENCY | Stock Island | 554011 | 48241213 |  |  | 6584 | MSD1 | 0870003 | 5 | 0.074501 |  | 2.456 | 0.066895 | 0.062604 | 0.001207 | 0.099412 | 2022 | 100 | 4 | 600 | 1216.7 | 96 | 2211 | -81.7341 | 24.5638 | 85.4 | 125 | 160 |  | 7.5 | N | Distillate Fuel Oil | N | N | N | 9999 | N |  | Combustion Turbine | 42 |  | 10745
6584_G_MSD2 | FL | 12087 | FLORIDA MUNICIPAL POWER AGENCY | Stock Island | 554011 | 48241113 |  |  | 6584 | MSD2 | 0870003 | 6 | 0.026663 |  | 1.153 | 0.030481 | 0.028526 | 0.00055 | 0.045298 | 2022 | 100 | 4 | 600 | 1216.7 | 96 | 2211 | -81.7341 | 24.5638 | 85.4 | 125 | 160 |  | 7.5 | N | Distillate Fuel Oil | N | N | N | 9999 | N |  | Combustion Turbine | 21 |  | 10745
696_G_10 | FL | 12087 | FLORIDA KEYS ELECTRIC COOP ASSOC | Marathon Generating Plant | 1858311 | 41758213 |  |  | 696 | 10 | 0870004 | 2 | 0.000656 |  | 0.2108 |  |  | 0.000105 | 0.006801 | 2022 | 20 | 3.5 | 730 | 311.7 | 32 | 2211 | -81.0919 | 24.7104 | 156 | 125 | 160 |  | 3.5 | N | Distillate Fuel Oil | N | N | N | 9999 | N |  | Combustion Turbine | 7 |  | 12283
696_G_11 | FL | 12087 | FLORIDA KEYS ELECTRIC COOP ASSOC | Marathon Generating Plant | 1858311 | 41757813 |  |  | 696 | 11 | 0870004 | 1 | 0.000486 |  | 0.17825 |  |  | 0 | 0.00575 | 2022 | 20 | 3.5 | 730 | 311.7 | 32 | 2211 | -81.0919 | 24.7104 | 156 | 125 | 160 |  | 3.5 | N | Distillate Fuel Oil | N | N | N | 9999 | N |  | Combustion Turbine | 6 |  | 12283
696_G_8 | FL | 12087 | FLORIDA KEYS ELECTRIC COOP ASSOC | Marathon Generating Plant | 1858311 | 41758013 |  |  | 696 | 8 | 0870004 | 8 | 0.000286 |  | 0.051 |  |  | 0.000215 | 0.0139 | 2022 | 45 | 2.3 | 598 | 531 | 124.5 | 2211 | -81.0919 | 24.7104 | 32 | 125 | 160 |  | 2 | N | Distillate Fuel Oil | N | N | N | 9999 | N |  | Combustion Turbine | 7 |  | 12283
696_G_9 | FL | 12087 | FLORIDA KEYS ELECTRIC COOP ASSOC | Marathon Generating Plant | 1858311 | 41758113 |  |  | 696 | 9 | 0870004 | 9 | 0 |  | 0.046 |  |  | 0.000195 | 0.0126 | 2022 | 55 | 2.3 | 598 | 531 | 124.5 | 2211 | -81.0919 | 24.7104 | 30.2 | 125 | 160 |  | 2 | N | Distillate Fuel Oil | N | N | N | 9999 | N |  | Combustion Turbine | 7 |  | 12283
60025_G_01 | FL | 12089 | EIGHT FLAGS ENERGY LLC | Eight Flags Energy | 17879311 | 125618613 |  |  | 60025 | 01 | 0890441 | 1 | 1.8747 |  | 35.1237 | 28.2494 | 28.2494 | 4.7648 | 0.95014 | 2022 | 65 | 7.5 | 224 | 2679.2 | 60.6 | 2211 | -81.4842 | 30.6622 | 365 | 125 | 120 |  | 21.4 | Y | Natural Gas, Hydrogen | N | Y | N | 9999 | N |  | Combustion Turbine | 8425 |  | 10062
10562_B_REC5 | FL | 12089 | RAYONIER PERFORMANCE FIBERS, LLC |  | 845811 | 46189213 |  |  |  |  | 0890004 | 6 | 522.142 |  | 1357.11 | 59.3799 | 59.3799 | 157.11 | 20.6752 | 2022 | 250 | 7.3 | 121 | 2368.2 | 56.1 | 3221 | -81.4728 | 30.6617 | 653 | 133 | 100 |  |  |  |  | N | N | N |  | N |  |  | 8077
10562_B_PB6 | FL | 12089 | RAYONIER PERFORMANCE FIBERS, LLC |  | 845811 | 67250813 |  |  |  |  | 0890004 | 22 | 234.68 |  | 212.58 | 42.17 | 40 | 11.61 | 1.926 | 2022 | 190 | 10 | 353 | 3057 | 38.9 | 3221 | -81.47 | 30.6642 | 660 | 133 | 100 |  |  |  |  | N | N | N |  | N |  |  | 8329
60345_G_1A | FL | 12093 | FLORIDA POWER & LIGHT COMPANY | Okeechobee Clean Energy Center | 18866311 | 134848113 | 60345 | OCEC1A | 60345 | 1A | 0930117 | 1 | 5.4735 |  | 72.6138 | 42.9014 | 42.8975 | 6.0752 | 4.2169 | 2022 | 149 | 22 | 182 | 26016.1 | 68.4 | 2211 | -80.7911 | 27.6342 | 3100 | 125 | 120 |  | 376.6 | N | Natural Gas, Distillate Fuel Oil, Hydrogen | Y | N | N | 9999 | N |  | Combined Cycle | 6901 | 6900.6494 | 7050
60345_G_1B | FL | 12093 | FLORIDA POWER & LIGHT COMPANY | Okeechobee Clean Energy Center | 18866311 | 134848413 | 60345 | OCEC1B | 60345 | 1B | 0930117 | 2 | 6.7372 |  | 66.9531 | 39.9542 | 39.9536 | 5.6507 | 3.9299 | 2022 | 149 | 22 | 182 | 26600.3 | 70 | 2211 | -80.7911 | 27.6342 | 3100 | 125 | 120 |  | 376.6 | N | Natural Gas, Distillate Fuel Oil, Hydrogen | Y | N | N | 9999 | N |  | Combined Cycle | 6424 | 6423.9902 | 7050
60345_G_1C | FL | 12093 | FLORIDA POWER & LIGHT COMPANY | Okeechobee Clean Energy Center | 18866311 | 134848513 | 60345 | OCEC1C | 60345 | 1C | 0930117 | 3 | 5.4007 |  | 70.8237 | 41.3486 | 41.3485 | 5.8569 | 4.0679 | 2022 | 149 | 22 | 182 | 26692.9 | 70.2 | 2211 | -80.7911 | 27.6342 | 3100 | 125 | 120 |  | 376.6 | N | Natural Gas, Distillate Fuel Oil, Hydrogen | Y | N | N | 9999 | N |  | Combined Cycle | 6673 | 6672.71 | 7050
564_B_2 | FL | 12095 | ORLANDO UTILITIES COMMISSION | Stanton Energy Center | 845411 | 46192013 | 564 | 2 | 564 | 2 | 0950137 | 2 | 725.59 | 2.302 | 1484.4723 | 210.1478 | 189.2478 | 655.3252 | 33.86 | 2022 | 550 | 19 | 124 | 21835.3 | 77 | 2211 | -81.165 | 28.4825 | 4800 | 125 | 100 |  | 467 | N | Bituminous | Y | N | N | 9999 | N |  | Coal Steam | 7299 | 7298.7598 | 10373
54466_G_GEN1 | FL | 12095 | ORLANDO COGEN LIMITED, L.P. | Orlando Cogen LP | 2694911 | 41375413 | 54466 | 1 | 54466 | GEN1 | 0950203 | 1 | 12.6842 |  | 204.974 | 52.4014 | 52.4014 | 2.5667 | 12.6445 | 2022 | 115 | 15.7 | 240 | 11135.8 | 57.5 | 221118 | -81.4126 | 28.4424 | 980 | 125 | 120 |  | 120 | Y | Natural Gas | Y | N | N | 9999 | N |  | Combined Cycle | 8557 | 8562.8896 | 7694
55821_G_A | FL | 12095 | NEXTERA ENERGY | Curtis H Stanton Energy Center | 18868811 | 134849313 | 55821 | 25 | 55821 | A | 0951378 | 1 | 8.0256 | 14.0709 | 61.8848 | 34.3955 | 34.3955 | 3.1513 | 5.2707 | 2022 | 160 | 19 | 287 | 21335.5 | 75.2 | 2211 | -81.1692 | 28.4881 | 2620 | 125 | 120 |  | 188 | N | Natural Gas, Distillate Fuel Oil | Y | N | N | 9999 | N | 55821_G_A;55821_G_C | Combined Cycle | 6021 | 6020.1504 | 7461
55821_G_B | FL | 12095 | NEXTERA ENERGY | Curtis H Stanton Energy Center | 18868811 | 134849413 | 55821 | 26 | 55821 | B | 0951378 | 2 | 8.9806 | 20.9856 | 66.1315 | 40.7367 | 40.7367 | 3.7246 | 16.3126 | 2022 | 160 | 19 | 287 | 21335.5 | 75.2 | 2211 | -81.1675 | 28.4881 | 2620 | 125 | 120 |  | 188 | N | Natural Gas, Distillate Fuel Oil | Y | N | N | 9999 | N |  | Combined Cycle | 7179 | 7179.311 | 7461
564_G_B | FL | 12095 | ORLANDO UTILITIES COMMISSION | Stanton Energy Center | 845411 | 89408913 | 564 | CCB | 564 | B | 0950137 | 37 | 8.2838 | 8.29 | 25.34 | 46.6131 | 46.6131 | 3.771 | 8.71 | 2022 | 205 | 20 | 212 | 17420.4 | 55.5 | 2211 | -81.1676 | 28.4846 | 1760 | 125 | 120 |  | 128 | N | Natural Gas, Distillate Fuel Oil | Y | N | N | 9999 | N | 564_G_B1;564_G_B | Combined Cycle | 7758 | 7757.7705 | 7558
7294_G_GTG | FL | 12095 | WALT DISNEY PARKS AND RESORTS US, INC | Central Energy Plant | 901111 | 46577813 | 7254 | 32432 | 7294 | GTG |  |  | 1.04 |  | 1.2837 | 0.10258 | 0.10258 | 0.0006 | 0.074234 |  | 65 | 11.1 | 285 | 5848.9 | 60.4 | 713110 | -81.5802 | 28.4261 |  |  | 120 |  | 48 | N | Natural Gas, Distillate Fuel Oil | Y | N | N | 9999 | N | 7294_G_STG;7294_G_GTG | Combined Cycle |  | 478.65 | 8526
564_B_1 | FL | 12095 | ORLANDO UTILITIES COMMISSION |  | 845411 | 46192513 | 564 | 1 |  |  | 0950137 | 1 | 532.16 | 0.216 | 2717.393 | 237.7617 | 217.3617 | 818.7572 | 35.21 | 2022 | 550 | 19 | 127 | 23666.7 | 83.5 | 2211 | -81.166 | 28.4825 | 4800 | 125 | 100 |  |  |  |  | Y | N | N |  | N |  |  | 8591 | 8591.0703
7238_G_1 | FL | 12097 | FMPA & KISSIMMEE UTILITY AUTHORITY | Cane Island | 558411 | 48171113 | 7238 | **1 | 7238 | 1 | 0970043 | 1 | 4.8274 |  | 8.7733 | 0.68262 | 0.68262 | 0.1043 | 0.2142 | 2022 | 40 | 10 | 718 | 7500 | 95 | 2211 | -81.533 | 28.2764 | 367 | 125 | 120 |  | 32 | N | Natural Gas, Distillate Fuel Oil | Y | N | N | 9999 | N |  | Combustion Turbine | 737 | 737.1602 | 14064
7238_G_2 | FL | 12097 | FMPA & KISSIMMEE UTILITY AUTHORITY | Cane Island | 558411 | 48171213 | 7238 | 2 | 7238 | 2 | 0970043 | 2 | 3.21 |  | 52.7379 | 11.8243 | 11.8243 | 1.0552 | 3.7623 | 2022 | 65 | 10 | 718 | 7500 | 95 | 2211 | -81.533 | 28.2764 | 869 | 125 | 120 |  | 76 | N | Natural Gas, Distillate Fuel Oil | Y | N | N | 9999 | N | 7238_G_2;7238_G_2A | Combined Cycle | 5206 | 5205.9399 | 7384
7238_G_3 | FL | 12097 | FMPA & KISSIMMEE UTILITY AUTHORITY | Cane Island | 558411 | 48171013 | 7238 | 3 | 7238 | 3 | 0970043 | 3 | 3.2 | 1.5829 | 50.962 | 26.9744 | 26.9744 | 2.437 | 8.5817 | 2022 | 130 | 18 | 173 | 10585.9 | 41.6 | 2211 | -81.533 | 28.2764 | 1700 | 125 | 120 |  | 152 | N | Natural Gas, Distillate Fuel Oil | Y | N | N | 9999 | N | 7238_G_3A;7238_G_3 | Combined Cycle | 5375 | 5374.6797 | 7384
7238_G_4 | FL | 12097 | FMPA & KISSIMMEE UTILITY AUTHORITY | Cane Island | 558411 | 89409413 | 7238 | 4 | 7238 | 4 | 0970043 | 9 | 73.35 | 1 | 44.4992 | 48.97 | 48.97 | 4.4974 | 17.83 | 2022 | 160 | 18 | 166 | 17463.1 | 68.6 | 2211 | -81.533 | 28.2764 | 1900 | 125 | 120 |  | 160 | N | Natural Gas | Y | N | N | 9999 | N | 7238_G_4A;7238_G_4 | Combined Cycle | 8050 | 8050.1602 | 7384
8049_G_P1 | FL | 12097 | DUKE ENERGY FLORIDA, LLC | Intercession City | 1950911 | 41857913 |  |  | 8049 | P1 | 0970014 | 1 | 0.041348 |  | 11.0262 | 0.14196 | 0.1387 | 0.05062 | 0.005137 | 2022 | 45 | 14.6 | 760 | 29400 | 174.9 | 2211 | -81.5485 | 28.2639 | 708 | 125 | 120 |  | 45 | N | Distillate Fuel Oil | N | N | N | 9999 | N |  | Combustion Turbine | 35 |  | 13352
8049_G_P10 | FL | 12097 | DUKE ENERGY FLORIDA, LLC | Intercession City | 1950911 | 41857713 | 8049 | **10 | 8049 | P10 | 0970014 | 10 | 0.80829 |  | 22.6639 | 2.4252 | 2.3541 | 0.2336 | 0.56421 | 2022 | 50 | 13.8 | 1043 | 25855.3 | 174.1 | 2211 | -81.5485 | 28.2639 | 1140 | 125 | 120 |  | 74 | N | Natural Gas, Distillate Fuel Oil | Y | N | N | 9999 | N |  | Combustion Turbine | 707 | 743.04 | 13352
8049_G_P11 | FL | 12097 | DUKE ENERGY FLORIDA, LLC | Intercession City | 1950911 | 41857613 | 8049 | **11 | 8049 | P11 | 0970014 | 11 | 0.10095 |  | 7.865 | 0.57186 | 0.55874 | 0.5182 | 0.020694 | 2022 | 75 | 19 | 1043 | 39510.5 | 139.4 | 2211 | -81.5485 | 28.2639 | 2030 | 125 | 120 |  | 140 | N | Distillate Fuel Oil | Y | N | N | 9999 | N |  | Combustion Turbine | 90 | 86.7 | 13338
8049_G_P12 | FL | 12097 | DUKE ENERGY FLORIDA, LLC | Intercession City | 1950911 | 41857813 | 8049 | **12 | 8049 | P12 | 0970014 | 18 | 6.3943 |  | 10.0473 | 2.0569 | 2.0218 | 0.1691 | 0.63529 | 2022 | 56 | 16.1 | 993 | 23938.5 | 117.6 | 2211 | -81.5485 | 28.2639 | 905 | 125 | 120 |  | 73 | N | Natural Gas, Distillate Fuel Oil | Y | N | N | 9999 | N |  | Combustion Turbine | 731 | 769.45 | 13352
8049_G_P13 | FL | 12097 | DUKE ENERGY FLORIDA, LLC | Intercession City | 1950911 | 41857013 | 8049 | **13 | 8049 | P13 | 0970014 | 19 | 9.0801 |  | 19.0786 | 3.9729 | 3.9102 | 0.3425 | 1.2381 | 2022 | 56 | 16.1 | 993 | 23938.5 | 117.6 | 2211 | -81.5485 | 28.2639 | 905 | 125 | 120 |  | 73 | N | Natural Gas, Distillate Fuel Oil | Y | N | N | 9999 | N |  | Combustion Turbine | 1369 | 1432.4899 | 13351
8049_G_P14 | FL | 12097 | DUKE ENERGY FLORIDA, LLC | Intercession City | 1950911 | 41857213 | 8049 | **14 | 8049 | P14 | 0970014 | 20 | 7.7489 |  | 16.1517 | 4.0436 | 3.966 | 0.3265 | 1.2306 | 2022 | 56 | 16.1 | 734 | 12571 | 61.7 | 2211 | -81.5485 | 28.2639 | 905 | 125 | 120 |  | 73 | N | Natural Gas, Distillate Fuel Oil | Y | N | N | 9999 | N |  | Combustion Turbine | 1482 | 1436.7703 | 13351
8049_G_P2 | FL | 12097 | DUKE ENERGY FLORIDA, LLC | Intercession City | 1950911 | 41857313 |  |  | 8049 | P2 | 0970014 | 2 | 0.025557 |  | 6.8153 | 0.087746 | 0.085733 | 0.20911 | 0.003175 | 2022 | 45 | 14.6 | 760 | 29400 | 174.9 | 2211 | -81.5485 | 28.2639 | 708 | 125 | 120 |  | 46 | N | Distillate Fuel Oil | N | N | N | 9999 | N |  | Combustion Turbine | 25 |  | 13352
8049_G_P3 | FL | 12097 | DUKE ENERGY FLORIDA, LLC | Intercession City | 1950911 | 41858013 |  |  | 8049 | P3 | 0970014 | 3 | 0.047674 |  | 12.713 | 0.16368 | 0.15993 | 0.39006 | 0.005923 | 2022 | 45 | 14.6 | 760 | 29400 | 174.9 | 2211 | -81.5485 | 28.2639 | 708 | 125 | 120 |  | 46 | N | Distillate Fuel Oil | N | N | N | 9999 | N |  | Combustion Turbine | 37 |  | 13352
8049_G_P4 | FL | 12097 | DUKE ENERGY FLORIDA, LLC | Intercession City | 1950911 | 41856913 |  |  | 8049 | P4 | 0970014 | 4 | 0.022251 |  | 5.9336 | 0.076395 | 0.074642 | 0.18205 | 0.002765 | 2022 | 45 | 14.6 | 760 | 29400 | 174.9 | 2211 | -81.5485 | 28.2639 | 708 | 125 | 120 |  | 46 | N | Distillate Fuel Oil | N | N | N | 9999 | N |  | Combustion Turbine | 25 |  | 13352
8049_G_P5 | FL | 12097 | DUKE ENERGY FLORIDA, LLC | Intercession City | 1950911 | 41856813 |  |  | 8049 | P5 | 0970014 | 5 | 0.042729 |  | 11.3945 | 0.1467 | 0.14334 | 0.3496 | 0.005309 | 2022 | 45 | 14.6 | 760 | 29400 | 174.9 | 2211 | -81.5485 | 28.2639 | 708 | 125 | 120 |  | 45 | N | Distillate Fuel Oil | N | N | N | 9999 | N |  | Combustion Turbine | 65 |  | 13352
8049_G_P6 | FL | 12097 | DUKE ENERGY FLORIDA, LLC | Intercession City | 1950911 | 41858213 |  |  | 8049 | P6 | 0970014 | 6 | 0.037336 |  | 9.9562 | 0.12819 | 0.12524 | 0.30547 | 0.004639 | 2022 | 45 | 14.6 | 760 | 29400 | 174.9 | 2211 | -81.5485 | 28.2639 | 708 | 125 | 120 |  | 47 | N | Distillate Fuel Oil | N | N | N | 9999 | N |  | Combustion Turbine | 40 |  | 13352
8049_G_P7 | FL | 12097 | DUKE ENERGY FLORIDA, LLC | Intercession City | 1950911 | 41857413 | 8049 | **7 | 8049 | P7 | 0970014 | 7 | 1.0431 |  | 31.8382 | 2.4355 | 2.4315 | 0.3267 | 0.72567 | 2022 | 50 | 13.8 | 1043 | 25855.3 | 174.1 | 2211 | -81.5485 | 28.2639 | 1140 | 125 | 120 |  | 78 | N | Natural Gas, Distillate Fuel Oil | Y | N | N | 9999 | N |  | Combustion Turbine | 980 | 1017.7302 | 13352
8049_G_P8 | FL | 12097 | DUKE ENERGY FLORIDA, LLC | Intercession City | 1950911 | 41858113 | 8049 | **8 | 8049 | P8 | 0970014 | 8 | 0.7359 |  | 32.1827 | 2.5692 | 2.5646 | 0.3246 | 0.76149 | 2022 | 50 | 13.8 | 1043 | 25855.3 | 174.1 | 2211 | -81.5485 | 28.2639 | 1140 | 125 | 120 |  | 77 | N | Natural Gas, Distillate Fuel Oil | Y | N | N | 9999 | N |  | Combustion Turbine | 968 | 1000.6603 | 13352
8049_G_P9 | FL | 12097 | DUKE ENERGY FLORIDA, LLC | Intercession City | 1950911 | 41857113 | 8049 | **9 | 8049 | P9 | 0970014 | 9 | 0.36355 |  | 7.5736 | 0.82457 | 0.80047 | 0.1344 | 0.19058 | 2022 | 50 | 13.8 | 1043 | 25855.3 | 174.1 | 2211 | -81.5485 | 28.2639 | 1140 | 125 | 120 |  | 77 | N | Natural Gas, Distillate Fuel Oil | Y | N | N | 9999 | N |  | Combustion Turbine | 230 | 238.8 | 13352
55192_G_CTG2 | FL | 12097 | ORLANDO UTILITIES COMMISSION |  | 7940911 | 2544713 | 55192 | OSC2 |  |  | 0970071 | 2 | 0.25016 |  | 3.6703 | 0.29949 | 0.29262 | 0.3991 | 0.15013 | 2022 | 75 | 18 | 1147 | 42066.7 | 165.3 | 2211 | -81.0978 | 28.1289 | 1910 | 125 | 120 |  |  |  |  | Y | N | N |  | N |  |  | 158 | 118.75
50071_B_BLR1 | FL | 12099 | SOLID WASTE AUTHORITY OF PBC | Palm Beach Renewable Energy Facility 1 | 533611 | 48452113 |  |  | 50071 | BLR1 | 0990234 | 1 | 86.2492 |  | 364.5554 | 3.7219 | 3.7219 | 73.1359 | 1e-06 | 2022 | 250 | 6.7 | 450 | 2891 | 81 | 562219 | -80.1417 | 26.7717 | 428 | 103 | 270 |  | 25 | N | MSW | N | Y | N | 9999 | N |  | Municipal Solid Waste | 7799 |  | 19181
50071_B_BLR2 | FL | 12099 | SOLID WASTE AUTHORITY OF PBC | Palm Beach Renewable Energy Facility 1 | 533611 | 48452613 |  |  | 50071 | BLR2 | 0990234 | 2 | 149.282 |  | 381.1676 | 5.4073 | 5.4073 | 76.8399 | 2e-06 | 2022 | 250 | 6.7 | 450 | 2891 | 81 | 562219 | -80.1416 | 26.7717 | 428 | 103 | 270 |  | 25 | N | MSW | N | Y | N | 9999 | N |  | Municipal Solid Waste | 7628 |  | 19181
57898_B_BLR3 | FL | 12099 | SOLID WASTE AUTHORITY OF PBC | Palm Beach Renewable Energy Facility 2 | 533611 | 91819113 |  |  | 57898 | BLR3 | 0990234 | 24 | 27.871 | 3.5407 | 107.1894 |  |  | 83.7925 | 0.98421 | 2022 | 310 | 8.1 | 285 | 3071.8 | 59.6 | 562219 | -80.1416 | 26.7725 | 458 | 103 | 270 |  | 28 | N | MSW | N | Y | N | 9999 | N |  | Municipal Solid Waste | 7663 |  | 17814
57898_B_BLR4 | FL | 12099 | SOLID WASTE AUTHORITY OF PBC | Palm Beach Renewable Energy Facility 2 | 533611 | 91819213 |  |  | 57898 | BLR4 | 0990234 | 25 | 30.3182 | 4.6691 | 101.584 |  |  | 78.0834 | 0.59309 | 2022 | 310 | 8.1 | 285 | 3071.8 | 59.6 | 562219 | -80.1416 | 26.7725 | 458 | 103 | 270 |  | 28 | N | MSW | N | Y | N | 9999 | N |  | Municipal Solid Waste | 7314 |  | 17814
57898_B_BLR5 | FL | 12099 | SOLID WASTE AUTHORITY OF PBC | Palm Beach Renewable Energy Facility 2 | 533611 | 91819313 |  |  | 57898 | BLR5 | 0990234 | 26 | 36.5926 | 2.8429 | 105.0798 |  |  | 81.5511 | 0.44831 | 2022 | 310 | 8.1 | 285 | 3071.8 | 59.6 | 562219 | -80.1416 | 26.7725 | 458 | 103 | 270 |  | 28 | N | MSW | N | Y | N | 9999 | N |  | Municipal Solid Waste | 7696 |  | 17814
673_B_S-3 | FL | 12099 | CITY OF LAKE WORTH UTILITIES | Tom G Smith | 919411 | 46529713 | 673 | S-3 | 673 | S-3 | 0990045 | 9 | 0.08148 |  | 0.0913 | 0.019049 | 0.019049 | 0.000582 | 0.005335 | 2022 | 113 | 7 | 293 | 1978.7 | 51.4 | 221118 | -80.0675 | 26.6127 | 325 | 125 | 100 |  | 26 | N | Natural Gas | Y | N | N | 9999 | N |  | O/G Steam | 6 | 26.95 | 14500
56407_G_1A | FL | 12099 | FLORIDA POWER AND LIGHT COMPANY | West County Energy Center | 14654911 | 89427313 | 56407 | WCCT1A | 56407 | 1A | 0990646 | 1 | 18.9113 | 16.0815 | 53.0939 | 46.6156 | 46.6142 | 4.2535 | 2.8418 | 2022 | 149 | 22 | 188 | 21859.8 | 57.5 | 2211 | -80.3749 | 26.6986 | 2540 | 125 | 140 |  | 257.6 | N | Natural Gas, Distillate Fuel Oil | Y | N | N | 9999 | N | 56407_G_1ST;56407_G_1A | Combined Cycle | 6203 | 6203.21 | 7060
56407_G_1B | FL | 12099 | FLORIDA POWER AND LIGHT COMPANY | West County Energy Center | 14654911 | 89427413 | 56407 | WCCT1B | 56407 | 1B |  |  | 17.9704 | 17.3297 | 60.4832 | 52.5966 | 52.5946 | 4.8273 | 5.2832 |  | 149 | 22 | 188 | 21859.8 | 57.5 | 2211 | -80.3749 | 26.6971 |  | 125 | 140 |  | 257.6 | N | Natural Gas, Distillate Fuel Oil | Y | N | N | 9999 | N |  | Combined Cycle |  | 7069.3398 | 7060
56407_G_1C | FL | 12099 | FLORIDA POWER AND LIGHT COMPANY | West County Energy Center | 14654911 | 89427513 | 56407 | WCCT1C | 56407 | 1C | 0990646 | 3 | 16.6682 | 12.7131 | 49.8702 | 41.5711 | 41.5668 | 3.7853 | 3.5888 | 2022 | 149 | 22 | 188 | 21859.8 | 57.5 | 2211 | -80.3749 | 26.6971 | 2540 | 125 | 140 |  | 257.6 | N | Natural Gas, Distillate Fuel Oil | Y | N | N | 9999 | N |  | Combined Cycle | 5534 | 5534.1914 | 7060
56407_G_2A | FL | 12099 | FLORIDA POWER AND LIGHT COMPANY | West County Energy Center | 14654911 | 89427613 | 56407 | WCCT2A | 56407 | 2A | 0990646 | 4 | 14.8572 | 18.117 | 51.0938 | 44.6129 | 44.6116 | 4.0639 | 7.7386 | 2022 | 149 | 22 | 188 | 21859.8 | 57.5 | 2211 | -80.3749 | 26.6986 | 2540 | 125 | 140 |  | 257.7 | N | Natural Gas, Distillate Fuel Oil | Y | N | N | 9999 | N | 56407_G_2ST;56407_G_2A | Combined Cycle | 5992 | 5991.5303 | 7060
56407_G_2B | FL | 12099 | FLORIDA POWER AND LIGHT COMPANY | West County Energy Center | 14654911 | 89427713 | 56407 | WCCT2B | 56407 | 2B | 0990646 | 5 | 14.2114 | 13.6014 | 46.5838 | 36.8141 | 36.8118 | 3.3704 | 6.5647 | 2022 | 149 | 22 | 188 | 21859.8 | 57.5 | 2211 | -80.3749 | 26.6971 | 2540 | 125 | 140 |  | 257.7 | N | Natural Gas, Distillate Fuel Oil | Y | N | N | 9999 | N |  | Combined Cycle | 4910 | 4910.0889 | 7060
56407_G_2C | FL | 12099 | FLORIDA POWER AND LIGHT COMPANY | West County Energy Center | 14654911 | 89427813 | 56407 | WCCT2C | 56407 | 2C | 0990646 | 6 | 12.6059 | 18.6544 | 49.3014 | 41.5161 | 41.5144 | 3.7927 | 1.9875 | 2022 | 149 | 22 | 650 | 21859.8 | 57.5 | 2211 | -80.3749 | 26.6986 | 2540 | 125 | 140 |  | 257.7 | N | Natural Gas, Distillate Fuel Oil | Y | N | N | 9999 | N |  | Combined Cycle | 5554 | 5553.1919 | 7060
56407_G_3A | FL | 12099 | FLORIDA POWER AND LIGHT COMPANY | West County Energy Center | 14654911 | 89428513 | 56407 | WCCT3A | 56407 | 3A | 0990646 | 13 | 14.3625 | 19.4717 | 59.9813 | 45.9266 | 45.9245 | 4.1866 | 3.6432 | 2022 | 149 | 22 | 195 | 22666.7 | 59.6 | 2211 | -80.3748 | 26.6951 | 2540 | 125 | 120 |  | 257.6 | N | Natural Gas, Distillate Fuel Oil | Y | N | N | 9999 | N | 56407_G_3ST;56407_G_3A | Combined Cycle | 6217 | 6217.231 | 7060
56407_G_3B | FL | 12099 | FLORIDA POWER AND LIGHT COMPANY | West County Energy Center | 14654911 | 89428613 | 56407 | WCCT3B | 56407 | 3B | 0990646 | 14 | 19.7084 | 14.2063 | 65.3673 | 58.7896 | 58.7894 | 5.3305 | 4.4802 | 2022 | 149 | 22 | 195 | 22666.7 | 59.6 | 2211 | -80.3748 | 26.6951 | 2540 | 125 | 120 |  | 257.6 | N | Natural Gas, Distillate Fuel Oil | Y | N | N | 9999 | N |  | Combined Cycle | 7809 | 7808.9893 | 7060
56407_G_3C | FL | 12099 | FLORIDA POWER AND LIGHT COMPANY | West County Energy Center | 14654911 | 89428713 | 56407 | WCCT3C | 56407 | 3C |  |  | 15.6381 | 16.7119 | 60.7472 | 51.6995 | 51.6973 | 4.6777 | 3.1529 |  | 149 | 22 | 195 | 22666.7 | 59.6 | 2211 | -80.3748 | 26.6951 |  | 125 | 120 |  | 257.6 | N | Natural Gas, Distillate Fuel Oil | Y | N | N | 9999 | N |  | Combined Cycle |  | 6970.9902 | 7060
619_G_5A | FL | 12099 | FLORIDA POWER & LIGHT (PRV) | Riviera | 921511 | 89404413 | 619 | RBCT5A | 619 | 5A | 0990042 | 7 | 7.9464 | 14.3741 | 65.2007 | 52.4561 | 52.4536 | 4.7737 | 3.0466 | 2022 | 149 | 22 | 185 | 23783.3 | 62.6 | 2211 | -80.0528 | 26.7653 | 2700 | 125 | 140 |  | 270.5 | N | Natural Gas, Distillate Fuel Oil | Y | N | N | 9999 | N | 619_G_5ST;619_G_5A | Combined Cycle | 7040 | 7039.7612 | 7050
619_G_5B | FL | 12099 | FLORIDA POWER & LIGHT (PRV) | Riviera | 921511 | 89404513 | 619 | RBCT5B | 619 | 5B | 0990042 | 8 | 6.4168 | 12.5738 | 55.7683 | 47.1447 | 47.1409 | 4.2726 | 2.7065 | 2022 | 149 | 22 | 185 | 23783.3 | 62.6 | 2211 | -80.0528 | 26.7653 | 2700 | 125 | 140 |  | 270.5 | N | Natural Gas, Distillate Fuel Oil | Y | N | N | 9999 | N |  | Combined Cycle | 6292 | 6291.9204 | 7050
619_G_5C | FL | 12099 | FLORIDA POWER & LIGHT (PRV) | Riviera | 921511 | 89404613 | 619 | RBCT5C | 619 | 5C | 0990042 | 9 | 5.924 | 7.0842 | 52.505 | 41.8366 | 41.8331 | 3.8304 | 2.4001 | 2022 | 149 | 22 | 185 | 23783.3 | 62.6 | 2211 | -80.0528 | 26.7653 | 2700 | 125 | 140 |  | 270.5 | N | Natural Gas, Distillate Fuel Oil | Y | N | N | 9999 | N |  | Combined Cycle | 5639 | 5638.8003 | 7050
673_G_GT1 | FL | 12099 | CITY OF LAKE WORTH UTILITIES | Tom G Smith | 919411 | 46529613 | 673 | GT1 | 673 | GT1 | 0990045 | 11 | 1.425 |  | 6.906 | 0.26622 | 0.25585 | 0.034532 | 0.036821 | 2022 | 75 | 10 | 404 | 6874.4 | 87.5 | 221118 | -80.0675 | 26.6127 | 318 | 125 | 140 |  | 26 | N | Distillate Fuel Oil | N | N | N | 9999 | N | 673_G_S5;673_G_GT1 | Combustion Turbine | 128 |  | 25000
673_G_GT2 | FL | 12099 | CITY OF LAKE WORTH UTILITIES | Tom G Smith | 919411 | 46529013 |  |  | 673 | GT2 | 0990045 | 6 | 0.002871 |  | 0.7656 | 0.012518 | 0.0083416 | 0.001757 | 0.000357 | 2022 | 46 | 16 | 837 | 16393.2 | 81.5 | 221118 | -80.0675 | 26.6127 | 435 | 125 | 120 |  | 21 | N | Natural Gas, Distillate Fuel Oil | N | N | N | 9999 | N |  | Combined Cycle | 4 |  | 13992
673_G_MU1 | FL | 12099 | CITY OF LAKE WORTH UTILITIES | Tom G Smith | 919411 | 46529513 |  |  | 673 | MU1 | 0990045 | 1 | 0.026775 |  | 0.1008 | 0.0041517 | 0.0035563 | 6.4e-05 | 0.002835 | 2022 | 17 | 1.8 | 667 | 320.1 | 121.7 | 221118 | -80.0675 | 26.6127 | 21 | 125 | 160 |  | 2 | N | Distillate Fuel Oil | N | N | N | 9999 | N |  | Combustion Turbine | 3 |  | 18384
673_G_MU3 | FL | 12099 | CITY OF LAKE WORTH UTILITIES | Tom G Smith | 919411 | 46529213 |  |  | 673 | MU3 | 0990045 | 3 | 0.05355 |  | 0.2016 | 0.0083034 | 0.0071127 | 0.000127 | 0.00567 | 2022 | 17 | 1.8 | 667 | 320.1 | 121.7 | 221118 | -80.0675 | 26.6127 | 21 | 125 | 160 |  | 2 | N | Distillate Fuel Oil | N | N | N | 9999 | N |  | Combustion Turbine | 6 |  | 17253
673_G_MU5 | FL | 12099 | CITY OF LAKE WORTH UTILITIES | Tom G Smith | 919411 | 46529313 |  |  | 673 | MU5 | 0990045 | 5 | 0.080325 |  | 0.3024 | 0.012455 | 0.010669 | 0.000191 | 0.008505 | 2022 | 17 | 1.8 | 667 | 320.1 | 121.7 | 221118 | -80.0675 | 26.6127 | 21 | 125 | 160 |  | 2 | N | Distillate Fuel Oil | N | N | N | 9999 | N |  | Combustion Turbine | 9 |  | 17253
54627_B_C | FL | 12099 | NEW HOPE POWER COMPANY |  | 919611 | 46528213 |  |  |  |  | 0990332 | 3 | 325.1326 | 0 | 211.0359 | 13.4623 | 11.7921 | 43.7514 | 16.4145 | 2022 | 199 | 10 | 295 | 4100 | 52.2 | 2211 | -80.7467 | 26.5767 | 760 | 125 | 100 |  |  |  |  | N | N | N |  | N |  |  | 5836
54627_B_A | FL | 12099 | NEW HOPE POWER COMPANY |  | 919611 | 46528013 |  |  |  |  | 0990332 | 1 | 339.5974 | 0 | 192.1468 | 13.3978 | 11.8158 | 36.9778 | 20.2909 | 2022 | 199 | 10 | 295 | 4100 | 52.2 | 2211 | -80.7467 | 26.5767 | 760 | 125 | 100 |  |  |  |  | N | N | N |  | N |  |  | 5768
54627_B_B | FL | 12099 | NEW HOPE POWER COMPANY |  | 919611 | 46528113 |  |  |  |  | 0990332 | 2 | 260.8989 | 0 | 193.9354 | 17.447 | 15.2681 | 35.8932 | 8.5557 | 2022 | 199 | 10 | 295 | 4100 | 52.2 | 2211 | -80.7467 | 26.5767 | 760 | 125 | 100 |  |  |  |  | N | N | N |  | N |  |  | 5411
50666_B_B1 | FL | 12101 | PASCO COUNTY | Pasco Cnty Solid Waste Resource Recovery | 717311 | 46337213 |  |  | 50666 | B1 | 1010056 | 1 | 4.6477 |  | 192.2453 | 2.1048 | 2.1048 | 5.1636 | 9e-06 | 2022 | 275 | 4.7 | 250 | 1421.7 | 81.9 | 562219 | -82.5602 | 28.3694 | 140 | 103 | 270 |  | 8.7 | N | MSW | N | Y | N | 9999 | N |  | Municipal Solid Waste | 8213 |  | 18381
50666_B_B2 | FL | 12101 | PASCO COUNTY | Pasco Cnty Solid Waste Resource Recovery | 717311 | 46336913 |  |  | 50666 | B2 | 1010056 | 2 | 5.1422 |  | 170.2473 | 1.8499 | 1.8499 | 13.8032 | 1.2e-05 | 2022 | 275 | 4.7 | 250 | 1421.7 | 81.9 | 562219 | -82.5602 | 28.3693 | 140 | 103 | 270 |  | 8.7 | N | MSW | N | Y | N | 9999 | N |  | Municipal Solid Waste | 8122 |  | 18381
50666_B_B3 | FL | 12101 | PASCO COUNTY | Pasco Cnty Solid Waste Resource Recovery | 717311 | 46336813 |  |  | 50666 | B3 | 1010056 | 3 | 5.5021 |  | 184.9463 | 1.3769 | 1.3769 | 14.6383 | 1.3e-05 | 2022 | 275 | 4.7 | 250 | 1421.7 | 81.9 | 562219 | -82.5602 | 28.3694 | 140 | 103 | 270 |  | 8.7 | N | MSW | N | Y | N | 9999 | N |  | Municipal Solid Waste | 8152 |  | 18381
8048_B_1 | FL | 12101 | DUKE ENERGY FLORIDA, LLC. | Anclote | 717211 | 46338013 | 8048 | 1 | 8048 | 1 | 1010017 | 1 | 55.2 |  | 829.7365 | 50.7353 | 50.7353 | 4.0807 | 36.7163 | 2022 | 499 | 24 | 350 | 57338.3 | 126.7 | 2211 | -82.7883 | 28.1844 | 5500 | 125 | 120 |  | 508 | N | Natural Gas, Residual Fuel Oil | Y | N | N | 9999 | N |  | O/G Steam | 7150 | 7150.0913 | 10967
8048_B_2 | FL | 12101 | DUKE ENERGY FLORIDA, LLC. | Anclote | 717211 | 46337913 | 8048 | 2 | 8048 | 2 | 1010017 | 2 | 86.3 |  | 617.7953 | 42.5315 | 42.5315 | 3.4434 | 30.7794 | 2022 | 499 | 24 | 350 | 57338.3 | 126.7 | 2211 | -82.7883 | 28.1844 | 5500 | 125 | 120 |  | 505 | N | Natural Gas, Residual Fuel Oil | Y | N | N | 9999 | N |  | O/G Steam | 5537 | 5536.96 | 11026
55414_G_G101 | FL | 12101 | SHADY HILLS POWER COMPANY, L.L.C. | Shady Hills Generating Station | 2712911 | 41363413 | 55414 | GT101 | 55414 | G101 |  |  | 0.47 |  | 45.6259 | 9.41 | 9.4 | 1.8091 | 0.167 |  | 75 | 18 | 1113 | 44083.3 | 173.2 | 2211 | -82.5589 | 28.3658 |  | 125 | 120 |  | 154.4 | N | Natural Gas, Distillate Fuel Oil | Y | N | N | 9999 | N |  | Combustion Turbine |  | 1823.1201 | 10882
55414_G_G201 | FL | 12101 | SHADY HILLS POWER COMPANY, L.L.C. | Shady Hills Generating Station | 2712911 | 41363313 | 55414 | GT201 | 55414 | G201 | 1010373 | 2 | 0.74 |  | 39.5657 | 8.4 | 8.4 | 0.9711 | 0.146 | 2022 | 75 | 18 | 1113 | 44083.3 | 173.2 | 2211 | -82.5584 | 28.3658 | 1700 | 125 | 120 |  | 154.4 | N | Natural Gas, Distillate Fuel Oil | Y | N | N | 9999 | N |  | Combustion Turbine | 1613 | 1593.3997 | 10882
55414_G_G301 | FL | 12101 | SHADY HILLS POWER COMPANY, L.L.C. | Shady Hills Generating Station | 2712911 | 41363513 | 55414 | GT301 | 55414 | G301 |  |  | 0.81 |  | 36.5588 | 7.8 | 7.8 | 0.8663 | 0.138 |  | 75 | 18 | 1113 | 44083.3 | 173.2 | 2211 | -82.558 | 28.3657 |  | 125 | 120 |  | 154.4 | N | Natural Gas, Distillate Fuel Oil | Y | N | N | 9999 | N |  | Combustion Turbine |  | 1505.8003 | 10882
50884_B_B101 | FL | 12103 | PINELLAS CO. BOARD OF CO. COMMISSIONERS | Pinellas County Resource Recovery | 843011 | 46213813 |  |  | 50884 | B101 | 1030117 | 1 | 28.3205 | 38.8954 | 422.6963 | 4.4223 | 4.4223 | 15.3008 | 3.4517 | 2022 | 165 | 8.5 | 270 | 4052 | 71.4 | 562219 | -82.6733 | 27.8735 | 458 | 103 | 270 |  | 20.6 | N | MSW | N | Y | N | 9999 | N |  | Municipal Solid Waste | 7653 |  | 20539
50884_B_B102 | FL | 12103 | PINELLAS CO. BOARD OF CO. COMMISSIONERS | Pinellas County Resource Recovery | 843011 | 46213913 |  |  | 50884 | B102 | 1030117 | 2 | 25.2154 | 30.3991 | 382.8551 | 4.0941 | 4.0941 | 15.5373 | 3.2984 | 2022 | 165 | 8.5 | 270 | 4052 | 71.4 | 562219 | -82.6733 | 27.8735 | 458 | 103 | 270 |  | 20.6 | N | MSW | N | Y | N | 9999 | N |  | Municipal Solid Waste | 7313 |  | 20539
50884_B_B103 | FL | 12103 | PINELLAS CO. BOARD OF CO. COMMISSIONERS | Pinellas County Resource Recovery | 843011 | 46214613 |  |  | 50884 | B103 | 1030117 | 3 | 35.2234 | 34.3006 | 426.8779 | 5.5816 | 5.5816 | 13.2075 | 3.519 | 2022 | 165 | 8.5 | 270 | 4052 | 71.4 | 562219 | -82.6733 | 27.8735 | 458 | 103 | 270 |  | 17 | N | MSW | N | Y | N | 9999 | N |  | Municipal Solid Waste | 7802 |  | 20560
627_G_P1 | FL | 12103 | DUKE ENERGY FLORIDA, LLC | Bayboro | 2744511 | 41361313 |  |  | 627 | P1 | 1030013 | 1 | 0.02395 |  | 5.2981 | 0.082229 | 0.080342 | 0.021991 | 0.002976 | 2022 | 40 | 22.9 | 900 | 8837.9 | 21 | 2211 | -82.6351 | 27.7581 | 774 | 125 | 120 |  | 44 | N | Distillate Fuel Oil | N | N | N | 9999 | N |  | Combustion Turbine | 25 |  | 14613
627_G_P2 | FL | 12103 | DUKE ENERGY FLORIDA, LLC | Bayboro | 2744511 | 41361413 |  |  | 627 | P2 | 1030013 | 2 | 0.021021 |  | 4.5355 | 0.072174 | 0.070517 | 0.019301 | 0.002612 | 2022 | 40 | 22.9 | 900 | 8837.9 | 21 | 2211 | -82.6351 | 27.7581 | 774 | 125 | 120 |  | 41 | N | Distillate Fuel Oil | N | N | N | 9999 | N |  | Combustion Turbine | 25 |  | 14615
627_G_P3 | FL | 12103 | DUKE ENERGY FLORIDA, LLC | Bayboro | 2744511 | 41360913 |  |  | 627 | P3 | 1030013 | 3 | 0.010215 |  | 2.1574 | 0.03507 | 0.034265 | 0.009379 | 0.001269 | 2022 | 40 | 22.9 | 900 | 8837.9 | 21 | 2211 | -82.6351 | 27.7581 | 774 | 125 | 120 |  | 43 | N | Distillate Fuel Oil | N | N | N | 9999 | N |  | Combustion Turbine | 11 |  | 14615
627_G_P4 | FL | 12103 | DUKE ENERGY FLORIDA, LLC | Bayboro | 2744511 | 41361113 |  |  | 627 | P4 | 1030013 | 4 | 0.01867 |  | 4.1527 | 0.064101 | 0.06263 | 0.017143 | 0.00232 | 2022 | 40 | 22.9 | 900 | 8837.9 | 21 | 2211 | -82.6351 | 27.7581 | 774 | 125 | 120 |  | 43 | N | Distillate Fuel Oil | N | N | N | 9999 | N |  | Combustion Turbine | 21 |  | 14615
634_G_4AGT | FL | 12103 | DUKE ENERGY FLORIDA, LLC | P L Bartow | 751811 | 67282113 | 634 | 4A | 634 | 4AGT | 1030011 | 38 | 115.4 | 0 | 209.5796 | 42.9245 | 42.9245 | 3.8004 | 5.1691 | 2022 | 132 | 18 | 190 | 17780.2 | 69.9 | 2211 | -82.6011 | 27.8614 | 1970 | 125 | 140 |  | 181 | N | Natural Gas, Distillate Fuel Oil | Y | N | N | 9999 | N |  | Combined Cycle | 7242 | 7241.6099 | 7814
634_G_4BGT | FL | 12103 | DUKE ENERGY FLORIDA, LLC | P L Bartow | 751811 | 67282213 | 634 | 4B | 634 | 4BGT | 1030011 | 39 | 163.2 | 0 | 189.4803 | 39.8871 | 39.8325 | 3.6814 | 4.2478 | 2022 | 132 | 18 | 190 | 17780.2 | 69.9 | 2211 | -82.6011 | 27.8614 | 1970 | 125 | 140 |  | 165 | N | Natural Gas, Distillate Fuel Oil | Y | N | N | 9999 | N |  | Combined Cycle | 6838 | 6838.1611 | 7814
634_G_4CGT | FL | 12103 | DUKE ENERGY FLORIDA, LLC | P L Bartow | 751811 | 67282313 | 634 | 4C | 634 | 4CGT | 1030011 | 40 | 178.7 | 0 | 193.9092 | 39.3872 | 39.3859 | 3.5142 | 2.0376 | 2022 | 132 | 18 | 650 | 17780.2 | 69.9 | 2211 | -82.6011 | 27.8614 | 1970 | 125 | 140 |  | 181 | N | Natural Gas, Distillate Fuel Oil | Y | N | N | 9999 | N |  | Combined Cycle | 6551 | 6550.9907 | 7814
634_G_4DGT | FL | 12103 | DUKE ENERGY FLORIDA, LLC | P L Bartow | 751811 | 67282413 | 634 | 4D | 634 | 4DGT | 1030011 | 41 | 168.3 | 0 | 215.6246 | 42.8847 | 42.8493 | 3.826 | 2.7461 | 2022 | 132 | 18 | 190 | 17780.2 | 69.9 | 2211 | -82.6011 | 27.8614 | 1970 | 125 | 140 |  | 183 | N | Natural Gas, Distillate Fuel Oil | Y | N | N | 9999 | N | 634_G_4DGT;634_G_4ST | Combined Cycle | 7285 | 7284.5791 | 7814
634_G_P1 | FL | 12103 | DUKE ENERGY FLORIDA, LLC | P L Bartow | 751811 | 46316313 | 634 | P1 | 634 | P1 | 1030011 | 5 | 0.9642 |  | 14.0211 | 0.73279 | 0.22056 | 0.33476 | 0.008236 | 2022 | 45 | 17.9 | 930 | 17388.3 | 69.1 | 2211 | -82.6011 | 27.8614 | 714 | 125 | 120 |  | 41 | N | Distillate Fuel Oil | N | N | N | 9999 | N |  | Combustion Turbine | 90 |  | 15776
634_G_P2 | FL | 12103 | DUKE ENERGY FLORIDA, LLC | P L Bartow | 751811 | 46315613 | 634 | P2 | 634 | P2 | 1030011 | 6 | 3.9647 |  | 21.8809 | 0.75436 | 0.57321 | 0.1474 | 0.10445 | 2022 | 45 | 17.9 | 930 | 17388.3 | 69.1 | 2211 | -82.6011 | 27.8614 | 714 | 125 | 120 |  | 41 | N | Natural Gas, Distillate Fuel Oil | N | N | N | 9999 | N |  | Combustion Turbine | 343 |  | 15779
634_G_P3 | FL | 12103 | DUKE ENERGY FLORIDA, LLC | P L Bartow | 751811 | 46315413 | 634 | P3 | 634 | P3 | 1030011 | 7 | 0.69208 |  | 10.064 | 0.52598 | 0.15831 | 0.24028 | 0.005912 | 2022 | 45 | 17.9 | 930 | 17388.3 | 69.1 | 2211 | -82.6011 | 27.8614 | 714 | 125 | 120 |  | 41 | N | Distillate Fuel Oil | N | N | N | 9999 | N |  | Combustion Turbine | 70 |  | 15776
634_G_P4 | FL | 12103 | DUKE ENERGY FLORIDA, LLC | P L Bartow | 751811 | 46315713 | 634 | P4 | 634 | P4 | 1030011 | 8 | 4.5378 |  | 23.2903 | 0.63941 | 0.62739 | 0.040893 | 0.11582 | 2022 | 45 | 17.9 | 930 | 17388.3 | 69.1 | 2211 | -82.6011 | 27.8614 | 714 | 125 | 120 |  | 45 | N | Natural Gas, Distillate Fuel Oil | N | N | N | 9999 | N |  | Combustion Turbine | 313 |  | 15776
7302_G_2GT | FL | 12105 | HINES ENERGY COMPLEX | Hines Energy Complex | 552011 | 67213413 | 7302 | 2A | 7302 | 2GT | 1050234 | 14 | 64.2 | 15.5136 | 61.9218 | 47.058 | 47.058 | 3.2245 | 2.8959 | 2022 | 125 | 19 | 190 | 16825 | 59.3 | 2211 | -81.8712 | 27.7887 | 2050 | 125 | 120 |  | 176 | N | Natural Gas, Distillate Fuel Oil | Y | N | N | 9999 | N |  | Combined Cycle | 6434 | 6434.4902 | 7166
7302_G_2GT2 | FL | 12105 | HINES ENERGY COMPLEX | Hines Energy Complex | 552011 | 67213513 | 7302 | 2B | 7302 | 2GT2 | 1050234 | 15 | 57.8 | 15.0578 | 59.2059 | 45.6753 | 45.6753 | 3.1096 | 4.6679 | 2022 | 125 | 19 | 190 | 16825 | 59.3 | 2211 | -81.8712 | 27.7887 | 2050 | 125 | 120 |  | 174 | N | Natural Gas, Distillate Fuel Oil | Y | N | N | 9999 | N |  | Combined Cycle | 6258 | 6258.4702 | 7166
7302_G_3GT | FL | 12105 | HINES ENERGY COMPLEX | Hines Energy Complex | 552011 | 67213613 | 7302 | 3A | 7302 | 3GT | 1050234 | 16 | 50.7 | 35.3829 | 51.7121 | 37.6657 | 37.6657 | 3.5817 | 4.1661 | 2022 | 125 | 19 | 190 | 16844.4 | 59.4 | 2211 | -81.8694 | 27.7886 | 2050 | 125 | 120 |  | 171 | N | Natural Gas, Distillate Fuel Oil | Y | N | N | 9999 | N |  | Combined Cycle | 7423 | 7423.0195 | 7166
7302_G_3GT2 | FL | 12105 | HINES ENERGY COMPLEX | Hines Energy Complex | 552011 | 67213713 | 7302 | 3B | 7302 | 3GT2 | 1050234 | 17 | 83.6 | 34.2469 | 51.3647 | 38.9706 | 38.9706 | 3.6976 | 4.1332 | 2022 | 125 | 19 | 190 | 16844.4 | 59.4 | 2211 | -81.8694 | 27.7886 | 2050 | 125 | 120 |  | 176 | N | Natural Gas, Distillate Fuel Oil | Y | N | N | 9999 | N |  | Combined Cycle | 7727 | 7726.6104 | 7166
7302_G_4GT | FL | 12105 | HINES ENERGY COMPLEX | Hines Energy Complex | 552011 | 67213813 | 7302 | 4A | 7302 | 4GT | 1050234 | 18 | 16.6 | 5.1826 | 46.2533 | 38.0061 | 38.0061 | 3.5655 | 4.2037 | 2022 | 125 | 18 | 202 | 17271.2 | 67.9 | 2211 | -81.8712 | 27.7887 | 1920 | 125 | 120 |  | 171 | N | Natural Gas, Distillate Fuel Oil | Y | N | N | 9999 | N |  | Combined Cycle | 7301 | 7301.25 | 7166
7302_G_4GT2 | FL | 12105 | HINES ENERGY COMPLEX | Hines Energy Complex | 552011 | 67213913 | 7302 | 4B | 7302 | 4GT2 | 1050234 | 19 | 16.9 | 2.0503 | 31.4468 | 27.064 | 27.064 | 2.5399 | 2.9524 | 2022 | 125 | 18 | 202 | 17271.2 | 67.9 | 2211 | -81.8712 | 27.7887 | 1920 | 125 | 120 |  | 171 | N | Natural Gas, Distillate Fuel Oil | Y | N | N | 9999 | N | 7302_G_4GT2;7302_G_4ST | Combined Cycle | 5229 | 5229.3501 | 7166
54365_G_APC1 | FL | 12105 | ORANGE COGENERATION LIMITED PARTNERSHIP | Orange Cogeneration Facility | 3197811 | 39670813 | 54365 | 1 | 54365 | APC1 | 1050231 | 1 | 37.9973 |  | 37.0754 | 3.2033 | 3.2033 | 0.3487 | 1.8693 | 2022 | 100 | 11 | 230 | 4977.5 | 52.4 | 2211 | -81.8247 | 27.8705 | 410 | 125 | 120 |  | 43 | Y | Natural Gas | Y | N | N | 9999 | N |  | Combined Cycle | 3494 | 3493.7798 | 7328
54365_G_APC2 | FL | 12105 | ORANGE COGENERATION LIMITED PARTNERSHIP | Orange Cogeneration Facility | 3197811 | 39670713 | 54365 | 2 | 54365 | APC2 | 1050231 | 2 | 53.9517 |  | 46.5977 | 4.7139 | 4.7139 | 0.4567 | 2.4154 | 2022 | 100 | 11 | 230 | 4977.5 | 52.4 | 2211 | -81.8247 | 27.8705 | 410 | 125 | 120 |  | 43 | Y | Natural Gas | Y | N | N | 9999 | N |  | Combined Cycle | 4645 | 4641.9424 | 7328
54365_G_APC3 | FL | 12105 | ORANGE COGENERATION LIMITED PARTNERSHIP | Orange Cogeneration Facility | 3197811 | 67212913 |  |  | 54365 | APC3 | 1050231 | 3 | 0.22396 |  | 25.1609 | 0.55775 | 0.55552 | 0.0704 | 0.70389 | 2022 | 65 | 3.7 | 305 | 495.5 | 46 | 2211 | -81.8247 | 27.8705 | 100 | 125 | 100 |  | 24.6 | Y | Natural Gas | N | Y | N | 9999 | N |  | Combined Cycle | 6399 |  | 7328
54426_G_GT1 | FL | 12105 | POLK POWER PARTNERS, L.P. | Mulberry Cogeneration Facility | 2312411 | 39754313 | 54426 | 1 | 54426 | GT1 | 1050217 | 1 | 1.034 |  | 74.3047 | 10.4928 | 10.4928 | 0.974 | 3.3389 | 2022 | 125 | 15 | 220 | 11322.1 | 64.1 | 2211 | -81.8775 | 27.8489 | 970 | 125 | 120 |  | 78 | Y | Natural Gas, Distillate Fuel Oil | Y | N | N | 9999 | N | 54426_G_ST1;54426_G_GT1 | Combined Cycle | 3554 | 3554.3538 | 7782
55412_G_OEC1 | FL | 12105 | DUKE ENERGY FLORIDA, LLC | Osprey Energy Center Power Plant | 9740311 | 57508013 | 55412 | CT1 | 55412 | OEC1 | 1050463 | 1 | 89.9 | 5.2383 | 39.4495 | 12.1137 | 12.1137 | 2.0359 | 4.8127 | 2022 | 142 | 18.5 | 200 | 17018.3 | 63.3 | 2211 | -81.8083 | 28.0525 | 1880 | 125 | 140 |  | 173 | N | Natural Gas | Y | N | N | 9999 | N | 55412_G_OECS;55412_G_OEC1 | Combined Cycle | 4036 | 4035.5984 | 7384
55412_G_OEC2 | FL | 12105 | DUKE ENERGY FLORIDA, LLC | Osprey Energy Center Power Plant | 9740311 | 57508113 | 55412 | CT2 | 55412 | OEC2 | 1050463 | 2 | 81.44 | 4.1548 | 33.6658 | 13.647 | 13.647 | 1.9906 | 1.9815 | 2022 | 142 | 18.5 | 200 | 17018.3 | 63.3 | 2211 | -81.8083 | 28.0525 | 1880 | 125 | 140 |  | 173 | N | Natural Gas | Y | N | N | 9999 | N |  | Combined Cycle | 4075 | 4074.54 | 7384
675_G_8 | FL | 12105 | LAKELAND ELECTRIC | Larsen Memorial | 752011 | 46313613 | 675 | **8 | 675 | 8 | 1050003 | 8 | 24.2729 |  | 58.2214 | 6.7187 | 6.7177 | 0.6906 | 2.1261 | 2022 | 155 | 16 | 481 | 17234.2 | 85.7 | 2211 | -81.9235 | 28.049 | 1160 | 125 | 120 |  | 78 | N | Natural Gas, Distillate Fuel Oil | Y | N | N | 9999 | N |  | Combined Cycle | 2427 | 2426.8508 | 11430
676_G_5CT | FL | 12105 | C.D. MCINTOSH, JR. POWER PLANT | C D McIntosh Jr | 643111 | 46453113 | 676 | 5 | 676 | 5CT | 1050004 | 28 | 2.9789 | 23.8228 | 196.6319 | 53.637 | 53.637 | 4.925 | 17.3153 | 2022 | 300 | 20 | 187 | 21190.5 | 67.5 | 2211 | -81.9278 | 28.0844 | 2590 | 125 | 140 |  | 234 | N | Natural Gas | Y | N | N | 9999 | N | 676_G_5CT;676_G_5ST | Combined Cycle | 7825 | 7825.0103 | 7296
676_G_GT1 | FL | 12105 | C.D. MCINTOSH, JR. POWER PLANT | C D McIntosh Jr | 643111 | 46452913 |  |  | 676 | GT1 | 1050004 | 4 | 0.36825 |  | 1.4437 | 0.029724 | 0.029722 | 0.001227 | 0.009432 | 2022 | 35 | 13.5 | 900 | 11372.2 | 79.5 | 2211 | -81.9253 | 28.0816 | 330 | 125 | 120 |  | 17 | N | Natural Gas, Distillate Fuel Oil | N | N | N | 9999 | N |  | Combustion Turbine | 36 |  | 10745
676_G_GT2 | FL | 12105 | C.D. MCINTOSH, JR. POWER PLANT | C D McIntosh Jr | 643111 | 138587313 | 676 | MGT2 | 676 | GT2 | 1050004 | 34 | 35.54 |  | 25.0335 | 1.9282 | 1.9282 | 0.1728 | 0.61324 | 2022 | 50 | 22.6 | 1000 | 31451.7 | 78.4 | 2211 | -81.9253 | 28.0816 | 1780 | 125 | 120 |  | 117 | N | Natural Gas, Distillate Fuel Oil | Y | N | N | 9999 | N |  | Combustion Turbine | 550 | 549.7701 | 10745
676_G_IC1 | FL | 12105 | C.D. MCINTOSH, JR. POWER PLANT | C D McIntosh Jr | 643111 | 46453513 |  |  | 676 | IC1 | 1050004 | 2 | 0.15047 |  | 0.69913 | 0.021358 | 0.021358 | 0.00819 | 0.057065 | 2022 | 20 | 2.6 | 715 | 408.8 | 77 | 2211 | -81.9253 | 28.0816 | 28 | 125 | 160 |  | 2.5 | N | Distillate Fuel Oil | N | N | N | 9999 | N |  | Combustion Turbine | 20 |  | 11882
7242_G_1CT | FL | 12105 | TAMPA ELECTRIC COMPANY-POLK | Polk | 751911 | 46314613 | 7242 | **1 | 7242 | 1CT | 1050233 | 1 | 13.894 |  | 390.2013 | 17.852 | 17.852 | 1.7428 | 9.3467 | 2022 | 150 | 19 | 340 | 21500 | 75.8 | 221112 | -81.9895 | 27.7288 | 1640 | 125 | 140 |  | 161 | N | Bituminous | Y | N | N | 9999 | N | 7242_G_1CT;7242_G_1CA | IGCC | 2597 | 4587.5103 | 10105
7242_G_2 | FL | 12105 | TAMPA ELECTRIC COMPANY-POLK | Polk | 751911 | 111793713 | 7242 | **2 | 7242 | 2 | 1050233 | 20 | 24.871 | 17.9594 | 43.3024 | 42.0677 | 39.8828 | 22.9679 | 5.5301 | 2022 | 130 | 19 | 210 | 17131.7 | 60.4 | 221112 | -81.9898 | 27.727 | 1950 | 125 | 120 |  | 150 | N | Natural Gas, Distillate Fuel Oil | Y | N | N | 9999 | N |  | Combined Cycle | 6947 | 7013.9805 | 7482
7242_G_3 | FL | 12105 | TAMPA ELECTRIC COMPANY-POLK | Polk | 751911 | 111793813 | 7242 | **3 | 7242 | 3 |  |  | 23.7757 | 22.2874 | 41.6482 | 45.9765 | 42.9891 | 24.7095 | 12.3575 |  | 130 | 19 | 210 | 17131.7 | 60.4 | 221112 | -81.9898 | 27.727 |  | 125 | 120 |  | 150 | N | Natural Gas, Distillate Fuel Oil | Y | N | N | 9999 | N |  | Combined Cycle |  | 7319.3218 | 7482
7242_G_4 | FL | 12105 | TAMPA ELECTRIC COMPANY-POLK | Polk | 751911 | 111793913 | 7242 | **4 | 7242 | 4 | 1050233 | 22 | 23.2769 | 16.4007 | 37.8476 | 37.8111 | 37.8111 | 3.5362 | 3.9413 | 2022 | 130 | 19 | 210 | 17131.7 | 60.4 | 221112 | -81.9898 | 27.727 | 1950 | 125 | 120 |  | 150 | N | Natural Gas, Distillate Fuel Oil | Y | N | N | 9999 | N |  | Combined Cycle | 7270 | 7338.8008 | 7482
7242_G_5 | FL | 12105 | TAMPA ELECTRIC COMPANY-POLK | Polk | 751911 | 111794013 | 7242 | **5 | 7242 | 5 | 1050233 | 23 | 17.0306 | 11.87 | 34.0473 | 36.5647 | 36.5647 | 3.0402 | 7.4247 | 2022 | 130 | 19 | 210 | 17131.7 | 60.4 | 221112 | -81.9898 | 27.727 | 1950 | 125 | 120 |  | 150 | N | Natural Gas, Distillate Fuel Oil | Y | N | N | 9999 | N |  | Combined Cycle | 7157 | 7200.8198 | 7482
7302_G_1GT | FL | 12105 | HINES ENERGY COMPLEX | Hines Energy Complex | 552011 | 48264613 | 7302 | 1A | 7302 | 1GT | 1050234 | 1 | 8.7913 | 24.0296 | 215.2516 | 36.3374 | 36.3374 | 3.4534 | 1.1136 | 2022 | 125 | 19 | 190 | 16825 | 59.3 | 2211 | -81.8694 | 27.7888 | 1920 | 125 | 120 |  | 161 | N | Natural Gas, Distillate Fuel Oil | Y | N | N | 9999 | N |  | Combined Cycle | 8057 | 8056.6602 | 7166
7302_G_1GT2 | FL | 12105 | HINES ENERGY COMPLEX | Hines Energy Complex | 552011 | 48264713 | 7302 | 1B | 7302 | 1GT2 | 1050234 | 2 | 9.6611 | 28.3793 | 222.3279 | 38.6442 | 38.6442 | 3.5826 | 2.524 | 2022 | 125 | 19 | 190 | 16825 | 59.3 | 2211 | -81.8712 | 27.7887 | 1920 | 125 | 120 |  | 167 | N | Natural Gas, Distillate Fuel Oil | Y | N | N | 9999 | N |  | Combined Cycle | 8302 | 8301.5498 | 7166
7699_G_CT1 | FL | 12105 | DUKE ENERGY FLORIDA, LLC | Tiger Bay | 8514711 | 959813 | 7699 | 1 | 7699 | CT1 | 1050223 | 1 | 5.9429 |  | 173.8894 | 30.1716 | 30.1716 | 2.5854 | 0.27429 | 2022 | 180 | 19 | 205 | 17866.7 | 63 | 2211 | -81.8492 | 27.7473 | 1710 | 125 | 120 |  | 130 | N | Natural Gas | Y | N | N | 9999 | N | 7699_G_CW1;7699_G_CT1 | Combined Cycle | 6406 | 6406.2808 | 7777
7997_G_WD01 | FL | 12105 | LAKELAND ELECTRIC | Winston | 1889311 | 41747613 |  |  | 7997 | WD01 | 1050352 | 1 | 0.001551 | 0.000373 | 0.036832 | 0.015011 | 0.015011 | 9.4e-05 | 0.040106 | 2022 | 34 | 2.3 | 740 | 355.8 | 85.6 | 2211 | -82.0151 | 28.0288 | 29 | 125 | 160 |  | 2.5 | N | Distillate Fuel Oil | N | N | N | 9999 | N |  | Combustion Turbine | 16 |  | 25000
7997_G_WD02 | FL | 12105 | LAKELAND ELECTRIC | Winston | 1889311 | 41748313 |  |  | 7997 | WD02 | 1050352 | 6 | 0.00265 | 0.000335 | 0.033119 | 0.013498 | 0.013498 | 8.5e-05 | 0.036063 | 2022 | 34 | 2.3 | 740 | 355.8 | 85.6 | 2211 | -82.0151 | 28.0288 | 29 | 125 | 160 |  | 2.5 | N | Distillate Fuel Oil | N | N | N | 9999 | N |  | Combustion Turbine | 14 |  | 25000
7997_G_WD03 | FL | 12105 | LAKELAND ELECTRIC | Winston | 1889311 | 41747813 |  |  | 7997 | WD03 | 1050352 | 11 | 0.00221 | 0.000298 | 0.029407 | 0.011985 | 0.011985 | 7.5e-05 | 0.03202 | 2022 | 34 | 2.3 | 740 | 355.8 | 85.6 | 2211 | -82.0151 | 28.0288 | 29 | 125 | 160 |  | 2.5 | N | Distillate Fuel Oil | N | N | N | 9999 | N |  | Combustion Turbine | 13 |  | 25000
7997_G_WD04 | FL | 12105 | LAKELAND ELECTRIC | Winston | 1889311 | 41747313 |  |  | 7997 | WD04 | 1050352 | 16 | 0.002419 | 0.000326 | 0.032191 | 0.013119 | 0.013119 | 8.2e-05 | 0.035052 | 2022 | 34 | 2.3 | 740 | 355.8 | 85.6 | 2211 | -82.0151 | 28.0288 | 29 | 125 | 160 |  | 2.5 | N | Distillate Fuel Oil | N | N | N | 9999 | N |  | Combustion Turbine | 14 |  | 25000
136_B_2 | FL | 12107 | SEMINOLE ELECTRIC COOPERATIVE, INC. | Seminole (FL) | 2474411 | 40414813 | 136 | 2 | 136 | 2 | 1070025 | 2 | 1296.02 |  | 1025.184 | 569.808 | 435.778 | 2734.8145 | 18.0747 | 2022 | 675 | 36 | 128 | 26666.7 | 26 | 2211 | -81.6326 | 29.7337 | 7170 | 125 | 100 |  | 634 | N | Bituminous | Y | N | N | 9999 | N |  | Coal Steam | 7216 | 7216.2788 | 9871
136_B_1 | FL | 12107 | SEMINOLE ELECTRIC COOPERATIVE, INC. |  | 2474411 | 40414713 | 136 | 1 |  |  | 1070025 | 1 | 845.99 |  | 898.4932 | 448.762 | 354.916 | 2205.7978 | 19.4103 | 2022 | 675 | 36 | 128 | 26666.7 | 26 | 2211 | -81.6327 | 29.7337 | 7170 | 125 | 100 |  |  |  |  | Y | N | N |  | N |  |  | 6768 | 6768.1001
56400_G_CT1 | FL | 12111 | FLORIDA MUNICIPAL POWER AGENCY | Treasure Coast Energy Center | 12779711 | 67328113 | 56400 | 1 | 56400 | CT1 | 1110121 | 1 | 16.1 | 3.7039 | 40.6298 | 48.7108 | 48.7108 | 4.4007 | 15.4989 | 2022 | 170 | 18 | 170 | 15971.7 | 62.8 | 2211 | -80.3776 | 27.3847 | 1990 | 125 | 120 |  | 158.8 | N | Natural Gas, Distillate Fuel Oil | Y | N | N | 9999 | N | 56400_G_ST1;56400_G_CT1 | Combined Cycle | 8245 | 8244.9004 | 7050
55242_G_CT01 | FL | 12113 | SANTA ROSA ENERGY CTR, LLC | Santa Rosa Energy Center | 2492411 | 40405313 | 55242 | CT-1 | 55242 | CT01 | 1130168 | 1 | 9.8303 |  | 151.7819 | 32.4401 | 32.4401 | 2.9756 | 10.3218 | 2022 | 200 | 19 | 205 | 17886.7 | 63.1 | 2211 | -87.1156 | 30.5661 | 1780 | 125 | 120 |  | 161.4 | N | Natural Gas | Y | N | N | 9999 | N | 55242_G_CT01;55242_G_ST01 | Combined Cycle | 6004 | 5980.5493 | 7686
7715_G_3 | FL | 12113 | FLORIDA POWER & LIGHT COMPANY |  | 2492511 | 40405113 |  |  |  |  | 1130173 | 1 | 11.6746 |  | 161.07 | 6.7949 | 6.7949 | 0.097238 | 1.3528 | 2022 | 60 | 4 | 325 | 684.3 | 54.5 | 2211 | -87.1353 | 30.5923 | 450 | 125 | 100 |  |  |  |  | N | N | N |  | N | 7715_G_2;7715_G_3;7715_G_1 |  | 8052
638_G_P1 | FL | 12121 | DUKE ENERGY FLORIDA, LLC | Suwannee River | 642811 | 46455413 |  |  | 638 | P1 | 1210003 | 4 | 5.6402 |  | 39.75 | 1.2409 | 1.2409 | 0.11 | 0.39482 | 2022 | 22 | 11.4 | 830 | 10462.5 | 102.5 | 2211 | -83.1801 | 30.3754 | 739 | 125 | 120 |  | 48 | N | Natural Gas, Distillate Fuel Oil | N | N | N | 9999 | N |  | Combustion Turbine | 665 |  | 14268
638_G_P2 | FL | 12121 | DUKE ENERGY FLORIDA, LLC | Suwannee River | 642811 | 46455113 |  |  | 638 | P2 | 1210003 | 5 | 4.658 |  | 35.08 | 1.0175 | 1.0171 | 0.17 | 0.31942 | 2022 | 22 | 11.4 | 830 | 10462.5 | 102.5 | 2211 | -83.1801 | 30.3754 | 739 | 125 | 120 |  | 48 | N | Distillate Fuel Oil | N | N | N | 9999 | N |  | Combustion Turbine | 538 |  | 14271
638_G_P3 | FL | 12121 | DUKE ENERGY FLORIDA, LLC | Suwannee River | 642811 | 46455213 |  |  | 638 | P3 | 1210003 | 6 | 6.4789 |  | 46.6 | 1.4254 | 1.4254 | 0.13 | 0.45353 | 2022 | 22 | 11.4 | 830 | 10462.5 | 102.5 | 2211 | -83.1801 | 30.3754 | 739 | 125 | 120 |  | 49 | N | Natural Gas, Distillate Fuel Oil | N | N | N | 9999 | N |  | Combustion Turbine | 712 |  | 14270
50466_G_GEN6 | FL | 12123 | FOLEY CELLULOSE LLC |  | 752411 | 46309213 |  |  |  |  | 1230001 | 2 | 49.0368 |  | 167.3035 | 5.3134 | 5.3134 | 58.351 | 3.1926 | 2022 | 225 | 13 | 150 | 350 | 2.6 | 3221 | -83.5252 | 30.0685 | 249 | 133 | 100 |  |  |  |  | N | N | N |  | N |  |  | 8477
6046_G_10 | FL | 12127 | DUKE ENERGY FLORIDA, LLC | DeBary | 2797311 | 40825313 | 6046 | **10 | 6046 | 10 | 1270028 | 18 | 0.080482 | 1.9238 | 5.3801 | 0.45593 | 0.44547 | 0.8165 | 0.016499 | 2022 | 50 | 13.8 | 1043 | 25855.3 | 174.1 | 2211 | -81.3333 | 28.9041 | 1160 | 125 | 120 |  | 72 | N | Distillate Fuel Oil | Y | N | N | 9999 | N |  | Combustion Turbine | 143 | 117.52 | 13806
6046_G_2 | FL | 12127 | DUKE ENERGY FLORIDA, LLC | DeBary | 2797311 | 40825913 | 6046 | P2 | 6046 | 2 | 1270028 | 5 | 0.074159 | 0.47064 | 19.7756 | 0.25461 | 0.24877 | 0.45394 | 0.009214 | 2022 | 45 | 17.7 | 1050 | 42750 | 173.7 | 2211 | -81.3333 | 28.9041 | 825 | 125 | 120 |  | 45 | N | Distillate Fuel Oil | N | N | N | 9999 | N |  | Combustion Turbine | 84 |  | 13806
6046_G_3 | FL | 12127 | DUKE ENERGY FLORIDA, LLC | DeBary | 2797311 | 40825113 | 6046 | P3 | 6046 | 3 | 1270028 | 7 | 0.067352 | 0.42745 | 17.9606 | 0.23124 | 0.22594 | 0.41228 | 0.008368 | 2022 | 45 | 17.7 | 1050 | 42750 | 173.7 | 2211 | -81.3333 | 28.9041 | 825 | 125 | 120 |  | 45 | N | Distillate Fuel Oil | N | N | N | 9999 | N |  | Combustion Turbine | 85 |  | 13804
6046_G_4 | FL | 12127 | DUKE ENERGY FLORIDA, LLC | DeBary | 2797311 | 40825013 | 6046 | P4 | 6046 | 4 | 1270028 | 9 | 0.076007 | 0.48237 | 20.2685 | 0.26096 | 0.25497 | 0.46525 | 0.009443 | 2022 | 45 | 17.7 | 1050 | 42750 | 173.7 | 2211 | -81.3333 | 28.9041 | 825 | 125 | 120 |  | 46 | N | Distillate Fuel Oil | N | N | N | 9999 | N |  | Combustion Turbine | 79 |  | 13802
6046_G_5 | FL | 12127 | DUKE ENERGY FLORIDA, LLC | DeBary | 2797311 | 40825613 | 6046 | P5 | 6046 | 5 | 1270028 | 11 | 0.032985 | 0.20934 | 8.796 | 0.11325 | 0.11065 | 0.20191 | 0.004098 | 2022 | 45 | 17.7 | 1050 | 42750 | 173.7 | 2211 | -81.3333 | 28.9041 | 825 | 125 | 120 |  | 45 | N | Distillate Fuel Oil | N | N | N | 9999 | N |  | Combustion Turbine | 43 |  | 13800
6046_G_6 | FL | 12127 | DUKE ENERGY FLORIDA, LLC | DeBary | 2797311 | 40825213 | 6046 | P6 | 6046 | 6 | 1270028 | 13 | 0.042736 | 0.27122 | 11.3964 | 0.14673 | 0.14336 | 0.2616 | 0.00531 | 2022 | 45 | 17.7 | 1050 | 42750 | 173.7 | 2211 | -81.3333 | 28.9041 | 825 | 125 | 120 |  | 46 | N | Distillate Fuel Oil | N | N | N | 9999 | N |  | Combustion Turbine | 58 |  | 13802
6046_G_7 | FL | 12127 | DUKE ENERGY FLORIDA, LLC | DeBary | 2797311 | 40825713 | 6046 | **7 | 6046 | 7 | 1270028 | 15 | 2.2748 | 6.9001 | 27.543 | 2.6368 | 2.6325 | 0.5005 | 0.78546 | 2022 | 50 | 13.8 | 1043 | 25855.3 | 174.1 | 2211 | -81.3333 | 28.9041 | 1160 | 125 | 120 |  | 74 | N | Natural Gas, Distillate Fuel Oil | Y | N | N | 9999 | N |  | Combustion Turbine | 914 | 971.51 | 13805
6046_G_8 | FL | 12127 | DUKE ENERGY FLORIDA, LLC | DeBary | 2797311 | 40825813 | 6046 | **8 | 6046 | 8 | 1270028 | 16 | 1.5447 | 0.68182 | 8.1843 | 0.69846 | 0.68813 | 0.2128 | 0.16257 | 2022 | 50 | 13.8 | 1043 | 25855.3 | 174.1 | 2211 | -81.3333 | 28.9041 | 1160 | 125 | 120 |  | 75 | N | Natural Gas, Distillate Fuel Oil | Y | N | N | 9999 | N |  | Combustion Turbine | 268 | 259.29 | 13806
6046_G_9 | FL | 12127 | DUKE ENERGY FLORIDA, LLC | DeBary | 2797311 | 40825513 | 6046 | **9 | 6046 | 9 |  |  | 6.2707 | 1.8669 | 21.1543 | 1.7138 | 1.7124 | 0.2823 | 0.52805 |  | 50 | 13.8 | 1043 | 25855.3 | 174.1 | 2211 | -81.3333 | 28.9041 |  | 125 | 120 |  | 76 | N | Natural Gas, Distillate Fuel Oil | Y | N | N | 9999 | N |  | Combustion Turbine |  | 689.3901 | 13801
620_G_4A | FL | 12127 | FLORIDA POWER & LIGHT (PSN) | Sanford | 845211 | 67203913 | 620 | SNCT4A | 620 | 4A | 1270009 | 5 | 2.8942 |  | 105.8937 | 26.7529 | 26.7529 | 2.4181 | 1.4957 | 2022 | 125 | 19 | 220 | 19936 | 70.3 | 2211 | -81.3283 | 28.8417 | 2200 | 125 | 140 |  | 197 | N | Natural Gas | Y | N | N | 9999 | N | 620_G_4A;620_G_4 | Combined Cycle | 5757 | 5756.8618 | 7438
620_G_4B | FL | 12127 | FLORIDA POWER & LIGHT (PSN) | Sanford | 845211 | 67204013 | 620 | SNCT4B | 620 | 4B | 1270009 | 6 | 2.982 |  | 103.4807 | 26.8138 | 26.8138 | 2.4235 | 1.4991 | 2022 | 125 | 19 | 220 | 19936 | 70.3 | 2211 | -81.3283 | 28.8417 | 2200 | 125 | 140 |  | 197 | N | Natural Gas | Y | N | N | 9999 | N |  | Combined Cycle | 5650 | 5650.0034 | 7438
620_G_4C | FL | 12127 | FLORIDA POWER & LIGHT (PSN) | Sanford | 845211 | 67204113 | 620 | SNCT4C | 620 | 4C | 1270009 | 7 | 2.5348 |  | 99.7034 | 24.9328 | 24.9328 | 2.2556 | 1.394 | 2022 | 125 | 19 | 220 | 19936 | 70.3 | 2211 | -81.3283 | 28.8417 | 2200 | 125 | 140 |  | 197 | N | Natural Gas | Y | N | N | 9999 | N |  | Combined Cycle | 5342 | 5341.6797 | 7438
620_G_4D | FL | 12127 | FLORIDA POWER & LIGHT (PSN) | Sanford | 845211 | 67204213 | 620 | SNCT4D | 620 | 4D | 1270009 | 8 | 3.0724 |  | 101.6768 | 26.2663 | 26.2663 | 2.3784 | 1.4685 | 2022 | 125 | 19 | 220 | 19936 | 70.3 | 2211 | -81.3283 | 28.8417 | 2200 | 125 | 140 |  | 197 | N | Natural Gas | Y | N | N | 9999 | N |  | Combined Cycle | 5623 | 5622.3721 | 7438
620_G_5A | FL | 12127 | FLORIDA POWER & LIGHT (PSN) | Sanford | 845211 | 46194113 | 620 | SNCT5A | 620 | 5A | 1270009 | 9 | 3.0368 |  | 106.3403 | 26.9036 | 26.9036 | 2.4411 | 1.5042 | 2022 | 125 | 19 | 220 | 19936 | 70.3 | 2211 | -81.3283 | 28.8417 | 2200 | 125 | 140 |  | 197 | N | Natural Gas | Y | N | N | 9999 | N | 620_G_5;620_G_5A | Combined Cycle | 5428 | 5428.8691 | 7438
620_G_5B | FL | 12127 | FLORIDA POWER & LIGHT (PSN) | Sanford | 845211 | 46194013 | 620 | SNCT5B | 620 | 5B | 1270009 | 10 | 3.4518 |  | 102.3151 | 25.7129 | 25.7129 | 2.3267 | 1.4376 | 2022 | 125 | 19 | 220 | 19936 | 70.3 | 2211 | -81.3283 | 28.8417 | 2200 | 125 | 140 |  | 197 | N | Natural Gas | Y | N | N | 9999 | N |  | Combined Cycle | 5282 | 5282.1396 | 7438
620_G_5C | FL | 12127 | FLORIDA POWER & LIGHT (PSN) | Sanford | 845211 | 46194713 | 620 | SNCT5C | 620 | 5C | 1270009 | 11 | 3.1954 |  | 99.2787 | 24.409 | 24.409 | 2.2194 | 1.3647 | 2022 | 125 | 19 | 220 | 19936 | 70.3 | 2211 | -81.3283 | 28.8417 | 2200 | 125 | 140 |  | 197 | N | Natural Gas | Y | N | N | 9999 | N |  | Combined Cycle | 4928 | 4928.4897 | 7438
620_G_5D | FL | 12127 | FLORIDA POWER & LIGHT (PSN) | Sanford | 845211 | 46194613 | 620 | SNCT5D | 620 | 5D | 1270009 | 12 | 3.7265 |  | 117.2136 | 28.7322 | 28.7322 | 2.6031 | 1.6064 | 2022 | 125 | 19 | 220 | 19936 | 70.3 | 2211 | -81.3283 | 28.8417 | 2200 | 125 | 140 |  | 197 | N | Natural Gas | Y | N | N | 9999 | N |  | Combined Cycle | 5808 | 5808.8003 | 7438
7954_G_1 | FL | 12127 | UTILITIES COMMISSION, CITY OF NEW SMYRNA | Field Street | 2798211 | 40823513 |  |  | 7954 | 1 | 1270164 | 1 | 0.053 |  | 0.054 | 0 | 0 | 0 | 0.0017 | 2020 | 42 | 13.5 | 894 | 9571.5 | 66.9 | 2211 | -80.9308 | 29.0156 | 366 | 125 | 120 |  | 22 | N | Distillate Fuel Oil | N | N | N | 9999 | N |  | Combustion Turbine |  |  | 25000
689_G_8 | FL | 12129 | TALLAHASSEE CITY PURDOM GENERATING STA. | S O Purdom | 2731711 | 41201313 | 689 | 8 | 689 | 8 | 1290001 | 14 | 175.7721 |  | 162.2176 | 35.1083 | 35.1059 | 12.5871 | 12.5899 | 2022 | 200 | 16.5 | 171 | 18333.3 | 85.7 | 2211 | -84.2016 | 30.1632 | 1700 | 125 | 120 |  | 154 | N | Natural Gas, Distillate Fuel Oil | Y | N | N | 9999 | N |  | Combined Cycle | 8363 | 8345.7109 | 7781
689_G_9 | FL | 12129 | TALLAHASSEE CITY PURDOM GENERATING STA. | S O Purdom | 2731711 | 41201813 |  |  | 689 | 9 | 1290001 | 11 | 0.086898 |  | 0.10345 | 0.007862 | 0.007862 | 0.000621 | 0.00569 | 2022 | 30 | 2 | 420 | 66.7 | 21.2 | 2211 | -84.2016 | 30.1632 | 16.7 | 125 | 100 |  | 72 | N | Natural Gas, Distillate Fuel Oil | N | N | N | 9999 | N |  | Combined Cycle | 256 |  | 7781
703_B_1BLR | GA | 13015 | Ga Power Company - Plant Bowen | Bowen | 2813011 | 40818913 | 703 | 1BLR | 703 | 1BLR | 01500011 | SG01 | 288.047 | 0 | 1360.5138 | 101.207 | 91.4617 | 1847.2262 | 34.5149 | 2022 | 675 | 31 | 133 | 43333 | 58 | 221112 | -84.9255 | 34.1272 | 755 | 125 | 100 |  | 714 | N | Bituminous | Y | N | N | 9999 | N |  | Coal Steam | 6216 | 6098.3008 | 10032
703_B_2BLR | GA | 13015 | Ga Power Company - Plant Bowen | Bowen | 2813011 | 40818813 | 703 | 2BLR | 703 | 2BLR | 01500011 | SG02 | 220.2328 | 0 | 1779.1928 | 84.889 | 75.1472 | 1107.9491 | 26.3844 | 2022 | 675 | 31 | 133 | 43333 | 58 | 221112 | -84.9255 | 34.1272 | 755 | 125 | 100 | 128&139&215 | 718 | N | Bituminous | Y | N | N | 9999 | N |  | Coal Steam | 3864 | 4648.9707 | 9954
703_B_3BLR | GA | 13015 | Ga Power Company - Plant Bowen | Bowen | 2813011 | 40819213 | 703 | 3BLR | 703 | 3BLR | 01500011 | SG03 | 201.8615 | 0 | 1165.052 | 86.5445 | 71.2136 | 1435.1167 | 24.1695 | 2022 | 675 | 34 | 133 | 53333 | 58 | 221112 | -84.9187 | 34.126 | 933 | 125 | 100 |  | 883 | N | Bituminous | Y | N | N | 2035 | N |  | Coal Steam | 3360 | 3287.8496 | 9780
703_B_4BLR | GA | 13015 | Ga Power Company - Plant Bowen | Bowen | 2813011 | 40819013 | 703 | 4BLR | 703 | 4BLR | 01500011 | SG04 | 180.851 | 0 | 969.636 | 69.471 | 59.6277 | 1114.7119 | 21.6578 | 2022 | 675 | 34 | 133 | 53333 | 58 | 221112 | -84.9187 | 34.126 | 933 | 125 | 100 |  | 885 | N | Bituminous | Y | N | N | 2035 | N |  | Coal Steam | 3024 | 2976.48 | 9726
54464_B_B002 | GA | 13021 | Graphic Packaging Macon Mill | Riverwood International Macon Mill | 7414811 | 9232713 |  |  | 54464 | B002 | 02100001 | B002 | 1.882 |  | 21.9563 | 0.40599 | 0.40599 | 0.047049 | 0.43128 | 2022 | 65 | 3 | 370 | 1273 | 180.1 | 322130 | -83.6285 | 32.7721 | 198 | 133 | 100 |  | 12.3 | Y | Non-Fossil Waste | N | Y | N | 9999 | N |  | Non-Fossil Waste | 1176 |  | 8300
54464_B_B003 | GA | 13021 | Graphic Packaging Macon Mill | Riverwood International Macon Mill | 7414811 | 9232813 |  |  | 54464 | B003 | 02100001 | B003 | 2246.288 |  | 403.6374 | 85.9041 | 85.9035 | 6.4996 | 32.8801 | 2022 | 300 | 10 | 138 | 3573 | 45.5 | 322130 | -83.6289 | 32.7721 | 520 | 133 | 100 |  | 12.3 | Y | Non-Fossil Waste | N | Y | N | 9999 | N |  | Non-Fossil Waste | 8232 |  | 4883
54464_B_B004 | GA | 13021 | Graphic Packaging Macon Mill | Riverwood International Macon Mill | 7414811 | 108742413 |  |  | 54464 | B004 | 02100001 | B005 | 280.2842 |  | 360.5827 | 13.2784 | 11.5091 | 16.4487 | 22.2646 | 2022 | 316 | 8.5 | 314 | 4023 | 70.9 | 322130 | -83.6286 | 32.772 | 625 | 133 | 100 | 127 | 40 | Y | Biomass | N | Y | N | 9999 | N |  | Biomass | 8568 |  | 4883
54464_B_D001 | GA | 13021 | Graphic Packaging Macon Mill | Riverwood International Macon Mill | 7414811 | 9231513 |  |  | 54464 | D001 | 02100001 | D001 | 39.3712 |  | 611.511 | 93.3953 | 87.7095 | 15.0783 | 36.5136 | 2022 | 300 | 11 | 380 | 6452 | 67.9 | 322130 | -83.6289 | 32.7717 | 1050 | 133 | 100 | 128 | 12.3 | Y | Non-Fossil Waste | N | Y | N | 9999 | N |  | Non-Fossil Waste | 7896 |  | 4883
6258_G_5A | GA | 13033 | Southern Nuclear - Allen B. Wilson Plant | Wilson | 15028311 | 91734613 | 6258 | 1A | 6258 | 5A | 03300008 | CT-1A | 0.098016 |  | 35.9174 | 0.35642 | 0.35642 | 14.964 | 0.012178 | 2022 | 34 | 16.3 | 800 | 21216 | 102 | 221112 | -81.7481 | 33.1383 | 60 | 125 | 120 |  | 41 | N | Distillate Fuel Oil | Y | N | N | 9999 | N |  | Combustion Turbine | 7 | 84 | 25000
6258_G_5B | GA | 13033 | Southern Nuclear - Allen B. Wilson Plant | Wilson | 15028311 | 91734713 | 6258 | 1B | 6258 | 5B |  |  | 0.058021 |  | 23.7168 | 0.21098 | 0.21098 | 9.884 | 0.007209 |  | 34 | 16.3 | 800 | 21216 | 102 | 221112 | -81.7481 | 33.138 |  | 125 | 120 |  | 56 | N | Distillate Fuel Oil | Y | N | N | 9999 | N |  | Combustion Turbine |  | 65 | 25000
6258_G_5C | GA | 13033 | Southern Nuclear - Allen B. Wilson Plant | Wilson | 15028311 | 91734813 | 6258 | 1C | 6258 | 5C | 03300008 | CT-1C | 0.21793 |  | 28.6711 | 0.79247 | 0.79247 | 11.9463 | 0.027076 | 2022 | 34 | 16.3 | 800 | 21216 | 102 | 221112 | -81.7481 | 33.1378 | 60 | 125 | 120 |  | 49 | N | Distillate Fuel Oil | Y | N | N | 9999 | N |  | Combustion Turbine | 7 | 66 | 25000
6258_G_5D | GA | 13033 | Southern Nuclear - Allen B. Wilson Plant | Wilson | 15028311 | 91734913 | 6258 | 1D | 6258 | 5D | 03300008 | CT-1D | 0.058439 |  | 23.1912 | 0.21251 | 0.21251 | 9.6635 | 0.007261 | 2022 | 34 | 16.3 | 800 | 21216 | 102 | 221112 | -81.7481 | 33.1376 | 60 | 125 | 120 |  | 41 | N | Distillate Fuel Oil | Y | N | N | 9999 | N |  | Combustion Turbine | 7 | 71 | 25000
6258_G_5E | GA | 13033 | Southern Nuclear - Allen B. Wilson Plant | Wilson | 15028311 | 91735013 | 6258 | 1E | 6258 | 5E | 03300008 | CT-1E | 0.043719 |  | 17.7241 | 0.15898 | 0.15898 | 7.3856 | 0.005432 | 2022 | 34 | 16.3 | 800 | 21216 | 102 | 221112 | -81.7481 | 33.1373 | 60 | 125 | 120 |  | 54 | N | Distillate Fuel Oil | Y | N | N | 9999 | N |  | Combustion Turbine | 7 | 50 | 25000
6258_G_5F | GA | 13033 | Southern Nuclear - Allen B. Wilson Plant | Wilson | 15028311 | 91735113 | 6258 | 1F | 6258 | 5F | 03300008 | CT-1F | 0.074531 |  | 29.2001 | 0.27102 | 0.27102 | 12.167 | 0.00926 | 2022 | 34 | 16.3 | 800 | 21216 | 102 | 221112 | -81.7481 | 33.1371 | 60 | 125 | 120 |  | 54 | N | Distillate Fuel Oil | Y | N | N | 9999 | N |  | Combustion Turbine | 7 | 79 | 25000
732_G_1 | GA | 13051 | Ga Power Company - Plant Boulevard | Boulevard | 15504311 | 97066413 |  |  | 732 | 1 | 05100017 | CT01 | 0.000442 |  | 0.11792 | 0.001608 | 0.001608 | 0.004422 | 5.5e-05 | 2022 | 33.1 | 10.7 | 1000 | 18000 | 200 | 221112 | -81.1443 | 32.0411 | 15600 | 125 | 120 |  | 14 | N | Natural Gas, Distillate Fuel Oil | N | N | N | 9999 | N |  | Combustion Turbine |  |  | 25000
57026_G_GEN1 | GA | 13051 | Superior Landfill & Recycling Center | Superior Landfill Gas Recovery | 3678711 | 112010313 |  |  | 57026 | GEN1 | 05100205 | LF |  |  | 94.78 | 130.64 | 30.1887 | 95.75 | 8.196 | 2020 | 37.7 | 1.3 | 1400 | 4.1 | 3.2 | 562212 | -81.2759 | 32.0261 |  | 104 | 690 |  | 0.8 | N | Landfill Gas | N | N | N | 9999 | N | 57026_G_GEN1;57026_G_GEN6;57026_G_GEN2;57026_G_GEN8;57026_G_GEN3;57026_G_GEN7;57026_G_GEN4;57026_G_GEN 5 | Landfill Gas |  |  | 13500
710_G_3A | GA | 13067 | Ga Power Company - Plant McDonough/Atkinson | Jack McDonough | 3699211 | 36890213 | 710 | 3AA | 710 | 3A | 06700003 | CT5M | 0.4442 |  | 1.0337 | 0.036791 | 0.036791 | 0.3798 | 0.011404 | 2022 | 33 | 14.6 | 850 | 30500 | 182.1 | 221112 | -84.4767 | 33.8233 | 20 | 125 | 120 |  | 32 | N | Natural Gas, Distillate Fuel Oil | Y | N | N | 9999 | N |  | Combustion Turbine | 20 | 21 | 25000
710_G_3B | GA | 13067 | Ga Power Company - Plant McDonough/Atkinson | Jack McDonough | 3699211 | 36890113 | 710 | 3BA | 710 | 3B | 06700003 | CT7M | 0.003964 |  | 0.1315 | 0.000566 | 0.000566 | 0.0413 | 0.000109 | 2022 | 33 | 14.6 | 850 | 30500 | 182.1 | 221112 | -84.4767 | 33.8233 | 20 | 125 | 120 |  | 32 | N | Natural Gas, Distillate Fuel Oil | Y | N | N | 9999 | N |  | Combustion Turbine | 18 | 18 | 25000
710_G_5ACT | GA | 13067 | Ga Power Company - Plant McDonough/Atkinson | Jack McDonough | 3699211 | 105654513 | 710 | 5A | 710 | 5ACT | 06700003 | CT5A | 15.6 | 49.27 | 79.9464 | 23.949 | 23.949 | 5.8632 | 2.6107 | 2022 | 160 | 24 | 184 | 23898.6 | 52.9 | 221112 | -84.468 | 33.8295 | 420 | 125 | 140 | 139&312 | 232.5 | N | Natural Gas, Distillate Fuel Oil | Y | N | N | 9999 | N | 710_G_5;710_G_5ACT | Combined Cycle | 7896 | 7758.9399 | 7050
710_G_5BCT | GA | 13067 | Ga Power Company - Plant McDonough/Atkinson | Jack McDonough | 3699211 | 105654613 | 710 | 5B | 710 | 5BCT |  |  | 11.9 | 52.95 | 85.5667 | 25.7369 | 25.7369 | 6.3897 | 2.8056 |  | 160 | 24 | 184 | 23898.6 | 52.9 | 221112 | -84.468 | 33.8293 |  | 125 | 140 |  | 232.5 | N | Natural Gas, Distillate Fuel Oil | Y | N | N | 9999 | N |  | Combined Cycle |  | 8231.1797 | 7050
710_G_6ACT | GA | 13067 | Ga Power Company - Plant McDonough/Atkinson | Jack McDonough | 3699211 | 105654713 | 710 | 6A | 710 | 6ACT | 06700003 | CT6A | 5 | 50.24 | 76.9612 | 24.3004 | 24.3004 | 6.015 | 2.6491 | 2022 | 160 | 24 | 184 | 23898.6 | 52.9 | 221112 | -84.4737 | 33.8272 | 420 | 125 | 140 |  | 233 | N | Natural Gas | Y | N | N | 9999 | N | 710_G_6;710_G_6ACT | Combined Cycle | 8064 | 7971.3906 | 7050
710_G_6BCT | GA | 13067 | Ga Power Company - Plant McDonough/Atkinson | Jack McDonough | 3699211 | 105654813 | 710 | 6B | 710 | 6BCT | 06700003 | CT6B | 6.9 | 49.81 | 76.0099 | 24.0903 | 24.0903 | 5.9782 | 2.6261 | 2022 | 160 | 24 | 184 | 23898.6 | 52.9 | 221112 | -84.4738 | 33.8273 | 420 | 125 | 140 |  | 233 | N | Natural Gas | Y | N | N | 9999 | N |  | Combined Cycle | 8064 | 7899.3403 | 7050
710_G_CT4A | GA | 13067 | Ga Power Company - Plant McDonough/Atkinson | Jack McDonough | 3699211 | 105654313 | 710 | 4A | 710 | CT4A | 06700003 | CT4A | 11 | 53.56 | 80.7865 | 26.0541 | 26.0541 | 6.4839 | 2.8402 | 2022 | 160 | 24 | 184 | 23898.6 | 52.9 | 221112 | -84.4695 | 33.8295 | 420 | 125 | 140 |  | 237.5 | N | Natural Gas, Distillate Fuel Oil | Y | N | N | 9999 | N | 710_G_CT4A;710_G_4 | Combined Cycle | 8400 | 8300.2705 | 7050
710_G_CT4B | GA | 13067 | Ga Power Company - Plant McDonough/Atkinson | Jack McDonough | 3699211 | 105654413 | 710 | 4B | 710 | CT4B | 06700003 | CT4B | 15.7 | 54.18 | 82.0684 | 26.3558 | 26.3558 | 6.5455 | 2.8731 | 2022 | 160 | 24 | 184 | 23898.6 | 52.9 | 221112 | -84.4695 | 33.8293 | 420 | 125 | 140 |  | 237.5 | N | Natural Gas, Distillate Fuel Oil | Y | N | N | 9999 | N |  | Combined Cycle | 8568 | 8471.0088 | 7050
710_G_3Ax | GA | 13067 | Ga Power Company - Plant McDonough/Atkinson |  | 3699211 | 36889913 | 710 | 3AB |  |  |  |  | 0.65992 |  | 1.6358 | 0.054658 | 0.054658 | 0.6644 | 0.016943 |  | 33 | 14.6 | 850 | 30500 | 182.1 | 221112 | -84.4766 | 33.8234 |  | 125 | 120 |  |  |  |  | Y | N | N |  | N |  |  |  | 20
710_G_3Bx | GA | 13067 | Ga Power Company - Plant McDonough/Atkinson |  | 3699211 | 36889713 | 710 | 3BB |  |  |  |  | 0.004842 |  | 0.1564 | 0.000695 | 0.000695 | 0.0465 | 0.000133 |  | 33 | 14.6 | 850 | 30500 | 182.1 | 221112 | -84.4766 | 33.8233 |  | 125 | 120 |  |  |  |  | Y | N | N |  | N |  |  |  | 12
728_B_Y6BR | GA | 13077 | Ga Power Company - Plant Yates | Yates | 3703111 | 36868513 | 728 | Y6BR | 728 | Y6BR | 07700001 | SG06 | 66.6761 |  | 307.5368 | 28.743 | 28.743 | 2.3039 | 0.92649 | 2022 | 805 | 16.4 | 279 | 17589 | 84 | 221112 | -84.8985 | 33.4623 | 363 | 125 | 100 |  | 356 | N | Natural Gas | Y | N | N | 9999 | N |  | O/G Steam | 7056 | 6966.7998 | 11068
728_B_Y7BR | GA | 13077 | Ga Power Company - Plant Yates | Yates | 3703111 | 36868213 | 728 | Y7BR | 728 | Y7BR | 07700001 | SG07 | 69.9312 |  | 292.8421 | 30.1462 | 30.1462 | 2.4427 | 2.6102 | 2022 | 805 | 16.4 | 279 | 17589.3 | 84 | 221112 | -84.8985 | 33.4623 | 361 | 125 | 100 |  | 358 | N | Natural Gas | Y | N | N | 9999 | N |  | O/G Steam | 6552 | 6426.79 | 11498
56015_G_SEG1 | GA | 13087 | Bainbridge Power Facility | Walton Bainbridge Power Facility | 15498211 | 97049513 |  |  | 56015 | SEG1 | 08700053 | G01 | 0.095914 |  | 1.217 | 0.005208 | 0.005208 | 1.133 | 0.000178 | 2020 | 43 | 17.8 | 780 | 620 | 2.5 | 221112 | -84.5472 | 30.9111 | 40 | 125 | 120 |  | 37 | N | Distillate Fuel Oil | N | N | N | 9999 | N |  | Combustion Turbine |  |  | 25000
56015_G_SEGC | GA | 13087 | Bainbridge Power Facility | Walton Bainbridge Power Facility | 15498211 | 97049613 |  |  | 56015 | SEGC | 08700053 | G02 | 0.11766 |  | 1.102 | 0.007392 | 0.007392 | 1.153 | 0.002526 | 2022 | 43 | 17.8 | 780 | 620 | 2.5 | 221112 | -84.5472 | 30.9111 | 40 | 125 | 120 |  | 37 | N | Distillate Fuel Oil | N | N | N | 9999 | N |  | Combustion Turbine |  |  | 25000
60340_B_1 | GA | 13095 | Albany Green Energy, LLC | Albany Green Energy | 17945711 | 127308013 | 60340 | B0004 | 60340 | 1 | 09500109 | B004 | 38.0038 | 231.7983 | 177.2193 | 36.2154 | 36.2154 | 10.5654 | 2.4783 | 2022 | 299 | 12 | 350 | 8785.8 | 77.8 | 221117 | -84.1076 | 31.554 | 1040 | 125 | 100 |  | 50 | Y | Biomass | Y | N | N | 9999 | N | 60340_B_1;60340_G_1 | Biomass | 286 | 7823.8296 | 10994
55406_G_UNT1 | GA | 13103 | Effingham County Power, LLC | Effingham Energy Facility | 9736911 | 57649213 | 55406 | 1 | 55406 | UNT1 | 10300012 | CTG1 | 451.2136 | 35.2302 | 31.9666 | 1.7226 | 1.0558 | 2.3409 | 11.2803 | 2020 | 165 | 19 | 230 | 15310.5 | 54 | 221112 | -81.2847 | 32.2772 | 1940 | 125 | 140 |  | 169 | N | Natural Gas | Y | N | N | 9999 | N |  | Combined Cycle | 6166 | 4979.98 | 7197
55406_G_UNT2 | GA | 13103 | Effingham County Power, LLC | Effingham Energy Facility | 9736911 | 57649313 | 55406 | 2 | 55406 | UNT2 | 10300012 | CTG2 | 336.5982 | 26.2812 | 40.4035 | 1.285 | 0.7876 | 3.0131 | 8.415 | 2021 | 165 | 19 | 230 | 15310.5 | 54 | 221112 | -81.2819 | 32.2747 | 1940 | 125 | 140 |  | 169 | N | Natural Gas | Y | N | N | 9999 | N |  | Combined Cycle |  | 6196.8291 | 7197
56150_G_C10A | GA | 13103 | Ga Power Company - McIntosh Combined Cycle Facility | McIntosh Combined Cycle Facility | 9736811 | 57649613 | 56150 | 10A | 56150 | C10A | 10300014 | CT10A | 2.52 | 73.97 | 45.0979 | 49.0851 | 49.0851 | 4.5291 | 15.618 | 2022 | 160 | 19 | 287 | 16800.6 | 59.3 | 221112 | -81.1829 | 32.3477 | 315 | 125 | 140 |  | 181.8 | N | Natural Gas, Distillate Fuel Oil | Y | N | N | 9999 | N |  | Combined Cycle | 7560 | 7538.4194 | 7050
56150_G_C10B | GA | 13103 | Ga Power Company - McIntosh Combined Cycle Facility | McIntosh Combined Cycle Facility | 9736811 | 57649713 | 56150 | 10B | 56150 | C10B | 10300014 | CT10B | 4.77 | 74.09 | 44.8513 | 49.1682 | 49.1682 | 4.5508 | 15.6444 | 2022 | 160 | 19 | 287 | 16800.6 | 59.3 | 221112 | -81.1825 | 32.3476 | 315 | 125 | 140 |  | 181.8 | N | Natural Gas, Distillate Fuel Oil | Y | N | N | 9999 | N | 56150_G_C10B;56150_G_10ST | Combined Cycle | 7392 | 7358.7988 | 7050
56150_G_C11A | GA | 13103 | Ga Power Company - McIntosh Combined Cycle Facility | McIntosh Combined Cycle Facility | 9736811 | 57649813 | 56150 | 11A | 56150 | C11A | 10300014 | CT11A | 3.94 | 73.93 | 45.5431 | 48.9388 | 48.9388 | 4.5531 | 15.5714 | 2022 | 160 | 19 | 287 | 16800.6 | 59.3 | 221112 | -81.1813 | 32.3474 | 315 | 125 | 140 |  | 181 | N | Natural Gas, Distillate Fuel Oil | Y | N | N | 9999 | N |  | Combined Cycle | 7560 | 7555.751 | 7050
56150_G_C11B | GA | 13103 | Ga Power Company - McIntosh Combined Cycle Facility | McIntosh Combined Cycle Facility | 9736811 | 57649913 | 56150 | 11B | 56150 | C11B | 10300014 | CT11B | 1.54 | 78.01 | 46.1301 | 51.6401 | 51.6401 | 4.7781 | 16.4309 | 2022 | 160 | 19 | 287 | 16800.6 | 59.3 | 221112 | -81.1809 | 32.3474 | 315 | 125 | 140 |  | 181 | N | Natural Gas, Distillate Fuel Oil | Y | N | N | 9999 | N | 56150_G_C11B;56150_G_11ST | Combined Cycle | 8064 | 7922.4312 | 7050
6124_G_CT1 | GA | 13103 | Ga Power Co Plt McIntosh | McIntosh | 3711211 | 36851713 | 6124 | CT1 | 6124 | CT1 |  |  | 3.9125 |  | 19.031 | 0.99 | 0.99 | 14.1311 | 0.11898 |  | 64 | 15 | 984 | 25412 | 143.8 | 221112 | -81.1717 | 32.3562 |  | 125 | 120 |  | 82.2 | N | Natural Gas, Distillate Fuel Oil | Y | N | N | 9999 | N |  | Combustion Turbine |  | 235 | 15980
6124_G_CT2 | GA | 13103 | Ga Power Co Plt McIntosh | McIntosh | 3711211 | 36851813 | 6124 | CT2 | 6124 | CT2 | 10300003 | CT02 | 3.4015 |  | 12.9266 | 0.57 | 0.57 | 9.0947 | 0.095213 | 2022 | 64 | 15 | 984 | 25412 | 143.8 | 221112 | -81.1715 | 32.3564 | 82 | 125 | 120 |  | 82.2 | N | Natural Gas, Distillate Fuel Oil | Y | N | N | 9999 | N |  | Combustion Turbine | 196 | 180 | 15981
6124_G_CT3 | GA | 13103 | Ga Power Co Plt McIntosh | McIntosh | 3711211 | 36851213 | 6124 | CT3 | 6124 | CT3 |  |  | 1.701 |  | 9.8701 | 0.56 | 0.56 | 2.134 | 0.055105 |  | 64 | 15 | 984 | 25412 | 143.8 | 221112 | -81.1713 | 32.3566 |  | 125 | 120 |  | 82.2 | N | Natural Gas, Distillate Fuel Oil | Y | N | N | 9999 | N |  | Combustion Turbine |  | 135 | 15981
6124_G_CT4 | GA | 13103 | Ga Power Co Plt McIntosh | McIntosh | 3711211 | 36851013 | 6124 | CT4 | 6124 | CT4 | 10300003 | CT04 | 3.8734 |  | 20.2102 | 0.83 | 0.83 | 6.968 | 0.1137 | 2022 | 64 | 15 | 984 | 25412 | 143.8 | 221112 | -81.1711 | 32.3568 | 82 | 125 | 120 |  | 82.2 | N | Natural Gas, Distillate Fuel Oil | Y | N | N | 9999 | N |  | Combustion Turbine | 252 | 238 | 15981
6124_G_CT5 | GA | 13103 | Ga Power Co Plt McIntosh | McIntosh | 3711211 | 36851513 | 6124 | CT5 | 6124 | CT5 | 10300003 | CT05 | 4.0566 |  | 21.558 | 0.88 | 0.88 | 8.7586 | 0.11939 | 2022 | 64 | 15 | 984 | 25412 | 143.8 | 221112 | -81.1709 | 32.3571 | 82 | 125 | 120 |  | 82.2 | N | Natural Gas, Distillate Fuel Oil | Y | N | N | 9999 | N |  | Combustion Turbine | 280 | 254 | 15981
6124_G_CT6 | GA | 13103 | Ga Power Co Plt McIntosh | McIntosh | 3711211 | 36851313 | 6124 | CT6 | 6124 | CT6 | 10300003 | CT06 | 3.7691 |  | 19.2292 | 0.84 | 0.84 | 6.6346 | 0.11137 | 2022 | 64 | 15 | 984 | 25412 | 143.8 | 221112 | -81.1707 | 32.3573 | 82 | 125 | 120 |  | 82.2 | N | Natural Gas, Distillate Fuel Oil | Y | N | N | 9999 | N |  | Combustion Turbine | 252 | 236 | 15981
6124_G_CT7 | GA | 13103 | Ga Power Co Plt McIntosh | McIntosh | 3711211 | 36851613 | 6124 | CT7 | 6124 | CT7 | 10300003 | CT07 | 1.2121 |  | 10.766 | 0.5376 | 0.5376 | 2.4434 | 0.043284 | 2022 | 64 | 15 | 984 | 25412 | 143.8 | 221112 | -81.1705 | 32.3575 | 82 | 125 | 120 |  | 82.2 | N | Natural Gas, Distillate Fuel Oil | Y | N | N | 9999 | N |  | Combustion Turbine | 140 | 122 | 15981
6124_G_CT8 | GA | 13103 | Ga Power Co Plt McIntosh | McIntosh | 3711211 | 36851413 | 6124 | CT8 | 6124 | CT8 | 10300003 | CT08 | 1.7285 |  | 12.1004 | 0.59 | 0.59 | 2.8346 | 0.056632 | 2022 | 64 | 15 | 984 | 25412 | 143.8 | 221112 | -81.1704 | 32.3577 | 82 | 125 | 120 |  | 82.2 | N | Natural Gas, Distillate Fuel Oil | Y | N | N | 9999 | N |  | Combustion Turbine | 168 | 141 | 15981
60550_B_B001 | GA | 13119 | GRP Franklin Renewable Energy Facility | GRP Franklin Renewable Energy Facility | 19014311 | 137725213 |  |  | 60550 | B001 | 11900025 | B001 | 122.1 |  | 201.4 | 80.67 | 75.86 | 20.34 | 0.993 | 2020 | 200 | 10 | 323 | 5390.9501 | 68.6333 | 221117 | -83.3307 | 34.3775 | 700 | 125 | 100 | 128&99 | 58 | N | Biomass | N | N | N | 9999 | N |  | Biomass |  |  | 13500
715_G_3A | GA | 13127 | Ga Power Company - Plant McManus | McManus | 3721111 | 36833813 | 715 | 3A | 715 | 3A | 12700004 | CT3A | 0.063372 |  | 25.161 | 0.23044 | 0.23044 | 10.4858 | 0.007873 | 2022 | 39 | 16.7 | 850 | 17600 | 80 | 221112 | -81.5458 | 31.2138 | 46 | 125 | 120 |  | 46 | N | Distillate Fuel Oil | Y | N | N | 9999 | N |  | Combustion Turbine | 84 | 62 | 16959
715_G_3B | GA | 13127 | Ga Power Company - Plant McManus | McManus | 3721111 | 36833613 | 715 | 3B | 715 | 3B | 12700004 | CT3B | 0.038087 |  | 15.0874 | 0.1385 | 0.1385 | 6.2869 | 0.004732 | 2022 | 39 | 16.7 | 850 | 17600 | 80 | 221112 | -81.5454 | 31.214 | 46 | 125 | 120 |  | 46 | N | Distillate Fuel Oil | Y | N | N | 9999 | N |  | Combustion Turbine | 84 | 46 | 16959
715_G_3C | GA | 13127 | Ga Power Company - Plant McManus | McManus | 3721111 | 36834213 | 715 | 3C | 715 | 3C | 12700004 | CT3C | 0.030558 |  | 12.1839 | 0.11112 | 0.11112 | 5.0764 | 0.003797 | 2022 | 39 | 16.7 | 850 | 17600 | 80 | 221112 | -81.5451 | 31.2141 | 46 | 125 | 120 |  | 46 | N | Distillate Fuel Oil | Y | N | N | 9999 | N |  | Combustion Turbine | 84 | 38 | 16959
715_G_4A | GA | 13127 | Ga Power Company - Plant McManus | McManus | 3721111 | 36833513 | 715 | 4A | 715 | 4A | 12700004 | CT4A | 0.042695 |  | 16.9276 | 0.15526 | 0.15526 | 7.0542 | 0.005305 | 2022 | 33 | 14 | 850 | 17515 | 113 | 221112 | -81.5449 | 31.2143 | 46 | 125 | 120 |  | 46 | N | Distillate Fuel Oil | Y | N | N | 9999 | N |  | Combustion Turbine | 84 | 52 | 16959
715_G_4B | GA | 13127 | Ga Power Company - Plant McManus | McManus | 3721111 | 36833213 | 715 | 4B | 715 | 4B |  |  | 0.064287 |  | 25.4953 | 0.23377 | 0.23377 | 10.6242 | 0.007987 |  | 33 | 14 | 850 | 17515 | 113 | 221112 | -81.5448 | 31.2143 |  | 125 | 120 |  | 46 | N | Distillate Fuel Oil | Y | N | N | 9999 | N |  | Combustion Turbine |  | 62 | 16959
715_G_4C | GA | 13127 | Ga Power Company - Plant McManus | McManus | 3721111 | 36833313 | 715 | 4C | 715 | 4C | 12700004 | CT4C | 0.066261 |  | 26.2996 | 0.24095 | 0.24095 | 10.9584 | 0.008232 | 2022 | 33 | 14 | 850 | 17515 | 113 | 221112 | -81.5445 | 31.2145 | 46 | 125 | 120 |  | 46 | N | Distillate Fuel Oil | Y | N | N | 9999 | N |  | Combustion Turbine | 84 | 64 | 16959
715_G_4D | GA | 13127 | Ga Power Company - Plant McManus | McManus | 3721111 | 36833413 | 715 | 4D | 715 | 4D | 12700004 | CT4D | 0.069765 |  | 27.6719 | 0.25369 | 0.25369 | 11.5308 | 0.008668 | 2022 | 33 | 14 | 850 | 17515 | 113 | 221112 | -81.5443 | 31.2145 | 46 | 125 | 120 |  | 46 | N | Distillate Fuel Oil | Y | N | N | 9999 | N |  | Combustion Turbine | 84 | 70 | 16959
715_G_4E | GA | 13127 | Ga Power Company - Plant McManus | McManus | 3721111 | 36834113 | 715 | 4E | 715 | 4E | 12700004 | CT4E | 0.068977 |  | 27.3871 | 0.25082 | 0.25082 | 11.4123 | 0.00857 | 2022 | 33 | 14 | 850 | 17515 | 113 | 221112 | -81.544 | 31.2147 | 46 | 125 | 120 |  | 46 | N | Distillate Fuel Oil | Y | N | N | 9999 | N |  | Combustion Turbine | 84 | 70 | 16959
715_G_4F | GA | 13127 | Ga Power Company - Plant McManus | McManus | 3721111 | 36833713 | 715 | 4F | 715 | 4F | 12700004 | CT4F | 0.033853 |  | 13.4143 | 0.1231 | 0.1231 | 5.5894 | 0.004206 | 2022 | 33 | 14 | 850 | 17515 | 113 | 221112 | -81.5439 | 31.2147 | 46 | 125 | 120 |  | 46 | N | Distillate Fuel Oil | Y | N | N | 9999 | N |  | Combustion Turbine | 84 | 45 | 16959
54538_G_MAG1 | GA | 13147 | Hartwell Energy Facility | Hartwell Energy Facility | 2612411 | 97989113 | 70454 | MAG1 | 54538 | MAG1 | 14700021 | H101 | 30.9207 |  | 51.8637 | 6.8929 | 6.8929 | 0.6171 | 1.1797 | 2022 | 79 | 22.5 | 1105 | 46758 | 117 | 221112 | -82.8196 | 34.3393 | 159 | 125 | 120 |  | 149.5 | N | Natural Gas, Distillate Fuel Oil | Y | N | N | 9999 | N |  | Combustion Turbine |  | 1344.5696 | 12906
54538_G_MAG2 | GA | 13147 | Hartwell Energy Facility | Hartwell Energy Facility | 2612411 | 97989213 | 70454 | MAG2 | 54538 | MAG2 | 14700021 | H102 |  |  | 50.0591 |  |  | 0.6154 |  | 2022 | 79 | 22.5 | 1105 | 46758 | 117 | 221112 | -82.82 | 34.3391 | 159 | 125 | 120 |  | 148.6 | N | Natural Gas, Distillate Fuel Oil | Y | N | N | 9999 | N |  | Combustion Turbine |  | 1346.76 | 12910
55061_G_GTG1 | GA | 13149 | Tenaska Georgia Generating Station | Tenaska Georgia Generation Facility | 15558711 | 97956613 | 55061 | CT1 | 55061 | GTG1 | 14900004 | CT01 | 0.0536 |  | 40.3848 | 0.16785 | 0.16785 | 0.4688 | 0.010104 | 2020 | 70 | 20 | 1134 | 38533 | 123 | 221112 | -84.9997 | 33.3526 | 184 | 125 | 120 |  | 157.5 | N | Natural Gas, Distillate Fuel Oil | Y | N | N | 9999 | N |  | Combustion Turbine |  | 893.4901 | 11628
55061_G_GTG2 | GA | 13149 | Tenaska Georgia Generating Station | Tenaska Georgia Generation Facility | 15558711 | 97956713 | 55061 | CT2 | 55061 | GTG2 | 14900004 | CT02 | 0.0304 |  | 39.4747 | 0.096369 | 0.096369 | 0.4767 | 0.00617 | 2020 | 70 | 20 | 1134 | 38533 | 123 | 221112 | -84.9997 | 33.3523 | 184 | 125 | 120 |  | 157.5 | N | Natural Gas, Distillate Fuel Oil | Y | N | N | 9999 | N |  | Combustion Turbine |  | 915.6802 | 11628
55061_G_GTG3 | GA | 13149 | Tenaska Georgia Generating Station | Tenaska Georgia Generation Facility | 15558711 | 97956813 | 55061 | CT3 | 55061 | GTG3 | 14900004 | CT03 | 0.1015 |  | 26.95 | 0.33024 | 0.33024 | 0.3934 | 0.018969 | 2020 | 70 | 20 | 1134 | 38533 | 123 | 221112 | -84.9996 | 33.3519 | 184 | 125 | 120 |  | 157.5 | N | Natural Gas, Distillate Fuel Oil | Y | N | N | 9999 | N |  | Combustion Turbine |  | 732.6499 | 11628
55061_G_GTG4 | GA | 13149 | Tenaska Georgia Generating Station | Tenaska Georgia Generation Facility | 15558711 | 97956913 | 55061 | CT4 | 55061 | GTG4 | 14900004 | CT04 | 0.1111 |  | 40.4723 | 0.26974 | 0.26974 | 0.444 | 0.015648 | 2020 | 70 | 20 | 1134 | 38533 | 123 | 221112 | -84.9996 | 33.3516 | 184 | 125 | 120 |  | 157.5 | N | Natural Gas, Distillate Fuel Oil | Y | N | N | 9999 | N |  | Combustion Turbine |  | 876.8105 | 11632
55061_G_GTG5 | GA | 13149 | Tenaska Georgia Generating Station | Tenaska Georgia Generation Facility | 15558711 | 97957013 | 55061 | CT5 | 55061 | GTG5 | 14900004 | CT05 | 0.0374 |  | 42.3512 | 0.097842 | 0.097842 | 0.49 | 0.006034 | 2020 | 70 | 20 | 1134 | 38533 | 123 | 221112 | -84.9996 | 33.3512 | 184 | 125 | 120 |  | 157.5 | N | Natural Gas, Distillate Fuel Oil | Y | N | N | 9999 | N |  | Combustion Turbine |  | 945.2701 | 11632
55061_G_GTG6 | GA | 13149 | Tenaska Georgia Generating Station | Tenaska Georgia Generation Facility | 15558711 | 97957113 | 55061 | CT6 | 55061 | GTG6 | 14900004 | CT06 | 0.065 |  | 37.7244 | 0.21095 | 0.21095 | 0.4827 | 0.012299 | 2020 | 70 | 20 | 1134 | 38533 | 123 | 221112 | -84.9995 | 33.3509 | 184 | 125 | 120 |  | 157.5 | N | Natural Gas, Distillate Fuel Oil | Y | N | N | 9999 | N |  | Combustion Turbine |  | 917.3904 | 11632
55141_G_CT1 | GA | 13149 | Hawk Road Energy Facility | Hawk Road Facility | 15559111 | 97988813 | 55141 | CT1 | 55141 | CT1 | 14900005 | CT1 | 8.6 |  | 60.6941 | 11.6 | 11.6 | 0.8663 | 2.52 | 2020 | 117 | 29 | 1102 | 66759 | 105 | 221112 | -84.9911 | 33.3588 | 179 | 125 | 120 |  | 153 | N | Natural Gas | Y | N | N | 9999 | N |  | Combustion Turbine |  | 1799.7203 | 10983
55141_G_CT2 | GA | 13149 | Hawk Road Energy Facility | Hawk Road Facility | 15559111 | 97988913 | 55141 | CT2 | 55141 | CT2 | 14900005 | CT2 | 6.98 |  | 69.9605 | 9.45 | 9.45 | 0.8456 | 2.05 | 2020 | 90 | 25 | 1102 | 66759 | 136 | 221112 | -84.9911 | 33.3585 | 179 | 125 | 120 |  | 150.3 | N | Natural Gas | Y | N | N | 9999 | N |  | Combustion Turbine |  | 1749.3103 | 10983
55141_G_CT3 | GA | 13149 | Hawk Road Energy Facility | Hawk Road Facility | 15559111 | 97989013 | 55141 | CT3 | 55141 | CT3 | 14900005 | CT3 | 9.62 |  | 69.1089 | 13 | 13 | 0.8973 | 2.82 | 2020 | 90 | 25 | 1102 | 66759 | 136 | 221112 | -84.9911 | 33.358 | 208 | 125 | 120 |  | 153 | N | Natural Gas | Y | N | N | 9999 | N |  | Combustion Turbine |  | 1872.7799 | 10983
55965_G_CT6A | GA | 13149 | Southern Power - Wansley Combined Cycle | Wansley Combined Cycle | 16658111 | 105656413 | 55965 | 6A | 55965 | CT6A | 14900011 | CT6A | 118.109 | 21.4503 | 64.7373 | 57.863 | 57.863 | 4.7111 | 16.5352 | 2022 | 132 | 16.8 | 198 | 19167 | 87 | 221112 | -85.0371 | 33.4059 | 2350 | 125 | 140 |  | 176.8 | N | Natural Gas | Y | N | N | 9999 | N |  | Combined Cycle | 8400 | 8422.9004 | 7050
55965_G_CT6B | GA | 13149 | Southern Power - Wansley Combined Cycle | Wansley Combined Cycle | 16658111 | 105656513 | 55965 | 6B | 55965 | CT6B | 14900011 | CT6B | 118.109 | 21.4503 | 66.3962 | 57.8632 | 57.8632 | 4.695 | 16.5353 | 2022 | 132 | 16.8 | 198 | 19167 | 87 | 221112 | -85.0369 | 33.4057 | 2350 | 125 | 140 |  | 176.8 | N | Natural Gas | Y | N | N | 9999 | N |  | Combined Cycle | 8400 | 8421.4902 | 7050
55965_G_CT7A | GA | 13149 | Southern Power - Wansley Combined Cycle | Wansley Combined Cycle | 16658111 | 105656613 | 55965 | 7A | 55965 | CT7A | 14900011 | CT7A | 114.877 | 20.9955 | 64.193 | 56.2798 | 56.2798 | 4.5587 | 16.0828 | 2022 | 132 | 16.8 | 198 | 19167 | 87 | 221112 | -85.0381 | 33.4067 | 2350 | 125 | 140 |  | 175.6 | N | Natural Gas | Y | N | N | 9999 | N |  | Combined Cycle | 8400 | 8364.0303 | 7050
55965_G_CT7B | GA | 13149 | Southern Power - Wansley Combined Cycle | Wansley Combined Cycle | 16658111 | 105656713 | 55965 | 7B | 55965 | CT7B | 14900011 | CT7B | 116.333 | 20.9955 | 64.8411 | 56.9931 | 56.9931 | 4.6454 | 16.2866 | 2022 | 132 | 16.8 | 198 | 19167 | 87 | 221112 | -85.0378 | 33.4065 | 2350 | 125 | 140 |  | 175.6 | N | Natural Gas | Y | N | N | 9999 | N |  | Combined Cycle | 8400 | 8355.0605 | 7050
6052_G_5A | GA | 13149 | Ga Power Company - Plant Wansley | Wansley | 7415011 | 9227313 | 6052 | 5A | 6052 | 5A | 14900001 | CT5A | 0.001103 |  | 0.4337 | 0.00401 | 0.00401 | 0.1809 | 0.000137 | 2022 | 32 | 21.5 | 1049 | 30233 | 81 | 221112 | -85.0259 | 33.4148 | 54 | 125 | 120 |  | 49 | N | Distillate Fuel Oil | Y | N | N | 9999 | N |  | Combustion Turbine | 28 | 3 | 25000
7917_G_1 | GA | 13149 | Chattahoochee Energy Facility | Chattahoochee Energy Facility | 13645711 | 82358813 | 7917 | 8A | 7917 | 1 | 14900006 | 8A | 461.1096 | 36.0029 | 39.3088 | 1.7604 | 1.079 | 2.7446 | 11.5277 | 2022 | 130 | 18 | 199 | 16540 | 65 | 221112 | -85.0384 | 33.407 | 261 | 125 | 140 |  | 145.5 | N | Natural Gas | Y | N | N | 9999 | N | 7917_G_1;7917_G_3 | Combined Cycle |  | 5903.7197 | 7101
7917_G_2 | GA | 13149 | Chattahoochee Energy Facility | Chattahoochee Energy Facility | 13645711 | 82358913 | 7917 | 8B | 7917 | 2 | 14900006 | 8B | 441.8259 | 34.4972 | 43.5547 | 1.6868 | 1.0338 | 2.7538 | 11.0456 | 2022 | 130 | 18 | 199 | 16540 | 65 | 221112 | -85.0387 | 33.4071 | 261 | 125 | 140 |  | 141.5 | N | Natural Gas | Y | N | N | 9999 | N |  | Combined Cycle |  | 5915.4595 | 7101
7946_G_CT1 | GA | 13149 | Municipal Electric Authority Of Ga-Wansley | Wansley Unit 9 | 9765611 | 57654213 | 7946 | CT9A | 7946 | CT1 |  |  | 10.86 | 2.9 | 53.4532 | 30.9415 | 30.9415 | 2.5001 | 2.71 |  | 132 | 19 | 181 | 15200 | 54 | 221112 | -85.0397 | 33.4082 |  | 125 | 120 |  | 137.2 | N | Natural Gas | Y | N | N | 9999 | N |  | Combined Cycle |  | 5169.874 | 7219
7946_G_CT2 | GA | 13149 | Municipal Electric Authority Of Ga-Wansley | Wansley Unit 9 | 9765611 | 57654313 | 7946 | CT9B | 7946 | CT2 | 14900007 | CT9B | 10.66 | 3.42 | 51.6748 | 35.71 | 35.71 | 2.5022 | 1.07 | 2020 | 132 | 19 | 181 | 15200 | 54 | 221112 | -85.0399 | 33.4085 | 171 | 125 | 120 |  | 140.3 | N | Natural Gas | Y | N | N | 9999 | N |  | Combined Cycle |  | 5023.1997 | 7219
6052_B_1 | GA | 13149 | Ga Power Company - Plant Wansley | Wansley | 7415011 | 9227113 | 6052 | 1 | 6052 | 1 | 14900001 | SG01 | 75.8295 | 0 | 287.8479 | 66.2174 | 62.4969 | 367.8634 | 8.9926 | 2022 | 675 | 34 | 133 | 53333 | 58 | 221112 | -85.0349 | 33.4119 | 920 | 125 | 100 |  | 872 | N | Bituminous | Y | N | N | 2022 | N |  | Coal Steam | 1512 | 1389.8501 | 10009
6052_B_2 | GA | 13149 | Ga Power Company - Plant Wansley | Wansley | 7415011 | 9227213 | 6052 | 2 | 6052 | 2 | 14900001 | SG02 | 36.2325 | 0 | 158.2268 | 31.1895 | 30.3274 | 213.6412 | 4.2881 | 2022 | 675 | 34 | 133 | 53333 | 58 | 221112 | -85.0349 | 33.4119 | 920 | 125 | 100 |  | 872 | N | Bituminous | Y | N | N | 2022 | N |  | Coal Steam | 840 | 672.0801 | 10033
7348_G_1 | GA | 13153 | Ga Power Company - Robins | Robins | 2654411 | 41054813 | 7348 | CT1 | 7348 | 1 | 15300040 | CT1 | 4.4764 |  | 19.4006 | 0.36522 | 0.36522 | 9.6986 | 0.11478 | 2020 | 56 | 12.9 | 1044 | 24312.5 | 186 | 221112 | -83.5824 | 32.5792 | 1160 | 125 | 120 |  | 80 | N | Natural Gas, Distillate Fuel Oil | Y | N | N | 9999 | N |  | Combustion Turbine |  | 106 | 14041
7348_G_2 | GA | 13153 | Ga Power Company - Robins | Robins | 2654411 | 41054913 | 7348 | CT2 | 7348 | 2 | 15300040 | CT2 | 5.8951 |  | 25.036 | 0.47764 | 0.47764 | 12.9744 | 0.15106 | 2020 | 56 | 12.9 | 1044 | 24312.5 | 186 | 221112 | -83.5824 | 32.5789 | 1160 | 125 | 120 |  | 80 | N | Natural Gas, Distillate Fuel Oil | Y | N | N | 9999 | N |  | Combustion Turbine |  | 99 | 14042
55040_G_CT1 | GA | 13153 | Mid-Georgia Cogen LP | Mid-Georgia Cogeneration Facility | 15560111 | 98129513 | 55040 | 1 | 55040 | CT1 | 15300042 | T1 | 75.741 | 0.83 | 30.7999 | 13.84 | 13.84 | 1.398 | 1.9459 | 2022 | 160 | 17 | 225 | 10057 | 44.3 | 221112 | -83.6039 | 32.4854 | 106 | 125 | 120 |  | 101.5 | Y | Natural Gas, Distillate Fuel Oil | Y | N | N | 9999 | N |  | Combined Cycle | 1774 | 1677.6724 | 6585
55040_G_CT2 | GA | 13153 | Mid-Georgia Cogen LP | Mid-Georgia Cogeneration Facility | 15560111 | 98129613 | 55040 | 2 | 55040 | CT2 | 15300042 | T2 | 77.6045 | 0.852 | 32.7202 | 13.97 | 13.97 | 1.2322 | 1.992 | 2022 | 160 | 17 | 225 | 10057 | 44.3 | 221112 | -83.6039 | 32.4851 | 106 | 125 | 120 |  | 101.5 | Y | Natural Gas, Distillate Fuel Oil | Y | N | N | 9999 | N |  | Combined Cycle | 23 | 1747.1831 | 6585
55040_G_ST1 | GA | 13153 | Mid-Georgia Cogen LP | Mid-Georgia Cogeneration Facility | 15560111 | 98129413 |  |  | 55040 | ST1 | 15300042 | B1 | 8.49 |  | 8.6 | 0.85 | 0.85 | 1.019 | 0.85 | 2022 | 160 | 3 | 330 | 461 | 65.2 | 221112 | -83.6041 | 32.485 | 70 | 125 | 100 |  | 100 | Y | Natural Gas, Distillate Fuel Oil | N | Y | N | 9999 | N |  | Combined Cycle | 8018 |  | 6585
7765_G_8 | GA | 13157 | Dahlberg Combustion Turbine Electric Generating Plant |  | 8500711 | 964413 | 7765 | 8 |  |  | 15700034 | CT08 | 4.6553 |  | 8.0888 | 0.86964 | 0.86964 | 0.1569 | 0.49778 | 2022 | 65 | 15.4 | 952 | 31925 | 171 | 221112 | -83.3976 | 34.0413 | 75 | 125 | 120 |  |  |  |  | Y | N | N |  | N | 7765_G_8;7709_G_8 |  | 1 | 553.38
7765_G_7 | GA | 13157 | Dahlberg Combustion Turbine Electric Generating Plant |  | 8500711 | 964513 | 7765 | 7 |  |  | 15700034 | CT07 | 5.1202 |  | 6.6876 | 1.1029 | 1.1029 | 0.117 | 0.71683 | 2022 | 65 | 15.4 | 952 | 31925 | 171 | 221112 | -83.3976 | 34.0416 | 75 | 125 | 120 |  |  |  |  | Y | N | N |  | N | 7765_G_7;7709_G_7 |  | 700 | 415.0399
7765_G_6 | GA | 13157 | Dahlberg Combustion Turbine Electric Generating Plant |  | 8500711 | 964613 | 7765 | 6 |  |  | 15700034 | CT06 | 4.2037 |  | 7.2425 | 0.77548 | 0.77548 | 0.1495 | 0.44495 | 2022 | 65 | 15.4 | 952 | 31925 | 171 | 221112 | -83.3977 | 34.0418 | 75 | 125 | 120 |  |  |  |  | Y | N | N |  | N | 7709_G_6;7765_G_6 |  | 156 | 529.7101
7765_G_10 | GA | 13157 | Dahlberg Combustion Turbine Electric Generating Plant |  | 8500711 | 964913 | 7765 | 10 |  |  | 15700034 | CT10 | 4.2108 |  | 6.496 | 0.77396 | 0.77396 | 0.1403 | 0.43615 | 2022 | 65 | 15.4 | 952 | 31925 | 171 | 221112 | -83.3974 | 34.0406 | 75 | 125 | 120 |  |  |  |  | Y | N | N |  | N | 7709_G_10;7765_G_10 |  | 182 | 493.14
7765_G_5 | GA | 13157 | Dahlberg Combustion Turbine Electric Generating Plant |  | 8500711 | 965013 | 7765 | 5 |  |  | 15700034 | CT05 | 4.0742 |  | 5.8902 | 0.69209 | 0.69209 | 0.115 | 0.36316 | 2022 | 65 | 15.4 | 952 | 31925 | 171 | 221112 | -83.3978 | 34.0422 | 75 | 125 | 120 |  |  |  |  | Y | N | N |  | N | 7765_G_5;7709_G_5 |  | 1 | 404.76
7765_G_1 | GA | 13157 | Dahlberg Combustion Turbine Electric Generating Plant |  | 8500711 | 964713 | 7765 | 1 |  |  | 15700034 | CT01 | 3.6445 |  | 6.0547 | 0.66065 | 0.66065 | 0.1158 | 0.36721 | 2022 | 65 | 15.4 | 952 | 31925 | 171 | 221112 | -83.398 | 34.0433 | 75 | 125 | 120 |  |  |  |  | Y | N | N |  | N | 7709_G_1;7765_G_1 |  | 79 | 409.74
7765_G_4 | GA | 13157 | Dahlberg Combustion Turbine Electric Generating Plant |  | 8500711 | 965313 | 7765 | 4 |  |  | 15700034 | CT04 | 3.5234 |  | 5.7041 | 0.60811 | 0.60811 | 0.0995 | 0.32091 | 2022 | 65 | 15.4 | 952 | 31925 | 171 | 221112 | -83.3978 | 34.0424 | 75 | 125 | 120 |  |  |  |  | Y | N | N |  | N | 7765_G_4;7709_G_4 |  | 120 | 341.4099
7765_G_3 | GA | 13157 | Dahlberg Combustion Turbine Electric Generating Plant |  | 8500711 | 965113 | 7765 | 3 |  |  | 15700034 | CT03 | 3.4295 |  | 5.6814 | 0.60708 | 0.60708 | 0.1062 | 0.32927 | 2022 | 65 | 15.4 | 952 | 31925 | 171 | 221112 | -83.3979 | 34.0427 | 75 | 125 | 120 |  |  |  |  | Y | N | N |  | N | 7709_G_3;7765_G_3 |  | 800 | 372.7501
7765_G_9 | GA | 13157 | Dahlberg Combustion Turbine Electric Generating Plant |  | 8500711 | 964813 | 7765 | 9 |  |  | 15700034 | CT09 | 3.1478 |  | 5.2438 | 0.54843 | 0.54843 | 0.0953 | 0.29244 | 2022 | 65 | 15.4 | 952 | 31925 | 171 | 221112 | -83.3974 | 34.0409 | 75 | 125 | 120 |  |  |  |  | Y | N | N |  | N | 7765_G_9;7709_G_9 |  | 1 | 334.54
7765_G_2 | GA | 13157 | Dahlberg Combustion Turbine Electric Generating Plant |  | 8500711 | 965213 | 7765 | 2 |  |  | 15700034 | CT02 | 0.83014 |  | 7.1909 | 0.12139 | 0.12139 | 0.1584 | 0.051214 | 2022 | 65 | 15.4 | 952 | 31925 | 171 | 221112 | -83.3979 | 34.043 | 75 | 125 | 120 |  |  |  |  | Y | N | N |  | N | 7765_G_2;7709_G_2 |  | 160 | 556.83
57909_B_BLR1 | GA | 13171 | Piedmont Green Power, LLC | Piedmont Green Power | 17021811 | 112112113 |  |  | 57909 | BLR1 | 17100014 | B1 | 121.4 |  | 183.9 | 21.09 | 21.09 | 0.094 | 0.14 | 2020 | 150 | 9 | 337 | 4750.9 | 74.7 | 221117 | -84.1256 | 33.0451 | 700 | 125 | 100 | 127&140 | 55 | N | Biomass | N | N | N | 9999 | N | 57909_G_GEN1;57909_B_BLR1 | Biomass |  |  | 13500
54004_B_HRSG | GA | 13175 | SP Fiber Technologies Southeast, LLC | WestRock Southeast, LLC. | 2613811 | 40723513 |  |  | 54004 | HRSG | 17500004 | HRSG | 4.5519 |  | 5.4189 | 0.41184 | 0.4036 | 0.0325 | 0.29792 | 2022 | 121 | 12.5 | 310 | 9567 | 78 | 322130 | -82.8432 | 32.5043 | 55.6 | 133 | 150 |  | 22 | Y | Biomass | N | Y | N | 9999 | N |  | Biomass | 16 |  | 4937
54004_B_PB2 | GA | 13175 | Green Power Solutions of Georgia, LLC | WestRock Southeast, LLC. | 17678111 | 122424713 |  |  | 54004 | PB2 | 17500073 | PB2 | 163.2436 |  | 283.9 | 87.4119 | 82.238 | 1304.9 | 200.2439 | 2022 | 180 | 9.3 | 330 | 4006 | 59 | 221117 | -82.8444 | 32.503 | 850 | 125 | 100 |  | 22 | Y | Biomass | N | Y | N | 9999 | N |  | Biomass | 7971 |  | 4937
54004_G_GEN2 | GA | 13175 | SP Fiber Technologies Southeast, LLC | WestRock Southeast, LLC. | 2613811 | 40723613 |  |  | 54004 | GEN2 | 17500004 | GT | 18.7885 |  | 81.4169 | 4.1335 | 3.4845 | 2.1294 | 1.3152 | 2022 | 121 | 12.5 | 310 | 9567 | 78 | 322130 | -82.8432 | 32.5043 | 781 | 133 | 140 |  | 40 | Y | Natural Gas, Distillate Fuel Oil | N | Y | N | 9999 | N |  | Combustion Turbine | 18 |  | 8700
60084_B_7040 | GA | 13185 | PCA Valdosta Mill | PCA-Valdosta Mill | 555311 | 98190613 |  |  | 60084 | 7040 | 18500001 | 7040 | 1523.1888 |  | 396.622 | 42.2468 | 37.6485 | 431.09 | 77.5967 | 2022 | 300 | 10 | 375 | 5833 | 74.3 | 322130 | -83.3031 | 30.6923 | 625 | 133 | 200 |  | 57 | Y | Non-Fossil Waste | N | Y | N | 9999 | N |  | Non-Fossil Waste | 8568 |  | 7182
50465_B_PB | GA | 13193 | International Paper - Flint River Mill |  | 8352311 | 432113 |  |  |  |  | 19300013 | U400 | 1172.04 |  | 380.5 | 43.3238 | 18.2454 | 18.65 | 49.1769 | 2022 | 350 | 19.6 | 240 | 13757 | 45 | 322110 | -84.0697 | 32.2527 | 400 | 133 | 100 |  |  |  |  | N | N | N |  | N |  |  | 8400
50465_B_RB | GA | 13193 | International Paper - Flint River Mill |  | 8352311 | 433113 |  |  |  |  | 19300013 | U500 | 97.1 |  | 546.2 | 76.8188 | 26.0394 | 7.89 | 5.98 | 2022 | 350 | 19.6 | 240 | 13757 | 45 | 322110 | -84.0697 | 32.2527 | 780 | 133 | 200 |  |  |  |  | N | N | N |  | N |  |  | 8400
61213_B_B001 | GA | 13195 | GRP Madison Renewable Energy Facility, LLC | GRP Madison Renewable Energy Facility | 19014411 | 137725413 |  |  | 61213 | B001 | 19500020 | B001 | 162.04 |  | 164.29 | 58.04 | 56.24 | 18.9 | 1.97 | 2020 | 200 | 10 | 311 | 5404.1834 | 68.8 | 221117 | -83.1919 | 34.0419 | 700 | 125 | 100 | 128&99 | 58 | N | Biomass | N | N | N | 9999 | N |  | Biomass |  |  | 13500
55304_G_CT1 | GA | 13205 | Baconton Power LLC | Baconton Power Plant | 15578811 | 98197613 | 55304 | CT1 | 55304 | CT1 | 20500044 | CT1 |  |  | 14.1192 | 1.3943 | 1.3943 | 0.0592 | 0.44365 | 2020 | 45 | 10 | 820 | 9676 | 125 | 221112 | -84.0823 | 31.3869 | 50 | 125 | 120 |  | 49 | N | Natural Gas, Distillate Fuel Oil | Y | N | N | 9999 | N |  | Combustion Turbine |  | 623.5897 | 10745
55304_G_CT4 | GA | 13205 | Baconton Power LLC | Baconton Power Plant | 15578811 | 98197713 | 55304 | CT4 | 55304 | CT4 | 20500044 | CT4 |  |  | 23.3125 | 1.5817 | 1.5817 | 0.1023 | 0.50326 | 2020 | 45 | 10 | 820 | 9676 | 125 | 221112 | -84.0806 | 31.3869 | 50 | 125 | 120 |  | 49 | N | Natural Gas, Distillate Fuel Oil | Y | N | N | 9999 | N |  | Combustion Turbine |  | 1068.1702 | 10745
55304_G_CT5 | GA | 13205 | Baconton Power LLC | Baconton Power Plant | 15578811 | 98197813 | 55304 | CT5 | 55304 | CT5 | 20500044 | CT5 |  |  | 19.6991 | 1.0076 | 1.0076 | 0.089 | 0.32059 | 2022 | 45 | 10 | 820 | 9676 | 125 | 221112 | -84.0803 | 31.3869 | 50 | 125 | 120 |  | 49 | N | Natural Gas, Distillate Fuel Oil | Y | N | N | 9999 | N |  | Combustion Turbine |  | 933.1896 | 10745
55304_G_CT6 | GA | 13205 | Baconton Power LLC | Baconton Power Plant | 15578811 | 98197913 | 55304 | CT6 | 55304 | CT6 | 20500044 | CT6 |  |  | 14.9123 | 0.83193 | 0.83193 | 0.066 | 0.2647 | 2020 | 55 | 12.7 | 820 | 15043 | 125 | 221112 | -84.0794 | 31.3868 | 50 | 125 | 120 |  | 49 | N | Natural Gas, Distillate Fuel Oil | Y | N | N | 9999 | N |  | Combustion Turbine |  | 694.8597 | 10745
7768_G_CTG2 | GA | 13205 | Sowega Power LLC | Sowega Power | 15580111 | 98199113 | 7768 | CT2 | 7768 | CTG2 | 20500043 | CT02 |  |  | 16.1316 | 1.0755 | 1.0755 | 0.0777 | 0.34221 | 2022 | 45 | 10 | 820 | 9676 | 125 | 221112 | -84.0809 | 31.387 | 50 | 125 | 140 |  | 48.5 | N | Natural Gas, Distillate Fuel Oil | Y | N | N | 9999 | N |  | Combustion Turbine |  | 817.3295 | 10745
7768_G_CTG3 | GA | 13205 | Sowega Power LLC | Sowega Power | 15580111 | 98199213 | 7768 | CT3 | 7768 | CTG3 | 20500043 | CT03 |  |  | 21.355 | 1.3389 | 1.3389 | 0.0927 | 0.42601 | 2020 | 45 | 10 | 820 | 9676 | 125 | 221112 | -84.0802 | 31.387 | 50 | 125 | 140 |  | 48.5 | N | Natural Gas, Distillate Fuel Oil | Y | N | N | 9999 | N |  | Combustion Turbine |  | 970.4788 | 10745
6257_B_2 | GA | 13207 | Ga Power Company - Plant Scherer | Scherer | 8354711 | 420113 | 6257 | 2 | 6257 | 2 | 20700008 | SG02 | 202.257 | 0 | 1118.135 | 6.906 | 4.2295 | 146.1962 | 24.1467 | 2022 | 870 | 48.1 | 133 | 103522.5 | 57 | 221112 | -83.8069 | 33.057 | 891000 | 125 | 100 |  | 860 | N | Subbituminous | Y | N | N | 9999 | N |  | Coal Steam | 2856 | 2800.1597 | 10756
6257_B_3 | GA | 13207 | Ga Power Company - Plant Scherer | Scherer | 8354711 | 420213 | 6257 | 3 | 6257 | 3 | 20700008 | SG03 | 954.6897 | 0 | 2847.2445 | 30.413 | 18.3497 | 360.4541 | 63.6437 | 2022 | 847 | 34 | 133 | 51667 | 57 | 221112 | -83.8064 | 33.0613 | 891000 | 125 | 100 |  | 860 | N | Subbituminous | Y | N | N | 2029 | N |  | Coal Steam | 1 | 8170.02 | 10740
7829_G_1 | GA | 13207 | Smarr EMC | Smarr Energy Center | 15578911 | 98198413 | 7829 | 1 | 7829 | 1 | 20700030 | T1 | 5.96 |  | 40.1199 | 19 | 19 | 0.593 | 9.51 | 2020 | 90 | 17.9 | 1015 | 25415 | 101 | 221112 | -83.8467 | 32.9838 | 108 | 125 | 120 |  | 96 | N | Natural Gas | Y | N | N | 9999 | N |  | Combustion Turbine |  | 1570.0707 | 12724
7829_G_2 | GA | 13207 | Smarr EMC | Smarr Energy Center | 15578911 | 98198513 | 7829 | 2 | 7829 | 2 | 20700030 | T2 | 5.02 |  | 36.9484 | 16 | 16 | 0.5745 | 8 | 2020 | 90 | 17.9 | 1015 | 25415 | 101 | 221112 | -83.8467 | 32.9841 | 108 | 125 | 120 |  | 95.6 | N | Natural Gas | Y | N | N | 9999 | N |  | Combustion Turbine |  | 1556.7704 | 12724
6257_G_1 | GA | 13207 | Ga Power Company - Plant Scherer |  | 8354711 | 420013 | 6257 | 1 |  |  | 20700008 | SG01 | 487.2502 | 0 | 2515.4077 | 21.8137 | 13.2589 | 317.4373 | 58.3771 | 2022 | 870 | 48.1 | 133 | 103522.5 | 57 | 221112 | -83.8077 | 33.0573 | 930 | 125 | 100 |  |  |  |  | Y | N | N |  | N | 6257_B_1;6257_G_1 |  | 6048 | 5929.25
55382_G_1GT1 | GA | 13213 | Thomas A. Smith Energy Facility | Thomas A Smith Energy Facility | 9751411 | 57647813 | 55382 | CCCT1 | 55382 | 1GT1 | 21300034 | CT1 | 22.4 | 62 | 68.2807 | 21.6 | 21.6 | 4.2555 | 10.6 | 2022 | 160.1 | 18 | 211 | 15333 | 60 | 221112 | -84.9177 | 34.7093 | 177 | 125 | 140 |  | 185 | N | Natural Gas | Y | N | N | 9999 | N |  | Combined Cycle | 5737 | 7625.96 | 7403
55382_G_1GT2 | GA | 13213 | Thomas A. Smith Energy Facility | Thomas A Smith Energy Facility | 9751411 | 57647913 | 55382 | CCCT2 | 55382 | 1GT2 | 21300034 | CT2 | 11.7 | 63.5 | 70.8033 | 22.1 | 22.1 | 4.3467 | 10.9 | 2022 | 160.1 | 18 | 211 | 15333 | 60 | 221112 | -84.9183 | 34.7093 | 177 | 125 | 140 |  | 185 | N | Natural Gas | Y | N | N | 9999 | N |  | Combined Cycle | 6074 | 7785.6401 | 7403
55382_G_2GT1 | GA | 13213 | Thomas A. Smith Energy Facility | Thomas A Smith Energy Facility | 9751411 | 57648013 | 55382 | CCCT3 | 55382 | 2GT1 | 21300034 | CT3 | 20.9 | 64.3 | 70.3875 | 22.4 | 22.4 | 4.4028 | 11 | 2022 | 160.1 | 18 | 211 | 15333 | 60 | 221112 | -84.919 | 34.7093 | 177 | 125 | 140 |  | 185 | N | Natural Gas | Y | N | N | 9999 | N |  | Combined Cycle | 6366 | 7858.9902 | 7403
55382_G_2GT2 | GA | 13213 | Thomas A. Smith Energy Facility | Thomas A Smith Energy Facility | 9751411 | 57648113 | 55382 | CCCT4 | 55382 | 2GT2 | 21300034 | CT4 | 11.4 | 65.3 | 73.1179 | 22.7 | 22.7 | 4.4716 | 11.2 | 2022 | 160.1 | 18 | 211 | 15333 | 60 | 221112 | -84.9194 | 34.7093 | 177 | 125 | 140 |  | 185 | N | Natural Gas | Y | N | N | 9999 | N |  | Combined Cycle | 6895 | 8075.46 | 7403
7813_G_1 | GA | 13233 | Sewell Creek Energy Facility | Sewell Creek Energy | 15602211 | 98380813 | 7813 | 1 | 7813 | 1 | 23300042 | CT1 | 1.95 |  | 18.582 | 5.28 | 5.28 | 0.2696 | 4.93 | 2020 | 90 | 17.9 | 993 | 27681 | 111 | 221112 | -85.2763 | 33.9479 | 99 | 125 | 120 |  | 97.2 | N | Natural Gas | Y | N | N | 9999 | N |  | Combustion Turbine |  | 906.56 | 11096
7813_G_2 | GA | 13233 | Sewell Creek Energy Facility | Sewell Creek Energy | 15602211 | 98380913 | 7813 | 2 | 7813 | 2 | 23300042 | CT2 | 2.17 |  | 20.2196 | 5.87 | 5.87 | 0.2671 | 5.48 | 2020 | 90 | 17.9 | 993 | 27681 | 111 | 221112 | -85.2766 | 33.9479 | 99 | 125 | 120 |  | 98.6 | N | Natural Gas | Y | N | N | 9999 | N |  | Combustion Turbine |  | 885.8203 | 11088
7813_G_3 | GA | 13233 | Sewell Creek Energy Facility | Sewell Creek Energy | 15602211 | 98381013 | 7813 | 3 | 7813 | 3 |  |  | 2.83 |  | 68.1879 | 5.62 | 5.62 | 0.5126 | 7.15 |  | 90 | 20.8 | 998 | 33560 | 98 | 221112 | -85.2771 | 33.9479 |  | 125 | 120 |  | 129.8 | N | Natural Gas | Y | N | N | 9999 | N |  | Combustion Turbine |  | 1399.8706 | 11087
7813_G_4 | GA | 13233 | Sewell Creek Energy Facility | Sewell Creek Energy | 15602211 | 98381113 | 7813 | 4 | 7813 | 4 | 23300042 | CT4 | 4.65 |  | 65.5714 | 9.24 | 9.24 | 0.4954 | 11.8 | 2020 | 90 | 20.8 | 998 | 33560 | 98 | 221112 | -85.2776 | 33.9479 | 138 | 125 | 120 |  | 126.7 | N | Natural Gas | Y | N | N | 9999 | N |  | Combustion Turbine |  | 1356.6398 | 11091
50201_B_WB1 | GA | 13241 | Multitrade Rabun Gap, LLC | Multitrade Rabun Gap, LLC | 15652211 | 99876813 |  |  | 50201 | WB1 | 24100018 | WB | 214.4 | 0 | 202.6 | 58.1 | 51.5 | 26.67 | 18.13 | 2020 | 75 | 6.8 | 430 | 2666.6667 | 73.5 | 221117 | -83.3777 | 34.9548 | 377 | 125 | 100 |  | 18 | N | Biomass | N | N | N | 9999 | N |  | Biomass |  |  | 19439
7916_G_1 | GA | 13263 | Talbot Energy Facility | Talbot County Energy | 15040211 | 91997313 | 7916 | 1 | 7916 | 1 | 26300013 | T1 | 10.6 |  | 17.5569 | 11.3 | 11.3 | 0.3392 | 1.24 | 2022 | 90 | 18.4 | 994 | 30313 | 114 | 221112 | -84.6918 | 32.5896 | 113 | 125 | 120 |  | 97 | N | Natural Gas | Y | N | N | 9999 | N |  | Combustion Turbine | 19 | 1123.8796 | 12029
7916_G_2 | GA | 13263 | Talbot Energy Facility | Talbot County Energy | 15040211 | 91997413 | 7916 | 2 | 7916 | 2 | 26300013 | T2 | 10.4 |  | 18.8466 | 11.1 | 11.1 | 0.3321 | 1.21 | 2022 | 90 | 18.4 | 994 | 30313 | 114 | 221112 | -84.6918 | 32.5893 | 113 | 125 | 120 |  | 95.8 | N | Natural Gas | Y | N | N | 9999 | N |  | Combustion Turbine | 18 | 1098.9802 | 12029
7916_G_3 | GA | 13263 | Talbot Energy Facility | Talbot County Energy | 15040211 | 91997513 | 7916 | 3 | 7916 | 3 | 26300013 | T3 | 8.87 |  | 22.5167 | 12.3 | 12.3 | 0.3712 | 1.34 | 2022 | 90 | 18.4 | 994 | 30313 | 114 | 221112 | -84.6918 | 32.5891 | 113 | 125 | 120 |  | 96.2 | N | Natural Gas | Y | N | N | 9999 | N |  | Combustion Turbine | 23 | 1225.6001 | 12028
7916_G_4 | GA | 13263 | Talbot Energy Facility | Talbot County Energy | 15040211 | 91997613 | 7916 | 4 | 7916 | 4 | 26300013 | T4 | 9.17 |  | 18.9605 | 11 | 11 | 0.3292 | 1.19 | 2022 | 90 | 18.4 | 994 | 30313 | 114 | 221112 | -84.6918 | 32.5888 | 113 | 125 | 120 |  | 97.3 | N | Natural Gas | Y | N | N | 9999 | N |  | Combustion Turbine | 16 | 1090.7098 | 12029
7916_G_5 | GA | 13263 | Talbot Energy Facility | Talbot County Energy | 15040211 | 91997713 | 7916 | 5 | 7916 | 5 | 26300013 | T5 | 11.468 |  | 17.9515 | 11.1774 | 11.1774 | 0.3548 | 1.2242 | 2022 | 90 | 18.4 | 996 | 32041 | 120.5 | 221112 | -84.6918 | 32.5885 | 113 | 125 | 120 |  | 96.5 | N | Natural Gas, Distillate Fuel Oil | Y | N | N | 9999 | N |  | Combustion Turbine | 18 | 1110.9202 | 12029
7916_G_6 | GA | 13263 | Talbot Energy Facility | Talbot County Energy | 15040211 | 91997813 | 7916 | 6 | 7916 | 6 |  |  | 8.14 |  | 17.8164 | 10.3241 | 10.3241 | 0.3103 | 1.1113 |  | 90 | 18.4 | 996 | 32041 | 120.5 | 221112 | -84.6918 | 32.5883 |  | 125 | 120 |  | 96.3 | N | Natural Gas, Distillate Fuel Oil | Y | N | N | 9999 | N |  | Combustion Turbine |  | 1021.0804 | 12029
55267_G_712 | GA | 13293 | Edward L. Addison Generating Plant | Edward L. Addison Generating Plant | 15525911 | 97468713 | 55267 | 1 | 55267 | 712 | 29300027 | T001 | 0.032 |  | 5.8384 | 0.0059916 | 0.0059916 | 0.0788 | 0.0026 | 2020 | 95 | 20 | 1123 | 41552 | 132.2 | 221112 | -84.306 | 32.9106 | 167 | 125 | 120 |  | 148.5 | N | Natural Gas, Distillate Fuel Oil | Y | N | N | 9999 | N |  | Combustion Turbine |  | 118.11 | 11114
55267_G_713 | GA | 13293 | Edward L. Addison Generating Plant | Edward L. Addison Generating Plant | 15525911 | 97468813 | 55267 | 2 | 55267 | 713 | 29300027 | T002 | 1.7763 |  | 37.1195 | 0.43731 | 0.43731 | 0.6322 | 0.2133 | 2022 | 95 | 20 | 1123 | 41552 | 132.2 | 221112 | -84.3059 | 32.911 | 167 | 125 | 120 |  | 149 | N | Natural Gas, Distillate Fuel Oil | Y | N | N | 9999 | N |  | Combustion Turbine |  | 1329.0892 | 11113
55267_G_714 | GA | 13293 | Edward L. Addison Generating Plant | Edward L. Addison Generating Plant | 15525911 | 97468913 | 55267 | 3 | 55267 | 714 | 29300027 | T003 | 0.046 |  | 3.1898 | 0.006732 | 0.006732 | 0.0484 | 0.0026 | 2020 | 95 | 20 | 1123 | 41552 | 132.2 | 221112 | -84.3059 | 32.9114 | 167 | 125 | 120 |  | 148.5 | N | Natural Gas, Distillate Fuel Oil | Y | N | N | 9999 | N |  | Combustion Turbine |  | 76.33 | 11114
55267_G_715 | GA | 13293 | Edward L. Addison Generating Plant | Edward L. Addison Generating Plant | 15525911 | 97469013 | 55267 | 4 | 55267 | 715 | 29300027 | T004 | 1.3884 |  | 31.9397 | 0.38072 | 0.38072 | 0.5848 | 0.1918 | 2020 | 95 | 20 | 1123 | 41552 | 132.2 | 221112 | -84.3058 | 32.9118 | 167 | 125 | 120 |  | 145.9 | N | Natural Gas, Distillate Fuel Oil | Y | N | N | 9999 | N |  | Combustion Turbine |  | 1270.2485 | 11114
55128_G_101G | GA | 13297 | Walton County Power LLC | Walton County Power, LLC | 15508211 | 97087913 | 55128 | T1 | 55128 | 101G |  |  | 0.45 |  | 64.4301 | 1.0934 | 1.09 | 0.7908 | 0.12921 |  | 70 | 18.5 | 1035 | 37041 | 137.8 | 221112 | -83.695 | 33.8151 |  | 125 | 120 |  | 151.5 | N | Natural Gas | Y | N | N | 9999 | N |  | Combustion Turbine |  | 1648.7384 | 10745
55128_G_102G | GA | 13297 | Walton County Power LLC | Walton County Power, LLC | 15508211 | 97088013 | 55128 | T2 | 55128 | 102G | 29700042 | T2 | 0.81908 |  | 69.0495 | 1.3651 | 1.3651 | 0.8501 | 0.054606 | 2020 | 70 | 18.5 | 1035 | 37041 | 137.8 | 221112 | -83.6954 | 33.8149 | 176 | 125 | 120 |  | 151.5 | N | Natural Gas | Y | N | N | 9999 | N |  | Combustion Turbine |  | 1772.7588 | 10745
55128_G_103G | GA | 13297 | Walton County Power LLC | Walton County Power, LLC | 15508211 | 97088113 | 55128 | T3 | 55128 | 103G | 29700042 | T3 | 0.37283 |  | 60.3314 | 1.3848 | 1.3848 | 0.8386 | 0.010652 | 2022 | 70 | 18.5 | 1035 | 37041 | 137.8 | 221112 | -83.6958 | 33.8148 | 176 | 125 | 120 |  | 151.5 | N | Natural Gas | Y | N | N | 9999 | N |  | Combustion Turbine |  | 1749.3688 | 10745
55244_G_CTG2 | GA | 13297 | Doyle Generating Facility | Doyle Energy Facility | 15640311 | 99507913 | 55244 | CTG-2 | 55244 | CTG2 | 29700041 | CTG2 | 7.85 |  | 7.0116 | 0.708 | 0.708 | 0.0406 | 0.452 | 2020 | 50 | 13.4 | 999 | 19713 | 140 | 221112 | -83.6997 | 33.838 | 72 | 125 | 120 |  | 58 | N | Natural Gas | Y | N | N | 9999 | N |  | Combustion Turbine |  | 215.04 | 12411
55244_G_CTG3 | GA | 13297 | Doyle Generating Facility | Doyle Energy Facility | 15640311 | 99508013 | 55244 | CTG-3 | 55244 | CTG3 | 29700041 | CTG3 | 6.26 |  | 8.5158 | 0.567 | 0.567 | 0.0464 | 0.362 | 2022 | 50 | 13.4 | 999 | 19713 | 140 | 221112 | -83.6996 | 33.8377 | 72 | 125 | 120 |  | 58 | N | Natural Gas | Y | N | N | 9999 | N |  | Combustion Turbine |  | 235.83 | 12406
55244_G_CTG4 | GA | 13297 | Doyle Generating Facility | Doyle Energy Facility | 15640311 | 99508113 | 55244 | CTG-4 | 55244 | CTG4 | 29700041 | CTG4 | 14.7 |  | 17.3993 | 2.57 | 2.57 | 0.2063 | 2.32 | 2020 | 50 | 13.4 | 998 | 23675 | 168 | 221112 | -83.6996 | 33.8375 | 100 | 125 | 120 |  | 75 | N | Natural Gas | Y | N | N | 9999 | N |  | Combustion Turbine |  | 773.4103 | 12392
55244_G_CTG5 | GA | 13297 | Doyle Generating Facility | Doyle Energy Facility | 15640311 | 99508213 | 55244 | CTG-5 | 55244 | CTG5 |  |  | 12.9 |  | 16.5561 | 2.26 | 2.26 | 0.2332 | 2.04 |  | 50 | 13.4 | 998 | 23675 | 168 | 221112 | -83.6995 | 33.8371 |  | 125 | 120 |  | 75 | N | Natural Gas | Y | N | N | 9999 | N |  | Combustion Turbine |  | 877.1299 | 12393
7764_G_1 | GA | 13297 | MPC Generating LLC | MPC Generating | 15604711 | 98451713 | 7764 | 1 | 7764 | 1 | 29700040 | CT01 | 1.12 |  | 47.9737 | 0.12372 | 0.12245 | 0.2574 | 0.086835 | 2020 | 50 | 23 | 999 | 35460 | 88.7 | 221112 | -83.6957 | 33.8118 | 1980 | 125 | 120 |  | 147.5 | N | Natural Gas, Distillate Fuel Oil | Y | N | N | 9999 | N |  | Combustion Turbine |  | 555.3102 | 11038
7764_G_2 | GA | 13297 | MPC Generating LLC | MPC Generating | 15604711 | 98451813 | 7764 | 2 | 7764 | 2 | 29700040 | CT02 | 1.14 |  | 45.4765 | 0.11267 | 0.11267 | 0.2462 | 0.098128 | 2020 | 50 | 23 | 999 | 35460 | 88.7 | 221112 | -83.6952 | 33.812 | 1980 | 125 | 120 |  | 155 | N | Natural Gas, Distillate Fuel Oil | Y | N | N | 9999 | N |  | Combustion Turbine |  | 504.3999 | 11038
55332_G_1 | GA | 13303 | Washington County Power, LLC | Washington County Power LLC | 15504111 | 97063513 | 55332 | T1 | 55332 | 1 | 30300039 | T1 | 2.5692 |  | 23.6501 | 1.4787 | 1.4787 | 0.4029 | 0.24973 | 2020 | 90 | 18.5 | 1113 | 41821 | 160 | 221112 | -82.9796 | 33.0917 | 1940 | 125 | 120 |  | 151 | N | Natural Gas | Y | N | N | 9999 | N |  | Combustion Turbine |  | 843.8999 | 10745
55332_G_2 | GA | 13303 | Washington County Power, LLC | Washington County Power LLC | 15504111 | 97063613 | 55332 | T2 | 55332 | 2 | 30300039 | T2 | 3.4703 |  | 37.5533 | 1.9973 | 1.9973 | 0.456 | 0.33731 | 2020 | 90 | 18.5 | 1113 | 42350 | 160 | 221112 | -82.98 | 33.0918 | 1940 | 125 | 120 |  | 157.9 | N | Natural Gas | Y | N | N | 9999 | N |  | Combustion Turbine |  | 930.5092 | 10745
55332_G_3 | GA | 13303 | Washington County Power, LLC | Washington County Power LLC | 15504111 | 97063713 | 55332 | T3 | 55332 | 3 | 30300039 | T3 | 3.4588 |  | 15.3525 | 1.9907 | 1.9907 | 0.2079 | 0.3362 | 2022 | 90 | 18.5 | 1113 | 43079 | 160 | 221112 | -82.9806 | 33.0921 | 1940 | 125 | 120 |  | 157.9 | N | Natural Gas | Y | N | N | 9999 | N |  | Combustion Turbine |  | 428.49 | 10745
55332_G_4 | GA | 13303 | Washington County Power, LLC | Washington County Power LLC | 15504111 | 97063813 | 55332 | T4 | 55332 | 4 | 30300039 | T4 | 0.56848 |  | 18.9029 | 0.32718 | 0.32718 | 0.3428 | 0.055256 | 2022 | 90 | 18.5 | 1113 | 43125 | 160 | 221112 | -82.981 | 33.0922 | 1940 | 125 | 120 |  | 156.6 | N | Natural Gas | Y | N | N | 9999 | N |  | Combustion Turbine |  | 724.1698 | 10745
55672_G_CT1 | GA | 13303 | AL Sandersville | AL Sandersville LLC | 15502311 | 97057213 | 55672 | CT1 | 55672 | CT1 | 30300040 | T1 | 0.83994 |  | 4.4725 | 0.1982 | 0.1982 | 0.0345 | 0.029164 | 2020 | 90 | 15 | 999 | 24550.9 | 139 | 221112 | -82.8604 | 33.1181 | 1150 | 125 | 120 |  | 72.1 | N | Natural Gas | Y | N | N | 9999 | N |  | Combustion Turbine |  | 142.36 | 11699
55672_G_CT2 | GA | 13303 | AL Sandersville | AL Sandersville LLC | 15502311 | 97057313 | 55672 | CT2 | 55672 | CT2 | 30300040 | T2 | 1.0566 |  | 6.3281 | 0.24932 | 0.24932 | 0.0383 | 0.036685 | 2020 | 90 | 15 | 999 | 24550.9 | 139 | 221112 | -82.8606 | 33.1182 | 1150 | 125 | 120 |  | 72.1 | N | Natural Gas | Y | N | N | 9999 | N |  | Combustion Turbine |  | 145.34 | 11698
55672_G_CT3 | GA | 13303 | AL Sandersville | AL Sandersville LLC | 15502311 | 97057413 | 55672 | CT3 | 55672 | CT3 | 30300040 | T3 | 1.7949 |  | 13.8226 | 0.42354 | 0.42354 | 0.0925 | 0.06232 | 2022 | 90 | 15 | 999 | 24550.9 | 139 | 221112 | -82.8608 | 33.1185 | 1150 | 125 | 120 |  | 72 | N | Natural Gas | Y | N | N | 9999 | N |  | Combustion Turbine |  | 459.6498 | 11698
55672_G_CT4 | GA | 13303 | AL Sandersville | AL Sandersville LLC | 15502311 | 97057513 | 55672 | CT4 | 55672 | CT4 | 30300040 | T4 | 1.7233 |  | 13.1464 | 0.40665 | 0.40665 | 0.0773 | 0.059835 | 2020 | 90 | 15 | 999 | 24550.9 | 139 | 221112 | -82.861 | 33.1187 | 1150 | 125 | 120 |  | 72 | N | Natural Gas | Y | N | N | 9999 | N |  | Combustion Turbine |  | 396.43 | 11698
55672_G_CT5 | GA | 13303 | AL Sandersville | AL Sandersville LLC | 15502311 | 97057613 | 55672 | CT5 | 55672 | CT5 | 30300040 | T5 | 1.1135 |  | 9.0283 | 0.26275 | 0.26275 | 0.0557 | 0.038662 | 2020 | 90 | 15 | 999 | 24550.9 | 139 | 221112 | -82.8613 | 33.119 | 1150 | 125 | 120 |  | 72.1 | N | Natural Gas | Y | N | N | 9999 | N |  | Combustion Turbine |  | 210.88 | 11698
55672_G_CT6 | GA | 13303 | AL Sandersville | AL Sandersville LLC | 15502311 | 97057713 | 55672 | CT6 | 55672 | CT6 | 30300040 | T6 | 1.5541 |  | 7.8129 | 0.36673 | 0.36673 | 0.0427 | 0.053962 | 2020 | 90 | 15 | 999 | 24550.9 | 139 | 221112 | -82.8615 | 33.1192 | 1150 | 125 | 120 |  | 72.1 | N | Natural Gas | Y | N | N | 9999 | N |  | Combustion Turbine |  | 167.26 | 11698
55672_G_CT7 | GA | 13303 | AL Sandersville | AL Sandersville LLC | 15502311 | 97057813 | 55672 | CT7 | 55672 | CT7 | 30300040 | T7 | 1.2244 |  | 12.5366 | 0.28893 | 0.28893 | 0.0835 | 0.042513 | 2022 | 90 | 15 | 999 | 24550.9 | 139 | 221112 | -82.8618 | 33.1195 | 1150 | 125 | 120 |  | 72 | N | Natural Gas | Y | N | N | 9999 | N |  | Combustion Turbine |  | 411.0899 | 11698
55672_G_CT8 | GA | 13303 | AL Sandersville | AL Sandersville LLC | 15502311 | 97057913 | 55672 | CT8 | 55672 | CT8 | 30300040 | T8 | 0.79379 |  | 12.8897 | 0.18731 | 0.18731 | 0.0708 | 0.027561 | 2022 | 90 | 15 | 999 | 24550.9 | 139 | 221112 | -82.8619 | 33.1197 | 1150 | 125 | 120 |  | 72 | N | Natural Gas | Y | N | N | 9999 | N |  | Combustion Turbine |  | 345.7799 | 11698
50099_G_GEN1 | ID | 16003 | TAMARACK MILL, LLC dba EVERGREEN FOREST AND TAMARACK ENERGY PARTNERSHIP | Tamarack Energy Partnership | 947111 | 47918513 |  |  | 50099 | GEN1 | 00300001 | 010 | 79.4709 |  | 67.5043 | 24.3838 | 20.9698 | 7.6709 | 5.2193 | 2022 | 75 | 7.2 | 145 | 916.1 | 22.5 | 321113 | -116.3875 | 44.9551 | 102 | 135 | 100 |  | 5.8 | Y | Biomass | N | Y | N | 9999 | N |  | Biomass | 8400 |  | 5454
55733_G_1 | ID | 16039 | IDAHO POWER CO - BENNETT MOUNTAIN | Bennett Mountain | 15472411 | 96576813 | 55733 | CT01 | 55733 | 1 | 03900025 | 010 | 98.999 |  | 86.2918 | 8.8667 | 8.8667 | 0.8158 | 2.8212 | 2022 | 70 | 16.5 | 1050 | 45973.6 | 215 | 221121 | -115.6673 | 43.1472 | 1910 | 125 | 120 |  | 165.1 | N | Natural Gas | Y | N | N | 9999 | N |  | Combustion Turbine | 2004 | 1906.5801 | 10745
7953_G_1 | ID | 16039 | IDAHO POWER CO - EVANDER ANDREWS COMPLEX | Evander Andrews Power Complex | 8355111 | 96577013 | 7953 | CT1 | 7953 | 1 | 03900024 | 040 | 84.5099 |  | 94.2816 | 16.5866 | 16.5866 | 1.5037 | 5.2726 | 2022 | 70 | 29.2 | 1057 | 29465.9 | 44 | 221112 | -115.733 | 43.1796 | 2250 | 125 | 120 |  | 170.2 | N | Natural Gas | Y | N | N | 9999 | N |  | Combustion Turbine | 3499 | 3337.5291 | 10745
7953_G_2 | ID | 16039 | IDAHO POWER CO - EVANDER ANDREWS COMPLEX | Evander Andrews Power Complex | 8355111 | 418513 | 7953 | CT2 | 7953 | 2 | 03900024 | 010 | 38.3998 |  | 18.4146 | 1.6007 | 1.6007 | 0.1381 | 0.50883 | 2022 | 74 | 15 | 985 | 13501.4 | 76.4 | 221112 | -115.7339 | 43.1793 | 750 | 125 | 120 |  | 42.8 | N | Natural Gas | Y | N | N | 9999 | N |  | Combustion Turbine | 1156 | 1034.03 | 10745
7953_G_3 | ID | 16039 | IDAHO POWER CO - EVANDER ANDREWS COMPLEX | Evander Andrews Power Complex | 8355111 | 418613 | 7953 | CT3 | 7953 | 3 | 03900024 | 020 | 34.9993 |  | 17.3505 | 1.4472 | 1.4472 | 0.1117 | 0.46004 | 2022 | 74 | 15 | 950 | 13501.4 | 76.4 | 221112 | -115.7337 | 43.1789 | 750 | 125 | 120 |  | 42.2 | N | Natural Gas | Y | N | N | 9999 | N |  | Combustion Turbine | 1039 | 929.3599 | 10745
7456_G_1 | ID | 16055 | AVISTA CORP | Rathdrum | 15472711 | 96584113 | 7456 | 1 | 7456 | 1 | 05500040 | 010 | 1.5539 |  | 37.8774 | 6.0831 | 6.08 | 0.3044 | 3.1284 | 2022 | 52 | 13.8 | 955 | 25128.7 | 168 | 221112 | -116.8674 | 47.8041 | 83.5 | 125 | 120 |  | 66 | N | Natural Gas | Y | N | N | 9999 | N |  | Combustion Turbine | 1747 | 1544.9099 | 12093
7456_G_2 | ID | 16055 | AVISTA CORP | Rathdrum | 15472711 | 96584213 | 7456 | 2 | 7456 | 2 | 05500040 | 020 | 5.3715 |  | 19.0937 | 5.4908 | 5.4908 | 0.2696 | 1.4119 | 2022 | 52 | 13.8 | 955 | 25128.7 | 168 | 221112 | -116.8674 | 47.8043 | 83.5 | 125 | 120 |  | 66 | N | Natural Gas | Y | N | N | 9999 | N |  | Combustion Turbine | 1565 | 1513.1288 | 12093
50637_B_4PWR | ID | 16069 | CLEARWATER PAPER CORP - PPD & CPD | Clearwater Paper IPP Lewiston | 7321711 | 8312513 |  |  | 50637 | 4PWR | 06900001 | 781 | 148.4677 |  | 366.592 | 34.0558 | 33.5886 | 32.6077 | 12.373 | 2022 | 300 | 13.5 | 410 | 6155.1 | 43 | 322130 | -116.9674 | 46.4258 | 1050 | 133 | 100 | 121&128 | 22.5 | Y | Biomass | N | Y | N | 9999 | N |  | Biomass | 8568 |  | 4593
50637_B_5REC | ID | 16069 | CLEARWATER PAPER CORP - PPD & CPD | Clearwater Paper IPP Lewiston | 7321711 | 8312613 |  |  | 50637 | 5REC | 06900001 | 721 | 910.306 |  | 486.757 | 22.822 | 16.3755 | 4.7581 | 27.2702 | 2022 | 350 | 9 | 350 | 6998.1 | 110 | 322130 | -116.9729 | 46.429 | 1310 | 133 | 100 |  | 27 | Y | Non-Fossil Waste | N | Y | N | 9999 | N |  | Non-Fossil Waste | 8232 |  | 4592
50637_B_4REC | ID | 16069 | CLEARWATER PAPER CORP - PPD & CPD |  | 7321711 | 8314113 |  |  |  |  | 06900001 | 189 | 130.13 |  | 163.275 | 10.3865 | 7.8078 | 1.864 | 8.0916 | 2022 | 325 | 9 | 350 | 2735.6 | 43 | 322130 | -116.9732 | 46.4285 | 419 | 133 | 100 |  |  |  |  | N | N | N |  | N |  |  | 6552
50637_B_1PWR | ID | 16069 | CLEARWATER PAPER CORP - PPD & CPD |  | 7321711 | 8314013 |  |  |  |  | 06900001 | 250 | 12.012 |  | 28.457 | 0.07436 | 0.06149 | 0.0858 | 0.7865 | 2022 | 83 | 7.9 | 475 | 1176.4 | 24 | 322130 | -116.9733 | 46.4282 | 376 | 133 | 100 |  |  |  |  | N | N | N |  | N |  |  | 2352
57028_G_GTG | ID | 16075 | IDAHO POWER CO - LANGLEY GULCH POWER PLANT | Langley Gulch Power Plant | 16971311 | 111578313 | 57028 | CT1 | 57028 | GTG | 07500012 | 020 | 9.9984 |  | 33.8629 | 35.1299 | 35.1299 | 3.2159 | 11.1777 | 2022 | 160 | 18.6 | 200 | 13368.8 | 49.2 | 221112 | -116.8198 | 43.9043 | 2130 | 125 | 140 |  | 188.2 | N | Natural Gas | Y | N | N | 9999 | N | 57028_G_STG;57028_G_GTG | Combined Cycle | 5841 | 5842.75 | 7050
957_G_8 | IL | 17011 | Princeton Municipal Electric Utility | Princeton (IL) | 2363611 | 40498313 |  |  | 957 | 8 | 011085AAA | 0010 | 0.043015 |  | 0.3571 | 0.017206 | 0.017164 | 3.7e-05 | 0.0894 | 2022 | 45 | 1.67 | 800 | 191.6666 | 87.4679 | 221112 | -89.4647 | 41.3756 | 25.5 | 125 | 120 |  | 8.7 | N | Natural Gas, Distillate Fuel Oil | N | N | N | 2045 | N |  | Combustion Turbine | 2 |  | 16041
876_B_1 | IL | 17021 | Kincaid Generation LLC |  | 1929211 | 41602913 | 876 | 1 |  |  | 021814AAB | 0008 | 156.845 |  | 353.7339 | 26.0269 | 15.0733 | 923.6239 | 69.0261 | 2022 | 613 | 29.6 | 288 | 60550.0012 | 87.9561 | 221112 | -89.4966 | 39.5906 | 6110 | 125 | 100 |  |  |  |  | Y | N | N |  | N |  |  | 6206 | 6228.25
876_B_2 | IL | 17021 | Kincaid Generation LLC |  | 1929211 | 41603313 | 876 | 2 |  |  | 021814AAB | 0009 | 147.85 |  | 366.7812 | 24.7954 | 14.2424 | 860.3367 | 66.1378 | 2022 | 613 | 29.6 | 288 | 60550.0012 | 87.9561 | 221112 | -89.4966 | 39.5906 | 6410 | 125 | 100 | 128&139&206&207 |  |  |  | Y | N | N |  | N |  |  | 5689 | 5684.3809
56053_G_2 | IL | 17023 | City of Casey | Casey City of | 1929611 | 41598513 |  |  | 56053 | 2 | 023405AAB | 0001 | 0.004526 |  | 0.19661 | 0.002966 | 0.002966 | 0.000109 | 0.004366 | 2022 | 20 | 1 | 922 | 66.6666 | 84.8484 | 221112 | -87.9926 | 39.3105 | 17.6 | 125 | 160 |  | 1.8 | N | Distillate Fuel Oil | N | N | N | 9999 | N |  | Combustion Turbine | 9 |  | 10745
949_G_10 | IL | 17023 | Marshall Municipal Utilities | Marshall (IL) | 1845411 | 41691713 |  |  | 949 | 10 | 023010AAK | 0009 | 0.005314 |  | 0.2302 | 0.003413 | 0.003413 | 0.000129 | 0.005119 | 2022 | 13 | 1 | 922 | 66.6666 | 84.8484 | 221112 | -87.6862 | 39.3924 | 17.7 | 125 | 160 |  | 1.8 | N | Distillate Fuel Oil | N | N | N | 9999 | N |  | Combustion Turbine | 10 |  | 10745
949_G_11 | IL | 17023 | Marshall Municipal Utilities | Marshall (IL) | 1845411 | 41692113 |  |  | 949 | 11 | 023010AAK | 0010 | 0.005466 |  | 0.23678 | 0.00351 | 0.00351 | 0.000133 | 0.005266 | 2022 | 13 | 1 | 922 | 66.6666 | 84.8484 | 221112 | -87.6862 | 39.3924 | 17.7 | 125 | 160 | 203 | 1.8 | N | Distillate Fuel Oil | N | N | N | 9999 | N |  | Combustion Turbine | 10 |  | 10745
949_G_5 | IL | 17023 | Marshall Municipal Utilities | Marshall (IL) | 1845411 | 41692313 |  |  | 949 | 5 | 023010AAK | 0004 | 0 |  | 0 | 0 | 0 | 0 | 0 | 2022 | 42 | 1.83 | 650 | 216.6666 | 82.3427 | 221112 | -87.6862 | 39.3924 | 27.1 | 125 | 160 |  | 2.5 | N | Distillate Fuel Oil | N | N | N | 9999 | N |  | Combustion Turbine | 1 |  | 10745
949_G_6 | IL | 17023 | Marshall Municipal Utilities | Marshall (IL) | 1845411 | 41692013 |  |  | 949 | 6 | 023010AAK | 0005 | 0.004098 |  | 0.17752 | 0.002632 | 0.002632 | 9.9e-05 | 0.003948 | 2022 | 13 | 1 | 922 | 66.6666 | 84.8484 | 221112 | -87.6862 | 39.3924 | 17.7 | 125 | 160 |  | 1.8 | N | Distillate Fuel Oil | N | N | N | 9999 | N |  | Combustion Turbine | 8 |  | 10745
949_G_7 | IL | 17023 | Marshall Municipal Utilities | Marshall (IL) | 1845411 | 41692213 |  |  | 949 | 7 | 023010AAK | 0006 | 0.005005 |  | 0.21682 | 0.003214 | 0.003214 | 0.000121 | 0.004821 | 2022 | 13 | 1 | 922 | 66.6666 | 84.8484 | 221112 | -87.6862 | 39.3924 | 17.7 | 125 | 160 |  | 1.8 | N | Distillate Fuel Oil | N | N | N | 9999 | N |  | Combustion Turbine | 9 |  | 10745
949_G_8 | IL | 17023 | Marshall Municipal Utilities | Marshall (IL) | 1845411 | 41692413 |  |  | 949 | 8 | 023010AAK | 0007 | 0.005415 |  | 0.23459 | 0.003478 | 0.003478 | 0.000131 | 0.005217 | 2022 | 13 | 1 | 922 | 66.6666 | 84.8484 | 221112 | -87.6862 | 39.3924 | 17.7 | 125 | 160 |  | 1.8 | N | Distillate Fuel Oil | N | N | N | 9999 | N |  | Combustion Turbine | 10 |  | 10745
949_G_9 | IL | 17023 | Marshall Municipal Utilities | Marshall (IL) | 1845411 | 41692513 |  |  | 949 | 9 | 023010AAK | 0008 | 0.004241 |  | 0.18373 | 0.002724 | 0.002724 | 0.000103 | 0.004086 | 2022 | 13 | 1 | 922 | 66.6666 | 84.8484 | 221112 | -87.6862 | 39.3924 | 17.7 | 125 | 160 |  | 1.8 | N | Distillate Fuel Oil | N | N | N | 9999 | N |  | Combustion Turbine | 8 |  | 10745
55417_G_CT01 | IL | 17025 | Ameren Services | Raccoon Creek Energy Center | 1945711 | 41586213 | 55417 | CT-01 | 55417 | CT01 | 025803AAD | 0002 | 0.32503 |  | 0.161 | 0.053186 | 0.053186 | 0.0035 | 0.053186 | 2022 | 55 | 15 | 973 | 15533.3336 | 87.8653 | 221112 | -88.5392 | 38.7004 | 1080 | 125 | 120 |  | 75 | N | Natural Gas | Y | N | N | 2045 | N |  | Combustion Turbine | 15 | 14.68 | 13551
55417_G_CT02 | IL | 17025 | Ameren Services | Raccoon Creek Energy Center | 1945711 | 88610613 | 55417 | CT-02 | 55417 | CT02 | 025803AAD | 0005 | 0.17857 |  | 0.0816 | 0.02922 | 0.02922 | 0.002 | 0.02922 | 2022 | 55 | 15 | 973 | 15533.3336 | 87.8653 | 221112 | -88.5392 | 38.6999 | 1080 | 125 | 120 |  | 75 | N | Natural Gas | Y | N | N | 2045 | N |  | Combustion Turbine | 9 | 8.98 | 13554
55417_G_CT03 | IL | 17025 | Ameren Services | Raccoon Creek Energy Center | 1945711 | 88610713 | 55417 | CT-03 | 55417 | CT03 | 025803AAD | 0006 | 0.1863 |  | 0.0911 | 0.030486 | 0.030486 | 0.0017 | 0.030486 | 2022 | 55 | 15 | 973 | 15533.3336 | 87.8653 | 221112 | -88.5392 | 38.6995 | 1080 | 125 | 120 |  | 75 | N | Natural Gas | Y | N | N | 2045 | N |  | Combustion Turbine | 10 | 9.63 | 13554
55417_G_CT04 | IL | 17025 | Ameren Services | Raccoon Creek Energy Center | 1945711 | 88610813 | 55417 | CT-04 | 55417 | CT04 | 025803AAD | 0007 | 0.1854 |  | 0.0774 | 0.030338 | 0.030338 | 0.0018 | 0.030338 | 2022 | 55 | 15 | 973 | 15533.3336 | 87.8653 | 221112 | -88.5392 | 38.6991 | 1080 | 125 | 120 |  | 75 | N | Natural Gas | Y | N | N | 2045 | N |  | Combustion Turbine | 9 | 8.48 | 13554
56116_G_8 | IL | 17025 | Illinois Municipal Electric Agency | IMEA Flora | 1944711 | 41588713 |  |  | 56116 | 8 | 025010ABM | 0001 | 0.00188 |  | 0.13 | 0.00136 | 0.00124 | 0.00012 | 0.0064 | 2022 | 10 | 1.5 | 895 | 135.65 | 76.7313 | 221112 | -88.4627 | 38.6659 | 17.6 | 125 | 120 |  | 1.8 | N | Distillate Fuel Oil | N | N | N | 9999 | N |  | Combustion Turbine | 8 |  | 11365
56117_G_1 | IL | 17025 | City of Flora | Flora Site A | 1944811 | 41588513 |  |  | 56117 | 1 | 025010ABO | 0001 | 0.003225 |  | 0.1397 | 0.002108 | 0.002108 | 7.8e-05 | 0.003102 | 2022 | 10 | 1 | 808 | 66.6666 | 84.8484 | 221112 | -88.4894 | 38.6715 | 17.6 | 125 | 120 |  | 1.8 | N | Distillate Fuel Oil | N | N | N | 9999 | N |  | Combustion Turbine | 7 |  | 10745
56117_G_2 | IL | 17025 | City of Flora | Flora Site A | 1944811 | 41588313 |  |  | 56117 | 2 | 025010ABO | 0002 | 0.002974 |  | 0.12882 | 0.001944 | 0.001944 | 7.2e-05 | 0.002861 | 2022 | 10 | 1 | 808 | 66.6666 | 84.8484 | 221112 | -88.4894 | 38.6715 | 17.6 | 125 | 120 |  | 1.8 | N | Distillate Fuel Oil | N | N | N | 9999 | N |  | Combustion Turbine | 8 |  | 10814
56117_G_3 | IL | 17025 | City of Flora | Flora Site A | 1944811 | 41588413 |  |  | 56117 | 3 | 025010ABO | 0003 | 0.002874 |  | 0.12448 | 0.001878 | 0.001878 | 6.9e-05 | 0.002764 | 2022 | 10 | 1 | 808 | 66.6666 | 84.8484 | 221112 | -88.4894 | 38.6715 | 17.6 | 125 | 120 |  | 1.8 | N | Distillate Fuel Oil | N | N | N | 9999 | N |  | Combustion Turbine | 6 |  | 10814
56118_G_4 | IL | 17025 | City of Flora | Flora Site B | 1944811 | 41588613 |  |  | 56118 | 4 | 025010ABO | 0004 | 0.003516 |  | 0.15232 | 0.002298 | 0.002298 | 8.5e-05 | 0.003382 | 2022 | 10 | 1 | 808 | 66.6666 | 84.8484 | 221112 | -88.4894 | 38.6715 | 17.6 | 125 | 120 |  | 1.8 | N | Distillate Fuel Oil | N | N | N | 9999 | N |  | Combustion Turbine | 8 |  | 10745
56118_G_5 | IL | 17025 | City of Flora | Flora Site B | 1944811 | 41588213 |  |  | 56118 | 5 | 025010ABO | 0005 | 0.003826 |  | 0.16572 | 0.0025 | 0.0025 | 9.2e-05 | 0.00368 | 2022 | 10 | 1 | 808 | 66.6666 | 84.8484 | 221112 | -88.4894 | 38.6715 | 17.6 | 125 | 120 |  | 1.8 | N | Distillate Fuel Oil | N | N | N | 9999 | N |  | Combustion Turbine | 8 |  | 10745
934_G_2 | IL | 17027 | Breese Municipal Power Plant | Breese | 1946811 | 41583313 |  |  | 934 | 2 | 027025AAB | 0002 | 0 |  | 0 | 0 | 0 | 0 | 0 | 2022 | 31 | 1.83 | 750 | 87.45 | 33.2347 | 221112 | -89.5243 | 38.6071 | 37.4 | 125 | 160 |  | 3 | N | Natural Gas, Distillate Fuel Oil | N | N | N | 2045 | N |  | Combustion Turbine | 1 |  | 12953
934_G_6 | IL | 17027 | Breese Municipal Power Plant | Breese | 1946811 | 41583713 |  |  | 934 | 6 | 027025AAB | 0006 | 0.10235 |  | 1.2843 | 0.022997 | 0.022115 | 0.000608 | 0.036121 | 2022 | 32 | 1.83 | 750 | 220.7666 | 83.9009 | 221112 | -89.5244 | 38.6073 | 26.3 | 125 | 160 |  | 2.5 | N | Distillate Fuel Oil | N | N | N | 9999 | N |  | Combustion Turbine | 34 |  | 12948
934_G_IC3 | IL | 17027 | Breese Municipal Power Plant | Breese | 1946811 | 41583513 |  |  | 934 | IC3 | 027025AAB | 0001 | 0.084631 |  | 1.062 | 0.019017 | 0.018287 | 0.000502 | 0.02987 | 2022 | 41 | 1.83 | 750 | 230 | 87.4099 | 221112 | -89.5242 | 38.6071 | 29 | 125 | 160 |  | 3 | N | Natural Gas, Distillate Fuel Oil | N | N | N | 2045 | N |  | Combustion Turbine | 25 |  | 12963
936_G_7 | IL | 17027 | Carlyle Municipal Electric Plant | Carlyle | 2612711 | 40726413 |  |  | 936 | 7 | 027030AAA | 0011 | 0.089152 |  | 1.1188 | 0.020033 | 0.019264 | 0.000529 | 0.031465 | 2022 | 37 | 3 | 750 | 178.3333 | 25.2188 | 221112 | -89.3584 | 38.611 | 27.4 | 125 | 160 |  | 2 | N | Natural Gas, Distillate Fuel Oil | N | N | N | 2045 | N |  | Combustion Turbine | 32 |  | 12791
936_G_8 | IL | 17027 | Carlyle Municipal Electric Plant | Carlyle | 2612711 | 40726113 |  |  | 936 | 8 | 027030AAA | 0008 | 0.052857 |  | 0.6633 | 0.011876 | 0.011421 | 0.000313 | 0.018654 | 2022 | 30 | 3 | 545 | 70.5333 | 9.9744 | 221112 | -89.3584 | 38.6108 | 23 | 125 | 160 |  | 2.5 | N | Distillate Fuel Oil | N | N | N | 9999 | N |  | Combustion Turbine | 1 |  | 12815
936_G_9 | IL | 17027 | Carlyle Municipal Electric Plant | Carlyle | 2612711 | 40726213 |  |  | 936 | 9 | 027030AAA | 0009 | 0.085794 |  | 1.0766 | 0.019278 | 0.018538 | 0.00051 | 0.03028 | 2022 | 37 | 3 | 530 | 230 | 32.5252 | 221112 | -89.3584 | 38.611 | 27.5 | 125 | 160 |  | 2.5 | N | Distillate Fuel Oil | N | N | N | 9999 | N |  | Combustion Turbine | 30 |  | 12815
972_B_5 | IL | 17031 | Winnetka Electric Plant | Winnetka | 2701711 | 41212413 |  |  | 972 | 5 | 031333AAD | 0005 | 0.66636 |  | 2.2212 | 0.060287 | 0.060287 | 0.004764 | 0.043637 | 2022 | 248 | 10.5 | 280 | 450 | 5.1948 | 221112 | -87.7309 | 42.1154 | 174 | 125 | 100 |  | 7 | N | Natural Gas | N | N | N | 2045 | N |  | O/G Steam | 323 |  | 14500
54556_B_BLR10 | IL | 17031 | Ingredion Inc | Ingredion Incorporated | 946411 | 59371113 | 54556 | B10 | 54556 | BLR10 | 031012ABI | 0234 | 28.9811 |  | 96.3048 | 12.4313 | 12.4313 | 8.1993 | 9.5218 | 2022 | 250 | 12 | 301 | 5552.5834 | 49.0758 | 311221 | -87.8224 | 41.7751 | 800 | 159 | 100 |  | 10.6 | Y | Natural Gas | Y | N | N | 2030 | N |  | O/G Steam | 7557 | 7544.0601 | 10986
54556_B_BLR6 | IL | 17031 | Ingredion Inc | Ingredion Incorporated | 946411 | 47926013 | 54556 | B06 | 54556 | BLR6 | 031012ABI | 0160 | 106.3968 |  | 52.3071 | 1.6136 | 1.6136 | 0.50712 | 4.6431 | 2022 | 200 | 10 | 320 | 3500 | 44.5454 | 311221 | -87.823 | 41.7775 | 600 | 159 | 100 |  | 10.6 | Y | Natural Gas | Y | N | N | 2030 | N |  | O/G Steam | 6586 | 6576.6504 | 10986
54556_B_BLR7 | IL | 17031 | Ingredion Inc | Ingredion Incorporated | 946411 | 59373413 | 54556 | B07 | 54556 | BLR7 | 031012ABI | 0233 | 16.9366 |  | 37.1858 | 1.0802 | 1.0802 | 2.3109 | 2.0062 | 2022 | 175 | 7.51 | 344 | 2676.6667 | 60.4017 | 311221 | -87.8226 | 41.7774 | 240 | 159 | 100 |  | 10.6 | Y | Natural Gas | Y | N | N | 2030 | N |  | O/G Steam | 7716 | 7702.02 | 10986
54556_G_TG03 | IL | 17031 | Ingredion Inc | Ingredion Incorporated | 946411 | 47923013 |  |  | 54556 | TG03 | 031012ABI | 0154 | 0 |  | 0 | 0 | 0 | 0 | 0 | 2022 | 32 | 3.5 | 795 | 833.3333 | 86.58 | 311221 | -87.821 | 41.7785 | 130 | 159 | 120 |  | 4.4 | N | Natural Gas | N | N | N | 2045 | N |  | Combustion Turbine | 1 |  | 12369
54556_G_TG04 | IL | 17031 | Ingredion Inc | Ingredion Incorporated | 946411 | 59371913 |  |  | 54556 | TG04 | 031012ABI | 0198 | 0 |  | 0 | 0 | 0 | 0 | 0 | 2022 | 32 | 3.5 | 812 | 845 | 87.7922 | 311221 | -87.821 | 41.7785 | 66.7 | 159 | 120 |  | 4.4 | N | Natural Gas | N | N | N | 2045 | N |  | Combustion Turbine | 1 |  | 12369
55281_G_GT05 | IL | 17031 | Southeast Chicago Energy Project | Southeast Chicago Energy Project | 9725911 | 54104213 | 55281 | CTG5 | 55281 | GT05 | 031600GKE | 0001 | 0 |  | 0 | 0 | 0 | 0 | 0 | 2022 | 84 | 12.14 | 1050 | 10183.3335 | 87.9403 | 221112 | -87.5455 | 41.7183 | 467 | 125 | 120 |  | 37 | N | Natural Gas | N | N | N | 2045 | N |  | Combustion Turbine | 1 |  | 12452
55281_G_GT06 | IL | 17031 | Southeast Chicago Energy Project | Southeast Chicago Energy Project | 9725911 | 59522013 | 55281 | CTG6 | 55281 | GT06 | 031600GKE | 0005 | 0 |  | 0 | 0 | 0 | 0 | 0 | 2022 | 84 | 12.14 | 1050 | 10183.3335 | 87.9403 | 221112 | -87.5455 | 41.718 | 467 | 125 | 120 |  | 37 | N | Natural Gas | N | N | N | 2045 | N |  | Combustion Turbine | 1 |  | 12454
55281_G_GT07 | IL | 17031 | Southeast Chicago Energy Project | Southeast Chicago Energy Project | 9725911 | 59522613 | 55281 | CTG7 | 55281 | GT07 | 031600GKE | 0006 | 0 |  | 0 | 0 | 0 | 0 | 0 | 2022 | 84 | 12.14 | 1050 | 10183.3335 | 87.9403 | 221112 | -87.5455 | 41.7178 | 467 | 125 | 120 |  | 37 | N | Natural Gas | N | N | N | 2045 | N |  | Combustion Turbine | 1 |  | 12454
55281_G_GT08 | IL | 17031 | Southeast Chicago Energy Project | Southeast Chicago Energy Project | 9725911 | 59522113 | 55281 | CTG8 | 55281 | GT08 | 031600GKE | 0007 | 0 |  | 0 | 0 | 0 | 0 | 0 | 2022 | 84 | 12.14 | 1050 | 10183.3335 | 87.9403 | 221112 | -87.5455 | 41.7176 | 467 | 125 | 120 |  | 37 | N | Natural Gas | N | N | N | 2045 | N |  | Combustion Turbine | 1 |  | 12454
55281_G_GT09 | IL | 17031 | Southeast Chicago Energy Project | Southeast Chicago Energy Project | 9725911 | 59522513 | 55281 | CTG9 | 55281 | GT09 | 031600GKE | 0008 | 0 |  | 0 | 0 | 0 | 0 | 0 | 2022 | 84 | 12.14 | 1050 | 10183.3335 | 87.9403 | 221112 | -87.5449 | 41.7183 | 467 | 125 | 120 |  | 37 | N | Natural Gas | N | N | N | 2045 | N |  | Combustion Turbine | 1 |  | 12454
55281_G_GT10 | IL | 17031 | Southeast Chicago Energy Project | Southeast Chicago Energy Project | 9725911 | 59522213 | 55281 | CTG10 | 55281 | GT10 | 031600GKE | 0009 | 0 |  | 0 | 0 | 0 | 0 | 0 | 2022 | 84 | 12.14 | 1050 | 10183.3335 | 87.9403 | 221112 | -87.5449 | 41.7181 | 467 | 125 | 120 |  | 37 | N | Natural Gas | N | N | N | 2045 | N |  | Combustion Turbine | 1 |  | 12454
55281_G_GT11 | IL | 17031 | Southeast Chicago Energy Project | Southeast Chicago Energy Project | 9725911 | 59522413 | 55281 | CTG11 | 55281 | GT11 | 031600GKE | 0010 | 0 |  | 0 | 0 | 0 | 0 | 0 | 2022 | 84 | 12.14 | 1050 | 10183.3335 | 87.9403 | 221112 | -87.5449 | 41.7178 | 467 | 125 | 120 |  | 37 | N | Natural Gas | N | N | N | 2045 | N |  | Combustion Turbine | 1 |  | 12454
55281_G_GT12 | IL | 17031 | Southeast Chicago Energy Project | Southeast Chicago Energy Project | 9725911 | 59522313 | 55281 | CTG12 | 55281 | GT12 | 031600GKE | 0011 | 0 |  | 0 | 0 | 0 | 0 | 0 | 2022 | 84 | 12.14 | 1050 | 10183.3335 | 87.9403 | 221112 | -87.5449 | 41.7176 | 467 | 125 | 120 |  | 37 | N | Natural Gas | N | N | N | 2045 | N |  | Combustion Turbine | 1 |  | 12454
55296_G_CT11 | IL | 17031 | Calumet Energy Team LLC | Calumet Energy Team LLC | 9728111 | 54102613 | 55296 | **1 | 55296 | CT11 | 031600GHA | 0001 | 0.14744 |  | 2.0281 | 0.060495 | 0.060495 | 0.0151 | 0.03441 | 2022 | 90 | 20 | 997 | 27633.3338 | 87.9242 | 221112 | -87.5569 | 41.6836 | 2080 | 125 | 120 |  | 162 | N | Natural Gas | Y | N | N | 2045 | N |  | Combustion Turbine | 1 | 36.82 | 10745
55296_G_CT12 | IL | 17031 | Calumet Energy Team LLC | Calumet Energy Team LLC | 9728111 | 88616913 | 55296 | **2 | 55296 | CT12 | 031600GHA | 0004 | 0.11299 |  | 1.7468 | 0.050995 | 0.050995 | 0.0128 | 0.026195 | 2022 | 90 | 20 | 997 | 27633.3338 | 87.9242 | 221112 | -87.5564 | 41.6836 | 2080 | 125 | 120 |  | 164.1 | N | Natural Gas | Y | N | N | 2045 | N |  | Combustion Turbine | 31 | 31.35 | 10745
55438_G_CT01 | IL | 17031 | Elgin Energy Center LLC | Elgin Energy Center LLC | 9723111 | 53530213 | 55438 | CT01 | 55438 | CT01 | 031438ABC | 0001 | 5.7956 |  | 8.1492 | 0.76396 | 0.76396 | 0.098 | 0.62543 | 2022 | 51 | 24.2 | 951 | 3050 | 6.6283 | 221112 | -88.2437 | 41.9996 | 1470 | 125 | 120 |  | 121.1 | N | Natural Gas | Y | N | N | 2045 | N |  | Combustion Turbine | 269 | 267.88 | 11979
55438_G_CT02 | IL | 17031 | Elgin Energy Center LLC | Elgin Energy Center LLC | 9723111 | 88706213 | 55438 | CT02 | 55438 | CT02 | 031438ABC | 0002 | 8.2436 |  | 15.3927 | 1.3196 | 1.3196 | 0.1695 | 0.95013 | 2022 | 51 | 24.2 | 951 | 3050 | 6.6283 | 221112 | -88.2443 | 41.9996 | 1470 | 125 | 120 |  | 121.5 | N | Natural Gas | Y | N | N | 2045 | N |  | Combustion Turbine | 459 | 459.13 | 11980
55438_G_CT03 | IL | 17031 | Elgin Energy Center LLC | Elgin Energy Center LLC | 9723111 | 88706113 | 55438 | CT03 | 55438 | CT03 | 031438ABC | 0003 | 5.7572 |  | 9.1375 | 0.87308 | 0.87308 | 0.1113 | 0.65182 | 2022 | 51 | 24.2 | 951 | 3050 | 6.6283 | 221112 | -88.2449 | 41.9996 | 1470 | 125 | 120 |  | 121.5 | N | Natural Gas | Y | N | N | 2045 | N |  | Combustion Turbine | 299 | 295.78 | 11980
55438_G_CT04 | IL | 17031 | Elgin Energy Center LLC | Elgin Energy Center LLC | 9723111 | 88706313 | 55438 | CT04 | 55438 | CT04 | 031438ABC | 0004 | 6.4751 |  | 11.0478 | 0.86203 | 0.86203 | 0.1104 | 0.70144 | 2022 | 51 | 24.2 | 951 | 3050 | 6.6283 | 221112 | -88.2455 | 41.9997 | 1470 | 125 | 120 |  | 123.3 | N | Natural Gas | Y | N | N | 2045 | N |  | Combustion Turbine | 303 | 300.88 | 11979
886_G_322 | IL | 17031 | Fisk Electric Generating Station | Fisk Street | 1731811 | 41553613 |  |  | 886 | 322 | 031600AMI | 0012 | 0.038623 |  | 16.3 | 0.13459 | 0.13459 | 6.8 | 0.004799 | 2022 | 48 | 3.7 | 750 | 759.7 | 70.6275 | 221112 | -87.6553 | 41.8509 | 1920 | 125 | 120 |  | 25.4 | N | Distillate Fuel Oil | Y | N | N | 2030 | N | 886_G_312;886_G_311;886_G_321;886_G_322 | Combustion Turbine | 114 |  | 17436
886_G_342 | IL | 17031 | Fisk Electric Generating Station | Fisk Street | 1731811 | 41554613 |  |  | 886 | 342 | 031600AMI | 0013 | 0.024835 |  | 10.6 | 0.086545 | 0.086545 | 4.7 | 0.003084 | 2022 | 48 | 3.7 | 750 | 759.7 | 70.6275 | 221112 | -87.6553 | 41.8508 | 1920 | 125 | 120 |  | 22.8 | N | Distillate Fuel Oil | Y | N | N | 2030 | N | 886_G_332;886_G_331;886_G_341;886_G_342 | Combustion Turbine | 71 |  | 17438
54556_B_BLR5 | IL | 17031 | Ingredion Inc |  | 946411 | 47924013 | 54556 | B05 |  |  | 031012ABI | 0046 | 0 |  | 0 | 0 | 0 | 0 | 0 | 2022 | 119 | 5.54 | 351 | 2120 | 87.9127 | 311221 | -87.8231 | 41.7776 | 312 | 159 | 100 |  |  |  |  | N | N | N |  | N |  |  | 1
55279_G_CTG1 | IL | 17043 | Aurora Generation LLC | Aurora | 3220911 | 39465213 | 55279 | AGS01 | 55279 | CTG1 | 043407AAF | 0001 | 4.0719 |  | 17.0843 | 1.7451 | 1.7451 | 0.2484 | 0.4432 | 2022 | 75 | 16 | 1052 | 17683.3336 | 87.9143 | 221112 | -88.2285 | 41.8155 | 1880 | 125 | 120 |  | 171.4 | N | Natural Gas | Y | N | N | 2045 | N |  | Combustion Turbine | 554 | 553.9099 | 10796
55279_G_CTG10 | IL | 17043 | Aurora Generation LLC | Aurora | 3220911 | 39465413 | 55279 | AGS10 | 55279 | CTG10 | 043407AAF | 0010 | 6.1244 |  | 7.2007 | 0.3263 | 0.3263 | 0.0494 | 0.251 | 2022 | 60 | 10 | 732 | 5583.3334 | 71.0606 | 221112 | -88.2244 | 41.8151 | 444 | 125 | 120 |  | 49.8 | N | Natural Gas | Y | N | N | 2045 | N |  | Combustion Turbine | 502 | 501.65 | 10766
55279_G_CTG2 | IL | 17043 | Aurora Generation LLC | Aurora | 3220911 | 39465313 | 55279 | AGS02 | 55279 | CTG2 | 043407AAF | 0002 | 2.7608 |  | 10.6344 | 1.3311 | 1.3311 | 0.1851 | 0.32045 | 2022 | 75 | 16 | 1052 | 17683.3336 | 87.9143 | 221112 | -88.2281 | 41.8155 | 1880 | 125 | 120 |  | 168.3 | N | Natural Gas | Y | N | N | 2045 | N |  | Combustion Turbine | 493 | 492.86 | 10796
55279_G_CTG3 | IL | 17043 | Aurora Generation LLC | Aurora | 3220911 | 39466013 | 55279 | AGS03 | 55279 | CTG3 | 043407AAF | 0003 | 2.1222 |  | 9.0306 | 1.0218 | 1.0218 | 0.1421 | 0.25545 | 2022 | 75 | 16 | 1052 | 17683.3336 | 87.9143 | 221112 | -88.2276 | 41.8155 | 1880 | 125 | 120 |  | 165 | N | Natural Gas | Y | N | N | 2045 | N |  | Combustion Turbine | 393 | 392.5 | 10798
55279_G_CTG4 | IL | 17043 | Aurora Generation LLC | Aurora | 3220911 | 39465913 | 55279 | AGS04 | 55279 | CTG4 | 043407AAF | 0004 | 2.5066 |  | 7.6259 | 0.8466 | 0.8466 | 0.1157 | 0.2656 | 2022 | 75 | 16 | 1052 | 17683.3336 | 87.9143 | 221112 | -88.2272 | 41.8154 | 1880 | 125 | 120 |  | 164.3 | N | Natural Gas | Y | N | N | 2045 | N |  | Combustion Turbine | 332 | 332.03 | 10798
55279_G_CTG5 | IL | 17043 | Aurora Generation LLC | Aurora | 3220911 | 39466213 | 55279 | AGS05 | 55279 | CTG5 | 043407AAF | 0005 | 6.1383 |  | 7.6868 | 0.3081 | 0.3081 | 0.0454 | 0.2133 | 2022 | 60 | 10 | 732 | 5583.3334 | 71.0606 | 221112 | -88.2261 | 41.8152 | 444 | 125 | 120 |  | 48 | N | Natural Gas | Y | N | N | 2045 | N |  | Combustion Turbine | 474 | 473.63 | 10801
55279_G_CTG6 | IL | 17043 | Aurora Generation LLC | Aurora | 3220911 | 39466113 | 55279 | AGS06 | 55279 | CTG6 |  |  | 6.1131 |  | 7.4952 | 0.32305 | 0.32305 | 0.0479 | 0.22365 |  | 60 | 10 | 732 | 5583.3334 | 71.0606 | 221112 | -88.2257 | 41.8151 |  | 125 | 120 |  | 49.6 | N | Natural Gas | Y | N | N | 2045 | N |  | Combustion Turbine |  | 497.28 | 10797
55279_G_CTG7 | IL | 17043 | Aurora Generation LLC | Aurora | 3220911 | 39465813 | 55279 | AGS07 | 55279 | CTG7 | 043407AAF | 0007 | 8.1095 |  | 7.6044 | 0.3185 | 0.3185 | 0.048 | 0.2205 | 2022 | 60 | 10 | 732 | 5583.3334 | 71.0606 | 221112 | -88.2254 | 41.8151 | 444 | 125 | 120 |  | 50.1 | N | Natural Gas | Y | N | N | 2045 | N |  | Combustion Turbine | 490 | 489.77 | 10799
55279_G_CTG8 | IL | 17043 | Aurora Generation LLC | Aurora | 3220911 | 39465513 | 55279 | AGS08 | 55279 | CTG8 | 043407AAF | 0008 | 4.1527 |  | 8.3201 | 0.34385 | 0.34385 | 0.052 | 0.23805 | 2022 | 60 | 10 | 732 | 5583.3334 | 71.0606 | 221112 | -88.2251 | 41.8151 | 444 | 125 | 120 |  | 50.2 | N | Natural Gas | Y | N | N | 2045 | N |  | Combustion Turbine | 529 | 529.2501 | 10801
55279_G_CTG9 | IL | 17043 | Aurora Generation LLC | Aurora | 3220911 | 39465713 | 55279 | AGS09 | 55279 | CTG9 | 043407AAF | 0009 | 7.8318 |  | 7.0474 | 0.2977 | 0.2977 | 0.0448 | 0.229 | 2022 | 60 | 10 | 732 | 5583.3334 | 71.0606 | 221112 | -88.2248 | 41.8151 | 444 | 125 | 120 |  | 50.7 | N | Natural Gas | Y | N | N | 2045 | N |  | Combustion Turbine | 458 | 457.96 | 10763
7842_G_CT1 | IL | 17051 | Freedom Power Station | Freedom Power Project | 2670611 | 41043513 | 7842 | CT1 | 7842 | CT1 | 051808AAK | 0001 | 0.34965 |  | 0.9162 | 0.062177 | 0.062177 | 0.0048 | 0.019783 | 2022 | 41 | 10 | 801 | 3333.3334 | 42.4242 | 221112 | -88.8589 | 39.1033 | 436 | 125 | 120 |  | 45 | N | Natural Gas | Y | N | N | 2045 | N |  | Combustion Turbine | 54 | 53.87 | 10745
55201_G_1 | IL | 17053 | Gibson City Energy Center LLC | Gibson City Energy Center LLC | 2622911 | 41402513 | 55201 | GCTG1 | 55201 | 1 | 053803AAL | 0001 | 12.84 |  | 4.1761 | 3.7675 | 3.7675 | 0.0316 | 1.4039 | 2022 | 50 | 12.5 | 956 | 6900.0001 | 56.2036 | 221112 | -88.3981 | 40.4711 | 1460 | 125 | 120 |  | 116 | N | Natural Gas, Distillate Fuel Oil | Y | N | N | 2045 | N |  | Combustion Turbine | 955 | 113.54 | 12178
55201_G_2 | IL | 17053 | Gibson City Energy Center LLC | Gibson City Energy Center LLC | 2622911 | 88707213 | 55201 | GCTG2 | 55201 | 2 | 053803AAL | 0002 | 12.6405 |  | 6.6032 | 3.752 | 3.752 | 0.0538 | 1.3799 | 2022 | 50 | 12.5 | 956 | 6900.0001 | 56.2036 | 221112 | -88.3981 | 40.4707 | 1460 | 125 | 120 |  | 116 | N | Natural Gas, Distillate Fuel Oil | Y | N | N | 2045 | N |  | Combustion Turbine | 923 | 189.58 | 12179
55216_G_STG1 | IL | 17063 | Morris Cogeneration LLC | Morris Cogeneration LLC | 3348811 | 91319913 |  |  | 55216 | STG1 | 063800AAJ | 0017 | 0.42829 |  | 3.8935 | 0.42829 | 0.42829 | 0.07787 | 0.008176 | 2022 | 80 | 8.66 | 246 | 3166.6667 | 53.7405 | 221112 | -88.3302 | 41.4129 | 260 | 125 | 100 |  | 62 | Y | Natural Gas | N | Y | N | 2045 | N |  | Combined Cycle | 7787 |  | 7083
55216_G_UNT1 | IL | 17063 | Morris Cogeneration LLC | Morris Cogeneration LLC | 3348811 | 38906113 | 55216 | CTG1 | 55216 | UNT1 | 063800AAJ | 0006 | 25.8153 |  | 32.7085 | 1.3683 | 1.3683 | 0.51 | 0.25085 | 2022 | 80 | 8.66 | 246 | 3166.6667 | 53.7405 | 221112 | -88.3302 | 41.4136 | 560 | 125 | 120 |  | 44 | Y | Natural Gas | Y | N | N | 2045 | N |  | Combined Cycle | 4561 | 4561.73 | 7083
55216_G_UNT2 | IL | 17063 | Morris Cogeneration LLC | Morris Cogeneration LLC | 3348811 | 91319613 | 55216 | CTG2 | 55216 | UNT2 | 063800AAJ | 0014 | 31.2039 |  | 36.3625 | 1.0401 | 1.0401 | 0.5717 | 0.29337 | 2022 | 80 | 8.66 | 246 | 3166.6667 | 53.7405 | 221112 | -88.3302 | 41.4133 | 560 | 125 | 120 |  | 44 | Y | Natural Gas | Y | N | N | 2045 | N |  | Combined Cycle | 5334 | 5331.6401 | 7083
55216_G_UNT3 | IL | 17063 | Morris Cogeneration LLC | Morris Cogeneration LLC | 3348811 | 91319713 | 55216 | CTG3 | 55216 | UNT3 | 063800AAJ | 0015 | 43.5631 |  | 66.9058 | 1.4443 | 1.4443 | 0.8184 | 0.42939 | 2022 | 80 | 8.66 | 246 | 3166.6667 | 53.7405 | 221112 | -88.3302 | 41.4129 | 560 | 125 | 120 |  | 44 | Y | Natural Gas | Y | N | N | 2045 | N |  | Combined Cycle | 7807 | 7806.7397 | 7083
55216_B_6 | IL | 17063 | Morris Cogeneration LLC |  | 3348811 | 59609113 | 55216 | B-6 |  |  | 063800AAJ | 0012 | 9.902 |  | 3.5451 | 0.91531 | 0.91531 | 0.070728 | 0.66568 | 2022 | 46 | 6.33 | 270 | 730.4333 | 23.201 | 221112 | -88.3325 | 41.4122 | 312 | 125 | 100 |  |  |  |  | Y | N | N |  | N |  |  | 8321 | 3278.5
55216_B_5 | IL | 17063 | Morris Cogeneration LLC |  | 3348811 | 59609013 | 55216 | B-5 |  |  | 063800AAJ | 0011 | 5.907 |  | 1.86 | 0.53973 | 0.53973 | 0.041979 | 0.38981 | 2022 | 50 | 7 | 300 | 764.85 | 19.8662 | 221112 | -88.3331 | 41.412 | 312 | 125 | 100 |  |  |  |  | Y | N | N |  | N |  |  | 5997 | 3422.2703
55216_G_STG1x | IL | 17063 | Morris Cogeneration LLC |  | 3348811 | 38906313 |  |  |  |  | 063800AAJ | 0007 | 0.34095 |  | 2.6139 | 0.36368 | 0.36368 | 0.06819 | 0.006819 | 2022 | 80 | 8.66 | 246 | 3166.6667 | 53.7405 | 221112 | -88.3302 | 41.4136 | 260 | 125 | 100 |  |  |  |  | N | N | N |  | N |  |  | 4546
55216_G_STG1y | IL | 17063 | Morris Cogeneration LLC |  | 3348811 | 91319813 |  |  |  |  | 063800AAJ | 0016 | 0.32004 |  | 2.267 | 0.34671 | 0.34671 | 0.05334 | 0.006667 | 2022 | 80 | 8.66 | 246 | 3166.6667 | 53.7405 | 221112 | -88.3302 | 41.4133 | 260 | 125 | 100 |  |  |  |  | N | N | N |  | N |  |  | 5334
948_G_7 | IL | 17065 | McLeansboro Power Plant | McLeansboro | 3351111 | 38897713 |  |  | 948 | 7 | 065020AAW | 0007 | 0.002 |  | 0.080025 | 0.000666 | 0.000666 | 5e-05 | 0.001 | 2022 | 27 | 1.5 | 852 | 155 | 87.6767 | 221112 | -88.5414 | 38.0947 | 21.4 | 125 | 160 |  | 1 | N | Distillate Fuel Oil | N | N | N | 9999 | N |  | Combustion Turbine | 9 |  | 10745
862_G_1 | IL | 17077 | Grand Tower Energy Center LLC | Grand Tower Energy Center LLC | 2585811 | 59829913 | 862 | CT01 | 862 | 1 | 077806AAA | 0008 | 0 |  | 0 | 0 | 0 | 0 | 0 | 2022 | 150 | 22.5 | 400 | 20666.667 | 51.9566 | 221112 | -89.5109 | 37.6573 | 2350 | 125 | 120 |  | 161 | N | Natural Gas | N | N | N | 2045 | N | 862_G_3;862_G_1 | Combined Cycle | 1 |  | 15000
862_G_2 | IL | 17077 | Grand Tower Energy Center LLC | Grand Tower Energy Center LLC | 2585811 | 59830013 | 862 | CT02 | 862 | 2 | 077806AAA | 0009 | 0 |  | 0 | 0 | 0 | 0 | 0 | 2022 | 150 | 19.5 | 225 | 17166.667 | 57.4582 | 221112 | -89.5112 | 37.6573 | 2380 | 125 | 120 |  | 159 | N | Natural Gas | N | N | N | 2045 | N | 862_G_2;862_G_4 | Combined Cycle | 1 |  | 15000
6017_B_1 | IL | 17079 | Illinois Power Generating Co |  | 2587011 | 40794613 | 6017 | 1 |  |  | 079808AAA | 0003 | 2890.576 |  | 2344.7184 | 60.5836 | 34.4767 | 6812.8721 | 119.4387 | 2022 | 530 | 20 | 324 | 27633.3338 | 87.9242 | 221112 | -88.2774 | 38.9366 | 7450 | 125 | 100 |  |  |  |  | Y | N | N |  | N |  |  | 8079 | 8136.3096
55109_G_T4 | IL | 17089 | Rocky Road Power LLC | Rocky Road Power LLC | 1786811 | 42008413 | 55109 | T4 | 55109 | T4 | 089425AAC | 0004 | 0.64944 |  | 1.0912 | 0.17968 | 0.17968 | 0.0102 | 0.02752 | 2022 | 60 | 21.7 | 928 | 32000.0006 | 86.4899 | 221112 | -88.2397 | 42.0942 | 1440 | 125 | 120 |  | 104.9 | N | Natural Gas | Y | N | N | 2045 | N |  | Combustion Turbine | 32 | 31.67 | 12090
55109_G_TG1 | IL | 17089 | Rocky Road Power LLC | Rocky Road Power LLC | 1786811 | 42008313 | 55109 | T1 | 55109 | TG1 | 089425AAC | 0001 | 2.1505 |  | 4.3618 | 0.48535 | 0.48535 | 0.0256 | 0.25288 | 2022 | 60 | 21.7 | 928 | 32000.0006 | 86.4899 | 221112 | -88.2397 | 42.0934 | 1440 | 125 | 120 |  | 101.4 | N | Natural Gas | Y | N | N | 2045 | N |  | Combustion Turbine | 85 | 84.18 | 12087
55109_G_TG2 | IL | 17089 | Rocky Road Power LLC | Rocky Road Power LLC | 1786811 | 42008613 | 55109 | T2 | 55109 | TG2 | 089425AAC | 0002 | 1.2911 |  | 3.856 | 0.46822 | 0.46822 | 0.0258 | 0.24518 | 2022 | 60 | 21.7 | 928 | 32000.0006 | 86.4899 | 221112 | -88.2397 | 42.0938 | 1440 | 125 | 120 |  | 103.6 | N | Natural Gas | Y | N | N | 2045 | N |  | Combustion Turbine | 82 | 81.64 | 12087
55109_G_TG3 | IL | 17089 | Rocky Road Power LLC | Rocky Road Power LLC | 1786811 | 42008513 | 55109 | T3 | 55109 | TG3 | 089425AAC | 0003 | 0.87672 |  | 0.6738 | 0.20319 | 0.20319 | 0.0033 | 0.025155 | 2022 | 60 | 11.1 | 806 | 6633.3334 | 68.5206 | 221112 | -88.2387 | 42.0929 | 367 | 125 | 120 |  | 28.7 | N | Natural Gas | Y | N | N | 2045 | N |  | Combustion Turbine | 39 | 37.87 | 12084
56462_G_GEN 1 | IL | 17089 | Geneva Generating Plant | Geneva Generation Facility | 9731711 | 53868813 |  |  | 56462 | GEN 1 | 089035ABY | 0001 | 0.37128 |  | 3.6075 | 0.10888 | 0.10888 | 0.01071 | 0.30523 | 2022 | 65 | 3.33 | 500 | 308.6166 | 35.4214 | 221112 | -88.2711 | 41.8915 | 20.5 | 125 | 120 |  | 5.4 | N | Natural Gas | N | N | N | 2045 | N |  | Combustion Turbine | 357 |  | 10745
56462_G_GEN 2 | IL | 17089 | Geneva Generating Plant | Geneva Generation Facility | 9731711 | 53868913 |  |  | 56462 | GEN 2 | 089035ABY | 0002 | 0.28313 |  | 3.0356 | 0.091875 | 0.091875 | 0.009375 | 0.24563 | 2022 | 65 | 3.33 | 500 | 279.7166 | 32.1044 | 221112 | -88.2711 | 41.8915 | 20.5 | 125 | 120 |  | 5.4 | N | Natural Gas | N | N | N | 2045 | N |  | Combustion Turbine | 375 |  | 10745
56462_G_GEN 3 | IL | 17089 | Geneva Generating Plant | Geneva Generation Facility | 9731711 | 53869013 |  |  | 56462 | GEN 3 | 089035ABY | 0003 | 0.28362 |  | 2.4515 | 0.07987 | 0.07987 | 0.00815 | 0.23146 | 2022 | 65 | 3.33 | 500 | 281.3833 | 32.2957 | 221112 | -88.271 | 41.8915 | 20.5 | 125 | 120 |  | 5.4 | N | Natural Gas | N | N | N | 2045 | N |  | Combustion Turbine | 326 |  | 10745
56462_G_GEN 4 | IL | 17089 | Geneva Generating Plant | Geneva Generation Facility | 9731711 | 53869113 |  |  | 56462 | GEN 4 | 089035ABY | 0004 | 0.32103 |  | 2.4022 | 0.090405 | 0.090405 | 0.009225 | 0.26383 | 2022 | 65 | 3.33 | 500 | 280.8333 | 32.2326 | 221112 | -88.2709 | 41.8915 | 20.5 | 125 | 120 |  | 5.4 | N | Natural Gas | N | N | N | 2045 | N |  | Combustion Turbine | 369 |  | 10745
56462_G_GEN 5 | IL | 17089 | Geneva Generating Plant | Geneva Generation Facility | 9731711 | 53869213 |  |  | 56462 | GEN 5 | 089035ABY | 0005 | 0.29094 |  | 2.5401 | 0.091385 | 0.091385 | 0.009325 | 0.27043 | 2022 | 65 | 3.33 | 500 | 278.3333 | 31.9456 | 221112 | -88.2708 | 41.8915 | 20.5 | 125 | 120 |  | 5.4 | N | Natural Gas | N | N | N | 2045 | N |  | Combustion Turbine | 373 |  | 10745
55131_G_CTG1 | IL | 17093 | Kendall Power Co LLC | Kendall County Generation Facility | 9692211 | 53682413 | 55131 | GTG-1 | 55131 | CTG1 | 093808AAD | 0001 | 20.4826 |  | 71.4808 | 25.2864 | 25.2864 | 3.2197 | 4.5562 | 2022 | 199 | 18 | 175 | 16260.0003 | 63.872 | 221112 | -88.2584 | 41.4806 | 2520 | 125 | 120 |  | 160 | N | Natural Gas | Y | N | N | 2045 | N |  | Combined Cycle | 1152 | 6279.457 | 7532
55131_G_CTG2 | IL | 17093 | Kendall Power Co LLC | Kendall County Generation Facility | 9692211 | 59763413 | 55131 | GTG-2 | 55131 | CTG2 | 093808AAD | 0005 | 21.2766 |  | 70.1503 | 23.7292 | 23.7292 | 3.0218 | 4.0739 | 2022 | 199 | 18 | 175 | 16260.0003 | 63.872 | 221112 | -88.2575 | 41.4806 | 2520 | 125 | 120 |  | 160 | N | Natural Gas | Y | N | N | 2045 | N |  | Combined Cycle | 4127 | 5998.6025 | 7532
55131_G_CTG3 | IL | 17093 | Kendall Power Co LLC | Kendall County Generation Facility | 9692211 | 59763613 | 55131 | GTG-3 | 55131 | CTG3 | 093808AAD | 0006 | 19.4737 |  | 73.333 | 22.6791 | 22.6791 | 2.8761 | 3.9863 | 2022 | 199 | 18 | 175 | 16260.0003 | 63.872 | 221112 | -88.2571 | 41.4806 | 2520 | 125 | 120 |  | 160 | N | Natural Gas | Y | N | N | 2045 | N |  | Combined Cycle | 1042 | 5557.4023 | 7532
55131_G_CTG4 | IL | 17093 | Kendall Power Co LLC | Kendall County Generation Facility | 9692211 | 59763513 | 55131 | GTG-4 | 55131 | CTG4 | 093808AAD | 0007 | 18.3683 |  | 64.2894 | 20.0286 | 20.0286 | 2.5555 | 3.4118 | 2022 | 199 | 18 | 175 | 15960.0003 | 62.6936 | 221112 | -88.2561 | 41.4806 | 2520 | 125 | 120 |  | 160 | N | Natural Gas | Y | N | N | 2045 | N |  | Combined Cycle | 1082 | 5014.9502 | 7532
55392_G_CTG1 | IL | 17097 | Zion Energy Center | Zion Energy Center | 5390311 | 59808713 | 55392 | CT-1 | 55392 | CTG1 | 097200ABB | 0004 | 13.2396 |  | 28.4506 | 5.0959 | 5.0959 | 0.5155 | 1.4406 | 2022 | 75 | 18 | 1100 | 22383.3337 | 87.9255 | 221112 | -87.895 | 42.478 | 1720 | 125 | 120 |  | 152 | N | Natural Gas, Distillate Fuel Oil | Y | N | N | 2045 | N |  | Combustion Turbine | 5 | 1096.8896 | 11286
55392_G_CTG2 | IL | 17097 | Zion Energy Center | Zion Energy Center | 5390311 | 59808813 | 55392 | CT-2 | 55392 | CTG2 | 097200ABB | 0005 | 9.3287 |  | 19.023 | 2.7268 | 2.7268 | 0.2994 | 1.1528 | 2022 | 75 | 18 | 1100 | 22383.3337 | 87.9255 | 221112 | -87.8951 | 42.4777 | 1720 | 125 | 120 |  | 152 | N | Natural Gas, Distillate Fuel Oil | Y | N | N | 2045 | N |  | Combustion Turbine | 24 | 643.5001 | 11286
55392_G_CTG3 | IL | 17097 | Zion Energy Center | Zion Energy Center | 5390311 | 59808913 | 55392 | CT-3 | 55392 | CTG3 | 097200ABB | 0006 | 6.9493 |  | 18.3045 | 3.4764 | 3.4764 | 0.3002 | 0.7023 | 2022 | 75 | 18 | 1100 | 22383.3337 | 87.9255 | 221112 | -87.8951 | 42.4773 | 1930 | 125 | 120 |  | 152 | N | Natural Gas, Distillate Fuel Oil | Y | N | N | 2045 | N |  | Combustion Turbine | 25 | 638.46 | 11286
883_G_322 | IL | 17097 | Waukegan Electric Generating Station | Waukegan | 7792311 | 2285513 |  |  | 883 | 322 | 097190AAC | 0035 | 0.089407 |  | 32.2 | 0.31158 | 0.31158 | 13.4 | 0.011107 | 2022 | 43 | 10.7 | 750 | 6382.9001 | 70.9554 | 221112 | -87.8168 | 42.3817 | 2210 | 125 | 120 |  | 26.7 | N | Distillate Fuel Oil | Y | N | N | 2030 | N | 883_G_322;883_G_312;883_G_311;883_G_321 | Combustion Turbine | 145 |  | 17376
883_B_7 | IL | 17097 | Waukegan Electric Generating Station |  | 7792311 | 2286113 | 883 | 7 |  |  | 097190AAC | 0036 | 439.8536 |  | 404.1793 | 48.3536 | 43.4072 | 397.2414 | 0.36677 | 2022 | 450 | 14.1 | 300 | 13733.3336 | 87.917 | 221112 | -87.8138 | 42.3827 | 3180 | 125 | 100 | 128&204&205 |  |  |  | Y | N | N |  | N |  |  | 1 | 3125
883_B_8 | IL | 17097 | Waukegan Electric Generating Station |  | 7792311 | 2286713 | 883 | 8 |  |  | 097190AAC | 0033 | 356.255 |  | 398.5852 | 96.0624 | 71.8554 | 402.2831 | 0.37958 | 2022 | 450 | 13.5 | 279 | 12583.3335 | 87.8746 | 221112 | -87.8138 | 42.3822 | 3270 | 125 | 100 |  |  |  |  | Y | N | N |  | N |  |  | 1 | 2718.25
955_G_IC1 | IL | 17099 | City Of Peru Generating Station |  | 5431911 | 27563313 |  |  |  |  | 099085AAH | 0003 | 0.00084 |  | 0.22408 | 0.002885 | 0.002818 | 0.001028 | 0.001018 | 2022 | 80 | 9 | 656 | 4695.2334 | 73.7747 | 221112 | -89.1249 | 41.324 | 125 | 125 | 120 |  |  |  |  | N | N | N |  | N |  |  | 4
55183_G_CT1 | IL | 17103 | Invenergy Nelson LLC | Nelson Energy Center | 10824211 | 105888013 | 55183 | 1 | 55183 | CT1 | 103814AAC | 0001 | 21.5343 |  | 88.9954 | 11.8514 | 11.8514 | 3.0825 | 13.314 | 2022 | 160 | 18 | 173 | 15827.9503 | 62.1748 | 221112 | -89.608 | 41.7749 | 2520 | 125 | 120 |  | 168 | N | Natural Gas | Y | N | N | 2045 | N | 58573_G_ST1;58573_G_CT1;55183_G_CT1;55183_G_ST1 | Combined Cycle | 4808 | 5913.4688 | 7332
55183_G_CT2 | IL | 17103 | Invenergy Nelson LLC | Nelson Energy Center | 10824211 | 105888113 | 55183 | 2 | 55183 | CT2 | 103814AAC | 0002 | 26.5771 |  | 78.9886 | 7.4507 | 7.4507 | 2.6338 | 14.4022 | 2022 | 160 | 18 | 173 | 15827.9503 | 62.1748 | 221112 | -89.6066 | 41.7749 | 2520 | 125 | 120 |  | 168 | N | Natural Gas | Y | N | N | 2045 | N | 55183_G_CT2;58573_G_ST2;58573_G_CT2;55183_G_ST2 | Combined Cycle | 3935 | 5061.9302 | 7332
55236_G_CT1 | IL | 17103 | Lee County Generating Station LLC | Lee Energy Facility | 5483011 | 26772913 | 55236 | CT1 | 55236 | CT1 | 103817AAH | 0001 | 1.9048 |  | 1.5596 | 0.33277 | 0.33277 | 0.032 | 0.006885 | 2022 | 100 | 15.75 | 920 | 24.0666 | 0.1234 | 221112 | -89.405 | 41.8287 | 985 | 125 | 120 |  | 84.9 | N | Natural Gas | Y | N | N | 2045 | N |  | Combustion Turbine | 153 | 153.49 | 12699
55236_G_CT2 | IL | 17103 | Lee County Generating Station LLC | Lee Energy Facility | 5483011 | 88663313 | 55236 | CT2 | 55236 | CT2 | 103817AAH | 0004 | 3.2888 |  | 2.8701 | 0.57466 | 0.57466 | 0.0545 | 0.011835 | 2022 | 100 | 15.75 | 920 | 24.0666 | 0.1234 | 221112 | -89.405 | 41.8287 | 985 | 125 | 120 |  | 84.9 | N | Natural Gas | Y | N | N | 2045 | N |  | Combustion Turbine | 263 | 262.4999 | 12699
55236_G_CT3 | IL | 17103 | Lee County Generating Station LLC | Lee Energy Facility | 5483011 | 88663413 | 55236 | CT3 | 55236 | CT3 | 103817AAH | 0005 | 1.9784 |  | 1.8488 | 0.3456 | 0.3456 | 0.0333 | 0.008 | 2022 | 100 | 15.75 | 920 | 24.0666 | 0.1234 | 221112 | -89.405 | 41.8287 | 985 | 125 | 120 |  | 84.9 | N | Natural Gas | Y | N | N | 2045 | N |  | Combustion Turbine | 160 | 159.77 | 12699
55236_G_CT4 | IL | 17103 | Lee County Generating Station LLC | Lee Energy Facility | 5483011 | 88663513 | 55236 | CT4 | 55236 | CT4 | 103817AAH | 0006 | 1.5042 |  | 1.4365 | 0.2628 | 0.2628 | 0.025 | 0.0054 | 2022 | 100 | 15.75 | 920 | 24.0666 | 0.1234 | 221112 | -89.405 | 41.8287 | 985 | 125 | 120 |  | 84.1 | N | Natural Gas | Y | N | N | 2045 | N |  | Combustion Turbine | 120 | 120.18 | 12698
55236_G_CT5 | IL | 17103 | Lee County Generating Station LLC | Lee Energy Facility | 5483011 | 88663713 | 55236 | CT5 | 55236 | CT5 | 103817AAH | 0007 | 2.641 |  | 2.4633 | 0.48832 | 0.48832 | 0.0467 | 0.01008 | 2022 | 100 | 15.75 | 920 | 24.0666 | 0.1234 | 221112 | -89.405 | 41.8287 | 985 | 125 | 120 |  | 85.1 | N | Natural Gas | Y | N | N | 2045 | N |  | Combustion Turbine | 224 | 224.47 | 12699
55236_G_CT6 | IL | 17103 | Lee County Generating Station LLC | Lee Energy Facility | 5483011 | 88663613 | 55236 | CT6 | 55236 | CT6 | 103817AAH | 0008 | 2.6108 |  | 2.1539 | 0.4558 | 0.4558 | 0.0436 | 0.00954 | 2022 | 100 | 15.75 | 920 | 24.0666 | 0.1234 | 221112 | -89.405 | 41.8287 | 985 | 125 | 120 |  | 85.1 | N | Natural Gas | Y | N | N | 2045 | N |  | Combustion Turbine | 212 | 211.98 | 12699
55236_G_CT7 | IL | 17103 | Lee County Generating Station LLC | Lee Energy Facility | 5483011 | 88662613 | 55236 | CT7 | 55236 | CT7 | 103817AAH | 0009 | 2.3274 |  | 2.1746 | 0.40702 | 0.40702 | 0.0396 | 0.00846 | 2022 | 100 | 15.75 | 920 | 24.0666 | 0.1234 | 221112 | -89.405 | 41.8287 | 985 | 125 | 120 |  | 83.9 | N | Natural Gas | Y | N | N | 2045 | N |  | Combustion Turbine | 188 | 188.81 | 12698
55236_G_CT8 | IL | 17103 | Lee County Generating Station LLC | Lee Energy Facility | 5483011 | 88662813 | 55236 | CT8 | 55236 | CT8 | 103817AAH | 0010 | 2.3171 |  | 2.2431 | 0.40423 | 0.40423 | 0.0395 | 0.008325 | 2022 | 100 | 15.75 | 920 | 24.0666 | 0.1234 | 221112 | -89.405 | 41.8287 | 985 | 125 | 120 |  | 83.9 | N | Natural Gas | Y | N | N | 2045 | N |  | Combustion Turbine | 185 | 185.52 | 12698
935_G_1 | IL | 17109 | Bushnell Municipal Power Plant | Bushnell | 4702711 | 27765013 |  |  | 935 | 1 | 109015AAH | 0007 | 0.018222 |  | 0.22867 | 0.004094 | 0.003937 | 0.000108 | 0.006431 | 2022 | 35 | 2.5 | 650 | 216.6666 | 44.1212 | 221112 | -90.5137 | 40.5487 | 27.1 | 125 | 160 |  | 0.2 | N | Distillate Fuel Oil | N | N | N | 9999 | N |  | Combustion Turbine | 6 |  | 10944
935_G_7 | IL | 17109 | Bushnell Municipal Power Plant | Bushnell | 4702711 | 27765113 |  |  | 935 | 7 | 109015AAH | 0008 | 0.018256 |  | 0.2291 | 0.004102 | 0.003944 | 0.000108 | 0.006443 | 2022 | 35 | 2.5 | 650 | 70.5333 | 14.3631 | 221112 | -90.5137 | 40.5487 | 27.1 | 125 | 160 |  | 2.5 | N | Distillate Fuel Oil | N | N | N | 9999 | N |  | Combustion Turbine | 6 |  | 10745
7891_G_2 | IL | 17113 | Corn Belt Energy Corp |  | 4907511 | 31538013 |  |  |  |  | 113020AFM | 0001 | 0.027596 |  | 0.6524 | 0.003662 | 0.003662 | 0.013242 | 0.01661 | 2022 | 16 | 0.67 | 686 | 30 | 85.0564 | 221112 | -88.9313 | 40.4194 | 30.4 | 125 | 160 |  |  |  |  | N | N | N |  | N | 7891_G_2;7891_G_1 |  | 59
57072_B_PB-1 | IL | 17119 | Granite City Works of United States Steel Corp | Granite City Works | 8191211 | 91730213 |  |  | 57072 | PB-1 | 119813AAI | 0230 | 0 |  | 64.5169 | 34.46 | 34.46 | 77.6397 | 4.1827 | 2022 | 137 | 6 | 442 | 1758 | 62.1515 | 331110 | -90.1279 | 38.697 | 39 | 138 | 100 |  | 78 | Y | Non-Fossil Waste | N | Y | N | 9999 | N |  | Non-Fossil Waste | 8642 |  | 9205
913_G_GT2 | IL | 17119 | Ameren Missouri Venice Energy Ctr | Venice | 7338011 | 60147113 | 913 | CT2A | 913 | GT2 | 119105AAA | 0015 | 0.25125 |  | 0.1609 | 0.013804 | 0.013804 | 0.0008 | 0.012424 | 2022 | 30 | 11.45 | 850 | 1943.1333 | 18.8637 | 221112 | -90.1774 | 38.6671 | 581 | 125 | 120 |  | 49 | N | Natural Gas, Distillate Fuel Oil | Y | N | N | 2045 | N |  | Combustion Turbine | 1 | 24.33 | 11411
913_G_GT3 | IL | 17119 | Ameren Missouri Venice Energy Ctr | Venice | 7338011 | 60146813 | 913 | CT03 | 913 | GT3 | 119105AAA | 0017 | 1.2379 |  | 2.5743 | 0.26259 | 0.26259 | 0.0314 | 0.085744 | 2022 | 38 | 3.4 | 603 | 680.6 | 74.9323 | 221112 | -90.1758 | 38.6609 | 2120 | 125 | 120 |  | 169 | N | Natural Gas | Y | N | N | 2045 | N |  | Combustion Turbine | 92 | 90.36 | 11411
913_G_GT4 | IL | 17119 | Ameren Missouri Venice Energy Ctr | Venice | 7338011 | 60146913 | 913 | CT04 | 913 | GT4 | 119105AAA | 0018 | 1.2531 |  | 2.5791 | 0.26581 | 0.26581 | 0.0316 | 0.086797 | 2022 | 38 | 3.4 | 603 | 680.6 | 74.9323 | 221112 | -90.1754 | 38.661 | 2120 | 125 | 120 |  | 169 | N | Natural Gas | Y | N | N | 2045 | N |  | Combustion Turbine | 89 | 87.13 | 11411
913_G_GT5 | IL | 17119 | Ameren Missouri Venice Energy Ctr | Venice | 7338011 | 60147013 | 913 | CT05 | 913 | GT5 | 119105AAA | 0019 | 0.44672 |  | 0.6399 | 0.067057 | 0.067057 | 0.0058 | 0.019722 | 2022 | 38 | 3.4 | 603 | 680.6 | 74.9323 | 221112 | -90.1779 | 38.6671 | 1520 | 125 | 120 |  | 104 | N | Natural Gas | Y | N | N | 2045 | N |  | Combustion Turbine | 23 | 23.23 | 11411
946_G_IC5 | IL | 17119 | Highland Electric Light Plant | Highland | 3955311 | 33702813 |  |  | 946 | IC5 | 119055AAD | 0009 | 0.11935 |  | 0.44935 | 0.00805 | 0.00775 | 0.0002 | 0.01265 | 2022 | 57 | 11.45 | 734 | 644.3333 | 6.2551 | 221112 | -89.685 | 38.7416 | 48.8 | 125 | 120 | 203 | 2 | N | Natural Gas, Distillate Fuel Oil | N | N | N | 2045 | N |  | Combustion Turbine | 10 |  | 10745
913_G_GT2B | IL | 17119 | Ameren Missouri Venice Energy Ctr |  | 7338011 | 96537913 | 913 | CT2B |  |  | 119105AAA | 0022 | 0.28163 |  | 0.1589 | 0.015472 | 0.015472 | 0.0012 | 0.013925 | 2022 | 30 | 11.45 | 850 | 1943.1333 | 18.8637 | 221112 | -90.1775 | 38.6671 | 581 | 125 | 120 |  |  |  |  | Y | N | N |  | N |  |  | 1 | 23.13
55204_G_1 | IL | 17121 | Kinmundy Power Plant | Kinmundy | 9701511 | 53871313 | 55204 | KCTG1 | 55204 | 1 | 121803AAA | 0001 | 0.53346 |  | 0.7601 | 0.10295 | 0.10295 | 0.0059 | 0.10295 | 2022 | 50 | 12.5 | 957 | 10783.3335 | 87.8351 | 221112 | -89.0132 | 38.7612 | 1460 | 125 | 120 |  | 104 | N | Natural Gas, Distillate Fuel Oil | Y | N | N | 2045 | N |  | Combustion Turbine | 1 | 23.96 | 14721
55204_G_2 | IL | 17121 | Kinmundy Power Plant | Kinmundy | 9701511 | 105901513 | 55204 | KCTG2 | 55204 | 2 | 121803AAA | 0002 | 0.34582 |  | 0.5155 | 0.066736 | 0.066736 | 0.0038 | 0.030334 | 2022 | 50 | 12.5 | 957 | 10783.3335 | 87.8351 | 221112 | -89.0132 | 38.7608 | 1460 | 125 | 120 |  | 104 | N | Natural Gas, Distillate Fuel Oil | Y | N | N | 2045 | N |  | Combustion Turbine | 1 | 14.73 | 14724
887_B_4 | IL | 17127 | Electric Energy Inc |  | 7808911 | 2230713 | 887 | 4 |  |  | 127855AAC | 0004 | 306.0695 |  | 396.366 | 224.0646 | 127.6954 | 1852.8049 | 11.9462 | 2022 | 550 | 18 | 310 | 21666.6671 | 85.1103 | 221112 | -88.8582 | 37.2094 | 1800 | 125 | 100 |  |  |  |  | Y | N | N |  | N |  |  | 5532 | 5532.0898
887_B_2 | IL | 17127 | Electric Energy Inc |  | 7808911 | 2231013 | 887 | 2 |  |  |  |  | 320.0083 |  | 437.027 | 74.5375 | 42.5004 | 1999.3555 | 12.3327 |  | 550 | 18 | 310 | 21666.6671 | 85.1103 | 221112 | -88.8587 | 37.2084 |  | 125 | 100 |  |  |  |  | Y | N | N |  | N |  |  |  | 5623.3301
887_B_5 | IL | 17127 | Electric Energy Inc |  | 7808911 | 2230613 | 887 | 5 |  |  | 127855AAC | 0005 | 347.6025 |  | 393.3789 | 134.0136 | 76.4009 | 1916.528 | 12.0514 | 2022 | 550 | 18 | 310 | 21666.6671 | 85.1103 | 221112 | -88.8577 | 37.2105 | 1800 | 125 | 100 |  |  |  |  | Y | N | N |  | N |  |  | 5368 | 5368.4102
887_B_3 | IL | 17127 | Electric Energy Inc |  | 7808911 | 2230913 | 887 | 3 |  |  | 127855AAC | 0003 | 282.9998 |  | 374.7271 | 206.8309 | 117.8948 | 1725.8419 | 11.06 | 2022 | 550 | 18 | 310 | 21666.6671 | 85.1103 | 221112 | -88.8582 | 37.2094 | 1800 | 125 | 100 |  |  |  |  | Y | N | N |  | N |  |  | 5200 | 5199.6499
887_B_1 | IL | 17127 | Electric Energy Inc |  | 7808911 | 2230813 | 887 | 1 |  |  | 127855AAC | 0001 | 292.1848 |  | 391.7157 | 67.9366 | 38.7694 | 1817.9426 | 11.2832 | 2022 | 550 | 18 | 310 | 21666.6671 | 85.1103 | 221112 | -88.8587 | 37.2084 | 1800 | 125 | 100 | 128&204&205&207&99 |  |  |  | Y | N | N |  | N |  |  | 5198 | 5197.8301
887_B_6 | IL | 17127 | Electric Energy Inc |  | 7808911 | 2230513 | 887 | 6 |  |  |  |  | 305.9033 |  | 348.3137 | 117.9026 | 67.2206 | 1669.8418 | 10.6093 |  | 550 | 18 | 310 | 21666.6671 | 85.1103 | 221112 | -88.8577 | 37.2105 |  | 125 | 100 |  |  |  |  | Y | N | N |  | N |  |  |  | 4888.2505
971_G_5 | IL | 17133 | Waterloo City Light Plant | Waterloo | 5546111 | 27441713 |  |  | 971 | 5 | 133030AAO | 0010 | 0.15517 |  | 0.58418 | 0.01046 | 0.010058 | 0.000276 | 0.016429 | 2022 | 29 | 2.33 | 750 | 57.9833 | 13.5933 | 221112 | -90.1589 | 38.3347 | 34.1 | 125 | 160 |  | 0.4 | N | Distillate Fuel Oil | N | N | N | 9999 | N |  | Combustion Turbine | 1 |  | 20565
971_G_6 | IL | 17133 | Waterloo City Light Plant | Waterloo | 5546111 | 27442213 |  |  | 971 | 6 | 133030AAO | 0011 | 0.19083 |  | 0.44417 | 0.024183 | 0.024183 | 1.2e-05 | 0.13161 | 2022 | 37 | 2.5 | 680 | 431.6666 | 87.903 | 221112 | -90.1589 | 38.3347 | 20.5 | 125 | 160 |  | 0.5 | N | Distillate Fuel Oil | N | N | N | 9999 | N |  | Combustion Turbine | 1 |  | 20900
971_G_7 | IL | 17133 | Waterloo City Light Plant | Waterloo | 5546111 | 27441613 |  |  | 971 | 7 | 133030AAO | 0012 | 0.064991 |  | 0.24467 | 0.004381 | 0.004213 | 0.000115 | 0.006881 | 2022 | 33 | 2 | 750 | 266.6666 | 84.8484 | 221112 | -90.1589 | 38.3347 | 18.7 | 125 | 160 |  | 1.5 | N | Natural Gas, Distillate Fuel Oil | N | N | N | 2045 | N |  | Combustion Turbine | 13 |  | 25000
971_G_8 | IL | 17133 | Waterloo City Light Plant | Waterloo | 5546111 | 27441513 |  |  | 971 | 8 | 133030AAO | 0013 | 0.097866 |  | 0.36844 | 0.006597 | 0.006343 | 0.000174 | 0.010362 | 2022 | 27 | 2.3 | 680 | 350 | 84.2069 | 221112 | -90.1589 | 38.3347 | 33 | 125 | 160 |  | 2.4 | N | Distillate Fuel Oil | N | N | N | 9999 | N |  | Combustion Turbine | 12 |  | 25000
969_G_1 | IL | 17139 | Sullivan Power Plant | Sullivan (IL) | 4657211 | 28182813 |  |  | 969 | 1 | 139030AAE | 0001 | 0.00194 |  | 0.007306 | 0.00013 | 0.000125 | 3e-06 | 0.000205 | 2022 | 28 | 1.33 | 69 | 121.6666 | 87.5394 | 221112 | -88.613 | 39.5974 | 12.4 | 125 | 160 |  | 4.3 | N | Distillate Fuel Oil | N | N | N | 9999 | N |  | Combustion Turbine | 1 |  | 19444
969_G_10 | IL | 17139 | Sullivan Power Plant | Sullivan (IL) | 4657211 | 28182513 |  |  | 969 | 10 | 139030AAE | 0013 | 0.010278 |  | 0.12898 | 0.002309 | 0.00222 | 6e-05 | 0.003627 | 2022 | 37 | 1.7 | 620 | 197.5 | 86.977 | 221112 | -88.613 | 39.5974 | 12.5 | 125 | 160 | 312 | 2.2 | N | Distillate Fuel Oil | N | N | N | 9999 | N |  | Combustion Turbine | 7 |  | 19444
969_G_12 | IL | 17139 | Sullivan Power Plant | Sullivan (IL) | 4657211 | 28182313 |  |  | 969 | 12 | 139030AAE | 0016 | 0.041503 |  | 0.52082 | 0.009326 | 0.008968 | 0.000247 | 0.014648 | 2022 | 37 | 2.7 | 620 | 275 | 48.0109 | 221112 | -88.613 | 39.5974 | 26.4 | 125 | 160 |  | 1 | N | Distillate Fuel Oil | N | N | N | 9999 | N |  | Combustion Turbine | 1 |  | 19444
969_G_2 | IL | 17139 | Sullivan Power Plant | Sullivan (IL) | 4657211 | 28183113 |  |  | 969 | 2 | 139030AAE | 0003 | 0.003881 |  | 0.014613 | 0.000261 | 0.000251 | 6e-06 | 0.000411 | 2022 | 35 | 2 | 400 | 172.2 | 54.7909 | 221112 | -88.613 | 39.5974 | 12.4 | 125 | 160 |  | 2 | N | Distillate Fuel Oil | N | N | N | 9999 | N |  | Combustion Turbine | 1 |  | 19444
969_G_3 | IL | 17139 | Sullivan Power Plant | Sullivan (IL) | 4657211 | 28183013 |  |  | 969 | 3 | 139030AAE | 0005 | 0.021602 |  | 0.27109 | 0.004854 | 0.004668 | 0.000128 | 0.007624 | 2022 | 37 | 2.7 | 660 | 275 | 48.0109 | 221112 | -88.613 | 39.5974 | 26.4 | 125 | 160 |  | 1.3 | N | Distillate Fuel Oil | N | N | N | 9999 | N |  | Combustion Turbine | 10 |  | 19444
969_G_4 | IL | 17139 | Sullivan Power Plant | Sullivan (IL) | 4657211 | 28182913 |  |  | 969 | 4 | 139030AAE | 0007 | 0.005822 |  | 0.02192 | 0.000392 | 0.000377 | 1e-05 | 0.000616 | 2022 | 40 | 2 | 375 | 275 | 87.5 | 221112 | -88.613 | 39.5974 | 22 | 125 | 160 |  | 0.9 | N | Distillate Fuel Oil | N | N | N | 9999 | N |  | Combustion Turbine | 1 |  | 19444
969_G_5 | IL | 17139 | Sullivan Power Plant | Sullivan (IL) | 4657211 | 28182213 |  |  | 969 | 5 | 139030AAE | 0009 | 0.003493 |  | 0.013152 | 0.000235 | 0.000226 | 6e-06 | 0.000369 | 2022 | 40 | 2 | 375 | 264.85 | 84.2704 | 221112 | -88.613 | 39.5974 | 16.5 | 125 | 160 |  | 1.1 | N | Distillate Fuel Oil | N | N | N | 9999 | N |  | Combustion Turbine | 2 |  | 19444
969_G_6 | IL | 17139 | Sullivan Power Plant | Sullivan (IL) | 4657211 | 28182413 |  |  | 969 | 6 | 139030AAE | 0011 | 0.07645 |  | 0.95938 | 0.017178 | 0.016518 | 0.000453 | 0.026982 | 2022 | 35 | 3.5 | 800 | 550 | 57.1428 | 221112 | -88.613 | 39.5974 | 49.5 | 125 | 160 |  | 0.6 | N | Distillate Fuel Oil | N | N | N | 9999 | N |  | Combustion Turbine | 1 |  | 19444
969_G_9 | IL | 17139 | Sullivan Power Plant | Sullivan (IL) | 4657211 | 28182713 |  |  | 969 | 9 | 139030AAE | 0012 | 0.03362 |  | 0.4219 | 0.007554 | 0.007264 | 0.000199 | 0.011866 | 2022 | 37 | 2.7 | 660 | 266.6666 | 46.556 | 221112 | -88.613 | 39.5974 | 22.8 | 125 | 160 |  | 2.2 | N | Distillate Fuel Oil | N | N | N | 9999 | N |  | Combustion Turbine | 1 |  | 19444
960_G_10 | IL | 17141 | Rochelle Municipal Utilities | North Ninth Street | 5039111 | 29822513 |  |  | 960 | 10 | 141050AAV | 0012 | 0.387 |  | 3.225 | 0.10178 | 0.10178 | 0.017801 | 0.387 | 2022 | 50 | 2 | 900 | 166.6666 | 53.0303 | 221112 | -89.0702 | 41.9204 | 37.2 | 125 | 160 |  | 2 | N | Natural Gas, Distillate Fuel Oil | N | N | N | 2045 | N |  | Combustion Turbine | 134 |  | 10745
960_G_3 | IL | 17141 | Rochelle Municipal Utilities | North Ninth Street | 5039111 | 29822313 |  |  | 960 | 3 | 141050AAV | 0001 | 0.29318 |  | 2.3443 | 0.12097 | 0.12085 | 0.000145 | 0.64572 | 2022 | 36 | 2.5 | 420 | 108.3333 | 22.0606 | 221112 | -89.0706 | 41.9203 | 26.5 | 125 | 160 |  | 2 | N | Natural Gas, Distillate Fuel Oil | N | N | N | 2045 | N |  | Combustion Turbine | 12 |  | 10745
960_G_4 | IL | 17141 | Rochelle Municipal Utilities | North Ninth Street | 5039111 | 29822013 |  |  | 960 | 4 | 141050AAV | 0006 | 0.02373 |  | 0.089336 | 0.0016 | 0.001538 | 4.2e-05 | 0.002512 | 2022 | 36 | 1.67 | 470 | 186.6666 | 85.1861 | 221112 | -89.0702 | 41.9204 | 11.2 | 125 | 120 |  | 0.7 | N | Distillate Fuel Oil | N | N | N | 9999 | N |  | Combustion Turbine | 16 |  | 10745
960_G_7 | IL | 17141 | Rochelle Municipal Utilities | North Ninth Street | 5039111 | 29822613 |  |  | 960 | 7 | 141050AAV | 0003 | 0.95142 |  | 7.3867 | 0.40169 | 0.40168 | 0.000213 | 2.1851 | 2022 | 36 | 2.5 | 420 | 108.3333 | 22.0606 | 221112 | -89.0709 | 41.9203 | 39.8 | 125 | 160 |  | 3.5 | N | Natural Gas, Distillate Fuel Oil | N | N | N | 2045 | N |  | Combustion Turbine | 1 |  | 10745
960_G_9 | IL | 17141 | Rochelle Municipal Utilities | North Ninth Street | 5039111 | 29822213 |  |  | 960 | 9 | 141050AAV | 0011 | 0.26503 |  | 2.2085 | 0.0697 | 0.0697 | 0.012191 | 0.26503 | 2022 | 50 | 2 | 900 | 166.6666 | 53.0303 | 221112 | -89.0702 | 41.9203 | 26.5 | 125 | 160 |  | 3 | N | Natural Gas, Distillate Fuel Oil | N | N | N | 2045 | N |  | Combustion Turbine | 146 |  | 10745
856_B_2 | IL | 17143 | Illinois Power Resources Generating LLC |  | 5422711 | 26814813 | 856 | 2 |  |  | 143805AAG | 0003 | 908.3935 |  | 1366.7258 | 116.2606 | 66.2538 | 3109.3435 | 20.7354 | 2022 | 503 | 21 | 322 | 21961.7171 | 63.3815 | 221112 | -89.6622 | 40.5954 | 3320 | 125 | 100 |  |  |  |  | Y | N | N |  | N |  |  | 7737 | 7669.7402
856_B_3 | IL | 17143 | Illinois Power Resources Generating LLC |  | 5422711 | 26814713 | 856 | 3 |  |  | 143805AAG | 0004 | 339.0271 |  | 728.544 | 141.1122 | 80.4128 | 3587.745 | 29.3197 | 2022 | 503 | 25 | 309 | 22066.4504 | 44.9353 | 221112 | -89.6619 | 40.5961 | 4590 | 125 | 100 |  |  |  |  | Y | N | N |  | N |  |  | 8019 | 8006.0498
55202_G_1 | IL | 17145 | Pinckneyville Power Plant | Pinckneyville | 4533911 | 28450913 | 55202 | CT01 | 55202 | 1 | 145842AAA | 0001 | 1.2963 |  | 4.1273 | 0.47529 | 0.47529 | 0.0208 | 0.30246 | 2022 | 45 | 9 | 738 | 900 | 14.1414 | 221112 | -89.3465 | 38.112 | 444 | 125 | 120 |  | 44 | N | Natural Gas | Y | N | N | 2045 | N |  | Combustion Turbine | 217 | 216.5199 | 10745
55202_G_2 | IL | 17145 | Pinckneyville Power Plant | Pinckneyville | 4533911 | 60256313 | 55202 | CT02 | 55202 | 2 | 145842AAA | 0004 | 1.3673 |  | 4.3438 | 0.50134 | 0.50134 | 0.0223 | 0.31903 | 2022 | 45 | 9 | 738 | 900 | 14.1414 | 221112 | -89.3464 | 38.1118 | 444 | 125 | 120 |  | 44 | N | Natural Gas | Y | N | N | 2045 | N |  | Combustion Turbine | 231 | 231.2699 | 10745
55202_G_3 | IL | 17145 | Pinckneyville Power Plant | Pinckneyville | 4533911 | 60257013 | 55202 | CT03 | 55202 | 3 |  |  | 0.95763 |  | 3.0282 | 0.35113 | 0.35113 | 0.0156 | 0.22345 |  | 45 | 9 | 738 | 900 | 14.1414 | 221112 | -89.3464 | 38.1115 |  | 125 | 120 |  | 44 | N | Natural Gas | Y | N | N | 2045 | N |  | Combustion Turbine |  | 164.3 | 10745
55202_G_4 | IL | 17145 | Pinckneyville Power Plant | Pinckneyville | 4533911 | 60257113 | 55202 | CT04 | 55202 | 4 | 145842AAA | 0006 | 1.2404 |  | 3.8952 | 0.45483 | 0.45483 | 0.0198 | 0.28944 | 2022 | 45 | 9 | 738 | 900 | 14.1414 | 221112 | -89.3464 | 38.1112 | 444 | 125 | 120 |  | 44 | N | Natural Gas | Y | N | N | 2045 | N |  | Combustion Turbine | 205 | 204.9199 | 10745
55202_G_5 | IL | 17145 | Pinckneyville Power Plant | Pinckneyville | 4533911 | 28450813 | 55202 | CT05 | 55202 | 5 | 145842AAA | 0002 | 0.018416 |  | 0.0272 | 0.011035 | 0.011049 | 0.0006 | 0.041744 | 2022 | 45 | 11 | 974 | 8333.3335 | 87.6533 | 221112 | -89.3469 | 38.1136 | 552 | 125 | 120 |  | 35 | N | Natural Gas | Y | N | N | 2045 | N |  | Combustion Turbine | 7 | 6.38 | 10745
55202_G_6 | IL | 17145 | Pinckneyville Power Plant | Pinckneyville | 4533911 | 60256913 | 55202 | CT06 | 55202 | 6 | 145842AAA | 0007 | 0.016233 |  | 0.0364 | 0.00974 | 0.00974 | 0.0006 | 0.036795 | 2022 | 45 | 11 | 974 | 8333.3335 | 87.6533 | 221112 | -89.3465 | 38.1136 | 552 | 125 | 120 |  | 35 | N | Natural Gas | Y | N | N | 2045 | N |  | Combustion Turbine | 6 | 6.3 | 10745
55202_G_7 | IL | 17145 | Pinckneyville Power Plant | Pinckneyville | 4533911 | 60256413 | 55202 | CT07 | 55202 | 7 | 145842AAA | 0008 | 0.026905 |  | 0.0527 | 0.016142 | 0.016142 | 0.0009 | 0.060984 | 2022 | 45 | 11 | 974 | 8333.3335 | 87.6533 | 221112 | -89.3462 | 38.1136 | 552 | 125 | 120 |  | 35 | N | Natural Gas | Y | N | N | 2045 | N |  | Combustion Turbine | 9 | 8.45 | 10745
55202_G_8 | IL | 17145 | Pinckneyville Power Plant | Pinckneyville | 4533911 | 60256813 | 55202 | CT08 | 55202 | 8 | 145842AAA | 0009 | 0.020438 |  | 0.0483 | 0.012262 | 0.012262 | 0.0007 | 0.046325 | 2022 | 45 | 11 | 974 | 8333.3335 | 87.6533 | 221112 | -89.3458 | 38.1136 | 552 | 125 | 120 |  | 35 | N | Natural Gas | Y | N | N | 2045 | N |  | Combustion Turbine | 8 | 7.7 | 10745
55496_G_CT01 | IL | 17147 | Ameren Services | Goose Creek Energy Center | 9686711 | 53829513 | 55496 | CT-01 | 55496 | CT01 | 147803AAC | 0001 | 0.51058 |  | 0.2067 | 0.083549 | 0.083549 | 0.0052 | 0.083549 | 2022 | 55 | 15 | 973 | 15533.3336 | 87.8653 | 221112 | -88.5994 | 40.1081 | 1080 | 125 | 120 |  | 72 | N | Natural Gas | Y | N | N | 2045 | N |  | Combustion Turbine | 26 | 25.77 | 13483
55496_G_CT02 | IL | 17147 | Ameren Services | Goose Creek Energy Center | 9686711 | 88686913 | 55496 | CT-02 | 55496 | CT02 | 147803AAC | 0005 | 0.29949 |  | 0.1206 | 0.048714 | 0.048714 | 0.0031 | 0.048714 | 2022 | 55 | 15 | 973 | 15533.3336 | 87.8653 | 221112 | -88.5994 | 40.1076 | 1080 | 125 | 120 |  | 72 | N | Natural Gas | Y | N | N | 2045 | N |  | Combustion Turbine | 17 | 17.19 | 13485
55496_G_CT03 | IL | 17147 | Ameren Services | Goose Creek Energy Center | 9686711 | 88687013 | 55496 | CT-03 | 55496 | CT03 | 147803AAC | 0006 | 0.24649 |  | 0.0828 | 0.040334 | 0.040334 | 0.0024 | 0.040334 | 2022 | 55 | 15 | 973 | 15533.3336 | 87.8653 | 221112 | -88.5994 | 40.1072 | 1080 | 125 | 120 |  | 72 | N | Natural Gas | Y | N | N | 2045 | N |  | Combustion Turbine | 13 | 12.81 | 13485
55496_G_CT04 | IL | 17147 | Ameren Services | Goose Creek Energy Center | 9686711 | 88687113 | 55496 | CT-04 | 55496 | CT04 | 147803AAC | 0007 | 0.24813 |  | 0.1012 | 0.040602 | 0.040602 | 0.0026 | 0.040602 | 2022 | 55 | 15 | 973 | 15533.3336 | 87.8653 | 221112 | -88.5994 | 40.1068 | 1080 | 125 | 120 |  | 72 | N | Natural Gas | Y | N | N | 2045 | N |  | Combustion Turbine | 13 | 12.79 | 13485
55496_G_CT05 | IL | 17147 | Ameren Services | Goose Creek Energy Center | 9686711 | 88687213 | 55496 | CT-05 | 55496 | CT05 | 147803AAC | 0008 | 0.1941 |  | 0.0795 | 0.031762 | 0.031762 | 0.002 | 0.031762 | 2022 | 55 | 15 | 973 | 15533.3336 | 87.8653 | 221112 | -88.5994 | 40.1064 | 1080 | 125 | 120 |  | 72 | N | Natural Gas | Y | N | N | 2045 | N |  | Combustion Turbine | 12 | 12.13 | 13485
55496_G_CT06 | IL | 17147 | Ameren Services | Goose Creek Energy Center | 9686711 | 88687313 | 55496 | CT-06 | 55496 | CT06 |  |  | 0.25206 |  | 0.1025 | 0.041247 | 0.041247 | 0.0025 | 0.041224 |  | 55 | 15 | 973 | 15533.3336 | 87.8653 | 221112 | -88.5994 | 40.106 |  | 125 | 120 |  | 72 | N | Natural Gas | Y | N | N | 2045 | N |  | Combustion Turbine |  | 14.74 | 13485
959_G_1 | IL | 17157 | City Of Red Bud | Red Bud | 4707611 | 27742313 |  |  | 959 | 1 | 157045AAJ | 0001 | 0.014703 |  | 0.055354 | 0.000991 | 0.000953 | 2.6e-05 | 0.001556 | 2022 | 35 | 1.2 | 650 | 98.3333 | 86.9107 | 921110 | -89.9999 | 38.2165 | 12.5 | 125 | 160 |  | 2.2 | N | Distillate Fuel Oil | N | N | N | 9999 | N |  | Combustion Turbine | 4 |  | 10745
959_G_2 | IL | 17157 | City Of Red Bud | Red Bud | 4707611 | 27742213 |  |  | 959 | 2 | 157045AAJ | 0002 | 0.059407 |  | 0.7455 | 0.013349 | 0.012837 | 0.000335 | 0.020967 | 2022 | 40 | 2.5 | 800 | 431.6666 | 87.903 | 921110 | -89.9998 | 38.2167 | 38.5 | 125 | 160 |  | 0.9 | N | Distillate Fuel Oil | N | N | N | 9999 | N |  | Combustion Turbine | 20 |  | 10745
959_G_3 | IL | 17157 | City Of Red Bud | Red Bud | 4707611 | 27742113 |  |  | 959 | 3 | 157045AAJ | 0003 | 0.019547 |  | 0.2453 | 0.004392 | 0.004223 | 0.000116 | 0.006898 | 2022 | 30 | 1.7 | 800 | 198.3333 | 87.344 | 921110 | -89.9999 | 38.2166 | 26.5 | 125 | 160 |  | 2.2 | N | Distillate Fuel Oil | N | N | N | 9999 | N |  | Combustion Turbine | 8 |  | 10745
959_G_7 | IL | 17157 | City Of Red Bud | Red Bud | 4707611 | 27742013 |  |  | 959 | 7 | 157045AAJ | 0007 | 0.048391 |  | 0.60726 | 0.010874 | 0.010456 | 0.000287 | 0.017079 | 2022 | 40 | 1.83 | 650 | 230 | 87.4099 | 921110 | -89.9997 | 38.2164 | 13.3 | 125 | 160 |  | 3 | N | Distillate Fuel Oil | N | N | N | 9999 | N |  | Combustion Turbine | 20 |  | 10745
889_B_2 | IL | 17157 | Dynegy Midwest Generation LLC |  | 7954611 | 3024313 | 889 | 2 |  |  | 157851AAA | 0002 | 518.4988 |  | 1245.4988 | 5.4842 | 3.0244 | 1400.438 | 113.8375 | 2022 | 605 | 19.5 | 185 | 26266.6671 | 87.9166 | 221112 | -89.8559 | 38.2045 | 5790 | 125 | 100 | 119&127&128&139&207 |  |  |  | Y | N | N |  | N |  |  | 8065 | 8065.1504
889_B_1 | IL | 17157 | Dynegy Midwest Generation LLC |  | 7954611 | 3024213 | 889 | 1 |  |  | 157851AAA | 0001 | 424.8258 |  | 1064.7323 | 18.9434 | 10.7401 | 981.4386 | 93.2673 | 2022 | 605 | 19.5 | 181 | 26266.6671 | 87.9166 | 221112 | -89.8559 | 38.2051 | 5790 | 125 | 100 | 119&127&128&139&207 |  |  |  | Y | N | N |  | N |  |  | 6589 | 6588.1494
889_B_3 | IL | 17157 | Dynegy Midwest Generation LLC |  | 7954611 | 3025413 | 889 | 3 |  |  | 157851AAA | 0013 | 0 |  | 0 | 0 | 0 | 0 | 0 | 2022 | 605 | 19.5 | 180 | 26266.6671 | 87.9166 | 221112 | -89.8559 | 38.204 | 6300 | 125 | 100 |  |  |  |  | N | N | N |  | N |  |  | 1
55188_G_PT11 | IL | 17161 | Cordova Energy Co LLC | Cordova Energy | 4594711 | 28237213 | 55188 | 1 | 55188 | PT11 | 161807AAN | 0001 | 0.29835 |  | 4.5685 | 0.6426 | 0.29835 | 0.1932 | 0.0918 | 2022 | 175 | 18.5 | 195 | 19150.0003 | 71.2132 | 221112 | -90.2793 | 41.7122 | 2050 | 125 | 120 |  | 165 | N | Natural Gas | Y | N | N | 2045 | N |  | Combined Cycle | 459 | 442.5301 | 7335
55188_G_PT21 | IL | 17161 | Cordova Energy Co LLC | Cordova Energy | 4594711 | 28237313 | 55188 | 2 | 55188 | PT21 | 161807AAN | 0002 | 1.411 |  | 13.0815 | 5.8282 | 2.27 | 0.5721 | 0.2454 | 2022 | 175 | 18.5 | 197 | 18641.667 | 69.3228 | 221112 | -90.2798 | 41.7122 | 2050 | 125 | 120 |  | 165 | N | Natural Gas | Y | N | N | 2045 | N |  | Combined Cycle | 1227 | 1199.1399 | 7335
55188_G_PT31 | IL | 17161 | Cordova Energy Co LLC | Cordova Energy | 4594711 | 28237413 |  |  | 55188 | PT31 | 161807AAN | 0004 | 0.4401 |  | 0.2608 | 0.04075 | 0.04075 | 0.004075 | 0.028525 | 2022 | 120 | 3 | 330 | 460.8666 | 65.173 | 221112 | -90.2791 | 41.7124 | 47 | 125 | 100 |  | 191.2 | N | Natural Gas | N | N | N | 2045 | N |  | Combined Cycle | 815 |  | 7335
899_G_GT1 | IL | 17161 | Moline Combustion Turbines | Moline | 4574611 | 28253113 |  |  | 899 | GT1 | 161045AAV | 0001 | 0.098855 |  | 0.53057 | 0.00918 | 0.00918 | 0.000765 | 0.0289 | 2022 | 35 | 11 | 1020 | 7508.7334 | 78.9799 | 221112 | -90.5328 | 41.5098 | 228 | 125 | 120 |  | 15 | N | Natural Gas | N | N | N | 2045 | N |  | Combustion Turbine | 17 |  | 25000
899_G_GT2 | IL | 17161 | Moline Combustion Turbines | Moline | 4574611 | 28253313 |  |  | 899 | GT2 | 161045AAV | 0004 | 0.13214 |  | 0.70898 | 0.01219 | 0.01219 | 0.00092 | 0.03864 | 2022 | 35 | 11 | 1020 | 7508.7334 | 78.9799 | 221112 | -90.5329 | 41.5098 | 240 | 125 | 120 |  | 15 | N | Natural Gas | N | N | N | 2045 | N |  | Combustion Turbine | 1 |  | 25000
899_G_GT3 | IL | 17161 | Moline Combustion Turbines | Moline | 4574611 | 28253213 |  |  | 899 | GT3 | 161045AAV | 0002 | 0.1254 |  | 0.67309 | 0.01166 | 0.01166 | 0.00088 | 0.03674 | 2022 | 35 | 11 | 1020 | 7508.7334 | 78.9799 | 221112 | -90.5331 | 41.5098 | 240 | 125 | 120 |  | 15 | N | Natural Gas | N | N | N | 2045 | N |  | Combustion Turbine | 22 |  | 25000
899_G_GT4 | IL | 17161 | Moline Combustion Turbines | Moline | 4574611 | 28253413 |  |  | 899 | GT4 | 161045AAV | 0005 | 0.13167 |  | 0.70644 | 0.01219 | 0.01219 | 0.00092 | 0.038525 | 2022 | 35 | 11 | 1020 | 7508.7334 | 78.9799 | 221112 | -90.5333 | 41.5098 | 240 | 125 | 120 |  | 15 | N | Natural Gas | N | N | N | 2045 | N |  | Combustion Turbine | 1 |  | 25000
943_G_1 | IL | 17163 | Village of Freeburg | Freeburg | 4909511 | 31529213 |  |  | 943 | 1 | 163060AAF | 0001 | 0.011007 |  | 0.13814 | 0.002473 | 0.002378 | 6.5e-05 | 0.003885 | 2022 | 24 | 1.8 | 750 | 61.6666 | 24.2237 | 221112 | -89.9145 | 38.4259 | 17.9 | 125 | 160 |  | 0.4 | N | Distillate Fuel Oil | N | N | N | 9999 | N |  | Combustion Turbine | 6 |  | 10745
943_G_8 | IL | 17163 | Village of Freeburg | Freeburg | 4909511 | 31529413 |  |  | 943 | 8 | 163060AAF | 0007 | 0.010965 |  | 0.47491 | 0.007166 | 0.007166 | 0.000265 | 0.010547 | 2022 | 33 | 1.33 | 1400 | 121.6666 | 87.5394 | 221112 | -89.9145 | 38.4259 | 14.1 | 125 | 160 |  | 1.8 | N | Distillate Fuel Oil | N | N | N | 9999 | N |  | Combustion Turbine | 25 |  | 10745
963_B_41 | IL | 17167 | City Water Light & Power | Dallman | 7377311 | 91371513 | 963 | 4 | 963 | 41 | 167120AAO | 0015 | 585.0532 |  | 416.7564 | 38.2039 | 34.0236 | 424.5774 | 3.017 | 2022 | 450 | 15 | 135 | 10416.6668 | 58.9225 | 221112 | -89.605 | 39.7545 | 26.1 | 125 | 100 |  | 196 | N | Bituminous | Y | N | N | 2050 | N |  | Coal Steam | 7270 | 7270.1899 | 11450
7425_G_1 | IL | 17167 | City Water Light & Power | Interstate | 4541611 | 28055113 | 7425 | 1 | 7425 | 1 | 167822ABG | 0001 | 1.8593 |  | 1.206 | 0.50301 | 0.50301 | 0.009 | 0.19475 | 2022 | 50 | 21.4 | 990 | 11067.9002 | 30.759 | 221112 | -89.5884 | 39.8233 | 1360 | 125 | 120 |  | 109 | N | Natural Gas, Distillate Fuel Oil | Y | N | N | 2045 | N |  | Combustion Turbine | 5 | 18.53 | 12948
963_G_2 | IL | 17167 | City Water Light & Power |  | 7377311 | 10533113 | 963 | 32 |  |  | 167120AAO | 0006 | 0 |  | 0 | 0 | 0 | 0 | 0 | 2022 | 450 | 13 | 350 | 11666.6669 | 87.8608 | 221112 | -89.6012 | 39.7543 | 882 | 125 | 100 |  |  |  |  | N | N | N |  | N | 963_B_32;963_G_2 |  | 1
963_G_1 | IL | 17167 | City Water Light & Power |  | 7377311 | 10532913 | 963 | 31 |  |  | 167120AAO | 0003 | 0 |  | 0 | 0 | 0 | 0 | 0 | 2022 | 450 | 13 | 350 | 11666.6669 | 87.8608 | 221112 | -89.6012 | 39.7543 | 882 | 125 | 100 |  |  |  |  | N | N | N |  | N | 963_G_1;963_B_31 |  | 1
963_B_33 | IL | 17167 | City Water Light & Power |  | 7377311 | 10532813 | 963 | 33 |  |  | 167120AAO | 0011 | 0 |  | 0 | 0 | 0 | 0 | 0 | 2022 | 500 | 16.5 | 130 | 1083.3333 | 5.0644 | 221112 | -89.6025 | 39.7549 | 2120 | 125 | 100 |  |  |  |  | N | N | N |  | N |  |  | 1
7818_G_1 | IL | 17171 | Prairie Power Inc | Alsey | 5457411 | 27026713 | 7818 | ACT1 | 7818 | 1 | 171851AAA | 0001 | 0.67319 |  | 5.7733 | 0.14809 | 0.14809 | 0.0113 | 0.0472 | 2022 | 30 | 20.3 | 930 | 300 | 0.9265 | 221112 | -90.4357 | 39.57 | 450 | 125 | 120 | 213 | 30 | N | Natural Gas | Y | N | N | 2045 | N |  | Combustion Turbine | 118 | 118.15 | 13410
7818_G_2 | IL | 17171 | Prairie Power Inc | Alsey | 5457411 | 27026913 | 7818 | ACT2 | 7818 | 2 | 171851AAA | 0002 | 0.53707 |  | 4.0702 | 0.11811 | 0.11811 | 0.0089 | 0.037665 | 2022 | 30 | 20.25 | 930 | 300 | 0.9311 | 221112 | -90.4361 | 39.57 | 450 | 125 | 120 |  | 30 | N | Natural Gas | Y | N | N | 2045 | N |  | Combustion Turbine | 93 | 93.79 | 13411
7818_G_3 | IL | 17171 | Prairie Power Inc | Alsey | 5457411 | 27026613 |  |  | 7818 | 3 | 171851AAA | 0003 | 0.66899 |  | 14.932 | 0.2598 | 0.2598 | 0.00368 | 0.08227 | 2022 | 30 | 11.28 | 930 | 203.3333 | 2.0338 | 221112 | -90.4365 | 39.57 | 229 | 125 | 120 |  | 19.3 | N | Natural Gas, Distillate Fuel Oil | N | N | N | 2045 | N |  | Combustion Turbine | 433 |  | 13411
7818_G_4 | IL | 17171 | Prairie Power Inc | Alsey | 5457411 | 27026513 |  |  | 7818 | 4 | 171851AAA | 0004 | 0.57117 |  | 12.3122 | 0.28914 | 0.28914 | 0.004029 | 0.09243 | 2022 | 30 | 11.28 | 930 | 203.3333 | 2.0338 | 221112 | -90.4365 | 39.57 | 229 | 125 | 120 |  | 18 | N | Natural Gas, Distillate Fuel Oil | N | N | N | 2045 | N |  | Combustion Turbine | 1 |  | 13411
7818_G_5 | IL | 17171 | Prairie Power Inc | Alsey | 5457411 | 27026813 | 7818 | ACT5 | 7818 | 5 | 171851AAA | 0005 | 0.23037 |  | 5.0046 | 0.10877 | 0.10877 | 0.0088 | 0.03458 | 2022 | 30 | 11.5 | 930 | 251.6666 | 2.4219 | 221112 | -90.4369 | 39.5701 | 306 | 125 | 120 |  | 25 | N | Natural Gas | Y | N | N | 2045 | N |  | Combustion Turbine | 1 | 95.32 | 13411
7818_G_6 | IL | 17171 | Prairie Power Inc | Alsey | 5457411 | 123323613 | 7818 | ACT6 | 7818 | 6 | 171851AAA | 0007 | 12.2677 |  | 22.8598 | 1.6117 | 1.6117 | 0.1261 | 0.33966 | 2022 | 70 | 9 | 804 | 5583.3334 | 87.7291 | 221112 | -90.4362 | 39.5689 | 467 | 125 | 120 |  | 42 | N | Natural Gas, Distillate Fuel Oil | Y | N | N | 2045 | N |  | Combustion Turbine | 1332 | 1333.7229 | 10973
55237_G_CTG1 | IL | 17173 | Shelby County Energy Center | Energy Shelby County | 4725911 | 28334513 | 55237 | SCE1 | 55237 | CTG1 |  |  | 2.8062 |  | 13.0884 | 0.483 | 0.483 | 0.0436 | 0.002415 |  | 60 | 9 | 821 | 5583.3334 | 87.7291 | 221112 | -88.4788 | 39.2792 |  | 125 | 120 |  | 42 | N | Natural Gas | Y | N | N | 2045 | N |  | Combustion Turbine |  | 485.1003 | 10745
55237_G_CTG2 | IL | 17173 | Shelby County Energy Center | Energy Shelby County | 4725911 | 28334913 | 55237 | SCE2 | 55237 | CTG2 | 173801AAA | 0002 | 3.9656 |  | 10.2995 | 0.40385 | 0.40385 | 0.0354 | 0.00197 | 2022 | 60 | 9 | 821 | 5583.3334 | 87.7291 | 221112 | -88.4785 | 39.2792 | 444 | 125 | 120 |  | 42 | N | Natural Gas | Y | N | N | 2045 | N |  | Combustion Turbine | 394 | 393.9101 | 10745
55237_G_CTG3 | IL | 17173 | Shelby County Energy Center | Energy Shelby County | 4725911 | 28334713 | 55237 | SCE3 | 55237 | CTG3 |  |  | 2.8459 |  | 8.9975 | 0.31262 | 0.31262 | 0.0273 | 0.00154 |  | 60 | 9 | 821 | 5583.3334 | 87.7291 | 221112 | -88.4782 | 39.2792 |  | 125 | 120 |  | 42 | N | Natural Gas | Y | N | N | 2045 | N |  | Combustion Turbine |  | 309.0901 | 10745
55237_G_CTG4 | IL | 17173 | Shelby County Energy Center | Energy Shelby County | 4725911 | 28334613 | 55237 | SCE4 | 55237 | CTG4 | 173801AAA | 0004 | 2.6212 |  | 9.5693 | 0.33293 | 0.33293 | 0.0299 | 0.00169 | 2022 | 60 | 9 | 821 | 5583.3334 | 87.7291 | 221112 | -88.4779 | 39.2792 | 444 | 125 | 120 |  | 42 | N | Natural Gas | Y | N | N | 2045 | N |  | Combustion Turbine | 338 | 339.06 | 10745
55237_G_CTG5 | IL | 17173 | Shelby County Energy Center | Energy Shelby County | 4725911 | 28335213 | 55237 | SCE5 | 55237 | CTG5 | 173801AAA | 0005 | 3.567 |  | 15.148 | 0.53955 | 0.53955 | 0.0489 | 0.002725 | 2022 | 60 | 9 | 821 | 5583.3334 | 87.7291 | 221112 | -88.4776 | 39.2792 | 444 | 125 | 120 |  | 42 | N | Natural Gas | Y | N | N | 2045 | N |  | Combustion Turbine | 545 | 544.5695 | 10745
55237_G_CTG6 | IL | 17173 | Shelby County Energy Center | Energy Shelby County | 4725911 | 28335113 | 55237 | SCE6 | 55237 | CTG6 | 173801AAA | 0006 | 4.1948 |  | 15.1141 | 0.54704 | 0.54704 | 0.0475 | 0.00263 | 2022 | 60 | 9 | 821 | 5583.3334 | 87.7291 | 221112 | -88.4773 | 39.2792 | 444 | 125 | 120 |  | 42 | N | Natural Gas | Y | N | N | 2045 | N |  | Combustion Turbine | 526 | 527.2394 | 10745
55237_G_CTG7 | IL | 17173 | Shelby County Energy Center | Energy Shelby County | 4725911 | 28335013 | 55237 | SCE7 | 55237 | CTG7 | 173801AAA | 0007 | 1.0448 |  | 4.5516 | 0.1632 | 0.1632 | 0.0143 | 0.0008 | 2022 | 60 | 9 | 821 | 5583.3334 | 87.7291 | 221112 | -88.477 | 39.2792 | 444 | 125 | 120 |  | 42 | N | Natural Gas | Y | N | N | 2045 | N |  | Combustion Turbine | 160 | 160.49 | 10745
55237_G_CTG8 | IL | 17173 | Shelby County Energy Center | Energy Shelby County | 4725911 | 28335413 | 55237 | SCE8 | 55237 | CTG8 | 173801AAA | 0008 | 2.6094 |  | 12.7384 | 0.47506 | 0.47506 | 0.0413 | 0.002295 | 2022 | 60 | 9 | 821 | 5583.3334 | 87.7291 | 221112 | -88.4767 | 39.2792 | 444 | 125 | 120 |  | 42 | N | Natural Gas | Y | N | N | 2045 | N |  | Combustion Turbine | 459 | 458.8703 | 10745
55334_G_CTG1 | IL | 17173 | Holland Energy LLC | Holland Energy Facility | 9698311 | 59933313 | 55334 | CTG1 | 55334 | CTG1 | 173807AAG | 0006 | 4.108 |  | 49.2805 | 34.512 | 34.512 | 2.2468 | 0.07452 | 2022 | 130 | 19 | 184 | 16134.0503 | 56.8815 | 221112 | -88.7597 | 39.2244 | 1440 | 125 | 120 |  | 150.9 | N | Natural Gas | Y | N | N | 2045 | N | 55334_G_STG1;55334_G_CTG1 | Combined Cycle | 492 | 4639.748 | 7684
55334_G_CTG2 | IL | 17173 | Holland Energy LLC | Holland Energy Facility | 9698311 | 59933413 | 55334 | CTG2 | 55334 | CTG2 | 173807AAG | 0007 | 3.573 |  | 49.3979 | 35.9886 | 35.9886 | 2.2305 | 1.2915 | 2022 | 130 | 19 | 278 | 19275.5337 | 67.957 | 221112 | -88.7592 | 39.2244 | 1760 | 125 | 120 |  | 145.5 | N | Natural Gas | Y | N | N | 2045 | N |  | Combined Cycle | 4152 | 4661.437 | 7684
879_B_52 | IL | 17179 | Midwest Generation LLC | Powerton | 8199411 | 5805313 |  |  | 879 | 52 | 179801AAA | 0029 | 160.298 |  | 1505.694 | 118.2402 | 91.056 | 1487.482 | 21.6358 | 2022 | 494 | 34 | 308 | 29732.4505 | 32.7346 | 221112 | -89.6787 | 40.5407 | 8230 | 125 | 100 |  | 384 | N | Subbituminous | Y | N | N | 2027 | N | 879_B_52;879_B_51 | Coal Steam | 4842 |  | 11380
879_B_62 | IL | 17179 | Midwest Generation LLC | Powerton | 8199411 | 5804813 |  |  | 879 | 62 | 179801AAA | 0031 | 169.917 |  | 1597.143 | 125.4355 | 96.5971 | 1577.836 | 22.9436 | 2022 | 494 | 34 | 308 | 29732.4505 | 32.7346 | 221112 | -89.6787 | 40.5407 | 8230 | 125 | 100 |  | 384 | N | Subbituminous | Y | N | N | 2027 | N | 879_B_62;879_B_61 | Coal Steam | 1 |  | 11525
7760_G_1 | IL | 17183 | Tilton Energy Center | Tilton | 5553011 | 26964713 | 7760 | 1 | 7760 | 1 | 183090AAE | 0001 | 6.503 |  | 5.9493 | 0.10176 | 0.10176 | 0.0336 | 0.11328 | 2022 | 45 | 10 | 835 | 969.1666 | 12.3348 | 221112 | -87.6536 | 40.1064 | 410 | 125 | 120 |  | 45.5 | N | Natural Gas | Y | N | N | 2045 | N |  | Combustion Turbine | 384 | 384.6501 | 10831
7760_G_2 | IL | 17183 | Tilton Energy Center | Tilton | 5553011 | 60331613 | 7760 | 2 | 7760 | 2 | 183090AAE | 0002 | 5.4332 |  | 6.7476 | 0.1131 | 0.1131 | 0.039 | 0.12398 | 2022 | 45 | 10 | 835 | 969.1666 | 12.3348 | 221112 | -87.6536 | 40.1062 | 410 | 125 | 120 |  | 45.5 | N | Natural Gas | Y | N | N | 2045 | N |  | Combustion Turbine | 435 | 435.72 | 10831
7760_G_3 | IL | 17183 | Tilton Energy Center | Tilton | 5553011 | 60331713 | 7760 | 3 | 7760 | 3 | 183090AAE | 0003 | 6.1133 |  | 6.1112 | 0.096 | 0.096 | 0.0341 | 0.1056 | 2022 | 45 | 10 | 835 | 969.1666 | 12.3348 | 221112 | -87.6536 | 40.1059 | 410 | 125 | 120 | 213 | 46 | N | Natural Gas | Y | N | N | 2045 | N |  | Combustion Turbine | 384 | 380.51 | 10832
7760_G_4 | IL | 17183 | Tilton Energy Center | Tilton | 5553011 | 60331813 | 7760 | 4 | 7760 | 4 |  |  | 6.5118 |  | 6.324 | 0.1012 | 0.1012 | 0.033 | 0.1104 |  | 45 | 10 | 835 | 969.1666 | 12.3348 | 221112 | -87.6536 | 40.1057 |  | 125 | 120 |  | 46.1 | N | Natural Gas | Y | N | N | 2045 | N |  | Combustion Turbine |  | 368.7299 | 10832
55856_B_PC1 | IL | 17189 | Prairie State Generating Station | Prairie State Generating Station | 10857911 | 96564813 | 55856 | 01 | 55856 | PC1 | 189808AAB | 0004 | 48.3605 |  | 1981.2596 | 279.0576 | 124.864 | 5152.923 | 16.1154 | 2022 | 700 | 28 | 134 | 37409.0674 | 60.729 | 221112 | -89.667 | 38.2793 | 7450 | 125 | 100 |  | 815 | N | Bituminous | Y | N | N | 2045 | N | 55856_G_PC1;55856_B_PC1 | Coal Steam | 813 | 7839.5996 | 9391
55856_B_PC2 | IL | 17189 | Prairie State Generating Station | Prairie State Generating Station | 10857911 | 96564913 | 55856 | 02 | 55856 | PC2 | 189808AAB | 0005 | 34.9201 |  | 1717.2684 | 353.0621 | 116.6786 | 4024.6755 | 9.2068 | 2022 | 700 | 28 | 134 | 37409.0674 | 60.729 | 221112 | -89.6669 | 38.2793 | 7450 | 125 | 100 |  | 815 | N | Bituminous | Y | N | N | 2045 | N | 55856_B_PC2;55856_G_PC2 | Coal Steam | 835 | 7162.2007 | 9346
55199_G_GT1 | IL | 17197 | Elwood Energy LLC | Elwood Energy LLC | 4506411 | 88700413 | 55199 | 1 | 55199 | GT1 | 197808AAG | 0008 | 0.02198 |  | 0.8871 | 0.11214 | 0.11214 | 0.0131 | 0.04718 | 2022 | 125 | 19 | 1095 | 24933.3338 | 87.9039 | 221112 | -88.1238 | 41.4374 | 2060 | 125 | 120 | 205 | 150 | N | Natural Gas | Y | N | N | 2045 | N |  | Combustion Turbine | 28 | 28.1 | 11361
55199_G_GT2 | IL | 17197 | Elwood Energy LLC | Elwood Energy LLC | 4506411 | 88701013 | 55199 | 2 | 55199 | GT2 | 197808AAG | 0009 | 0.03471 |  | 1.1937 | 0.16361 | 0.16361 | 0.0181 | 0.054795 | 2022 | 125 | 19 | 1095 | 24933.3338 | 87.9039 | 221112 | -88.1238 | 41.4378 | 2060 | 125 | 120 |  | 150 | N | Natural Gas | Y | N | N | 2045 | N |  | Combustion Turbine | 39 | 39.16 | 11361
55199_G_GT3 | IL | 17197 | Elwood Energy LLC | Elwood Energy LLC | 4506411 | 88701113 | 55199 | 3 | 55199 | GT3 | 197808AAG | 0010 | 31.1147 |  | 2.0513 | 0.27522 | 0.27522 | 0.0308 | 0.09042 | 2022 | 125 | 19 | 1095 | 24933.3338 | 87.9039 | 221112 | -88.1239 | 41.4388 | 2060 | 125 | 120 | 205 | 150 | N | Natural Gas | Y | N | N | 2045 | N |  | Combustion Turbine | 66 | 66.83 | 11361
55199_G_GT4 | IL | 17197 | Elwood Energy LLC | Elwood Energy LLC | 4506411 | 88701213 | 55199 | 4 | 55199 | GT4 | 197808AAG | 0011 | 0.02142 |  | 0.8195 | 0.112 | 0.112 | 0.0126 | 0.0455 | 2022 | 125 | 19 | 1095 | 24933.3338 | 87.9039 | 221112 | -88.1239 | 41.4392 | 2060 | 125 | 120 |  | 150 | N | Natural Gas | Y | N | N | 2045 | N |  | Combustion Turbine | 28 | 28.07 | 11361
55199_G_GT5 | IL | 17197 | Elwood Energy LLC | Elwood Energy LLC | 4506411 | 88700913 | 55199 | 5 | 55199 | GT5 | 197808AAG | 0012 | 0.09701 |  | 4.7168 | 0.68619 | 0.68619 | 0.0754 | 0.16198 | 2022 | 125 | 19 | 1095 | 24933.3338 | 87.9039 | 221112 | -88.1154 | 41.4404 | 2080 | 125 | 120 |  | 150 | N | Natural Gas | Y | N | N | 2045 | N |  | Combustion Turbine | 178 | 177.95 | 11361
55199_G_GT6 | IL | 17197 | Elwood Energy LLC | Elwood Energy LLC | 4506411 | 88700813 | 55199 | 6 | 55199 | GT6 | 197808AAG | 0013 | 0.1197 |  | 6.5417 | 1.0666 | 1.0666 | 0.1176 | 0.18695 | 2022 | 125 | 19 | 1059 | 24933.3338 | 87.9039 | 221112 | -88.1155 | 41.4407 | 1990 | 125 | 120 |  | 150 | N | Natural Gas | Y | N | N | 2045 | N |  | Combustion Turbine | 269 | 269.44 | 11361
55199_G_GT7 | IL | 17197 | Elwood Energy LLC | Elwood Energy LLC | 4506411 | 88700713 | 55199 | 7 | 55199 | GT7 | 197808AAG | 0014 | 0.058695 |  | 3.0616 | 0.48568 | 0.48568 | 0.0545 | 0.09933 | 2022 | 125 | 19 | 1059 | 24933.3338 | 87.9039 | 221112 | -88.1155 | 41.4418 | 2080 | 125 | 120 |  | 150 | N | Natural Gas | Y | N | N | 2045 | N |  | Combustion Turbine | 129 | 128.88 | 11361
55199_G_GT8 | IL | 17197 | Elwood Energy LLC | Elwood Energy LLC | 4506411 | 88700613 | 55199 | 8 | 55199 | GT8 | 197808AAG | 0015 | 0.097375 |  | 4.9199 | 0.79438 | 0.79438 | 0.0888 | 0.1558 | 2022 | 125 | 19 | 1059 | 24933.3338 | 87.9039 | 221112 | -88.1155 | 41.4422 | 2080 | 125 | 120 |  | 150 | N | Natural Gas | Y | N | N | 2045 | N |  | Combustion Turbine | 205 | 205.41 | 11361
55199_G_GT9 | IL | 17197 | Elwood Energy LLC | Elwood Energy LLC | 4506411 | 88700513 | 55199 | 9 | 55199 | GT9 | 197808AAG | 0016 | 0.13708 |  | 7.1139 | 1.1547 | 1.1547 | 0.13 | 0.21903 | 2022 | 125 | 19 | 1059 | 24933.3338 | 87.9039 | 221112 | -88.1154 | 41.4427 | 2080 | 125 | 120 |  | 150 | N | Natural Gas | Y | N | N | 2045 | N |  | Combustion Turbine | 298 | 298.01 | 11361
55222_G_CTG1 | IL | 17197 | Lincoln Generating Facility | Lincoln Generating Facility | 4590011 | 28414613 | 55222 | CTG-1 | 55222 | CTG1 | 197811AAH | 0001 | 0.070335 |  | 0.0773 | 0.00918 | 0.00918 | 0.0018 | 0.00306 | 2022 | 71 | 19.1 | 992 | 15050.0003 | 52.5055 | 221112 | -87.9455 | 41.3933 | 1000 | 125 | 120 |  | 77.5 | N | Natural Gas | Y | N | N | 2045 | N |  | Combustion Turbine | 9 | 8.77 | 12857
55222_G_CTG2 | IL | 17197 | Lincoln Generating Facility | Lincoln Generating Facility | 4590011 | 28414713 | 55222 | CTG-2 | 55222 | CTG2 |  |  | 0.0738 |  | 0.1002 | 0.00963 | 0.00963 | 0.0019 | 0.003195 |  | 71 | 19.1 | 992 | 15050.0003 | 52.5055 | 221112 | -87.945 | 41.3933 |  | 125 | 120 |  | 77.8 | N | Natural Gas | Y | N | N | 2045 | N |  | Combustion Turbine |  | 9.35 | 12857
55222_G_CTG3 | IL | 17197 | Lincoln Generating Facility | Lincoln Generating Facility | 4590011 | 28414813 | 55222 | CTG-3 | 55222 | CTG3 |  |  | 0.04383 |  | 0.0532 | 0.00573 | 0.00573 | 0.001 | 0.00192 |  | 71 | 19.1 | 992 | 15050.0003 | 52.5055 | 221112 | -87.9445 | 41.3933 |  | 125 | 120 |  | 78 | N | Natural Gas | Y | N | N | 2045 | N |  | Combustion Turbine |  | 5.86 | 12857
55222_G_CTG4 | IL | 17197 | Lincoln Generating Facility | Lincoln Generating Facility | 4590011 | 28414913 | 55222 | CTG-4 | 55222 | CTG4 | 197811AAH | 0004 | 0.04347 |  | 0.055 | 0.00567 | 0.00567 | 0.0011 | 0.00189 | 2022 | 71 | 19.1 | 992 | 15050.0003 | 52.5055 | 221112 | -87.944 | 41.3933 | 1000 | 125 | 120 |  | 78 | N | Natural Gas | Y | N | N | 2045 | N |  | Combustion Turbine | 6 | 6.29 | 12857
55222_G_CTG5 | IL | 17197 | Lincoln Generating Facility | Lincoln Generating Facility | 4590011 | 28415413 | 55222 | CTG-5 | 55222 | CTG5 |  |  | 0.01998 |  | 0.0265 | 0.00261 | 0.00261 | 0.0005 | 0.00087 |  | 71 | 19.1 | 992 | 15050.0003 | 52.5055 | 221112 | -87.9434 | 41.3933 |  | 125 | 120 |  | 77.5 | N | Natural Gas | Y | N | N | 2045 | N |  | Combustion Turbine |  | 2.25 | 12857
55222_G_CTG6 | IL | 17197 | Lincoln Generating Facility | Lincoln Generating Facility | 4590011 | 28414513 | 55222 | CTG-6 | 55222 | CTG6 | 197811AAH | 0006 | 0.0345 |  | 0.0317 | 0.0045 | 0.0045 | 0.0008 | 0.0015 | 2022 | 71 | 19.1 | 992 | 15050.0003 | 52.5055 | 221112 | -87.9429 | 41.3933 | 1000 | 125 | 120 |  | 77.3 | N | Natural Gas | Y | N | N | 2045 | N |  | Combustion Turbine | 4 | 3.94 | 12857
55222_G_CTG7 | IL | 17197 | Lincoln Generating Facility | Lincoln Generating Facility | 4590011 | 28415313 | 55222 | CTG-7 | 55222 | CTG7 | 197811AAH | 0007 | 0.01939 |  | 0.0255 | 0.00253 | 0.00253 | 0.0005 | 0.00084 | 2022 | 71 | 19.1 | 992 | 15050.0003 | 52.5055 | 221112 | -87.9424 | 41.3933 | 1000 | 125 | 120 |  | 78.2 | N | Natural Gas | Y | N | N | 2045 | N |  | Combustion Turbine | 2 | 2.32 | 12857
55222_G_CTG8 | IL | 17197 | Lincoln Generating Facility | Lincoln Generating Facility | 4590011 | 28415513 | 55222 | CTG-8 | 55222 | CTG8 | 197811AAH | 0008 | 0.01984 |  | 0.0279 | 0.00259 | 0.00259 | 0.0005 | 0.00086 | 2022 | 71 | 19.1 | 992 | 15050.0003 | 52.5055 | 221112 | -87.9418 | 41.3933 | 1000 | 125 | 120 |  | 78.6 | N | Natural Gas | Y | N | N | 2045 | N |  | Combustion Turbine | 2 | 2.35 | 12857
55250_G_UPG1 | IL | 17197 | University Park Energy LLC | University Park South | 4688511 | 28348613 | 55250 | UP1 | 55250 | UPG1 | 197899AAB | 0001 | 0.832 |  | 7.6031 | 0.247 | 0.247 | 0.0207 | 0.026 | 2022 | 46 | 9.5 | 950 | 5566.6667 | 78.5024 | 221112 | -87.7529 | 41.4412 | 272 | 125 | 120 |  | 50 | N | Natural Gas | Y | N | N | 2045 | N |  | Combustion Turbine | 260 | 260.36 | 11823
55250_G_UPG2 | IL | 17197 | University Park Energy LLC | University Park South | 4688511 | 60403513 | 55250 | UP2 | 55250 | UPG2 | 197899AAB | 0002 | 0.693 |  | 6.5932 | 0.2268 | 0.2268 | 0.0181 | 0.0252 | 2022 | 46 | 9.5 | 950 | 5566.6667 | 78.5024 | 221112 | -87.753 | 41.4412 | 272 | 125 | 120 |  | 50 | N | Natural Gas | Y | N | N | 2045 | N |  | Combustion Turbine | 252 | 252 | 11824
55250_G_UPG3 | IL | 17197 | University Park Energy LLC | University Park South | 4688511 | 60403913 | 55250 | UP3 | 55250 | UPG3 | 197899AAB | 0003 | 1.1165 |  | 11.046 | 0.3654 | 0.3654 | 0.0334 | 0.0406 | 2022 | 46 | 9.5 | 950 | 5566.6667 | 78.5024 | 221112 | -87.7529 | 41.4409 | 272 | 125 | 120 | 203&213 | 50 | N | Natural Gas | Y | N | N | 2045 | N |  | Combustion Turbine | 406 | 405.59 | 11824
55250_G_UPG4 | IL | 17197 | University Park Energy LLC | University Park South | 4688511 | 60404013 | 55250 | UP4 | 55250 | UPG4 | 197899AAB | 0004 | 1.1103 |  | 10.9935 | 0.3771 | 0.3771 | 0.0344 | 0.0419 | 2022 | 46 | 9.5 | 950 | 5566.6667 | 78.5024 | 221112 | -87.753 | 41.4409 | 272 | 125 | 120 |  | 50 | N | Natural Gas | Y | N | N | 2045 | N |  | Combustion Turbine | 419 | 419.2701 | 11824
55250_G_UPG5 | IL | 17197 | University Park Energy LLC | University Park South | 4688511 | 60404113 | 55250 | UP5 | 55250 | UPG5 | 197899AAB | 0005 | 0.928 |  | 9.001 | 0.288 | 0.288 | 0.0267 | 0.032 | 2022 | 46 | 9.5 | 950 | 5566.6667 | 78.5024 | 221112 | -87.7529 | 41.4406 | 272 | 125 | 120 |  | 50 | N | Natural Gas | Y | N | N | 2045 | N |  | Combustion Turbine | 320 | 319.64 | 11824
55250_G_UPG6 | IL | 17197 | University Park Energy LLC | University Park South | 4688511 | 60404213 | 55250 | UP6 | 55250 | UPG6 |  |  | 0.9193 |  | 9.0154 | 0.2853 | 0.2853 | 0.026 | 0.0317 |  | 46 | 9.5 | 950 | 5566.6667 | 78.5024 | 221112 | -87.753 | 41.4406 |  | 125 | 120 |  | 50 | N | Natural Gas | Y | N | N | 2045 | N |  | Combustion Turbine |  | 317.22 | 11824
55253_G_GT1 | IL | 17197 | Crete Energy Park | Crete Energy Venture LLC | 4106911 | 34121313 | 55253 | GT1 | 55253 | GT1 | 197030AAO | 0002 | 0.32379 |  | 0.8801 | 0.21801 | 0.21801 | 0.02 | 0.02322 | 2022 | 56 | 13.91 | 960 | 13133.3335 | 86.3885 | 221112 | -87.618 | 41.4291 | 930 | 125 | 120 |  | 75 | N | Natural Gas | Y | N | N | 2045 | N |  | Combustion Turbine | 86 | 86.28 | 13065
55253_G_GT2 | IL | 17197 | Crete Energy Park | Crete Energy Venture LLC | 4106911 | 88709713 | 55253 | GT2 | 55253 | GT2 | 197030AAO | 0005 | 0.95436 |  | 0.9913 | 0.24799 | 0.24799 | 0.0224 | 0.026235 | 2022 | 56 | 13.91 | 960 | 13133.3335 | 86.3885 | 221112 | -87.6186 | 41.4291 | 930 | 125 | 120 | 205 | 75 | N | Natural Gas | Y | N | N | 2045 | N |  | Combustion Turbine | 99 | 98.87 | 13065
55253_G_GT3 | IL | 17197 | Crete Energy Park | Crete Energy Venture LLC | 4106911 | 88709613 | 55253 | GT3 | 55253 | GT3 | 197030AAO | 0006 | 1.0097 |  | 1.5901 | 0.32065 | 0.32065 | 0.029 | 0.03388 | 2022 | 56 | 13.91 | 960 | 13133.3335 | 86.3885 | 221112 | -87.6192 | 41.4291 | 930 | 125 | 120 |  | 75 | N | Natural Gas | Y | N | N | 2045 | N |  | Combustion Turbine | 121 | 121.27 | 13065
55253_G_GT4 | IL | 17197 | Crete Energy Park | Crete Energy Venture LLC | 4106911 | 88709513 | 55253 | GT4 | 55253 | GT4 | 197030AAO | 0007 | 0.5922 |  | 0.9929 | 0.2226 | 0.2226 | 0.0194 | 0.02352 | 2022 | 56 | 13.91 | 960 | 13133.3335 | 86.3885 | 221112 | -87.6197 | 41.4291 | 930 | 125 | 120 |  | 75 | N | Natural Gas | Y | N | N | 2045 | N |  | Combustion Turbine | 84 | 83.85 | 13065
55640_G_1 | IL | 17197 | LSP University Park LLC | University Park North | 9701111 | 53540313 | 55640 | CT01 | 55640 | 1 | 197899AAC | 0001 | 0.3876 |  | 1.0034 | 0.3162 | 0.3162 | 0.0194 | 0.0714 | 2022 | 85 | 10 | 847 | 6150.0001 | 78.2727 | 221112 | -87.7531 | 41.4432 | 457 | 125 | 120 |  | 45 | N | Natural Gas | Y | N | N | 2045 | N |  | Combustion Turbine | 204 | 203.63 | 10745
55640_G_10 | IL | 17197 | LSP University Park LLC | University Park North | 9701111 | 53541213 | 55640 | CT10 | 55640 | 10 | 197899AAC | 0010 | 0.71575 |  | 1.4635 | 0.63395 | 0.63395 | 0.0405 | 0.1227 | 2022 | 85 | 10 | 847 | 6150.0001 | 78.2727 | 221112 | -87.751 | 41.4434 | 457 | 125 | 120 |  | 45 | N | Natural Gas | Y | N | N | 2045 | N |  | Combustion Turbine | 409 | 408.86 | 10745
55640_G_11 | IL | 17197 | LSP University Park LLC | University Park North | 9701111 | 53541313 | 55640 | CT11 | 55640 | 11 | 197899AAC | 0011 | 0.66255 |  | 2.0597 | 0.9465 | 0.9465 | 0.0619 | 0.1893 | 2022 | 85 | 10 | 847 | 6150.0001 | 78.2727 | 221112 | -87.7508 | 41.4434 | 457 | 125 | 120 |  | 45 | N | Natural Gas | Y | N | N | 2045 | N |  | Combustion Turbine | 631 | 630.5699 | 10745
55640_G_12 | IL | 17197 | LSP University Park LLC | University Park North | 9701111 | 53541413 | 55640 | CT12 | 55640 | 12 | 197899AAC | 0012 | 0.854 |  | 2.0004 | 1.0065 | 1.0065 | 0.0599 | 0.183 | 2022 | 85 | 10 | 847 | 6150.0001 | 78.2727 | 221112 | -87.7506 | 41.4434 | 457 | 125 | 120 |  | 45 | N | Natural Gas | Y | N | N | 2045 | N |  | Combustion Turbine | 610 | 610.4902 | 10745
55640_G_2 | IL | 17197 | LSP University Park LLC | University Park North | 9701111 | 53540413 | 55640 | CT02 | 55640 | 2 | 197899AAC | 0002 | 1.0527 |  | 2.1188 | 0.9251 | 0.9251 | 0.0622 | 0.1914 | 2022 | 85 | 10 | 847 | 6150.0001 | 78.2727 | 221112 | -87.7529 | 41.4432 | 457 | 125 | 120 |  | 45 | N | Natural Gas | Y | N | N | 2045 | N |  | Combustion Turbine | 638 | 638.3801 | 10745
55640_G_3 | IL | 17197 | LSP University Park LLC | University Park North | 9701111 | 53540513 | 55640 | CT03 | 55640 | 3 | 197899AAC | 0003 | 0.6776 |  | 2.0262 | 0.5544 | 0.5544 | 0.0304 | 0.1078 | 2022 | 85 | 10 | 847 | 6150.0001 | 78.2727 | 221112 | -87.7527 | 41.4432 | 457 | 125 | 120 |  | 45 | N | Natural Gas | Y | N | N | 2045 | N |  | Combustion Turbine | 308 | 307.5101 | 10745
55640_G_4 | IL | 17197 | LSP University Park LLC | University Park North | 9701111 | 53540613 | 55640 | CT04 | 55640 | 4 | 197899AAC | 0004 | 0.7755 |  | 2.0798 | 0.561 | 0.561 | 0.0321 | 0.1155 | 2022 | 85 | 10 | 847 | 6150.0001 | 78.2727 | 221112 | -87.7525 | 41.4432 | 457 | 125 | 120 |  | 45 | N | Natural Gas | Y | N | N | 2045 | N |  | Combustion Turbine | 330 | 329.67 | 10745
55640_G_5 | IL | 17197 | LSP University Park LLC | University Park North | 9701111 | 53540713 | 55640 | CT05 | 55640 | 5 | 197899AAC | 0005 | 0.73315 |  | 1.3072 | 0.49445 | 0.49445 | 0.0338 | 0.1023 | 2022 | 85 | 10 | 847 | 6150.0001 | 78.2727 | 221112 | -87.7522 | 41.4432 | 457 | 125 | 120 |  | 45 | N | Natural Gas | Y | N | N | 2045 | N |  | Combustion Turbine | 341 | 340.6801 | 10745
55640_G_6 | IL | 17197 | LSP University Park LLC | University Park North | 9701111 | 53540813 | 55640 | CT06 | 55640 | 6 | 197899AAC | 0006 | 0.83805 |  | 1.5219 | 0.7248 | 0.7248 | 0.0446 | 0.1359 | 2022 | 85 | 10 | 847 | 6150.0001 | 78.2727 | 221112 | -87.752 | 41.4432 | 457 | 125 | 120 |  | 45 | N | Natural Gas | Y | N | N | 2045 | N |  | Combustion Turbine | 453 | 452.4699 | 10745
55640_G_7 | IL | 17197 | LSP University Park LLC | University Park North | 9701111 | 53540913 | 55640 | CT07 | 55640 | 7 | 197899AAC | 0007 | 0.495 |  | 0.8003 | 0.363 | 0.363 | 0.0216 | 0.077 | 2022 | 85 | 10 | 847 | 6150.0001 | 78.2727 | 221112 | -87.7517 | 41.4432 | 457 | 125 | 120 |  | 45 | N | Natural Gas | Y | N | N | 2045 | N |  | Combustion Turbine | 220 | 220.17 | 10745
55640_G_8 | IL | 17197 | LSP University Park LLC | University Park North | 9701111 | 53541013 | 55640 | CT08 | 55640 | 8 | 197899AAC | 0008 | 0.91575 |  | 1.5297 | 0.67155 | 0.67155 | 0.0403 | 0.1221 | 2022 | 85 | 10 | 847 | 6150.0001 | 78.2727 | 221112 | -87.7515 | 41.4432 | 457 | 125 | 120 |  | 45 | N | Natural Gas | Y | N | N | 2045 | N |  | Combustion Turbine | 407 | 407.13 | 10745
55640_G_9 | IL | 17197 | LSP University Park LLC | University Park North | 9701111 | 53541113 | 55640 | CT09 | 55640 | 9 | 197899AAC | 0009 | 0.8412 |  | 2.6406 | 1.1216 | 1.1216 | 0.0688 | 0.2103 | 2022 | 85 | 10 | 847 | 6150.0001 | 78.2727 | 221112 | -87.7513 | 41.4434 | 457 | 125 | 120 |  | 45 | N | Natural Gas | Y | N | N | 2045 | N |  | Combustion Turbine | 701 | 700.9399 | 10745
62926_G_01 | IL | 17197 | Jackson Energy Center | Jackson Generation, LLC | 17933211 | 136222313 | 62926 | CTG-01 | 62926 | 01 | 197035ABD | 0001 | 19.8834 |  | 51.7577 | 30.6681 | 30.6681 | 5.3444 | 3.6908 | 2022 | 65 | 11.42 | 650 | 6353.0001 | 61.9986 | 221112 | -88.1107 | 41.4389 | 2050 | 125 | 120 |  | 600 | N | Natural Gas | Y | N | N | 9999 | N |  | Combined Cycle | 3688 | 4833.1992 | 6370
62926_G_02 | IL | 17197 | Jackson Energy Center | Jackson Generation, LLC | 17933211 | 136222413 | 62926 | CTG-02 | 62926 | 02 | 197035ABD | 0002 | 16.9029 |  | 48.6678 | 20.6135 | 20.6135 | 5.17 | 1.795 | 2022 | 65 | 11.42 | 650 | 6353.0001 | 61.9986 | 221112 | -88.1107 | 41.4389 | 2050 | 125 | 120 |  | 600 | N | Natural Gas | Y | N | N | 9999 | N |  | Combined Cycle | 1464 | 4723.3804 | 6370
384_B_72 | IL | 17197 | Midwest Generation LLC | Joliet 29 | 7973011 | 2981413 |  |  | 384 | 72 | 197809AAO | 0031 | 19.8432 |  | 136.6131 | 0.81934 | 0.81934 | 0.9 | 0.33069 | 2022 | 550 | 17 | 350 | 19966.667 | 87.9312 | 221112 | -88.1245 | 41.4947 | 3020 | 125 | 100 |  | 259 | N | Natural Gas | Y | N | N | 2023 | N | 384_B_72;384_B_71 | O/G Steam | 1125 |  | 11615
384_B_82 | IL | 17197 | Midwest Generation LLC | Joliet 29 | 7973011 | 2980313 |  |  | 384 | 82 | 197809AAO | 0033 | 66.0373 |  | 127.7457 | 0.6059 | 0.50104 | 0.8 | 0.12229 | 2022 | 550 | 17 | 350 | 19966.667 | 87.9312 | 221112 | -88.124 | 41.4952 | 3190 | 125 | 100 |  | 259 | N | Natural Gas | Y | N | N | 2023 | N | 384_B_81;384_B_82 | O/G Steam | 955 |  | 11615
874_B_5 | IL | 17197 | Midwest Generation LLC | Joliet 9 | 7973011 | 2982713 | 874 | 5 | 874 | 5 | 197809AAO | 0009 | 6.8726 |  | 4.8761 | 0.042545 | 0.035194 | 0.0351 | 0.45 | 2022 | 450 | 13.5 | 288 | 12583.3335 | 87.8746 | 221112 | -88.1151 | 41.4932 | 3540 | 125 | 100 |  | 314 | N | Natural Gas | Y | N | N | 2023 | N |  | O/G Steam | 891 | 883.92 | 11615
884_B_4 | IL | 17197 | Will County Generating Station |  | 8018111 | 3978313 | 884 | 4 |  |  | 197810AAK | 0016 | 223.5033 |  | 198.3538 | 30.9937 | 21.8812 | 274.3047 | 0.19517 | 2022 | 500 | 16.5 | 325 | 18205.8503 | 85.1095 | 221112 | -88.0618 | 41.6327 | 5020 | 125 | 100 |  |  |  |  | Y | N | N |  | N |  |  | 1 | 1564.75
55250_G_UPG11 | IL | 17197 | University Park Energy LLC |  | 4688511 | 60403713 | 55250 | UP11 |  |  | 197899AAB | 0011 | 0.847 |  | 7.2305 | 0.2618 | 0.2618 | 0.0222 | 0.0308 | 2022 | 46 | 9.5 | 950 | 5566.6667 | 78.5024 | 221112 | -87.7529 | 41.4399 | 272 | 125 | 120 |  |  |  |  | Y | N | N |  | N |  |  | 308 | 323.6701
55250_G_UPG7 | IL | 17197 | University Park Energy LLC |  | 4688511 | 60404313 | 55250 | UP7 |  |  | 197899AAB | 0007 | 0.9309 |  | 6.989 | 0.214 | 0.214 | 0.0154 | 0.0321 | 2022 | 46 | 9.5 | 950 | 5566.6667 | 78.5024 | 221112 | -87.7529 | 41.4404 | 272 | 125 | 120 |  |  |  |  | Y | N | N |  | N |  |  | 214 | 213.82
55250_G_UPG12 | IL | 17197 | University Park Energy LLC |  | 4688511 | 60403613 | 55250 | UP12 |  |  | 197899AAB | 0012 | 0.69695 |  | 6.5418 | 0.2367 | 0.2367 | 0.0209 | 0.0263 | 2022 | 46 | 9.5 | 950 | 5566.6667 | 78.5024 | 221112 | -87.753 | 41.4399 | 272 | 125 | 120 |  |  |  |  | Y | N | N |  | N |  |  | 263 | 270.98
55250_G_UPG8 | IL | 17197 | University Park Energy LLC |  | 4688511 | 60404413 | 55250 | UP8 |  |  | 197899AAB | 0008 | 0.7264 |  | 6.2338 | 0.21565 | 0.21565 | 0.0173 | 0.0227 | 2022 | 46 | 9.5 | 950 | 5566.6667 | 78.5024 | 221112 | -87.753 | 41.4404 | 272 | 125 | 120 |  |  |  |  | Y | N | N |  | N |  |  | 227 | 229.24
55250_G_UPG9 | IL | 17197 | University Park Energy LLC |  | 4688511 | 60404513 | 55250 | UP9 |  |  | 197899AAB | 0009 | 0.7072 |  | 5.5506 | 0.1664 | 0.1664 | 0.01 | 0.0208 | 2022 | 46 | 9.5 | 950 | 5566.6667 | 78.5024 | 221112 | -87.7529 | 41.4401 | 272 | 125 | 120 |  |  |  |  | Y | N | N |  | N |  |  | 208 | 264.0599
55250_G_UPG10 | IL | 17197 | University Park Energy LLC |  | 4688511 | 60403813 | 55250 | UP10 |  |  | 197899AAB | 0010 | 0.66 |  | 5.3336 | 0.1672 | 0.1672 | 0.0095 | 0.0264 | 2022 | 46 | 9.5 | 950 | 5566.6667 | 78.5024 | 221112 | -87.753 | 41.4401 | 272 | 125 | 120 |  |  |  |  | Y | N | N |  | N |  |  | 176 | 180.35
884_B_3 | IL | 17197 | Will County Generating Station |  | 8018111 | 3978013 | 884 | 3 |  |  | 197810AAK | 0014 | 0 |  | 0 | 0 | 0 | 0 | 0 | 2022 | 468 | 21.6 | 247 | 12819.9335 | 34.9714 | 221112 | -88.0619 | 41.6332 | 2710 | 125 | 100 |  |  |  |  | N | N | N |  | N |  |  | 1
976_B_123 | IL | 17199 | Southern Illinois Power Coop | Marion | 8164511 | 60406513 | 976 | 123 | 976 | 123 | 199856AAC | 0014 | 791.91 |  | 446.5451 | 27.5283 | 0.26397 | 2792.4616 | 26.7741 | 2022 | 194 | 10.8 | 246 | 3671.65 | 40.0635 | 221112 | -88.9523 | 37.6193 | 1400 | 125 | 100 |  | 120 | N | Bituminous | Y | N | N | 2030 | N |  | Coal Steam | 7542 | 7541.8906 | 11487
976_G_5 | IL | 17199 | Southern Illinois Power Coop | Marion | 8164511 | 60406313 | 976 | 5 | 976 | 5 |  |  | 0.7273 |  | 16.016 | 0.33791 | 0.28835 | 3.986 | 0.14474 |  | 38 | 3.4 | 603 | 680.6 | 74.9323 | 221112 | -88.9614 | 37.6197 |  | 125 | 120 |  | 70 | N | Natural Gas, Distillate Fuel Oil | Y | N | N | 2045 | N |  | Combustion Turbine |  | 738.7998 | 13433
976_G_6 | IL | 17199 | Southern Illinois Power Coop | Marion | 8164511 | 60406413 | 976 | 6 | 976 | 6 | 199856AAC | 0013 | 0.90105 |  | 9.463 | 0.37605 | 0.321 | 0.4356 | 0.18009 | 2022 | 38 | 3.4 | 603 | 680.6 | 74.9323 | 221112 | -88.9621 | 37.6196 | 969 | 125 | 120 |  | 70 | N | Natural Gas, Distillate Fuel Oil | Y | N | N | 2045 | N |  | Combustion Turbine | 900 | 902.2393 | 13434
55238_G_0001 | IL | 17201 | Rockford Energy Center | NRG Rockford I | 9698111 | 53429113 | 55238 | 0001 | 55238 | 0001 | 201030BCG | 0001 | 7.4536 |  | 5.4043 | 0.924 | 0.924 | 0.0857 | 0.5632 | 2022 | 82 | 21 | 1008 | 30466.6672 | 87.9268 | 221112 | -89.103 | 42.2407 | 1560 | 125 | 120 |  | 184.3 | N | Natural Gas | Y | N | N | 2045 | N |  | Combustion Turbine | 176 | 176.18 | 10984
55238_G_0002 | IL | 17201 | Rockford Energy Center | NRG Rockford I | 9698111 | 53429213 | 55238 | 0002 | 55238 | 0002 | 201030BCG | 0002 | 15.1848 |  | 10.6723 | 1.7649 | 1.7649 | 0.1625 | 1.1655 | 2022 | 82 | 21 | 1008 | 30466.6672 | 87.9268 | 221112 | -89.1025 | 42.2407 | 1560 | 125 | 120 |  | 181.6 | N | Natural Gas | Y | N | N | 2045 | N |  | Combustion Turbine | 333 | 333.11 | 10985
55936_G_GT3 | IL | 17201 | Rockford Energy Center | NRG Rockford II Energy Center | 9698111 | 53429313 | 55936 | U1 | 55936 | GT3 | 201030BCG | 0003 | 16.6615 |  | 17.3984 | 2.1052 | 2.1052 | 0.192 | 1.5438 | 2022 | 88 | 21 | 1008 | 30466.6672 | 87.9268 | 221112 | -89.1009 | 42.2386 | 1720 | 125 | 120 |  | 179.1 | N | Natural Gas | Y | N | N | 2045 | N |  | Combustion Turbine | 401 | 400.5701 | 10745
55502_G_1100 | IN | 18029 | Lawrenceberg Power LLC | Lawrenceburg Power, LLC | 10715711 | 58635713 | 55502 | 1 | 55502 | 1100 | 00033 | 001 | 18.49 | 12.07 | 76.989 | 25.86 | 24.39 | 4.6835 | 1.4 | 2022 | 195 | 18 | 177 | 17570.8836 | 69 | 221112 | -84.8666 | 39.0908 | 2250 | 125 | 140 | 139 | 166 | N | Natural Gas | Y | N | N | 9999 | N | 55502_G_1100;55502_G_0100 | Combined Cycle |  | 7995.0605 | 7098
55502_G_1200 | IN | 18029 | Lawrenceberg Power LLC | Lawrenceburg Power, LLC | 10715711 | 58635813 | 55502 | 2 | 55502 | 1200 | 00033 | 002 | 8.5 | 13.89 | 70.469 | 22.23 | 20.72 | 4.7165 | 1.42 | 2022 | 195 | 18 | 177 | 17570.8836 | 69 | 221112 | -84.8666 | 39.0908 | 2250 | 125 | 140 |  | 171 | N | Natural Gas | Y | N | N | 9999 | N |  | Combined Cycle |  | 8112.7896 | 7098
55502_G_2100 | IN | 18029 | Lawrenceberg Power LLC | Lawrenceburg Power, LLC | 10715711 | 58635913 | 55502 | 3 | 55502 | 2100 | 00033 | 003 | 25.54 | 17.95 | 72.517 | 18.76 | 17.24 | 4.7279 | 1.44 | 2022 | 195 | 18 | 177 | 17570.8836 | 69 | 221112 | -84.8666 | 39.0908 | 2250 | 125 | 140 |  | 166 | N | Natural Gas | Y | N | N | 9999 | N | 55502_G_2100;55502_G_0200 | Combined Cycle |  | 8210.8896 | 7098
55502_G_2200 | IN | 18029 | Lawrenceberg Power LLC | Lawrenceburg Power, LLC | 10715711 | 58636013 | 55502 | 4 | 55502 | 2200 | 00033 | 004 | 12.57 | 13.88 | 72.0592 | 19.3 | 17.74 | 4.7337 | 1.47 | 2022 | 195 | 18 | 177 | 17570.8836 | 69 | 221112 | -84.8666 | 39.0908 | 2250 | 125 | 140 | 139 | 171 | N | Natural Gas | Y | N | N | 9999 | N |  | Combined Cycle |  | 8352.75 | 7098
6113_B_1 | IN | 18051 | Duke Energy Indiana LLC - Gibson Genera | Gibson | 7363111 | 10573513 | 6113 | 1 | 6113 | 1 | 00013 | 001 | 224.8537 | 0.49179 | 1047.1073 | 271.8583 | 260.8127 | 722.2716 | 26.8627 | 2022 | 620 | 25 | 130 | 34361.1673 | 70 | 221112 | -87.7658 | 38.3703 | 6500 | 125 | 100 |  | 630 | N | Bituminous | Y | N | N | 2035 | N |  | Coal Steam |  | 5452.3706 | 10394
6113_B_2 | IN | 18051 | Duke Energy Indiana LLC - Gibson Genera | Gibson | 7363111 | 10573413 | 6113 | 2 | 6113 | 2 | 00013 | 002 | 224.7486 | 0.50118 | 1101.8719 | 259.8229 | 252.1167 | 910.9897 | 26.8453 | 2022 | 620 | 25 | 130 | 34361.1673 | 70 | 221112 | -87.7658 | 38.3703 | 6800 | 125 | 100 |  | 630 | N | Bituminous | Y | N | N | 2035 | N |  | Coal Steam |  | 4989.8599 | 10508
6113_B_3 | IN | 18051 | Duke Energy Indiana LLC - Gibson Genera | Gibson | 7363111 | 10574013 | 6113 | 3 | 6113 | 3 | 00013 | 003 | 199.147 | 0.42671 | 755.6941 | 271.1262 | 252.813 | 719.1999 | 23.7961 | 2022 | 620 | 25 | 130 | 36324.6673 | 74 | 221112 | -87.7681 | 38.3712 | 7300 | 125 | 100 |  | 630 | N | Bituminous | Y | N | N | 2029 | N |  | Coal Steam |  | 4941.6104 | 10586
6113_B_4 | IN | 18051 | Duke Energy Indiana LLC - Gibson Genera | Gibson | 7363111 | 10574213 | 6113 | 4 | 6113 | 4 | 00013 | 004 | 247.1343 | 0.44874 | 963.1976 | 300.9068 | 288.3057 | 2002.2893 | 29.5708 | 2022 | 500 | 23.5 | 130 | 30361.5339 | 70 | 221112 | -87.7681 | 38.3721 | 7100 | 125 | 100 |  | 622 | N | Bituminous | Y | N | N | 2029 | N |  | Coal Steam |  | 5665.6606 | 10404
6113_B_5 | IN | 18051 | Duke Energy Indiana LLC - Gibson Genera | Gibson | 7363111 | 10573613 | 6113 | 5 | 6113 | 5 | 00013 | 005 | 279.39 | 0.65768 | 1182.2832 | 381.5558 | 355.4434 | 2785.9655 | 33.3546 | 2022 | 500 | 23.5 | 145 | 30450.0006 | 70 | 221112 | -87.7681 | 38.3721 | 6700 | 125 | 100 |  | 620 | N | Bituminous | Y | N | N | 2026 | N |  | Coal Steam |  | 6333.4097 | 10559
55148_G_1 | IN | 18055 | Worthington Generating Station | Worthington Generation LLC | 4560611 | 28032513 | 55148 | 1 | 55148 | 1 |  |  | 10.4326 | 0.40912 | 10.232 | 0.85659 | 0.85659 | 0.066 | 0.65204 |  | 45 | 9 | 821 | 9350.0001 | 147 | 221122 | -87.0128 | 39.0717 |  | 125 | 120 |  | 41.5 | N | Natural Gas | Y | N | N | 9999 | N |  | Combustion Turbine |  | 687.58 | 11168
55148_G_2 | IN | 18055 | Worthington Generating Station | Worthington Generation LLC | 4560611 | 28032213 | 55148 | 2 | 55148 | 2 | 00034 | 002 | 9.1759 | 0.35984 | 8.0093 | 0.75341 | 0.75341 | 0.0499 | 0.57349 | 2020 | 45 | 9 | 821 | 9350.0001 | 147 | 221122 | -87.0128 | 39.0717 | 460 | 125 | 120 |  | 41.5 | N | Natural Gas | Y | N | N | 9999 | N |  | Combustion Turbine |  | 521.3902 | 11170
55148_G_3 | IN | 18055 | Worthington Generating Station | Worthington Generation LLC | 4560611 | 28032313 | 55148 | 3 | 55148 | 3 | 00034 | 003 | 10.4856 | 0.4112 | 7.3076 | 0.86095 | 0.86095 | 0.0485 | 0.65535 | 2022 | 45 | 9 | 821 | 9350.0001 | 147 | 221122 | -87.0128 | 39.0717 | 460 | 125 | 120 |  | 41.5 | N | Natural Gas | Y | N | N | 9999 | N |  | Combustion Turbine |  | 504.4402 | 11172
55148_G_4 | IN | 18055 | Worthington Generating Station | Worthington Generation LLC | 4560611 | 28032413 | 55148 | 4 | 55148 | 4 | 00034 | 004 | 9.5105 | 0.37296 | 9.5511 | 0.78089 | 0.78089 | 0.0635 | 0.5944 | 2020 | 45 | 9 | 821 | 9350.0001 | 147 | 221122 | -87.0128 | 39.0717 | 460 | 125 | 120 |  | 41.5 | N | Natural Gas | Y | N | N | 9999 | N |  | Combustion Turbine |  | 663.4802 | 11173
1007_G_3 | IN | 18057 | Duke Energy Indiana LLC - Noblesville G | Noblesville | 4561111 | 91185813 | 1007 | CT3 | 1007 | 3 | 00004 | 008 | 1.1 | 15.9943 | 40.9024 | 11.776 | 11.776 | 1.1544 | 3.691 | 2022 | 175 | 13 | 241 | 5396.0001 | 40.7 | 221112 | -85.9707 | 40.0959 | 834 | 125 | 120 | 65 | 60 | N | Natural Gas | Y | N | N | 9999 | N |  | Combined Cycle |  | 5977.5 | 8877
1007_G_4 | IN | 18057 | Duke Energy Indiana LLC - Noblesville G | Noblesville | 4561111 | 91185913 | 1007 | CT4 | 1007 | 4 | 00004 | 009 | 2 | 16.3251 | 65.8643 | 12.0195 | 12.0195 | 1.1734 | 3.7673 | 2022 | 175 | 13 | 241 | 5396.0001 | 40.7 | 221112 | -85.9707 | 40.0959 | 834 | 125 | 120 | 65 | 60 | N | Natural Gas | Y | N | N | 9999 | N |  | Combined Cycle |  | 6020.54 | 8877
1007_G_5 | IN | 18057 | Duke Energy Indiana LLC - Noblesville G | Noblesville | 4561111 | 91186013 | 1007 | CT5 | 1007 | 5 | 00004 | 010 | 3.2 | 16.7917 | 43.2089 | 12.3631 | 12.3631 | 1.2067 | 3.875 | 2022 | 175 | 13 | 241 | 5396.0001 | 40.7 | 221112 | -85.9707 | 40.0959 | 834 | 125 | 120 |  | 59 | N | Natural Gas | Y | N | N | 9999 | N |  | Combined Cycle |  | 6194.4785 | 8877
7763_G_1 | IN | 18065 | Duke Energy Indiana LLC - Henry County | Henry County | 4664211 | 27969513 | 7763 | 1 | 7763 | 1 | 00032 | 001 | 27.8 | 1.0024 | 29.4594 | 2.0989 | 2.0989 | 0.1799 | 2.5688 | 2022 | 90 | 9 | 840 | 8800.0001 | 138.3 | 221112 | -85.5039 | 39.9527 | 450 | 125 | 120 |  | 40 | N | Natural Gas | Y | N | N | 9999 | N |  | Combustion Turbine |  | 1854.0614 | 11037
7763_G_2 | IN | 18065 | Duke Energy Indiana LLC - Henry County | Henry County | 4664211 | 27969613 | 7763 | 2 | 7763 | 2 | 00032 | 002 | 27.2 | 0.97937 | 30.6107 | 2.0506 | 2.0506 | 0.1725 | 2.6321 | 2022 | 90 | 9 | 840 | 8800.0001 | 138.3 | 221112 | -85.5039 | 39.9527 | 450 | 125 | 120 |  | 43 | N | Natural Gas | Y | N | N | 9999 | N |  | Combustion Turbine |  | 1775.6815 | 11037
7763_G_3 | IN | 18065 | Duke Energy Indiana LLC - Henry County | Henry County | 4664211 | 27969413 | 7763 | 3 | 7763 | 3 | 00032 | 003 | 22.8 | 1.0882 | 31.7595 | 2.2784 | 2.2784 | 0.1909 | 2.9245 | 2022 | 90 | 9 | 840 | 8800.0001 | 138.3 | 221112 | -85.5039 | 39.9527 | 450 | 125 | 120 |  | 43 | N | Natural Gas | Y | N | N | 9999 | N |  | Combustion Turbine |  | 1965.9918 | 11037
6085_G_16A | IN | 18073 | Northern Indiana Public Service Company LLC - RM Schahfer Generating Station | R M Schahfer | 7957011 | 3009713 | 6085 | 16A | 6085 | 16A | 00008 | 003 | 1.7866 |  | 0.5035 | 0.1438 | 0.1438 | 0.0015 | 0.045755 | 2022 | 50 | 23.9 | 1007 | 4205 | 9.4 | 221112 | -87.0239 | 41.2175 | 1450 | 125 | 120 |  | 78 | N | Natural Gas | Y | N | N | 9999 | N |  | Combustion Turbine |  | 11.9 | 16270
6085_G_16B | IN | 18073 | Northern Indiana Public Service Company LLC - RM Schahfer Generating Station | R M Schahfer | 7957011 | 3009813 | 6085 | 16B | 6085 | 16B | 00008 | 004 | 13.1346 |  | 39.7995 | 1.0572 | 1.0572 | 0.1061 | 0.33637 | 2022 | 50 | 23.9 | 1007 | 4205 | 9.4 | 221112 | -87.0239 | 41.2175 | 1450 | 125 | 120 |  | 77 | N | Natural Gas | Y | N | N | 9999 | N |  | Combustion Turbine |  | 369.6601 | 16270
6085_B_18 | IN | 18073 | Northern Indiana Public Service Company LLC - RM Schahfer Generating Station |  | 7957011 | 3009913 | 6085 | 18 |  |  | 00008 | 006 | 143.2553 |  | 1169.0555 | 155.2675 | 147.1195 | 237.9253 | 17.2108 | 2022 | 500 | 22.5 | 131 | 20879.967 | 52.51 | 221112 | -87.0262 | 41.2164 | 4950 | 125 | 100 |  |  |  |  | Y | N | N |  | N |  |  |  | 5662.0601
6085_B_17 | IN | 18073 | Northern Indiana Public Service Company LLC - RM Schahfer Generating Station |  | 7957011 | 3010013 | 6085 | 17 |  |  | 00008 | 005 | 141.4439 |  | 1086.3505 | 144.1004 | 138.7144 | 317.5767 | 16.9789 | 2022 | 500 | 22.5 | 130 | 21445.2004 | 53.94 | 221112 | -87.0239 | 41.2175 | 4950 | 125 | 100 |  |  |  |  | Y | N | N |  | N |  |  |  | 5570.9302
983_B_1 | IN | 18077 | Indiana-Kentucky Electric Corporation - | Clifty Creek | 7744211 | 1875813 | 983 | 1 | 983 | 1 | 00001 | 001 | 104.267 | 0.16782 | 333.7445 | 28.4882 | 25.9877 | 408.3523 | 8.3288 | 2022 | 982 | 31.17 | 133 | 37788.034 | 50.76 | 221112 | -85.4192 | 38.7383 | 2800 | 125 | 100 | 204 | 196 | N | Bituminous, Subbituminous | Y | N | N | 9999 | N |  | Coal Steam |  | 5113.7896 | 10819
983_B_2 | IN | 18077 | Indiana-Kentucky Electric Corporation - | Clifty Creek | 7744211 | 1875913 | 983 | 2 | 983 | 2 | 00001 | 002 | 148.1756 | 0.21744 | 643.1121 | 38.0366 | 35.5361 | 584.0441 | 11.8415 | 2022 | 982 | 31.17 | 133 | 37788.034 | 50.76 | 221112 | -85.4192 | 38.7383 | 2800 | 125 | 100 |  | 196 | N | Bituminous, Subbituminous | Y | N | N | 9999 | N |  | Coal Steam |  | 7209.0894 | 10723
983_B_3 | IN | 18077 | Indiana-Kentucky Electric Corporation - | Clifty Creek | 7744211 | 1876213 | 983 | 3 | 983 | 3 | 00001 | 003 | 122.2686 | 0.18816 | 560.7138 | 30.9028 | 29.0023 | 493.6537 | 9.7689 | 2022 | 982 | 31.17 | 133 | 37788.034 | 50.76 | 221112 | -85.4192 | 38.7383 | 2800 | 125 | 100 |  | 196 | N | Bituminous, Subbituminous | Y | N | N | 9999 | N |  | Coal Steam |  | 6246.541 | 10846
983_B_4 | IN | 18077 | Indiana-Kentucky Electric Corporation - | Clifty Creek | 7744211 | 1876113 | 983 | 4 | 983 | 4 | 00001 | 004 | 122.9536 | 0.18894 | 950.2882 | 32.7518 | 30.1513 | 737.8881 | 9.8237 | 2022 | 982 | 31.17 | 133 | 38714.6007 | 50.76 | 221112 | -85.4192 | 38.7383 | 2800 | 125 | 100 |  | 196 | N | Bituminous, Subbituminous | Y | N | N | 9999 | N |  | Coal Steam |  | 6392.7378 | 10734
983_B_5 | IN | 18077 | Indiana-Kentucky Electric Corporation - | Clifty Creek | 7744211 | 1876313 | 983 | 5 | 983 | 5 | 00001 | 005 | 154.5591 | 0.22465 | 1194.8965 | 39.5248 | 37.0243 | 890.8754 | 12.3521 | 2022 | 982 | 31.17 | 133 | 38714.6007 | 50.76 | 221112 | -85.4192 | 38.7383 | 2800 | 125 | 100 |  | 196 | N | Bituminous, Subbituminous | Y | N | N | 9999 | N |  | Coal Steam |  | 7749.9595 | 10727
983_B_6 | IN | 18077 | Indiana-Kentucky Electric Corporation - | Clifty Creek | 7744211 | 1876413 | 983 | 6 | 983 | 6 | 00001 | 006 | 63.3428 | 0.12158 | 862.4192 | 16.9887 | 15.5882 | 390.0862 | 5.0548 | 2022 | 982 | 31.17 | 133 | 38714.6007 | 50.76 | 221112 | -85.4192 | 38.7383 | 2800 | 125 | 100 | 204 | 196 | N | Bituminous, Subbituminous | Y | N | N | 9999 | N |  | Coal Steam |  | 3420.77 | 10694
1004_G_CT1 | IN | 18083 | Duke Energy Indiana LLC Edwardsport Gen | Edwardsport | 4478911 | 28309713 | 1004 | CTG1 | 1004 | CT1 | 00003 | 002 | 34.29 | 7.1421 | 411.2277 | 36.1979 | 36.1979 | 25.8652 | 4.1331 | 2022 | 175 | 18.5 | 264 | 15860.6836 | 59.055 | 221112 | -87.2476 | 38.806 | 3200 | 125 | 140 |  | 174.9 | N | Bituminous | Y | N | N | 9999 | N | 1004_G_ST;1004_G_CT1 | IGCC |  | 8211.9902 | 11371
1004_G_CT2 | IN | 18083 | Duke Energy Indiana LLC Edwardsport Gen | Edwardsport | 4478911 | 28309813 | 1004 | CTG2 | 1004 | CT2 | 00003 | 003 | 14.32 | 11.4063 | 415.2412 | 35.2248 | 35.2248 | 30.7061 | 3.9456 | 2022 | 175 | 18.5 | 264 | 15860.6836 | 59.055 | 221112 | -87.2476 | 38.806 | 3200 | 125 | 140 |  | 174.9 | N | Bituminous | Y | N | N | 9999 | N |  | IGCC |  | 8149.1089 | 11371
55224_G_CTG1 | IN | 18083 | Duke Energy Indiana LLC. - Wheatland Ge | Wheatland Generating Facility | 4479311 | 28308213 | 55224 | EU-01 | 55224 | CTG1 | 00041 | 001 | 20.16 | 21.0757 | 21.0269 | 26.8195 | 26.8195 | 0.0629 | 5.0026 | 2020 | 55 | 16.56 | 1003 | 32240.0506 | 149.7 | 221112 | -87.2931 | 38.6716 | 1600 | 125 | 120 |  | 111 | N | Natural Gas | Y | N | N | 9999 | N |  | Combustion Turbine |  | 196.27 | 13727
55224_G_CTG2 | IN | 18083 | Duke Energy Indiana LLC. - Wheatland Ge | Wheatland Generating Facility | 4479311 | 28308313 | 55224 | EU-02 | 55224 | CTG2 | 00041 | 002 | 4.75 | 22.3715 | 14.5615 | 28.4683 | 28.4683 | 0.0471 | 5.3102 | 2020 | 55 | 16.56 | 1003 | 32240.0506 | 149.7 | 221112 | -87.2931 | 38.6716 | 1600 | 125 | 120 |  | 114 | N | Natural Gas | Y | N | N | 9999 | N |  | Combustion Turbine |  | 137.06 | 13721
55224_G_CTG3 | IN | 18083 | Duke Energy Indiana LLC. - Wheatland Ge | Wheatland Generating Facility | 4479311 | 28308013 | 55224 | EU-03 | 55224 | CTG3 | 00041 | 003 | 9.28 | 7.6385 | 23.5769 | 27.6417 | 27.6417 | 0.0675 | 5.156 | 2022 | 55 | 16.56 | 1003 | 32240.0506 | 149.7 | 221112 | -87.2931 | 38.6716 | 1600 | 125 | 120 |  | 108 | N | Natural Gas | Y | N | N | 9999 | N |  | Combustion Turbine |  | 206.15 | 13721
55224_G_CTG4 | IN | 18083 | Duke Energy Indiana LLC. - Wheatland Ge | Wheatland Generating Facility | 4479311 | 28308113 | 55224 | EU-04 | 55224 | CTG4 |  |  | 6.07 | 21.7256 | 16.199 | 27.6464 | 27.6464 | 0.0599 | 5.1568 |  | 55 | 16.56 | 1003 | 32240.0506 | 149.7 | 221112 | -87.2931 | 38.6716 |  | 125 | 120 |  | 111 | N | Natural Gas | Y | N | N | 9999 | N |  | Combustion Turbine |  | 182.97 | 13727
10397_B_6HPB | IN | 18089 | Cleveland-Cliffs Steel LLC | Indiana Harbor West | 3986611 | 32566913 |  |  | 10397 | 6HPB | 00318 | 022 | 37.9586 | 1.446 | 126.5286 | 3.4343 | 3.4343 | 0.27113 | 2.4854 | 2022 | 150 | 9.5 | 770 | 7076.0168 | 99.83 | 331110 | -87.4592 | 41.6512 | 454 | 138 | 100 |  | 11.1 | Y | Fossil Waste | N | Y | N | 9999 | N |  | Fossil Waste |  |  | 5172
10397_B_7HPB | IN | 18089 | Cleveland-Cliffs Steel LLC | Indiana Harbor West | 3986611 | 32566813 |  |  | 10397 | 7HPB | 00318 | 023 | 73.7307 | 2.1511 | 189.4211 | 12.4302 | 12.4302 | 20.187 | 4.7278 | 2022 | 150 | 9.5 | 770 | 7076.0168 | 99.83 | 331110 | -87.4592 | 41.6512 | 454 | 138 | 100 |  | 11.1 | Y | Fossil Waste | N | Y | N | 9999 | N |  | Fossil Waste |  |  | 5172
10397_B_8HPB | IN | 18089 | Cleveland-Cliffs Steel LLC | Indiana Harbor West | 3986611 | 32566313 |  |  | 10397 | 8HPB | 00318 | 024 | 133.0839 | 3.0477 | 270.3531 | 28.5099 | 28.5099 | 61.4029 | 8.4069 | 2022 | 150 | 11.5 | 780 | 13508.7669 | 130.06 | 331110 | -87.4592 | 41.6512 | 1090 | 138 | 100 |  | 24 | Y | Fossil Waste | N | Y | N | 9999 | N |  | Fossil Waste |  |  | 5172
55259_G_CT1 | IN | 18089 | Whiting Clean Energy Inc | Whiting Clean Energy | 3988511 | 32560413 | 55259 | CT1 | 55259 | CT1 | 00449 | 001 | 53.3 | 5.9 | 45.3873 | 51.8215 | 50.8215 | 3.3355 | 12.7279 | 2022 | 145 | 16.5 | 190 | 16303.8003 | 76.2 | 221112 | -87.4775 | 41.6739 | 2990 | 125 | 999 |  | 150 | Y | Natural Gas | Y | N | N | 9999 | N |  | Combined Cycle |  | 6886.6304 | 7985
55259_G_CT2 | IN | 18089 | Whiting Clean Energy Inc | Whiting Clean Energy | 3988511 | 32560513 | 55259 | CT2 | 55259 | CT2 | 00449 | 002 | 47.6 | 6.6 | 50.9918 | 79.8402 | 73.9605 | 3.8064 | 17.5653 | 2022 | 145 | 16.5 | 190 | 16320.4669 | 76.3 | 221112 | -87.4775 | 41.6739 | 2990 | 125 | 999 |  | 150 | Y | Natural Gas | Y | N | N | 9999 | N |  | Combined Cycle |  | 7750.7402 | 7985
997_B_12 | IN | 18091 | Northern Indiana Public Service Company LLC - Michigan City Generating Station |  | 8011511 | 4010013 | 997 | 12 |  |  | 00021 | 007 | 188.6562 | 1.0962 | 714.9491 | 154.1281 | 146.4591 | 684.0602 | 40.4112 | 2022 | 505 | 20.92 | 280 | 26727.7838 | 77.76 | 221112 | -86.9086 | 41.7208 | 5200 | 125 | 100 |  |  |  |  | Y | N | N |  | N |  |  |  | 4511.5498
7948_G_1 | IN | 18093 | Lawrence Generating Station | Lawrence County Station | 10714911 | 58598713 | 7948 | 1 | 7948 | 1 | 00028 | 001 | 3.4615 | 0.184 | 4.918 | 0.38525 | 0.38525 | 0.0353 | 0.12075 | 2020 | 45 | 9 | 841 | 9350.0001 | 147 | 221112 | -86.4506 | 38.8008 | 460 | 125 | 120 |  | 43.8 | N | Natural Gas | Y | N | N | 9999 | N |  | Combustion Turbine |  | 378.28 | 11069
7948_G_2 | IN | 18093 | Lawrence Generating Station | Lawrence County Station | 10714911 | 58598813 | 7948 | 2 | 7948 | 2 | 00028 | 002 | 3.2478 | 0.17264 | 4.1582 | 0.36146 | 0.36146 | 0.0346 | 0.1133 | 2022 | 45 | 9 | 841 | 9350.0001 | 147 | 221112 | -86.4506 | 38.8008 | 460 | 125 | 120 |  | 43.8 | N | Natural Gas | Y | N | N | 9999 | N |  | Combustion Turbine |  | 368.2899 | 11073
7948_G_3 | IN | 18093 | Lawrence Generating Station | Lawrence County Station | 10714911 | 58598913 | 7948 | 3 | 7948 | 3 | 00028 | 003 | 2.8896 | 0.1536 | 4.9537 | 0.3216 | 0.3216 | 0.033 | 0.1008 | 2020 | 45 | 9 | 841 | 9350.0001 | 147 | 221112 | -86.4506 | 38.8008 | 460 | 125 | 120 |  | 43.8 | N | Natural Gas | Y | N | N | 9999 | N |  | Combustion Turbine |  | 351.9099 | 11070
7948_G_4 | IN | 18093 | Lawrence Generating Station | Lawrence County Station | 10714911 | 58599013 | 7948 | 4 | 7948 | 4 | 00028 | 004 | 3.1033 | 0.16496 | 4.8801 | 0.34538 | 0.34538 | 0.0335 | 0.10825 | 2020 | 45 | 9 | 841 | 9350.0001 | 147 | 221112 | -86.4506 | 38.8008 | 460 | 125 | 120 |  | 43.8 | N | Natural Gas | Y | N | N | 9999 | N |  | Combustion Turbine |  | 355.05 | 11070
7948_G_5 | IN | 18093 | Lawrence Generating Station | Lawrence County Station | 10714911 | 58599113 | 7948 | 5 | 7948 | 5 | 00028 | 005 | 3.0642 | 0.16288 | 4.2766 | 0.34103 | 0.34103 | 0.0326 | 0.10689 | 2020 | 45 | 9 | 841 | 9350.0001 | 147 | 221112 | -86.4506 | 38.8008 | 460 | 125 | 120 |  | 43.8 | N | Natural Gas | Y | N | N | 9999 | N |  | Combustion Turbine |  | 344.38 | 11070
7948_G_6 | IN | 18093 | Lawrence Generating Station | Lawrence County Station | 10714911 | 58599213 | 7948 | 6 | 7948 | 6 | 00028 | 006 | 2.8866 | 0.15344 | 4.7769 | 0.32127 | 0.32127 | 0.0318 | 0.1007 | 2022 | 45 | 9 | 841 | 9350.0001 | 147 | 221112 | -86.4506 | 38.8008 | 460 | 125 | 120 |  | 43.8 | N | Natural Gas | Y | N | N | 9999 | N |  | Combustion Turbine |  | 334.92 | 11067
7336_G_ACT3 | IN | 18095 | Indiana Municipal Power Agency Anderson | Anderson | 7956711 | 3011413 |  |  | 7336 | ACT3 | 00051 | 001 | 1.4033 | 0.66492 | 3.967 | 0.31066 | 0.31066 | 0.084458 | 0.067478 | 2021 | 34 | 14 | 990 | 11068.1502 | 71.9 | 221112 | -85.7391 | 40.0529 | 560 | 125 | 999 |  | 72 | N | Natural Gas, Distillate Fuel Oil | Y | N | N | 9999 | N | 7336_G_ACT3;7336_G_ACT1;7336_G_ACT2 | Combustion Turbine |  |  | 12613
990_B_70 | IN | 18097 | IPL - Harding Street Station | Harding Street | 7255211 | 91188813 | 990 | 70 | 990 | 70 | 00033 | Unit 7 | 17.4793 | 6.6405 | 291.345 | 22.3228 | 22.3228 | 1.8036 | 9.251 | 2022 | 565 | 20 | 133 | 25052.7838 | 79.75 | 221112 | -86.1975 | 39.7119 | 4120 | 125 | 100 |  | 418 | N | Natural Gas | Y | N | N | 9999 | N |  | O/G Steam |  | 2941.0996 | 10744
992_B_11 | IN | 18097 | Citizens Thermal | CC Perry K | 4885311 | 100805313 | 992 | 11 | 992 | 11 | 00034 | 11 | 1.92 | 1.3368 | 116.014 | 3.0017 | 3.0017 | 0.25064 | 4.416 | 2022 | 272 | 15.2 | 420 | 3166.6667 | 17.45 | 22133 | -86.1665 | 39.7629 | 382 | 125 | 100 |  | 2.1 | Y | Natural Gas | Y | N | N | 9999 | N |  | O/G Steam |  | 5300.0293 | 8300
992_B_12 | IN | 18097 | Citizens Thermal | CC Perry K | 4885311 | 100805413 | 992 | 12 | 992 | 12 | 00034 | 12 | 57.8617 | 2.2043 | 87.6192 | 5.2351 | 5.2351 | 0.4133 | 3.7886 | 2022 | 272 | 15.23 | 375 | 2833.3333 | 15.5 | 22133 | -86.1665 | 39.7629 | 382 | 125 | 100 |  | 2.1 | Y | Natural Gas | Y | N | N | 9999 | N |  | O/G Steam |  | 6954.2993 | 8300
992_B_13 | IN | 18097 | Citizens Thermal | CC Perry K | 4885311 | 100805513 | 992 | 13 | 992 | 13 | 00034 | 13 | 2.368 | 0.76381 | 50.1231 | 1.7145 | 1.7145 | 0.14321 | 2.522 | 2022 | 272 | 15.23 | 375 | 2833.3333 | 15.5 | 22133 | -86.1665 | 39.7629 | 394 | 125 | 100 |  | 0.38 | N | Natural Gas | Y | N | N | 9999 | N |  | O/G Steam |  | 2965.05 | 14500
992_B_14 | IN | 18097 | Citizens Thermal | CC Perry K | 4885311 | 100805613 | 992 | 14 | 992 | 14 |  |  | 6.31 | 0.74032 | 67.5189 | 1.6616 | 1.6616 | 0.13881 | 2.44 |  | 272 | 15.2 | 420 | 3166.6667 | 17.45 | 22133 | -86.1665 | 39.7629 |  | 125 | 100 |  | 0.38 | N | Natural Gas | Y | N | N | 9999 | N |  | O/G Steam |  | 2822.6506 | 14500
992_B_16 | IN | 18097 | Citizens Thermal | CC Perry K | 4885311 | 100805813 | 992 | 16 | 992 | 16 | 00034 | 16 | 4.746 | 0.1808 | 6.0398 | 0.4294 | 0.4294 | 0.0339 | 0.31075 | 2022 | 272 | 14.5 | 560 | 2500 | 15.1 | 22133 | -86.1665 | 39.7629 | 340 | 125 | 100 |  | 0.38 | N | Natural Gas | Y | N | N | 9999 | N |  | O/G Steam |  | 878.59 | 14500
992_B_17 | IN | 18097 | Citizens Thermal | CC Perry K | 4885311 | 100805913 |  |  | 992 | 17 | 00034 | 17 | 4.3751 | 0.16671 | 7.2929 | 0.39597 | 0.39592 | 0.031248 | 0.28645 | 2022 | 272 | 14.5 | 560 | 2500 | 15.1 | 22133 | -86.1665 | 39.7629 | 0.01 | 125 | 999 |  | 0.38 | N | Natural Gas | N | N | N | 9999 | N |  | O/G Steam |  |  | 14500
992_B_18 | IN | 18097 | Citizens Thermal | CC Perry K | 4885311 | 100806013 |  |  | 992 | 18 | 00034 | 18 | 5.1983 | 0.19808 | 8.6651 | 0.47047 | 0.47041 | 0.037128 | 0.34036 | 2022 | 272 | 14.5 | 560 | 2500 | 15.1 | 22133 | -86.1665 | 39.7629 |  | 125 | 999 |  | 0.38 | N | Natural Gas | N | N | N | 9999 | N |  | O/G Steam |  |  | 14500
50647_G_GEN1 | IN | 18097 | COVANTA INDIANAPOLIS INC | Covanta Indianapolis Energy | 7744611 | 1875013 |  |  | 50647 | GEN1 | 00123 | 001 | 22.6922 | 0.00656 | 307.924 | 30.0204 | 18.746 | 54.8012 | 0.011275 | 2022 | 275 | 8 | 305 | 3221.5833 | 64.1 | 562213 | -86.1895 | 39.7342 | 314 | 103 | 270 |  | 5 | Y | MSW | N | Y | N | 9999 | N |  | Municipal Solid Waste |  |  | 7014
7759_G_GT1 | IN | 18097 | Georgetown Substation Generating Plant | Georgetown | 5544111 | 100832913 | 7759 | GT1 | 7759 | GT1 | 00352 | GT1 | 9.9802 |  | 14.0083 | 3.8066 | 3.8066 | 0.3615 | 1.1931 | 2022 | 56 | 14.8 | 1063 | 8726.9168 | 50.7 | 221112 | -86.2439 | 39.9022 | 1100 | 125 | 999 | 205 | 79 | N | Natural Gas | Y | N | N | 9999 | N |  | Combustion Turbine |  | 1475.0306 | 13177
7759_G_GT2 | IN | 18097 | Georgetown Substation Generating Plant | Georgetown | 5544111 | 100833013 | 7759 | GT2 | 7759 | GT2 | 00352 | GT2 | 0.58836 |  | 5.2459 | 1.2717 | 1.2717 | 0.1226 | 0.39858 | 2022 | 56 | 14.8 | 1063 | 8726.9168 | 50.7 | 221112 | -86.2439 | 39.9022 | 1100 | 125 | 999 |  | 79 | N | Natural Gas | Y | N | N | 9999 | N |  | Combustion Turbine |  | 510.9199 | 13177
7759_G_GT3 | IN | 18097 | Georgetown Substation Generating Plant | Georgetown | 5544111 | 100833113 | 7759 | GT3 | 7759 | GT3 | 00352 | GT3 | 0.50542 |  | 4.85 | 1.0924 | 1.0924 | 0.1016 | 0.34239 | 2022 | 56 | 14.8 | 1063 | 8726.9168 | 50.7 | 221112 | -86.2439 | 39.9022 | 1100 | 125 | 999 |  | 79.2 | N | Natural Gas | Y | N | N | 9999 | N |  | Combustion Turbine |  | 439.6899 | 13177
7759_G_GT4 | IN | 18097 | Georgetown Substation Generating Plant | Georgetown | 5544111 | 100833213 | 7759 | GT4 | 7759 | GT4 | 00352 | GT4 | 16.1806 |  | 15.2667 | 3.8858 | 3.8858 | 0.3818 | 1.2179 | 2022 | 56 | 14.8 | 1063 | 8726.9168 | 50.7 | 221112 | -86.2439 | 39.9022 | 1150 | 125 | 999 |  | 79.2 | N | Natural Gas | Y | N | N | 9999 | N |  | Combustion Turbine |  | 1471.0107 | 13177
990_G_GT1 | IN | 18097 | IPL - Harding Street Station | Harding Street | 7255211 | 91608213 |  |  | 990 | GT1 | 00033 | GT1 | 0.0065112 |  | 1.7318 | 0.022286 | 0.02186 | 0.039746 | 0.0008517 | 2022 | 32 | 12.5 | 965 | 2876.8167 | 23.5 | 221112 | -86.1975 | 39.7119 | 299 | 125 | 120 |  | 19.1 | N | Distillate Fuel Oil | N | N | N | 9999 | N |  | Combustion Turbine |  |  | 11798
990_G_GT2 | IN | 18097 | IPL - Harding Street Station | Harding Street | 7255211 | 91608313 |  |  | 990 | GT2 | 00033 | GT2 | 0.005298 |  | 1.4091 | 0.018134 | 0.017787 | 0.03234 | 0.000693 | 2022 | 31 | 12.5 | 965 | 2876.8167 | 23.5 | 221112 | -86.1975 | 39.7119 | 299 | 125 | 120 |  | 17.9 | N | Distillate Fuel Oil | N | N | N | 9999 | N |  | Combustion Turbine |  |  | 11798
990_G_GT4 | IN | 18097 | IPL - Harding Street Station | Harding Street | 7255211 | 91188213 | 990 | GT4 | 990 | GT4 | 00033 | GT4 | 2.8534 |  | 56.7411 | 2.3664 | 2.3647 | 0.3763 | 0.71673 | 2022 | 66 | 13.8 | 1030 | 28166.6672 | 188.3 | 221112 | -86.1975 | 39.7119 | 1120 | 125 | 120 | 213 | 67 | N | Natural Gas, Distillate Fuel Oil | Y | N | N | 2030 | N |  | Combustion Turbine |  | 979.3602 | 11798
990_G_GT5 | IN | 18097 | IPL - Harding Street Station | Harding Street | 7255211 | 91188313 | 990 | GT5 | 990 | GT5 | 00033 | GT5 | 1.4877 |  | 57.5057 | 2.3997 | 2.3995 | 0.2438 | 0.74974 | 2022 | 66 | 13.8 | 1020 | 30500.0006 | 203.9 | 221112 | -86.1975 | 39.7119 | 1110 | 125 | 120 | 213 | 67 | N | Natural Gas, Distillate Fuel Oil | Y | N | N | 2030 | N |  | Combustion Turbine |  | 1015.4997 | 11798
990_G_GT6 | IN | 18097 | IPL - Harding Street Station | Harding Street | 7255211 | 91608513 | 990 | GT6 | 990 | GT6 | 00033 | GT6 | 0.7435 |  | 33.4054 | 4.7879 | 4.7879 | 0.4544 | 1.5007 | 2022 | 75 | 18 | 1000 | 41666.6675 | 163.74 | 221112 | -86.1975 | 39.7119 | 2000 | 125 | 120 | 205 | 154 | N | Natural Gas | Y | N | N | 2030 | N |  | Combustion Turbine |  | 1051.0602 | 11798
50647_G_GEN1B | IN | 18097 | COVANTA INDIANAPOLIS INC |  | 7744611 | 1875213 |  |  |  |  | 00123 | 002 | 33.9496 | 0.00624 | 431.736 | 5.1209 | 3.29 | 57.8012 | 0.010725 | 2022 | 275 | 8 | 302 | 3355.95 | 66.8 | 562213 | -86.1895 | 39.7342 | 314 | 103 | 270 |  |  |  |  | N | N | N |  | N
50647_G_GEN1C | IN | 18097 | COVANTA INDIANAPOLIS INC |  | 7744611 | 1875113 |  |  |  |  | 00123 | 003 | 41.7628 | 0.00544 | 298.966 | 3.4872 | 2.2921 | 58.501 | 0.00935 | 2022 | 275 | 8 | 305 | 3112.2667 | 61.9 | 562213 | -86.1895 | 39.7342 | 314 | 103 | 270 |  |  |  |  | N | N | N |  | N
990_G_6 | IN | 18097 | IPL - Harding Street Station |  | 7255211 | 91188713 | 990 | 60 |  |  | 00033 | Unit 6 | 3.8342 |  | 67.1625 | 13.3377 | 13.3377 | 1.1128 | 0.63302 | 2022 | 261 | 6.5 | 350 | 6916.6668 | 208.4 | 221112 | -86.1975 | 39.7119 | 1020 | 125 | 100 |  |  |  |  | Y | N | N |  | N | 990_G_6;990_B_60 |  |  | 6016.3291
990_G_5 | IN | 18097 | IPL - Harding Street Station |  | 7255211 | 91188613 | 990 | 50 |  |  |  |  | 0.22191 |  | 60.9034 | 10.9871 | 10.9871 | 0.9244 | 0.53345 |  | 261 | 6.5 | 334 | 7166.6668 | 216 | 221112 | -86.1975 | 39.7119 |  | 125 | 100 |  |  |  |  | Y | N | N |  | N | 990_G_5;990_B_50 |  |  | 5139.0405
1024_B_6 | IN | 18107 | Crawfordsville Energy LLC |  | 8224711 | 4243513 |  |  |  |  | 00003 | 001 | 0 | 0 | 0 | 0 | 0 | 0 | 0 | 2021 | 198 | 8 | 390 | 1266.6666 | 25.2 | 221122 | -86.8992 | 40.049 | 0.01 | 125 | 999 |  |  |  |  | N | N | N |  | N
1024_B_5 | IN | 18107 | Crawfordsville Energy LLC |  | 8224711 | 4243413 |  |  |  |  | 00003 | 002 | 0 | 0 | 0 | 0 | 0 | 0 | 0 | 2021 | 192 | 7 | 380 | 1116.6666 | 29 | 221122 | -86.8992 | 40.049 | 0.01 | 125 | 999 |  |  |  |  | N | N | N |  | N
1024_B_5x | IN | 18107 | Crawfordsville Energy LLC |  | 8224711 | 4243713 |  |  |  |  | 00003 | 003 | 0 | 0 | 0 | 0 | 0 | 0 | 0 | 2022 | 192 | 7 | 380 | 1116.6666 | 29 | 221122 | -86.8992 | 40.049 | 0.01 | 125 | 999 |  |  |  |  | N | N | N |  | N
991_G_GT1 | IN | 18109 | IPL Eagle Valley Generating Station | Eagle Valley (IN) | 8225111 | 128403813 | 991 | GT1 | 991 | GT1 | 00004 | GT1 | 19.1936 | 20.7289 | 37.1794 | 8.006 | 8.006 | 4.2695 | 5.6764 | 2021 | 150 | 20 | 190 | 22462.3837 | 71.5 | 221112 | -86.4185 | 39.4851 | 2540 | 125 | 140 |  | 207 | N | Natural Gas | Y | N | N | 9999 | N |  | Combined Cycle |  | 6986.96 | 7050
991_G_GT2 | IN | 18109 | IPL Eagle Valley Generating Station | Eagle Valley (IN) | 8225111 | 128403913 | 991 | GT2 | 991 | GT2 | 00004 | GT2 | 35.9869 | 21.4299 | 35.8235 | 8.7636 | 8.7636 | 4.1187 | 11.1147 | 2022 | 150 | 20 | 190 | 22462.3837 | 71.5 | 221112 | -86.4185 | 39.4851 | 2540 | 125 | 140 |  | 207 | N | Natural Gas | Y | N | N | 9999 | N |  | Combined Cycle |  | 6744.4292 | 7050
991_G_ST1 | IN | 18109 | IPL Eagle Valley Generating Station |  | 8225111 | 4234513 | 991 | 1 |  |  | 00004 | 001 | 0.0015163 | 0.0093867 | 0.0243 | 0.0084903 | 0.0084903 | 0.00176 | 0.0012129 | 2022 | 150 | 20 | 190 | 22462.3837 | 71.5 | 221112 | -86.4185 | 39.4851 | 524 | 125 | 999 |  |  |  |  | N | N | N |  | N
994_B_3 | IN | 18125 | Indianapolis Power and Light Petersburg | AES Petersburg | 7362411 | 10579113 | 994 | 3 | 994 | 3 | 00002 | 003 | 333.229 | 0.1474 | 1100.2531 | 334.3974 | 139.9453 | 2172.0047 | 39.9064 | 2022 | 623 | 22 | 156 | 32166.6673 | 84.6 | 221112 | -87.2529 | 38.5278 | 5540 | 125 | 100 |  | 528 | N | Bituminous | Y | N | N | 9999 | N |  | Coal Steam |  | 7026.2109 | 10632
994_B_4 | IN | 18125 | Indianapolis Power and Light Petersburg | AES Petersburg | 7362411 | 10578713 | 994 | 4 | 994 | 4 | 00002 | 004 | 332.7528 | 0.06812 | 2823.4208 | 84.7525 | 35.4687 | 2291.5332 | 39.8578 | 2022 | 625 | 22 | 157 | 32833.3339 | 86.4 | 221112 | -87.2529 | 38.5278 | 5550 | 125 | 100 |  | 530 | N | Bituminous | Y | N | N | 9999 | N |  | Coal Steam |  | 7119.3198 | 10617
994_B_2 | IN | 18125 | Indianapolis Power and Light Petersburg |  | 7362411 | 10578813 | 994 | 2 |  |  | 00002 | 002 | 282.2554 | 0.1293 | 1143.4935 | 21.1421 | 8.8481 | 882.959 | 33.8075 | 2022 | 621 | 20.6 | 124 | 26083.3338 | 78.3 | 221112 | -87.2529 | 38.5278 | 4140 | 125 | 100 | 127 |  |  |  | Y | N | N |  | N |  |  |  | 6918.981
55096_B_HRSG1 | IN | 18127 | PORTSIDE ENERGY LLC | Portside Energy | 4691211 | 28341413 | 55096 | BLR1 | 55096 | HRSG1 | 00067 | 002 | 16.842 | 0.6416 | 1.1992 | 1.5238 | 1.5238 | 0.1203 | 1.1027 | 2022 | 90 | 5.5 | 308 | 1208.3666 | 50.7 | 221112 | -87.1729 | 41.6315 | 260 | 125 | 100 |  | 19 | Y | Natural Gas | Y | N | N | 9999 | N | 55096_G_ST;55096_B_HRSG1 | O/G Steam |  | 1455.25 | 8300
55096_G_GT | IN | 18127 | PORTSIDE ENERGY LLC | Portside Energy | 4691211 | 28341513 | 55096 | CT | 55096 | GT | 00067 | 001 | 22.692 | 4.841 | 24.4162 | 10.1358 | 10.1358 | 0.90768 | 3.1769 | 2022 | 75 | 9.04 | 278 | 7168.8334 | 112.1 | 221112 | -87.1729 | 41.6315 | 498 | 125 | 120 |  | 34 | Y | Natural Gas | Y | N | Y | 9999 | N |  | Combustion Turbine |  | 3570 | 8700
55096_G_ST2 | IN | 18127 | PORTSIDE ENERGY LLC |  | 4691211 | 28341313 | 55096 | BLR2 |  |  | 00067 | 003 | 16.17 | 0.616 | 1.5258 | 1.463 | 1.463 | 0.1155 | 1.0588 | 2022 | 90 | 5.5 | 308 | 1208.3666 | 50.7 | 221112 | -87.1729 | 41.6315 | 260 | 125 | 100 |  |  |  |  | Y | N | N |  | N |  |  |  | 2413.75
6137_G_4 | IN | 18129 | Sigeco AB Brown South Indiana Gas & Ele | A B Brown | 8166111 | 5888013 | 6137 | 3 | 6137 | 4 | 00010 | 003 | 18.4592 |  | 35.8674 | 1.4868 | 1.4868 | 0.1551 | 0.47239 | 2022 | 32 | 7.1 | 1069 | 5780.4167 | 146 | 221112 | -87.715 | 37.9053 | 1110 | 125 | 120 |  | 80 | N | Natural Gas, Distillate Fuel Oil | Y | N | N | 9999 | N |  | Combustion Turbine |  | 741.68 | 13384
6137_B_1 | IN | 18129 | Sigeco AB Brown South Indiana Gas & Ele |  | 8166111 | 5887813 | 6137 | 1 |  |  | 00010 | 001 | 193.4158 | 2.596e-05 | 875.1041 | 232.3204 | 208.2874 | 2623.4088 | 22.7998 | 2022 | 497 | 14 | 130 | 13893.3336 | 90.25 | 221112 | -87.7154 | 37.9047 | 3630 | 125 | 100 |  |  |  |  | Y | N | N |  | N |  |  |  | 7711.1099
6137_B_2 | IN | 18129 | Sigeco AB Brown South Indiana Gas & Ele |  | 8166111 | 5887913 | 6137 | 2 |  |  | 00010 | 002 | 169.478 | 1.548e-05 | 943.2937 | 231.5707 | 197.1537 | 1560.3077 | 20.0929 | 2022 | 497 | 14 | 130 | 15000.0003 | 97.44 | 221112 | -87.7097 | 37.9038 | 4470 | 125 | 100 | 20 |  |  |  | Y | N | N |  | N |  |  |  | 6819.3501
57794_G_CT1 | IN | 18141 | St. Joseph Energy Center LLC | St Joseph Energy Center | 17995911 | 128411613 |  |  | 57794 | CT1 | 00579 | CTG01A | 26.8934 | 58.9999 | 54.8397 | 53.4348 | 53.4348 | 5.2 | 26.8934 | 2022 | 203 | 20 | 170 | 20608.8504 | 65.6 | 221112 | -86.4817 | 41.7017 | 2640 | 125 | 140 | 25 | 250 | N | Natural Gas | N | N | N | 9999 | N | 57794_G_ST1;57794_G_CT1 | Combined Cycle |  |  | 7050
57794_G_CT2 | IN | 18141 | St. Joseph Energy Center LLC | St Joseph Energy Center | 17995911 | 128411713 | 57794 | CTG01B | 57794 | CT2 | 00579 | CTG01B | 28.6218 | 58.5656 | 55.2547 | 49.7466 | 49.7466 | 5.1211 | 28.6218 | 2022 | 203 | 20 | 170 | 20608.8504 | 65.6 | 221112 | -86.4817 | 41.7017 | 2640 | 125 | 140 |  | 250 | N | Natural Gas | Y | N | N | 9999 | N |  | Combined Cycle |  | 7438.9399 | 7050
6166_B_MB1 | IN | 18147 | INDIANA MICHIGAN POWER DBA AEP ROCKPO | Rockport | 8017211 | 3994813 | 6166 | MB1 | 6166 | MB1 | 00020 | 001 | 398.218 | 1.0625 | 1027.0355 | 107.3247 | 69.5829 | 1663.4221 | 47.4777 | 2022 | 1038 | 42.5 | 314 | 156289.9697 | 110.17 | 221112 | -87.0364 | 37.9258 | 12400 | 125 | 100 |  | 1300 | N | Bituminous | Y | N | N | 2029 | N |  | Coal Steam |  | 3457.23 | 10007
6166_B_MB2 | IN | 18147 | INDIANA MICHIGAN POWER DBA AEP ROCKPO | Rockport | 8017211 | 3995513 | 6166 | MB2 | 6166 | MB2 | 00020 | 002 | 540.4917 | 0.92812 | 1393.35 | 162.2306 | 100.6797 | 2058.3158 | 64.6992 | 2022 | 1038 | 42.5 | 314 | 156289.9697 | 110.17 | 221112 | -87.0364 | 37.9258 | 12400 | 125 | 100 | 207 | 1300 | N | Bituminous | Y | N | N | 2029 | N |  | Coal Steam |  | 4640.9102 | 10032
6213_B_1SG1 | IN | 18153 | HOOSIER ENERGY REC INC MEROM GENERA | Merom | 8396211 | 1479713 | 6213 | 1SG1 | 6213 | 1SG1 | 00005 | 001 | 331.1531 | 0.32861 | 925.3296 | 61.4561 | 61.4561 | 2266.4309 | 39.6765 | 2022 | 704 | 19 | 130 | 29264.2339 | 103 | 221112 | -87.5109 | 39.0692 | 5800 | 125 | 100 |  | 488 | N | Bituminous | Y | N | N | 9999 | N |  | Coal Steam |  | 6923.4004 | 10352
6213_B_2SG1 | IN | 18153 | HOOSIER ENERGY REC INC MEROM GENERA | Merom | 8396211 | 1479613 | 6213 | 2SG1 | 6213 | 2SG1 | 00005 | 002 | 278.2958 | 0.29935 | 791.8553 | 25.8416 | 25.841 | 1737.1271 | 33.3319 | 2022 | 704 | 19 | 130 | 29264.2339 | 103 | 221112 | -87.5108 | 39.0694 | 7000 | 125 | 100 |  | 489 | N | Bituminous | Y | N | N | 9999 | N |  | Coal Steam |  | 6014.9995 | 10408
1001_G_4 | IN | 18165 | Duke Energy Indiana LLC - Cayuga Genera | Cayuga | 7248511 | 91183713 | 1001 | 4 | 1001 | 4 | 00001 | 004 | 1.4235 |  | 4.4145 | 0.20205 | 0.20205 | 0.0536 | 0.53983 | 2022 | 21 | 3 | 670 | 396.6666 | 56.12 | 221112 | -87.4272 | 39.9239 | 1300 | 125 | 120 |  | 84 | N | Natural Gas, Distillate Fuel Oil | Y | N | N | 9999 | N |  | Combustion Turbine |  | 173.6499 | 14236
1001_B_1 | IN | 18165 | Duke Energy Indiana LLC - Cayuga Genera | Cayuga | 7248511 | 7458513 | 1001 | 1 | 1001 | 1 | 00001 | 001 | 204.7651 | 0.29177 | 1997.901 | 232.0757 | 226.6018 | 544.5743 | 24.5414 | 2022 | 500 | 19.5 | 290 | 26966.6672 | 90 | 221112 | -87.4271 | 39.9237 | 5300 | 125 | 100 |  | 500 | N | Bituminous | Y | N | N | 2029 | N |  | Coal Steam |  | 5361.9097 | 10203
1001_B_2 | IN | 18165 | Duke Energy Indiana LLC - Cayuga Genera | Cayuga | 7248511 | 7458613 | 1001 | 2 | 1001 | 2 | 00001 | 002 | 303.9498 | 0.40619 | 2270.4902 | 392.8768 | 371.1627 | 1119.1793 | 36.4424 | 2022 | 500 | 19.5 | 290 | 26966.6672 | 90 | 221112 | -87.4271 | 39.9237 | 5300 | 125 | 100 |  | 495 | N | Bituminous | Y | N | N | 2029 | N |  | Coal Steam |  | 7657.0796 | 10254
55111_G_CT1 | IN | 18165 | Duke Energy Indiana LLC Vermillion Gene | Vermillion Energy Facility | 4133511 | 33175413 | 55111 | 1 | 55111 | CT1 | 00022 | 001 | 3.24 | 1.359 | 13.2399 | 1.0006 | 1.0006 | 0.2394 | 0.31361 | 2022 | 900 | 14.75 | 929 | 27480.1672 | 160.8 | 221112 | -87.4464 | 39.9224 | 1270 | 125 | 120 |  | 72 | N | Natural Gas | Y | N | N | 9999 | N |  | Combustion Turbine |  | 1048.0502 | 13654
55111_G_CT2 | IN | 18165 | Duke Energy Indiana LLC Vermillion Gene | Vermillion Energy Facility | 4133511 | 33175713 | 55111 | 2 | 55111 | CT2 | 00022 | 002 | 3.46 | 1.3213 | 13.4633 | 0.97281 | 0.97281 | 0.2228 | 0.30491 | 2022 | 900 | 14.75 | 929 | 27480.1672 | 160.8 | 221112 | -87.4464 | 39.9224 | 1270 | 125 | 120 |  | 72 | N | Natural Gas | Y | N | N | 9999 | N |  | Combustion Turbine |  | 986.8006 | 13654
55111_G_CT3 | IN | 18165 | Duke Energy Indiana LLC Vermillion Gene | Vermillion Energy Facility | 4133511 | 33176113 | 55111 | 3 | 55111 | CT3 | 00022 | 003 | 4.2 | 1.315 | 11.7568 | 0.96818 | 0.96818 | 0.2167 | 0.30346 | 2022 | 900 | 14.75 | 929 | 27480.1672 | 160.8 | 221112 | -87.4464 | 39.9224 | 1270 | 125 | 120 |  | 71 | N | Natural Gas | Y | N | N | 9999 | N |  | Combustion Turbine |  | 961.4407 | 13659
55111_G_CT4 | IN | 18165 | Duke Energy Indiana LLC Vermillion Gene | Vermillion Energy Facility | 4133511 | 33175813 | 55111 | 4 | 55111 | CT4 | 00022 | 004 | 3.35 | 1.1735 | 14.1997 | 0.86399 | 0.86399 | 0.2388 | 0.2708 | 2020 | 900 | 14.75 | 929 | 27480.1672 | 160.8 | 221112 | -87.4464 | 39.9224 | 1270 | 125 | 120 |  | 73 | N | Natural Gas | Y | N | N | 9999 | N |  | Combustion Turbine |  | 1018.6108 | 13650
55111_G_CT5 | IN | 18165 | Duke Energy Indiana LLC Vermillion Gene | Vermillion Energy Facility | 4133511 | 33176213 | 55111 | 5 | 55111 | CT5 | 00022 | 005 | 3.28 | 0.92894 | 12.2269 | 0.68394 | 0.68394 | 0.2377 | 0.21437 | 2022 | 900 | 14.75 | 929 | 27480.1672 | 160.8 | 221112 | -87.4464 | 39.9224 | 1270 | 125 | 120 |  | 71 | N | Natural Gas | Y | N | N | 9999 | N |  | Combustion Turbine |  | 1032.031 | 13659
55111_G_CT6 | IN | 18165 | Duke Energy Indiana LLC Vermillion Gene | Vermillion Energy Facility | 4133511 | 33176013 | 55111 | 6 | 55111 | CT6 | 00022 | 006 | 2.21 | 0.5309 | 13.6186 | 0.39088 | 0.39088 | 0.2279 | 0.12251 | 2020 | 900 | 14.75 | 929 | 27480.1672 | 160.8 | 221112 | -87.4464 | 39.9224 | 1270 | 125 | 120 |  | 72 | N | Natural Gas | Y | N | N | 9999 | N |  | Combustion Turbine |  | 990.9208 | 13654
55111_G_CT7 | IN | 18165 | Duke Energy Indiana LLC Vermillion Gene | Vermillion Energy Facility | 4133511 | 33175613 | 55111 | 7 | 55111 | CT7 |  |  | 3.91 | 1.2901 | 10.8135 | 0.94988 | 0.94988 | 0.2044 | 0.29772 |  | 900 | 14.75 | 929 | 27480.1672 | 160.8 | 221112 | -87.4464 | 39.9224 |  | 125 | 120 |  | 72 | N | Natural Gas | Y | N | N | 9999 | N |  | Combustion Turbine |  | 874.5204 | 13654
55111_G_CT8 | IN | 18165 | Duke Energy Indiana LLC Vermillion Gene | Vermillion Energy Facility | 4133511 | 33175913 | 55111 | 8 | 55111 | CT8 |  |  | 3.85 | 1.2297 | 12.3467 | 0.90536 | 0.90536 | 0.2064 | 0.28377 |  | 900 | 14.75 | 929 | 27480.1672 | 160.8 | 221112 | -87.4464 | 39.9224 |  | 125 | 120 |  | 73 | N | Natural Gas | Y | N | N | 9999 | N |  | Combustion Turbine |  | 888.4608 | 13650
55364_G_CT02 | IN | 18167 | Northern Indiana Public Service Company LLC - Sugar Creek Generating Station | Sugar Creek Power | 4148011 | 33171213 |  |  | 55364 | CT02 | 00123 | 001 | 42.4469 | 19.2839 | 117.386 | 89.369 | 87.71 | 7.407 | 61.6219 | 2020 | 170 | 16.75 | 195 | 9806.3835 | 44.5 | 221112 | -87.5119 | 39.3928 | 5600 | 125 | 140 |  | 166.6 | N | Natural Gas | N | N | N | 9999 | N | 55364_G_ST1;55364_G_CT01;55364_G_CT02 | Combined Cycle |  |  | 7050
57842_G_1A | IN | 18167 | Wabash River Highland Plant | Wabash Valley Power IGCC | 12766611 | 65429313 | 57842 | 1 | 57842 | 1A | 00147 | 1A | 1.225 | 1.9121 | 25.843 | 4.0035 | 5.7088 | 0.3551 | 2.8503 | 2020 | 225 | 18 | 450 | 16013.3336 | 62.93 | 221112 | -87.4248 | 39.5308 | 2000 | 125 | 999 |  | 154 | N | Natural Gas | Y | N | N | 9999 | N | 1010_G_1A;57842_G_1A | Combustion Turbine |  | 732.0798 | 12189
1006_G_6 | IN | 18169 | Duke Energy Indiana LLC - Miami Wabash |  | 8181711 | 5862713 |  |  |  |  | 00034 | 006 | 0.00050457 |  | 0.1342 | 0.001727 | 0.0012672 | 0.154 | 6.6e-05 | 2022 | 27 | 11.2 | 797 | 2541.6667 | 25.8 | 221112 | -85.8176 | 40.7883 |  | 125 | 120 |  |  |  |  | N | N | N |  | N
1006_G_5 | IN | 18169 | Duke Energy Indiana LLC - Miami Wabash |  | 8181711 | 5863013 |  |  |  |  | 00034 | 005 | 0.00043577 |  | 0.1159 | 0.0014915 | 0.0010944 | 0.133 | 5.7e-05 | 2021 | 27 | 11.2 | 797 | 2541.6667 | 25.8 | 221112 | -85.8176 | 40.7883 |  | 125 | 120 |  |  |  |  | N | N | N |  | N
1006_G_2 | IN | 18169 | Duke Energy Indiana LLC - Miami Wabash |  | 8181711 | 5862813 |  |  |  |  | 00034 | 002 | 0.00041283 |  | 0.1098 | 0.001413 | 0.0010368 | 0.126 | 5.4e-05 | 2021 | 29 | 10.4 | 985 | 2000 | 23.54 | 221112 | -85.8176 | 40.7883 |  | 125 | 120 |  |  |  |  | N | N | N |  | N
1006_G_3 | IN | 18169 | Duke Energy Indiana LLC - Miami Wabash |  | 8181711 | 5862513 |  |  |  |  | 00034 | 003 | 0.0003899 |  | 0.1037 | 0.0013345 | 0.0009792 | 0.119 | 5.1e-05 | 2021 | 29 | 10.4 | 985 | 2000 | 23.54 | 221112 | -85.8176 | 40.7883 |  | 125 | 120 |  |  |  |  | N | N | N |  | N
1006_G_1 | IN | 18169 | Duke Energy Indiana LLC - Miami Wabash |  | 8181711 | 5862913 |  |  |  |  | 00034 | 001 | 0.00036696 |  | 0.0976 | 0.001256 | 0.0009216 | 0.112 | 4.8e-05 | 2021 | 29 | 10.4 | 985 | 2000 | 23.54 | 221112 | -85.8176 | 40.7883 |  | 125 | 120 |  |  |  |  | N | N | N |  | N
1006_G_4 | IN | 18169 | Duke Energy Indiana LLC - Miami Wabash |  | 8181711 | 5862413 |  |  |  |  | 00034 | 004 | 0 |  | 0 | 0 | 0 | 0 | 0 | 2022 | 29 | 10.4 | 985 | 2000 | 23.54 | 221112 | -85.8176 | 40.7883 |  | 125 | 120 |  |  |  |  | N | N | N |  | N
6705_B_1 | IN | 18173 | ALCOA Warrick Power Plant AGC Div of Al | Warrick | 8183111 | 91184413 | 6705 | 1 | 6705 | 1 | 00002 | 007 | 562.186 | 0.1008 | 2125.8475 | 89.2594 | 89.2594 | 620.0189 | 9.2233 | 2022 | 380 | 13.83 | 131 | 9299.0001 | 61.93 | 221112 | -87.3329 | 37.9147 | 2200 | 125 | 100 |  | 155 | Y | Bituminous | Y | N | N | 9999 | N |  | Coal Steam |  | 8463.6309 | 10809
6705_B_2 | IN | 18173 | ALCOA Warrick Power Plant AGC Div of Al | Warrick | 8183111 | 91184513 | 6705 | 2 | 6705 | 2 | 00002 | 008 | 226.312 | 0.0576 | 1609.7638 | 117.2368 | 117.2368 | 681.5108 | 11.084 | 2022 | 380 | 13.5 | 130 | 9259.2835 | 64.72 | 221112 | -87.3329 | 37.9147 | 2870 | 125 | 100 |  | 154 | Y | Bituminous | Y | N | N | 9999 | N |  | Coal Steam |  | 6254.8691 | 10809
6705_B_3 | IN | 18173 | ALCOA Warrick Power Plant AGC Div of Al | Warrick | 8183111 | 91184613 | 6705 | 3 | 6705 | 3 | 00002 | 009 | 355.066 | 0.1168 | 1901.5824 | 210.4274 | 210.4274 | 454.0219 | 11.3107 | 2022 | 380 | 13.5 | 130 | 9324.6335 | 65.18 | 221112 | -87.3329 | 37.9147 | 2870 | 125 | 100 | 141 | 150 | Y | Bituminous | Y | N | N | 9999 | N |  | Coal Steam |  | 8223.5713 | 10809
6705_B_4 | IN | 18173 | ALCOA Warrick Power Plant AGC Div of Al | Warrick | 8183111 | 91184713 | 6705 | 4 | 6705 | 4 | 00002 | 010 | 1236.672 | 0.7256 | 2001.6446 | 164.7128 | 164.7128 | 816.6174 | 116.154 | 2022 | 500 | 19 | 129 | 18746.167 | 66.15 | 221112 | -87.3333 | 37.9145 | 4460 | 125 | 100 | 128 | 301 | N | Bituminous | Y | N | N | 9999 | N |  | Coal Steam |  | 6843.8999 | 11131
1012_B_2 | IN | 18173 | SIGECO - Culley, Newburgh |  | 8183011 | 5840013 |  |  |  |  | 00001 | 002 | 30.2563 | 2.92e-06 | 1005 | 48.3428 | 39.8847 | 596.7 | 3.5846 | 2022 | 499 | 20 | 128 | 19293.3337 | 61 | 221112 | -87.325 | 37.9096 | 2740 | 125 | 100 |  |  |  |  | N | N | N |  | N | 1012_B_3;1012_B_2
7335_G_RCT2 | IN | 18177 | Indiana Municipal Power Agency Richmond | Richmond | 5506111 | 27516013 |  |  | 7335 | RCT2 | 00040 | 001 | 0.53539 | 0.15519 | 1.9283 | 0.11151 | 0.11151 | 0.038439 | 0.031573 | 2021 | 34 | 14 | 990 | 11068.1502 | 71.9 | 221112 | -84.9667 | 39.8383 | 1120 | 125 | 999 |  | 34 | N | Natural Gas, Distillate Fuel Oil | Y | N | N | 9999 | N | 7335_G_RCT1;7335_G_RCT2 | Combustion Turbine |  |  | 13592
1040_B_1 | IN | 18177 | Indiana Municipal Power Agency | Whitewater Valley | 5506011 | 27516313 | 1040 | 1 | 1040 | 1 | 00009 | 001 | 2.4356 | 0.013512 | 38.3534 | 12.8328 | 12.7508 | 263.3173 | 0.28686 | 2022 | 325 | 11.75 | 330 | 6937.5501 | 63.98 | 221112 | -84.8953 | 39.8028 | 399 | 125 | 100 |  | 35 | N | Bituminous | Y | N | N | 9999 | N |  | Coal Steam |  | 1005.1699 | 13048
1040_B_2 | IN | 18177 | Indiana Municipal Power Agency | Whitewater Valley | 5506011 | 27516713 | 1040 | 2 | 1040 | 2 | 00009 | 002 | 5.3826 | 0.027589 | 94.3074 | 28.4317 | 28.2513 | 613.6844 | 0.63508 | 2022 | 325 | 11.75 | 330 | 6937.5501 | 63.98 | 221112 | -84.8953 | 39.8028 | 729 | 125 | 100 |  | 65 | N | Bituminous | Y | N | N | 9999 | N |  | Coal Steam |  | 1139.6298 | 12947
55229_G_GT1 | IN | 18179 | Montpelier Generating Station LLC | Montpelier Electric Generating Station | 5507411 | 27512913 | 55229 | G1CT1 | 55229 | GT1 |  |  | 24.7057 | 0 | 46.8995 | 1.5778 | 1.5774 | 0.1176 | 0.48829 |  | 60 | 9.5 | 957 | 7782.8668 | 109.8 | 221112 | -85.3079 | 40.6207 |  | 125 | 120 |  | 57 | N | Natural Gas | Y | N | N | 9999 | N |  | Combustion Turbine |  | 2524.6414 | 11138
55229_G_GT2 | IN | 18179 | Montpelier Generating Station LLC | Montpelier Electric Generating Station | 5507411 | 27512613 | 55229 | G2CT1 | 55229 | GT2 | 00026 | 003 | 23.0213 | 0 | 26.824 | 1.7953 | 1.7953 | 0.4794 | 1.3866 | 2021 | 60 | 9.5 | 957 | 7782.8668 | 109.8 | 221112 | -85.3079 | 40.6207 | 304 | 125 | 120 |  | 58 | N | Natural Gas | Y | N | N | 9999 | N |  | Combustion Turbine |  | 1193.5892 | 11139
55229_G_GT3 | IN | 18179 | Montpelier Generating Station LLC | Montpelier Electric Generating Station | 5507411 | 27513313 | 55229 | G3CT1 | 55229 | GT3 | 00026 | 005 | 46.4779 | 0 | 65.22 | 1.7041 | 1.7035 | 0.0848 | 0.52576 | 2022 | 60 | 9.5 | 957 | 7782.8668 | 109.8 | 221112 | -85.3079 | 40.6207 | 304 | 125 | 120 |  | 59.1 | N | Natural Gas | Y | N | N | 9999 | N |  | Combustion Turbine |  | 2626.4177 | 11139
55229_G_GT4 | IN | 18179 | Montpelier Generating Station LLC | Montpelier Electric Generating Station | 5507411 | 27513113 | 55229 | G4CT1 | 55229 | GT4 | 00026 | 007 | 47.0809 | 0 | 42.0249 | 1.6143 | 1.6138 | 0.6588 | 0.49807 | 2021 | 60 | 9.5 | 957 | 7782.8668 | 109.8 | 221112 | -85.3079 | 40.6207 | 304 | 125 | 120 |  | 59 | N | Natural Gas | Y | N | N | 9999 | N |  | Combustion Turbine |  | 2021.47 | 11139
55229_G_GT4x | IN | 18179 | Montpelier Generating Station LLC |  | 5507411 | 27513213 | 55229 | G4CT2 |  |  | 00026 | 008 | 52.1246 | 0 | 32.311 | 1.7853 | 1.7847 | 3.017 | 0.55143 | 2022 | 60 | 9.5 | 957 | 7782.8668 | 109.8 | 221112 | -85.3079 | 40.6207 | 307 | 125 | 120 |  |  |  |  | Y | N | N |  | N |  |  |  | 1640.1014
55229_G_GT2x | IN | 18179 | Montpelier Generating Station LLC |  | 5507411 | 27512813 | 55229 | G2CT2 |  |  | 00026 | 004 | 30.8785 | 0 | 46.313 | 1.0647 | 1.0642 | 0.9084 | 0.32661 | 2022 | 60 | 9.5 | 957 | 7782.8668 | 109.8 | 221112 | -85.3079 | 40.6207 | 305 | 125 | 120 |  |  |  |  | Y | N | N |  | N |  |  |  | 2313.8213
55229_G_GT3x | IN | 18179 | Montpelier Generating Station LLC |  | 5507411 | 27513013 | 55229 | G3CT2 |  |  | 00026 | 006 | 26.397 | 0 | 46.4832 | 1.7236 | 1.723 | 1.3501 | 0.53242 | 2022 | 60 | 9.5 | 957 | 7782.8668 | 109.8 | 221112 | -85.3079 | 40.6207 | 304 | 125 | 120 |  |  |  |  | Y | N | N |  | N |  |  |  | 2612.6194
55229_G_GT1x | IN | 18179 | Montpelier Generating Station LLC |  | 5507411 | 27512713 | 55229 | G1CT2 |  |  | 00026 | 002 | 16.7285 | 0 | 24.2317 | 1.6313 | 1.6308 | 0.0359 | 0.50486 | 2021 | 60 | 9.5 | 957 | 7782.8668 | 109.8 | 221112 | -85.3079 | 40.6207 | 305 | 125 | 120 |  |  |  |  | Y | N | N |  | N |  |  |  | 2088.4602
1047_B_4 | IA | 19005 | IPL - LANSING GENERATING STATION |  | 5509311 | 27501713 | 1047 | 4 |  |  | 03-03-001 | LB4 | 58.7 | 48.6303 | 242.5712 | 189.3858 | 162.4173 | 302.7141 | 21.4038 | 2022 | 499 | 15.33 | 170 | 16048.0003 | 86.9454 | 221112 | -91.1661 | 43.3368 | 2600 | 125 | 100 |  |  |  |  | Y | N | N |  | N |  |  | 6552 | 6552.2808
56013_G_U1 | IA | 19009 | WESTERN MINNESOTA MUNICIPAL POWER AGENCY | Exira | 9661311 | 67654313 | 56013 | U-1 | 56013 | U1 | 05-04-002 | U-1 | 8.8393 |  | 27.3754 | 1.89 | 1.89 | 0.7538 | 0.5619 | 2022 | 45 | 10 | 791 | 9716.8869 | 123.6694 | 221112 | -94.9192 | 41.5138 | 44000 | 125 | 120 |  | 46.7 | N | Natural Gas, Distillate Fuel Oil | Y | N | N | 9999 | N |  | Combustion Turbine | 87 | 1834.2812 | 10745
56013_G_U2 | IA | 19009 | WESTERN MINNESOTA MUNICIPAL POWER AGENCY | Exira | 9661311 | 67654413 | 56013 | U-2 | 56013 | U2 | 05-04-002 | U-2 | 8.6561 |  | 27.119 | 1.8384 | 1.8384 | 0.8721 | 0.53738 | 2022 | 45 | 10 | 791 | 9716.8869 | 123.6694 | 221112 | -94.9196 | 41.5138 | 44000 | 125 | 120 |  | 46.7 | N | Natural Gas, Distillate Fuel Oil | Y | N | N | 9999 | N |  | Combustion Turbine | 1640 | 1745.1294 | 10745
56013_G_U3 | IA | 19009 | WESTERN MINNESOTA MUNICIPAL POWER AGENCY | Exira | 9661311 | 67654513 | 56013 | U-3 | 56013 | U3 | 05-04-002 | U-3 | 8.3373 |  | 27.0813 | 1.8071 | 1.8071 | 0.4592 | 0.55537 | 2022 | 46.2 | 10 | 791 | 9716.8869 | 123.6694 | 221112 | -94.9189 | 41.5138 | 495 | 125 | 120 |  | 46.7 | N | Natural Gas, Distillate Fuel Oil | Y | N | N | 9999 | N |  | Combustion Turbine | 1718 | 1761.98 | 10745
1131_B_6 | IA | 19013 | CEDAR FALLS MUNICIPAL ELECTRIC UTILITY | Streeter Station | 12806211 | 67676513 |  |  | 1131 | 6 | 07-02-005-01 | 10.2A | 1.5525 | 0 | 3.4155 | 0.017636 | 0.0070049 | 31.7 | 0.015525 | 2022 | 306.5 | 8.38 | 365 | 7004.7168 | 127.0026 | 221112 | -92.4401 | 42.5269 | 210 | 125 | 100 | 127&99 | 19.4 | N | Natural Gas | N | N | N | 9999 | N |  | O/G Steam |  |  | 14500
1131_B_7 | IA | 19013 | CEDAR FALLS MUNICIPAL ELECTRIC UTILITY | Streeter Station | 12806211 | 67677813 | 1131 | 7 | 1131 | 7 | 07-02-005-01 | 10.1A | 0.03575 | 0 | 18.036 | 0.084774 | 0.00088446 | 2.9754 | 0.00429 | 2022 | 306.5 | 8.38 | 365 | 7004.7168 | 127.0026 | 221112 | -92.4401 | 42.5269 | 434 | 125 | 100 |  | 36 | N | Natural Gas | Y | N | N | 9999 | N |  | O/G Steam |  | 889.91 | 14500
6063_G_1 | IA | 19013 | MIDAMERICAN ENERGY CO - ELECTRIFARM TURBINES | Electrifarm | 5524311 | 27492213 | 6063 | 1 | 6063 | 1 | 07-01-038 | 001 | 1.5426 |  | 8.4899 | 0.1447 | 0.1447 | 1.1873 | 0.040077 | 2022 | 32 | 14.59 | 1072 | 23333.3338 | 139.5534 | 221112 | -92.4199 | 42.4407 | 844 | 125 | 120 |  | 54.5 | N | Natural Gas, Distillate Fuel Oil | Y | N | N | 9999 | N |  | Combustion Turbine | 72 | 136 | 19079
6063_G_2 | IA | 19013 | MIDAMERICAN ENERGY CO - ELECTRIFARM TURBINES | Electrifarm | 5524311 | 27492313 | 6063 | 2 | 6063 | 2 | 07-01-038 | 002 | 2.4551 |  | 9.4367 | 0.20867 | 0.20867 | 0.9069 | 0.059986 | 2022 | 32 | 14.6 | 1072 | 23980.8338 | 143.2414 | 221112 | -92.4198 | 42.4408 | 903 | 125 | 120 |  | 63.1 | N | Natural Gas, Distillate Fuel Oil | Y | N | N | 9999 | N |  | Combustion Turbine | 141 | 175 | 19091
6063_G_3 | IA | 19013 | MIDAMERICAN ENERGY CO - ELECTRIFARM TURBINES | Electrifarm | 5524311 | 27492413 | 6063 | 3 | 6063 | 3 | 07-01-038 | 003 | 2.5713 |  | 8.8781 | 0.23498 | 0.23498 | 1.9215 | 0.058534 | 2022 | 32 | 14.6 | 1072 | 24689.0004 | 147.4714 | 221112 | -92.4199 | 42.4411 | 925 | 125 | 120 |  | 60.7 | N | Natural Gas, Distillate Fuel Oil | Y | N | N | 9999 | N |  | Combustion Turbine | 102 | 163 | 19087
1131_B_7x | IA | 19013 | CEDAR FALLS MUNICIPAL ELECTRIC UTILITY |  | 12806211 | 67677913 |  |  |  |  | 07-02-005-01 | 10.1B | 4.2492 | 0.16187 | 17.47 | 0.38445 | 0.38445 | 0.3 | 0.27822 | 2022 | 305 | 8.38 | 337 | 2606.6667 | 47.2615 | 221112 | -92.4393 | 42.5272 | 536 | 125 | 100 | 128 |  |  |  | N | N | N |  | N
1131_B_6x | IA | 19013 | CEDAR FALLS MUNICIPAL ELECTRIC UTILITY |  | 12806211 | 67677213 |  |  |  |  | 07-02-005-01 | 10.2B | 1.64 | 0.062477 | 5.4667 | 0.00059353 | 0.00059353 | 0.012 | 0.10738 | 2022 | 306.5 | 8.38 | 365 | 7004.7168 | 127.0026 | 221112 | -92.4401 | 42.5269 | 233 | 125 | 100 |  |  |  |  | N | N | N |  | N
7155_G_1 | IA | 19033 | IPL - LIME CREEK COMBUSTION TURBINES STATION | Lime Creek | 5494511 | 27288213 | 7155 | **1 | 7155 | 1 | 17-01-066 | LCT1 | 0.87528 |  | 3.0148 | 0.13008 | 0.1276 | 0.036 | 0.0047227 | 2022 | 35.4 | 11.87 | 1000 | 10789.3083 | 97.4602 | 221112 | -93.2042 | 43.2478 | 509 | 125 | 120 |  | 37.8 | N | Distillate Fuel Oil | Y | N | N | 9999 | N |  | Combustion Turbine | 96 | 82.84 | 22308
7155_G_2 | IA | 19033 | IPL - LIME CREEK COMBUSTION TURBINES STATION | Lime Creek | 5494511 | 27288313 | 7155 | **2 | 7155 | 2 | 17-01-066 | LCT2 | 0.36645 |  | 1.3188 | 0.054461 | 0.053421 | 0.0103 | 0.0019773 | 2022 | 35.4 | 11.87 | 1000 | 10789.3083 | 97.4602 | 221112 | -93.2042 | 43.2476 | 488 | 125 | 120 |  | 37.8 | N | Distillate Fuel Oil | Y | N | N | 9999 | N |  | Combustion Turbine | 49 | 40.99 | 22428
8031_G_11 | IA | 19033 | IPL - EMERY GENERATING STATION | Emery Station | 10702411 | 58602213 | 8031 | 11 | 8031 | 11 | 17-02-016 | EU-1 | 19.288 | 5.0828 | 32.0136 | 16.2323 | 16.2323 | 2.0265 | 0 | 2022 | 200 | 20 | 157 | 22273.3337 | 70.8696 | 221112 | -93.2932 | 43.0939 | 2050 | 125 | 100 |  | 150.3 | N | Natural Gas | Y | N | N | 9999 | N |  | Combined Cycle |  | 3805.2007 | 7056
8031_G_12 | IA | 19033 | IPL - EMERY GENERATING STATION | Emery Station | 10702411 | 58602113 | 8031 | 12 | 8031 | 12 | 17-02-016 | EU-2 | 19.094 | 5.561 | 41.6155 | 18.8022 | 18.8022 | 2.0793 | 0 | 2022 | 200 | 20 | 157 | 22273.3337 | 70.8696 | 221112 | -93.2937 | 43.0939 | 2050 | 125 | 100 |  | 152.1 | N | Natural Gas | Y | N | N | 9999 | N |  | Combined Cycle |  | 3964.3486 | 7056
1217_B_1 | IA | 19041 | CORN BELT POWER - WISDOM GENERATING STATION | Earl F Wisdom | 5509511 | 27280613 | 1217 | 1 | 1217 | 1 | 21-01-003 | 1.01 | 0.014277 | 0.058496 | 1.7366 | 0.13893 | 0.13893 | 0.0156 | 0.10054 | 2022 | 148 | 8.33 | 335 | 2950 | 54.1087 | 221112 | -95.2571 | 43.1606 | 480 | 125 | 100 |  | 38 | N | Natural Gas, Distillate Fuel Oil | Y | N | N | 9999 | N |  | O/G Steam | 169 | 229.22 | 14500
1217_G_2 | IA | 19041 | CORN BELT POWER - WISDOM GENERATING STATION | Earl F Wisdom | 5509511 | 67735713 | 1217 | 2 | 1217 | 2 | 21-01-003 | 1.47 | 0.12777 |  | 0.3827 | 0.44743 | 0.44743 | 0.0196 | 0.019999 | 2022 | 110 | 12.33 | 955 | 14728.4594 | 123.3009 | 221112 | -95.2568 | 43.1613 | 1100 | 125 | 120 |  | 76 | N | Natural Gas, Distillate Fuel Oil | Y | N | N | 9999 | N |  | Combustion Turbine | 28 | 32.88 | 13763
1104_B_1 | IA | 19057 | IPL - BURLINGTON GENERATING STATION | Burlington (IA) | 5511811 | 27182013 | 1104 | 1 | 1104 | 1 | 29-01-013 | 17 | 4.147 | 0.55293 | 12.1984 | 0.06566 | 0.06566 | 0.0889 | 0.95034 | 2022 | 306 | 11.75 | 400 | 12442.9562 | 114.7052 | 221112 | -91.1188 | 40.7416 | 2080 | 125 | 100 |  | 158 | N | Natural Gas | Y | N | N | 9999 | N |  | O/G Steam | 613 | 613.09 | 10991
1104_G_GT3 | IA | 19057 | IPL - BURLINGTON GENERATING STATION |  | 5511811 | 27179713 |  |  |  |  | 29-01-013 | 03 | 0.43267 | 0.016562 | 0.69222 | 0.034831 | 0.034831 | 0.0031053 | 0.011076 | 2022 | 37 | 10.08 | 960 | 6448.0501 | 80.8011 | 221112 | -91.1188 | 40.7416 | 288 | 125 | 290 |  |  |  |  | N | N | N |  | N
1104_G_GT2 | IA | 19057 | IPL - BURLINGTON GENERATING STATION |  | 5511811 | 27179513 |  |  |  |  | 29-01-013 | 02 | 0.20603 | 0.0078864 | 0.32963 | 0.016586 | 0.016586 | 0.0014787 | 0.005274 | 2022 | 37 | 7.82 | 960 | 6445.8177 | 134.1528 | 221112 | -91.1171 | 40.741 | 288 | 125 | 290 |  |  |  |  | N | N | N |  | N |  |  | 28
1104_G_GT1 | IA | 19057 | IPL - BURLINGTON GENERATING STATION |  | 5511811 | 27179313 |  |  |  |  | 29-01-013 | 01 | 0.064832 | 0.0024816 | 0.10372 | 0.0052191 | 0.0052191 | 0.0004653 | 0.0016596 | 2022 | 37 | 10.08 | 960 | 6448.0501 | 80.8011 | 221112 | -91.117 | 40.7413 | 288 | 125 | 290 |  |  |  |  | N | N | N |  | N
1104_G_GT4 | IA | 19057 | IPL - BURLINGTON GENERATING STATION |  | 5511811 | 27181713 |  |  |  |  | 29-01-013 | 04 | 0.057057 | 0.002184 | 0.091284 | 0.0045932 | 0.0045932 | 0.0004095 | 0.0014605 | 2022 | 37 | 7.82 | 960 | 6445.8177 | 134.1528 | 221112 | -91.1188 | 40.7416 | 288 | 125 | 120 |  |  |  |  | N | N | N |  | N |  |  | 9
1097_G_1 | IA | 19067 | MIDAMERICAN ENERGY CO - MERL PARR TURBINES | Merl Parr | 5382011 | 26865313 |  |  | 1097 | 1 | 34-01-023 | 001 | 0.32013 |  | 1.2493 | 0.025767 | 0.025767 | 0.0022965 | 0.0081985 | 2022 | 29.5 | 10.37 | 1020 | 7508.7334 | 88.9028 | 22112 | -92.6745 | 43.0535 | 0.01 | 125 | 120 |  | 16.4 | N | Natural Gas | N | N | N | 9999 | N |  | Combustion Turbine | 30 |  | 25000
1097_G_2 | IA | 19067 | MIDAMERICAN ENERGY CO - MERL PARR TURBINES | Merl Parr | 5382011 | 26865413 |  |  | 1097 | 2 | 34-01-023 | 002 | 0.13633 |  | 0.53203 | 0.010973 | 0.010973 | 0.000978 | 0.0034915 | 2022 | 29.5 | 10.37 | 1020 | 7508.7334 | 88.9028 | 22112 | -92.6745 | 43.0534 | 0.01 | 125 | 120 |  | 16.4 | N | Natural Gas | N | N | N | 9999 | N |  | Combustion Turbine | 16 |  | 25000
54775_B_BLR10 | IA | 19103 | UNIVERSITY OF IOWA MAIN POWER PLANT | University of Iowa Main Power Plant | 12807411 | 123689413 |  |  | 54775 | BLR10 | 52-01-005-02 | EU-PP06 | 41.786 | 0.094695 | 53.832 | 2.4114 | 2.267 | 16.863 | 2.5067 | 2022 | 198 | 6.67 | 330 | 1401.1321 | 40.0832 | 611310 | -91.54 | 41.6574 | 0.01 | 148 | 100 |  | 6.2 | Y | Natural Gas | N | Y | N | 9999 | N |  | O/G Steam |  |  | 8300
54775_B_BLR11 | IA | 19103 | UNIVERSITY OF IOWA MAIN POWER PLANT | University of Iowa Main Power Plant | 12807411 | 123689013 |  |  | 54775 | BLR11 | 52-01-005-02 | EU-PP07 | 21.0923 | 0.014418 | 115.743 | 5.1548 | 4.0815 | 83.4975 | 31.3186 | 2022 | 198 | 5 | 325 | 1234.2767 | 62.8359 | 611310 | -91.54 | 41.6574 | 223 | 148 | 100 |  | 6.2 | Y | Natural Gas | N | Y | N | 9999 | N |  | O/G Steam | 7448 |  | 8300
1079_G_1 | IA | 19103 | MIDAMERICAN ENERGY CO - CORALVILLE TURBINES | Coralville GT | 3925111 | 37692113 |  |  | 1079 | 1 | 52-02-001 | EU-1 | 0.38771 |  | 1.513 | 0.031206 | 0.031206 | 0.0027813 | 0.0099292 | 2022 | 28 | 11 | 1030 | 10833.3335 | 113.9952 | 221112 | -91.5638 | 41.6717 | 0.01 | 125 | 120 |  | 15.5 | N | Natural Gas | N | N | N | 9999 | N |  | Combustion Turbine | 33 |  | 25000
1079_G_2 | IA | 19103 | MIDAMERICAN ENERGY CO - CORALVILLE TURBINES | Coralville GT | 3925111 | 37692213 |  |  | 1079 | 2 | 52-02-001 | EU-2 | 0.5399 |  | 2.1069 | 0.043455 | 0.043455 | 0.003873 | 0.013827 | 2022 | 28 | 11 | 1030 | 10833.3335 | 113.9952 | 221112 | -91.5639 | 41.6718 | 0.01 | 125 | 120 |  | 16.3 | N | Natural Gas | N | N | N | 9999 | N |  | Combustion Turbine | 60 |  | 25000
1079_G_3 | IA | 19103 | MIDAMERICAN ENERGY CO - CORALVILLE TURBINES | Coralville GT | 3925111 | 37692313 |  |  | 1079 | 3 | 52-02-001 | EU-3 | 0.45416 |  | 1.7724 | 0.036555 | 0.036555 | 0.003258 | 0.011631 | 2022 | 28 | 11 | 1030 | 10833.3335 | 113.9952 | 221112 | -91.5639 | 41.6719 | 0.01 | 125 | 120 |  | 14.8 | N | Natural Gas | N | N | N | 9999 | N |  | Combustion Turbine | 48 |  | 25000
1079_G_4 | IA | 19103 | MIDAMERICAN ENERGY CO - CORALVILLE TURBINES | Coralville GT | 3925111 | 37692413 |  |  | 1079 | 4 | 52-02-001 | EU-4 | 0.57377 |  | 2.2391 | 0.046182 | 0.046182 | 0.004116 | 0.014694 | 2022 | 28 | 11 | 1030 | 10833.3335 | 113.9952 | 221112 | -91.564 | 41.6721 | 0.01 | 125 | 120 |  | 15.5 | N | Natural Gas | N | N | N | 9999 | N |  | Combustion Turbine | 68 |  | 25000
57953_B_COGEN | IA | 19111 | ROQUETTE AMERICA, INC | Roquette America | 3939711 | 68052813 |  |  | 57953 | COGEN | 56-01-009 | 121-NG | 29.6 | 2.3084 | 124.857 | 5.4825 | 5.4825 | 63 | 3.9676 | 2022 | 350 | 10 | 185 | 4075.4334 | 51.8691 | 311221 | -91.4064 | 40.3867 | 996 | 159 | 100 |  | 32 | Y | Bituminous, Petroleum Coke | N | Y | N | 9999 | N |  | Coal Steam | 8736 |  | 8300
57953_G_GT | IA | 19111 | ROQUETTE AMERICA, INC | Roquette America | 3939711 | 68055913 |  |  | 57953 | GT | 56-01-009 | CG-1 | 2.3153 | 0.64047 | 8.418 | 0.71962 | 0.71962 | 0.18405 | 2.0337 | 2022 | 170 | 12 | 273 | 6548.0001 | 57.8737 | 311221 | -91.3956 | 40.3897 | 166 | 159 | 120 |  | 38 | Y | Natural Gas | N | Y | N | 9999 | N |  | Combined Cycle | 8736 |  | 5500
10864_G_GEN7 | IA | 19113 | ADM CORN PROCESSING - CEDAR RAPIDS | Archer Daniels Midland Cedar Rapids | 8121311 | 125661413 |  |  | 10864 | GEN7 | 57-01-080 | EU-545 | 16.3326 | 3.105 | 3.3157 | 8.1142 | 8.1142 | 3.9412 | 1.6552 | 2022 | 225 | 11 | 250 | 5605.517 | 58.9611 | 311221 | -91.6862 | 41.9192 | 475 | 127 | 120 |  | 35 | N | Natural Gas | N | N | N | 9999 | N |  | Combustion Turbine | 4930 |  | 12369
1073_B_1 | IA | 19113 | IPL - PRAIRIE CREEK GENERATING STATION | Prairie Creek | 3940211 | 37605713 |  |  | 1073 | 1 | 57-01-042 | 301-301 | 99.5411 | 0.022441 | 172.7265 | 6.097 | 6.0953 | 353.0018 | 1.912 | 2022 | 327 | 16 | 470 | 5342.0001 | 26.5689 | 221112 | -91.6384 | 41.9437 | 1.7 | 125 | 100 |  | 2 | Y | Subbituminous | N | Y | N | 9999 | N |  | Coal Steam | 7396 |  | 10908
1073_B_2 | IA | 19113 | IPL - PRAIRIE CREEK GENERATING STATION | Prairie Creek | 3940211 | 111692913 |  |  | 1073 | 2 | 57-01-042 | 301-302 | 124.4867 | 0.02843 | 233.1427 | 7.6898 | 7.6882 | 441.5559 | 2.4131 | 2022 | 327 | 16 | 470 | 5342.0001 | 26.5689 | 221112 | -91.6384 | 41.9437 | 304 | 125 | 100 |  | 2.2 | Y | Subbituminous | N | Y | N | 9999 | N |  | Coal Steam | 7942 |  | 10908
1073_B_3 | IA | 19113 | IPL - PRAIRIE CREEK GENERATING STATION | Prairie Creek | 3940211 | 37605913 | 1073 | 3 | 1073 | 3 | 57-01-042 | 302-303 | 164.5 | 0.06921 | 467.5768 | 36.6249 | 36.6249 | 831.5509 | 4.873 | 2022 | 201 | 12.44 | 450 | 3331.25 | 27.4079 | 221112 | -91.638 | 41.9443 | 611 | 125 | 100 |  | 29 | Y | Subbituminous | Y | N | N | 9999 | N |  | Coal Steam | 182 | 8152.3203 | 12146
1073_B_4 | IA | 19113 | IPL - PRAIRIE CREEK GENERATING STATION | Prairie Creek | 3940211 | 37606013 | 1073 | 4 | 1073 | 4 | 57-01-042 | 303-304 | 20.8904 | 0.79583 | 69.5577 | 1.8901 | 1.8901 | 13.3381 | 1.3678 | 2022 | 201 | 13 | 329 | 9522.5668 | 71.8 | 221112 | -91.6398 | 41.9439 | 1370 | 125 | 100 |  | 118 | Y | Natural Gas | Y | N | N | 9999 | N |  | O/G Steam |  | 1206.23 | 9822
10864_B_1 | IA | 19113 | ADM CORN PROCESSING - CEDAR RAPIDS | Archer Daniels Midland Cedar Rapids | 8121311 | 4736213 |  |  | 10864 | 1 | 57-01-080 | EU-501A | 22.1433 | 16.8965 | 113.151 | 8.3463 | 4.4235 | 163.353 | 4.4287 | 2022 | 350 | 11.52 | 358 | 6719.6363 | 64.469 | 311221 | -91.6874 | 41.9228 | 552 | 127 | 100 |  | 40 | Y | Bituminous, Subbituminous | N | Y | N | 9999 | N |  | Coal Steam | 7643 |  | 8300
10864_B_2 | IA | 19113 | ADM CORN PROCESSING - CEDAR RAPIDS | Archer Daniels Midland Cedar Rapids | 8121311 | 4738213 |  |  | 10864 | 2 | 57-01-080 | EU-501B | 18.3394 | 13.909 | 94.45 | 6.9126 | 3.6637 | 159.607 | 3.6679 | 2022 | 350 | 11.52 | 358 | 6719.6363 | 64.469 | 311221 | -91.6874 | 41.9228 | 552 | 127 | 100 |  | 40 | Y | Bituminous, Subbituminous | N | Y | N | 9999 | N |  | Coal Steam | 6730 |  | 8300
10864_B_3 | IA | 19113 | ADM CORN PROCESSING - CEDAR RAPIDS | Archer Daniels Midland Cedar Rapids | 8121311 | 4751013 |  |  | 10864 | 3 | 57-01-080 | EU-502A | 27.3156 | 14.1421 | 95.622 | 5.1756 | 2.7431 | 225.117 | 3.7379 | 2022 | 350 | 11.52 | 362 | 6682.6138 | 64.337 | 311221 | -91.6874 | 41.9228 | 552 | 127 | 100 |  | 40 | Y | Bituminous, Subbituminous | N | Y | N | 9999 | N |  | Coal Steam | 6794 |  | 8300
10864_B_4 | IA | 19113 | ADM CORN PROCESSING - CEDAR RAPIDS | Archer Daniels Midland Cedar Rapids | 8121311 | 4762413 |  |  | 10864 | 4 | 57-01-080 | EU-502B | 35.33 | 18.4673 | 122.872 | 6.6941 | 3.5479 | 132.903 | 4.8346 | 2022 | 350 | 11.52 | 362 | 6682.6138 | 64.337 | 311221 | -91.6874 | 41.9228 | 552 | 127 | 100 |  | 40 | Y | Bituminous, Subbituminous | N | Y | N | 9999 | N |  | Coal Steam | 8295 |  | 8300
10864_B_5 | IA | 19113 | ADM CORN PROCESSING - CEDAR RAPIDS | Archer Daniels Midland Cedar Rapids | 8121311 | 4761213 |  |  | 10864 | 5 | 57-01-080 | EU-530A | 39.8812 | 11.4861 | 293.258 | 15.9525 | 8.4548 | 286.361 | 8.8625 | 2022 | 412 | 12.01 | 310 | 7801.4341 | 68.865 | 311221 | -91.6846 | 41.9228 | 1500 | 127 | 100 |  | 100 | Y | Bituminous, Subbituminous | N | Y | N | 9999 | N |  | Coal Steam | 8190 |  | 8300
1073_B_5 | IA | 19113 | IPL - PRAIRIE CREEK GENERATING STATION |  | 3940211 | 37605213 |  |  |  |  | 57-01-042 | 500 | 10.5569 | 1.2267 | 30.266 | 1.15 | 1.15 | 0.23 | 2.1083 | 2022 | 106.5 | 6.5 | 470 | 1327.3333 | 40.0003 | 221112 | -91.638 | 41.9443 | 278 | 125 | 100 |  |  |  |  | N | N | N |  | N |  |  | 6816
6664_B_101 | IA | 19115 | MIDAMERICAN ENERGY CO - LOUISA STATION | Louisa | 3942411 | 37581213 | 6664 | 101 | 6664 | 101 | 58-07-001 | EU-1 | 3840.4374 | 0.70387 | 2898.445 | 249.4889 | 133.2419 | 4890.3781 | 3.0491 | 2022 | 610 | 30 | 180 | 59773.5861 | 84.5283 | 221112 | -91.0933 | 41.318 | 8000 | 125 | 100 |  | 747 | N | Subbituminous | Y | N | N | 9999 | N |  | Coal Steam | 5124 | 5121.3403 | 10591
1068_G_1 | IA | 19127 | IPL - MARSHALLTOWN GENERATING STATION | Marshalltown | 3779111 | 37006813 | 1068 | 1A | 1068 | 1 | 64-01-012 | EU-011 | 4.8711 |  | 15.2276 | 0.39214 | 0.39214 | 0.0425 | 0.12469 | 2022 | 31 | 9 | 850 | 9729.5102 | 152.8767 | 221112 | -92.8627 | 42.0482 | 402 | 125 | 120 |  | 56 | N | Natural Gas | Y | N | N | 9999 | N |  | Combustion Turbine | 467 | 467.3 | 17054
1068_G_2 | IA | 19127 | IPL - MARSHALLTOWN GENERATING STATION | Marshalltown | 3779111 | 37006613 | 1068 | 2A | 1068 | 2 | 64-01-012 | EU-013 | 9.4089 |  | 29.8431 | 0.75744 | 0.75744 | 0.0796 | 0.24085 | 2022 | 31 | 9 | 850 | 9729.5102 | 152.8767 | 221112 | -92.8627 | 42.0482 | 402 | 125 | 120 |  | 57.4 | N | Natural Gas | Y | N | N | 9999 | N |  | Combustion Turbine | 844 | 843.89 | 17054
1068_G_3 | IA | 19127 | IPL - MARSHALLTOWN GENERATING STATION | Marshalltown | 3779111 | 37006413 | 1068 | 3A | 1068 | 3 | 64-01-012 | EU-015 | 2.3539 |  | 6.9872 | 0.18949 | 0.18949 | 0.0201 | 0.060254 | 2022 | 31 | 9 | 850 | 9729.5102 | 152.8767 | 221112 | -92.8627 | 42.0482 | 402 | 125 | 120 |  | 54.2 | N | Natural Gas | Y | N | N | 9999 | N |  | Combustion Turbine | 220 | 220.35 | 17054
58236_G_CTG1 | IA | 19127 | IPL - MARSHALLTOWN GENERATING STATION | Marshalltown Generating Station | 3779111 | 124118013 | 58236 | CT1 | 58236 | CTG1 | 64-01-012 | EU-401 | 59.8699 | 12.1876 | 42.6618 | 14.6251 | 14.6251 | 3.0433 | 1.4625 | 2022 | 199 | 20.17 | 180 | 19059.1198 | 59.6247 | 221112 | -92.8711 | 42.0414 | 2410 | 125 | 120 | 99 | 211.9 | N | Natural Gas | Y | N | N | 9999 | N |  | Combined Cycle | 4860 | 4859.8276 | 7101
58236_G_CTG2 | IA | 19127 | IPL - MARSHALLTOWN GENERATING STATION | Marshalltown Generating Station | 3779111 | 124117513 | 58236 | CT2 | 58236 | CTG2 | 64-01-012 | EU-402 | 69.3626 | 7.0421 | 40.2761 | 9.3895 | 9.3895 | 2.9314 | 0.46947 | 2022 | 199 | 23.5 | 210 | 21936.6642 | 50.5557 | 221112 | -92.8633 | 42.0489 | 2410 | 125 | 120 |  | 211.1 | N | Natural Gas | Y | N | N | 9999 | N |  | Combined Cycle | 4658 | 4658.1885 | 7101
1068_G_2B | IA | 19127 | IPL - MARSHALLTOWN GENERATING STATION |  | 3779111 | 37006513 | 1068 | 2B |  |  | 64-01-012 | EU-014 | 9.6249 |  | 31.961 | 0.77483 | 0.77483 | 0.0802 | 0.24638 | 2022 | 31 | 9 | 850 | 9729.5102 | 152.8767 | 221112 | -92.8627 | 42.0482 | 402 | 125 | 120 |  |  |  |  | Y | N | N |  | N |  |  | 845 | 845.3398
1068_G_1B | IA | 19127 | IPL - MARSHALLTOWN GENERATING STATION |  | 3779111 | 37006713 | 1068 | 1B |  |  | 64-01-012 | EU-012 | 6.8459 |  | 21.2048 | 0.55111 | 0.55111 | 0.0548 | 0.17524 | 2022 | 31 | 9 | 850 | 9729.5102 | 152.8767 | 221112 | -92.8627 | 42.0482 | 402 | 125 | 120 |  |  |  |  | Y | N | N |  | N |  |  | 583 | 583.32
1068_G_3B | IA | 19127 | IPL - MARSHALLTOWN GENERATING STATION |  | 3779111 | 37006313 | 1068 | 3B |  |  |  |  | 4.0268 |  | 13.828 | 0.32416 | 0.32416 | 0.0334 | 0.10308 |  | 31 | 9 | 850 | 13437.0575 | 211.1322 | 221112 | -92.8627 | 42.0482 |  | 125 | 120 |  |  |  |  | Y | N | N |  | N |  |  |  | 354.9
1167_B_9 | IA | 19139 | MUSCATINE POWER & WATER | Muscatine Plant #1 | 7892811 | 2592613 | 1167 | 9 | 1167 | 9 | 70-01-011 | EU90 | 53.65 |  | 628.0186 | 37.4372 | 27.038 | 48.6509 | 14.3147 | 2022 | 300 | 10.5 | 180 | 8666.6668 | 100.0481 | 221112 | -91.0577 | 41.3893 | 1560 | 125 | 100 |  | 161 | N | Subbituminous | Y | N | N | 9999 | N |  | Coal Steam | 7206 | 7307.8711 | 8800
1167_B_8 | IA | 19139 | MUSCATINE POWER & WATER |  | 7892811 | 2594313 | 1167 | 8 |  |  | 70-01-011 | EU80 | 107.644 |  | 1878.6888 | 20.0338 | 14.4983 | 1337.3538 | 13.6428 | 2022 | 225 | 8.53 | 350 | 5833.0189 | 102.0306 | 221112 | -91.0577 | 41.3893 | 1080 | 125 | 100 |  |  |  |  | Y | N | N |  | N |  |  | 1 | 7553.8496
1167_B_7 | IA | 19139 | MUSCATINE POWER & WATER |  | 7892811 | 2592713 |  |  |  |  | 70-01-011 | EU70 | 6.2296 |  | 39.2859 | 1.1452 | 0.86054 | 49.2 | 0.28 | 2022 | 220 | 8.86 | 350 | 1655.6604 | 26.8435 | 221112 | -91.0566 | 41.3916 | 310 | 125 | 100 |  |  |  |  | N | N | N |  | N |  |  | 21
1084_G_1 | IA | 19153 | MIDAMERICAN ENERGY CO - RIVER HILLS TURBINES | River Hills | 3163711 | 38794513 |  |  | 1084 | 1 | 77-01-054 | 001 | 0.17184 |  | 0.67059 | 0.013831 | 0.013831 | 0.0012327 | 0.0044007 | 2022 | 29.6 | 9.41 | 985 | 7258.7834 | 104.306 | 221112 | -93.6199 | 41.5903 | 0.01 | 125 | 120 |  | 14.6 | N | Natural Gas | N | N | N | 9999 | N |  | Combustion Turbine | 36 |  | 25000
1084_G_2 | IA | 19153 | MIDAMERICAN ENERGY CO - RIVER HILLS TURBINES | River Hills | 3163711 | 38794613 |  |  | 1084 | 2 | 77-01-054 | 002 | 0.20483 |  | 0.79935 | 0.016487 | 0.016487 | 0.0014694 | 0.0052458 | 2022 | 37.3 | 10.34 | 950 | 7174.6001 | 85.41 | 221112 | -93.6197 | 41.5903 | 0.01 | 125 | 120 |  | 14.6 | N | Natural Gas | N | N | N | 9999 | N |  | Combustion Turbine | 36 |  | 25000
1084_G_3 | IA | 19153 | MIDAMERICAN ENERGY CO - RIVER HILLS TURBINES | River Hills | 3163711 | 38794713 |  |  | 1084 | 3 | 77-01-054 | 003 | 0.16147 |  | 0.63011 | 0.012996 | 0.012996 | 0.0011583 | 0.0041313 | 2022 | 29.6 | 9.41 | 985 | 7258.7834 | 104.306 | 221112 | -93.6198 | 41.59 | 0.01 | 125 | 120 |  | 14.6 | N | Natural Gas | N | N | N | 9999 | N |  | Combustion Turbine | 33 |  | 25000
1084_G_4 | IA | 19153 | MIDAMERICAN ENERGY CO - RIVER HILLS TURBINES | River Hills | 3163711 | 38794813 |  |  | 1084 | 4 | 77-01-054 | 004 | 0.20358 |  | 0.79446 | 0.016386 | 0.016386 | 0.0014604 | 0.0052136 | 2022 | 34.3 | 10.34 | 950 | 7174.6001 | 85.41 | 221112 | -93.6196 | 41.5901 | 0.01 | 125 | 120 |  | 14.6 | N | Natural Gas | N | N | N | 9999 | N |  | Combustion Turbine | 36 |  | 25000
1084_G_5 | IA | 19153 | MIDAMERICAN ENERGY CO - RIVER HILLS TURBINES | River Hills | 3163711 | 38794913 |  |  | 1084 | 5 | 77-01-054 | 005 | 0.12968 |  | 0.50608 | 0.010438 | 0.010438 | 0.0009303 | 0.0033212 | 2022 | 37.3 | 10.34 | 950 | 7174.6001 | 85.41 | 221112 | -93.6195 | 41.5904 | 0.01 | 125 | 120 |  | 15 | N | Natural Gas | N | N | N | 9999 | N |  | Combustion Turbine | 36 |  | 25000
1084_G_6 | IA | 19153 | MIDAMERICAN ENERGY CO - RIVER HILLS TURBINES | River Hills | 3163711 | 38795013 |  |  | 1084 | 6 | 77-01-054 | 006 | 0.14537 |  | 0.56728 | 0.0117 | 0.0117 | 0.0010428 | 0.0037228 | 2022 | 29.6 | 9.41 | 985 | 7258.7834 | 104.306 | 221112 | -93.6193 | 41.5904 | 0.01 | 125 | 120 |  | 15 | N | Natural Gas | N | N | N | 9999 | N |  | Combustion Turbine | 36 |  | 25000
1084_G_7 | IA | 19153 | MIDAMERICAN ENERGY CO - RIVER HILLS TURBINES | River Hills | 3163711 | 38795113 |  |  | 1084 | 7 | 77-01-054 | 007 | 0.13972 |  | 0.54525 | 0.011246 | 0.011246 | 0.0010023 | 0.0035782 | 2022 | 37.3 | 10.34 | 950 | 7174.6001 | 85.41 | 221112 | -93.6195 | 41.5901 | 0.01 | 125 | 120 |  | 15 | N | Natural Gas | N | N | N | 9999 | N |  | Combustion Turbine | 36 |  | 25000
1084_G_8 | IA | 19153 | MIDAMERICAN ENERGY CO - RIVER HILLS TURBINES | River Hills | 3163711 | 38794213 |  |  | 1084 | 8 | 77-01-054 | 008 | 0.13759 |  | 0.53693 | 0.011074 | 0.011074 | 0.000987 | 0.0035236 | 2022 | 37.3 | 10.34 | 950 | 7174.6001 | 85.41 | 221112 | -93.6192 | 41.5901 | 0.01 | 125 | 120 |  | 15 | N | Natural Gas | N | N | N | 9999 | N |  | Combustion Turbine | 36 |  | 25000
7145_G_1 | IA | 19153 | MIDAMERICAN ENERGY CO - PLEASANT HILL/GDMEC | Pleasant Hill | 3164811 | 38775213 | 7145 | 1 | 7145 | 1 | 77-13-002 | EU-001 | 0.6502 |  | 5.1191 | 0.13891 | 0.13891 | 0.3676 | 0.041217 | 2022 | 35.5 | 13.43 | 1071 | 11933.3335 | 84.2 | 221112 | -93.5293 | 41.5576 | 507 | 125 | 120 |  | 36.7 | N | Natural Gas, Distillate Fuel Oil | Y | N | N | 9999 | N |  | Combustion Turbine | 6 | 212 | 16482
7145_G_2 | IA | 19153 | MIDAMERICAN ENERGY CO - PLEASANT HILL/GDMEC | Pleasant Hill | 3164811 | 38775413 | 7145 | 2 | 7145 | 2 | 77-13-002 | EU-002 | 0.60718 |  | 4.8907 | 0.1313 | 0.1313 | 0.4015 | 0.040127 | 2022 | 35.5 | 13.43 | 1071 | 11933.3335 | 84.19 | 221112 | -93.5293 | 41.5576 | 507 | 125 | 120 |  | 37.3 | N | Natural Gas, Distillate Fuel Oil | Y | N | N | 9999 | N |  | Combustion Turbine | 132 | 172 | 16482
7145_G_3 | IA | 19153 | MIDAMERICAN ENERGY CO - PLEASANT HILL/GDMEC | Pleasant Hill | 3164811 | 38775713 | 7145 | 3 | 7145 | 3 | 77-13-002 | EU-005 | 1.1734 |  | 3.5231 | 0.23936 | 0.2393 | 0.191 | 0.062535 | 2022 | 52 | 13.83 | 1052 | 8340.1501 | 55.5 | 221112 | -93.5293 | 41.5576 | 1390 | 125 | 120 |  | 80.8 | N | Natural Gas, Distillate Fuel Oil | Y | N | N | 9999 | N |  | Combustion Turbine | 85 | 102.35 | 16463
7985_G_GT1 | IA | 19153 | MIDAMERICAN ENERGY CO - PLEASANT HILL/GDMEC | Greater Des Moines | 3164811 | 67980413 | 7985 | 1 | 7985 | GT1 | 77-13-002 | GDMEC-EU 1 | 67 | 2.136e-05 | 30.3988 | 29.3167 | 29.3167 | 1.6149 | 2.4474 | 2022 | 200 | 18.5 | 202 | 19597.6985 | 72.878 | 221112 | -93.5285 | 41.5567 | 2140 | 125 | 120 |  | 163.4 | N | Natural Gas | Y | N | N | 9999 | N |  | Combined Cycle | 3270 | 3299.3982 | 7823
7985_G_GT2 | IA | 19153 | MIDAMERICAN ENERGY CO - PLEASANT HILL/GDMEC | Greater Des Moines | 3164811 | 67980513 | 7985 | 2 | 7985 | GT2 | 77-13-002 | GDMEC-EU 2 | 65.7 | 2.608e-05 | 28.0907 | 30.0374 | 30.0374 | 1.6777 | 2.5076 | 2022 | 200 | 18.5 | 202 | 19597.6985 | 72.878 | 221112 | -93.5293 | 41.5576 | 2140 | 125 | 120 |  | 164.2 | N | Natural Gas | Y | N | N | 9999 | N |  | Combined Cycle | 3320 | 3345.0276 | 7823
8029_G_1 | IA | 19153 | MIDAMERICAN ENERGY CO - SYCAMORE TURBINES | Sycamore (IA) | 3164611 | 38776413 | 8029 | 1 | 8029 | 1 | 77-09-002 | 001 | 1.2457 |  | 4.975 | 0.10126 | 0.10126 | 0.0631 | 0.031929 | 2022 | 100 | 11 | 910 | 25372.3005 | 266.9836 | 221112 | -93.6763 | 41.672 | 947 | 125 | 120 |  | 75 | N | Natural Gas, Distillate Fuel Oil | Y | N | N | 9999 | N |  | Combustion Turbine | 51 | 54.27 | 20633
8029_G_2 | IA | 19153 | MIDAMERICAN ENERGY CO - SYCAMORE TURBINES | Sycamore (IA) | 3164611 | 38776513 | 8029 | 2 | 8029 | 2 | 77-09-002 | 002 | 2.232 |  | 9.8199 | 0.18129 | 0.18129 | 0.106 | 0.057206 | 2022 | 100 | 11 | 910 | 25372.3005 | 266.9836 | 221112 | -93.6767 | 41.672 | 947 | 125 | 120 |  | 73.9 | N | Natural Gas, Distillate Fuel Oil | Y | N | N | 9999 | N |  | Combustion Turbine | 100 | 101.6 | 20637
1082_B_3 | IA | 19155 | WALTER SCOTT JR ENERGY CTR | Walter Scott Jr Energy Center | 2992611 | 38070713 | 1082 | 3 | 1082 | 3 | 78-01-026 | 003 | 4429.9 | 1.0446 | 4597.0925 | 490.2949 | 271.4622 | 7748.0252 | 65.4205 | 2022 | 550 | 25 | 180 | 46666.6676 | 95.0303 | 221112 | -95.839 | 41.1806 | 7700 | 125 | 100 |  | 702 | Y | Subbituminous | Y | N | N | 9999 | N |  | Coal Steam | 232 | 6770.3408 | 9926
1082_B_4 | IA | 19155 | WALTER SCOTT JR ENERGY CTR | Walter Scott Jr Energy Center | 2992611 | 67981913 | 1082 | 4 | 1082 | 4 | 78-01-026 | 141 | 393.14 | 5.304 | 716.447 | 136.666 | 89.1899 | 1274.7808 | 6.0219 | 2022 | 551 | 24.67 | 165 | 46228.3814 | 96.6731 | 221112 | -95.836 | 41.1818 | 7680 | 125 | 100 |  | 806 | N | Subbituminous | Y | N | N | 9999 | N |  | Coal Steam | 5544 | 5614.3604 | 9977
1081_B_9 | IA | 19163 | MIDAMERICAN ENERGY CO - RIVERSIDE STATION |  | 2995011 | 38035113 | 1081 | 9 |  |  | 82-02-006 | EU-1 | 0 | 0 | 0 | 0 | 0 | 0 | 0 | 2022 | 346.3 | 13.4 | 297 | 10950.3146 | 77.6161 | 221112 | -90.4477 | 41.5404 | 1200 | 125 | 100 |  |  |  |  | N | N | N |  | N
1122_B_7 | IA | 19169 | CITY OF AMES STEAM ELECTRIC PLANT | Ames Electric Services Power Plant | 12806611 | 68177813 | 1122 | 7 | 1122 | 7 | 85-01-006-02 | EU-2 | 1.2838 | 0.86 | 49.951 | 4.38 | 4.38 | 6.1726 | 1.5863 | 2022 | 200 | 8 | 252 | 3179.3711 | 63.2261 | 221112 | -93.6079 | 42.0255 | 574 | 125 | 100 |  | 32 | N | Natural Gas | Y | N | N | 9999 | N |  | O/G Steam | 1862 | 2038.6699 | 13684
1122_B_8 | IA | 19169 | CITY OF AMES STEAM ELECTRIC PLANT | Ames Electric Services Power Plant | 12806611 | 68177713 | 1122 | 8 | 1122 | 8 | 85-01-006-02 | EU-1 | 3.2989 | 4.43 | 219.5488 | 23.52 | 23.52 | 20.1511 | 8.1402 | 2022 | 210 | 11 | 240 | 5327.0441 | 56.032 | 221112 | -93.6079 | 42.0254 | 775 | 125 | 100 |  | 63 | N | Natural Gas | Y | N | N | 9999 | N |  | O/G Steam | 6437 | 6569.0801 | 12538
6463_G_GT1 | IA | 19169 | CITY OF AMES COMBUSTION TURBINE | Ames GT | 12806511 | 68177513 |  |  | 6463 | GT1 | 85-01-006-01 | EU-1 |  |  | 0.87289 | 0.011903 | 0.011903 | 0.010018 |  | 2022 | 31.9 | 11.94 | 820 | 8275.0001 | 73.9042 | 221112 | -93.5824 | 42.027 | 0.01 | 125 | 120 |  | 15.2 | N | Distillate Fuel Oil | N | N | N | 9999 | N |  | Combustion Turbine | 10 |  | 15553
6463_G_GT2 | IA | 19169 | CITY OF AMES COMBUSTION TURBINE | Ames GT | 12806511 | 68177613 | 6463 | GT2 | 6463 | GT2 |  |  | 0.031546 |  | 0.132 |  |  | 0.0212 |  |  | 60 | 9 | 939 | 6775.0001 | 106.4534 | 221112 | -93.5831 | 42.0269 |  | 125 | 120 |  | 25.7 | N | Distillate Fuel Oil | Y | N | N | 9999 | N |  | Combustion Turbine |  | 3.73 | 15706
1206_G_GT1 | IA | 19175 | CENTRAL IOWA POWER COOP - SUMMIT LAKE | Summit Lake | 3731711 | 68192713 | 1206 | 1G | 1206 | GT1 | 88-01-004 | EU1G | 0.11028 | 0.0087416 | 3.6659 | 0.0089131 | 0.0088735 | 0.0486 | 0.0028216 | 2022 | 45 | 9.57 | 990 | 11955.0222 | 166.0419 | 221112 | -94.3469 | 41.1134 | 480 | 125 | 120 |  | 29.2 | N | Natural Gas, Distillate Fuel Oil | Y | N | N | 9999 | N |  | Combustion Turbine | 22 | 25.4 | 12889
1206_G_GT2 | IA | 19175 | CENTRAL IOWA POWER COOP - SUMMIT LAKE | Summit Lake | 3731711 | 68192813 | 1206 | 2G | 1206 | GT2 | 88-01-004 | EU2G | 2.3996 | 0.19021 | 25.5678 | 0.19394 | 0.19394 | 0.0296 | 0.061394 | 2022 | 45 | 9.01 | 490 | 7833.3334 | 118 | 221112 | -94.3471 | 41.1133 | 480 | 125 | 120 |  | 27.4 | N | Natural Gas, Distillate Fuel Oil | Y | N | N | 9999 | N |  | Combustion Turbine | 173 | 176.42 | 12889
6254_B_1 | IA | 19179 | IPL - OTTUMWA GENERATING STATION | Ottumwa | 3732211 | 124299813 | 6254 | 1 | 6254 | 1 |  |  | 877 | 35.6868 | 1146.7264 | 38.5012 | 33.6825 | 1274.3592 | 0.070524 |  | 600 | 25 | 205 | 44478.8813 | 90.5751 | 221112 | -92.555 | 41.0977 |  | 125 | 100 |  | 712 | N | Subbituminous | Y | N | N | 9999 | N |  | Coal Steam |  | 6890.1191 | 10369
1150_G_8 | IA | 19181 | INDIANOLA MUNICIPAL UTILITIES | Indianola | 15474111 | 98111513 |  |  | 1150 | 8 | 91-01-002 | EU9 | 0.0119 |  | 0.0448 | 0.00196 | 0.00196 | 2.121e-05 | 0.00126 | 2022 | 32 | 1 | 840 | 184.9842 | 235.4345 | 221112 | -93.5624 | 41.3601 | 10.5 | 125 | 160 |  | 22.8 | N | Distillate Fuel Oil | N | N | N | 9999 | N |  | Combustion Turbine | 3 |  | 25000
7343_B_4 | IA | 19193 | MIDAMERICAN ENERGY CO - GEORGE NEAL SOUTH | George Neal South | 2943511 | 38608513 | 7343 | 4 | 7343 | 4 | 97-04-011 | 003 | 654.89 | 0.75252 | 951.7223 | 98.2982 | 97.2025 | 1953.1744 | 19.5565 | 2022 | 469 | 25.75 | 180 | 43634.7178 | 83.7554 | 221112 | -96.3627 | 42.2997 | 6900 | 125 | 100 |  | 641 | Y | Subbituminous | Y | N | N | 9999 | N |  | Coal Steam |  | 2553.8301 | 10033
1091_B_3 | IA | 19193 | MIDAMERICAN ENERGY CO - GEORGE NEAL NORTH | George Neal North | 2943411 | 38611713 | 1091 | 3 | 1091 | 3 | 97-04-010 | 003 | 593.73 | 0.36775 | 1049.2016 | 35.0558 | 31.6058 | 1337.5865 | 13.2845 | 2022 | 400 | 20 | 180 | 19920.8003 | 63.3843 | 221112 | -96.3813 | 42.3258 | 5020 | 125 | 100 |  | 504 | N | Subbituminous | Y | N | N | 9999 | N |  | Coal Steam | 2304 | 2297.48 | 10462
1235_B_3 | KS | 20009 | Sunflower Electric - Great Bend | Great Bend - Sunflower | 3773211 | 37523813 | 1235 | 3 | 1235 | 3 | 0002 | 001 | 2.4602 | 0.32802 | 17.9991 | 0.77905 | 0.77905 | 0.1316 | 0.56379 | 2022 | 146 | 6.5 | 290 | 3050 | 91.9143 | 221112 | -98.8697 | 38.41 | 1050 | 125 | 100 |  | 100 | N | Natural Gas | Y | N | N | 9999 | N |  | O/G Steam | 635 | 625.05 | 13329
1261_G_1 | KS | 20015 | Augusta Mun. Power Plant 1 | Augusta Electric Plant No 1 | 3670411 | 37388313 |  |  | 1261 | 1 | 0009 | 001 | 0 |  | 0 | 0 | 0 | 0 | 0 | 2022 | 35 | 1.16 | 840 | 176.1666 | 167 | 221112 | -96.9719 | 37.6786 | 1140 | 125 | 160 |  | 1.1 | N | Natural Gas, Distillate Fuel Oil | N | N | N | 9999 | N |  | Combustion Turbine | 1 |  | 12283
1261_G_3 | KS | 20015 | Augusta Mun. Power Plant 1 | Augusta Electric Plant No 1 | 3670411 | 37388213 |  |  | 1261 | 3 | 0009 | 003 | 0 |  | 0 | 0 | 0 | 0 | 0 | 2022 | 45 | 1.33 | 800 | 161.3333 | 116 | 221112 | -96.9719 | 37.6786 | 1000 | 125 | 160 |  | 1 | N | Natural Gas, Distillate Fuel Oil | N | N | N | 9999 | N |  | Combustion Turbine | 1 |  | 12283
1261_G_5 | KS | 20015 | Augusta Mun. Power Plant 1 | Augusta Electric Plant No 1 | 3670411 | 37388113 |  |  | 1261 | 5 | 0009 | 005 | 0 |  | 0 | 0 | 0 | 0 | 0 | 2022 | 45 | 1.5 | 840 | 360 | 204 | 221112 | -96.9719 | 37.6786 | 2250 | 125 | 160 |  | 2.2 | N | Natural Gas, Distillate Fuel Oil | N | N | N | 9999 | N |  | Combustion Turbine | 1 |  | 12283
1261_G_6 | KS | 20015 | Augusta Mun. Power Plant 1 | Augusta Electric Plant No 1 | 3670411 | 37387913 |  |  | 1261 | 6 | 0009 | 006 | 0 |  | 0 | 0 | 0 | 0 | 0 | 2022 | 45 | 1.5 | 840 | 360 | 204 | 221112 | -96.9719 | 37.6786 | 2250 | 125 | 160 |  | 2.2 | N | Natural Gas, Distillate Fuel Oil | N | N | N | 9999 | N |  | Combustion Turbine | 1 |  | 12283
1261_G_7 | KS | 20015 | Augusta Mun. Power Plant 1 | Augusta Electric Plant No 1 | 3670411 | 37388013 |  |  | 1261 | 7 | 0009 | 007 | 0 |  | 0 | 0 | 0 | 0 | 0 | 2022 | 55 | 2 | 750 | 7.3303 | 2.3333 | 221112 | -96.9719 | 37.6786 | 2000 | 125 | 160 |  | 2 | N | Natural Gas, Distillate Fuel Oil | N | N | N | 9999 | N |  | Combustion Turbine | 1 |  | 12283
6791_G_1 | KS | 20015 | Augusta Mun. Power Plant 2 | Augusta Electric Plant No 2 | 3670511 | 37387613 |  |  | 6791 | 1 | 0010 | 001 | 1.7527 |  | 10.2148 | 0.21678 | 0.21035 | 0.001469 | 0.75665 | 2022 | 60 | 2.66 | 860 | 703.3333 | 127 | 221112 | -96.9648 | 37.686 | 4 | 125 | 160 |  | 4 | N | Natural Gas, Distillate Fuel Oil | N | N | N | 9999 | N |  | Combustion Turbine | 229 |  | 18000
6791_G_2 | KS | 20015 | Augusta Mun. Power Plant 2 | Augusta Electric Plant No 2 | 3670511 | 37387713 |  |  | 6791 | 2 | 0010 | 002 | 1.4396 |  | 8.3181 | 0.17653 | 0.17129 | 0.0011963 | 0.61615 | 2022 | 60 | 2.66 | 860 | 703.3333 | 127 | 221112 | -96.9648 | 37.686 | 4 | 125 | 160 |  | 4 | N | Natural Gas, Distillate Fuel Oil | N | N | N | 9999 | N |  | Combustion Turbine | 180 |  | 18000
6791_G_3 | KS | 20015 | Augusta Mun. Power Plant 2 | Augusta Electric Plant No 2 | 3670511 | 37387813 |  |  | 6791 | 3 | 0010 | 003 | 3.1237 |  | 15.7677 | 0.33463 | 0.3247 | 0.0022676 | 1.168 | 2022 | 60 | 2.66 | 910 | 977.1666 | 176 | 221112 | -96.9648 | 37.686 | 6 | 125 | 160 |  | 6 | N | Natural Gas, Distillate Fuel Oil | N | N | N | 9999 | N |  | Combustion Turbine | 216 |  | 18000
1239_G_12 | KS | 20021 | Empire District Electric - Riverton | Riverton | 3878111 | 63964213 | 1239 | 12 | 1239 | 12 | 0002 | 008 | 20 |  | 131.3649 | 22 | 22 | 3.3116 | 0.73 | 2022 | 199.9 | 17 | 199 | 21827.917 | 96.1666 | 221112 | -94.6986 | 37.0719 | 2020 | 125 | 140 |  | 149 | N | Natural Gas | Y | N | N | 9999 | N | 1239_G_12-2;1239_G_12 | Combined Cycle | 7275 | 7275.0098 | 7432
1239_G_9 | KS | 20021 | Empire District Electric - Riverton |  | 3878111 | 37460713 |  |  |  |  | 0002 | 005 | 12.5611 |  | 5.6762 | 0.31755 | 0.31755 | 0.033445 | 0.099945 | 2022 | 30 | 9.6 | 751 | 7784.9668 | 107.5534 | 221112 | -94.6986 | 37.0719 | 16 | 125 | 120 |  |  |  |  | N | N | N |  | N |  |  | 503
1270_G_IC3 | KS | 20027 | Clay Center Mun. Power Plant | Clay Center | 4499711 | 28276913 |  |  | 1270 | IC3 | 0007 | 003 | 2.5903 |  | 6.0292 | 0.13136 | 0.12756 | 0.00086709 | 0.44661 | 2022 | 49 | 3.3 | 962 | 832.75 | 97.3636 | 221112 | -97.1278 | 39.3739 | 5 | 125 | 160 |  | 5 | N | Natural Gas, Distillate Fuel Oil | N | N | N | 9999 | N |  | Combustion Turbine | 109 |  | 12283
1270_G_IC4 | KS | 20027 | Clay Center Mun. Power Plant | Clay Center | 4499711 | 28277313 |  |  | 1270 | IC4 | 0007 | 004 | 1.6695 |  | 3.8858 | 0.084661 | 0.082215 | 0.00055884 | 0.28784 | 2022 | 55 | 2.2 | 506 | 577.1666 | 151.8329 | 221112 | -97.1278 | 39.3739 | 4 | 125 | 160 |  | 3.5 | N | Natural Gas, Distillate Fuel Oil | N | N | N | 9999 | N |  | Combustion Turbine | 126 |  | 12283
1270_G_IC5 | KS | 20027 | Clay Center Mun. Power Plant | Clay Center | 4499711 | 28277013 |  |  | 1270 | IC5 | 0007 | 005 | 0.4016 |  | 0.93475 | 0.020366 | 0.019777 | 0.00013443 | 0.069241 | 2022 | 55 | 2.2 | 506 | 577.1666 | 151.8329 | 221112 | -97.1278 | 39.3739 | 4 | 125 | 160 |  | 3.5 | N | Natural Gas, Distillate Fuel Oil | N | N | N | 9999 | N |  | Combustion Turbine | 82 |  | 12283
1270_G_IC1 | KS | 20027 | Clay Center Mun. Power Plant | Clay Center | 4499711 | 28277113 |  |  | 1270 | IC1 | 0007 | 001 | 0.38986 |  | 0.90744 | 0.019771 | 0.019199 | 0.0001305 | 0.067218 | 2022 | 20 | 1.33 | 555 | 157.5833 | 113.4271 | 221112 | -97.1278 | 39.3739 | 1 | 125 | 160 |  | 0.9 | N | Natural Gas, Distillate Fuel Oil | N | N | N | 9999 | N |  | Combustion Turbine | 90 |  | 12283
1270_G_IC2 | KS | 20027 | Clay Center Mun. Power Plant | Clay Center | 4499711 | 28276813 |  |  | 1270 | IC2 | 0007 | 002 | 0.42704 |  | 0.99398 | 0.021656 | 0.02103 | 0.00014295 | 0.073628 | 2022 | 34 | 1.66 | 708 | 132.35 | 61.153 | 221112 | -97.1278 | 39.3739 | 2 | 125 | 160 |  | 2 | N | Natural Gas, Distillate Fuel Oil | N | N | N | 9999 | N |  | Combustion Turbine | 51 |  | 12283
7013_B_4 | KS | 20035 | Winfield Mun. Power Plant 2 | East 12th Street | 4476411 | 27688313 | 7013 | 4 | 7013 | 4 | 0012 | 001 | 0.83874 | 0.031952 | 5.6123 | 0.075886 | 0.075886 | 0.0107 | 0.054917 | 2022 | 160 | 5 | 350 | 3828.8 | 195 | 221112 | -96.9625 | 37.2367 | 333 | 125 | 100 |  | 26 | N | Natural Gas | Y | N | N | 9999 | N |  | O/G Steam | 120 | 105 | 13598
57489_G_G1 | KS | 20037 | Oak Grove Power Producers | Oak Grove Power Producers | 16605111 | 106452313 |  |  | 57489 | G1 | 7039 | 001 | 48.5295 |  | 9.1812 | 2.4571 | 2.4571 | 1.9269 | 3.564 | 2022 | 25 | 2 | 900 | 208.3333 | 65 | 221118 | -94.6392 | 37.6315 | 2230 | 125 | 160 |  | 1.5 | N | Landfill Gas | N | N | N | 9999 | N |  | Landfill Gas | 6166 |  | 13500
57489_G_G2 | KS | 20037 | Oak Grove Power Producers | Oak Grove Power Producers | 16605111 | 108774013 |  |  | 57489 | G2 | 7039 | 002 | 52.5949 |  | 15.6395 | 2.5151 | 2.5151 | 1.8978 | 2.639 | 2022 | 25 | 2 | 900 | 208.3333 | 65 | 221118 | -94.6394 | 37.6315 | 2740 | 125 | 160 |  | 1.9 | N | Landfill Gas | N | N | N | 9999 | N |  | Landfill Gas | 4860 |  | 13500
1250_B_5 | KS | 20045 | Evergy - Lawrence | Lawrence Energy Center | 4827111 | 28459513 | 1250 | 5 | 1250 | 5 | 0014 | 004 | 1983.5601 | 4.4605 | 1088.9551 | 41.9285 | 36.3099 | 182.0623 | 35.9934 | 2022 | 355 | 18 | 143 | 20103.3337 | 79 | 221112 | -95.2695 | 39.0081 | 4320 | 125 | 100 |  | 373 | N | Natural Gas | Y | N | N | 9999 | N |  | O/G Steam | 7351 | 7350.7212 | 10930
1250_B_4 | KS | 20045 | Evergy - Lawrence | Lawrence Energy Center | 4827111 | 28459613 | 1250 | 4 | 1250 | 4 | 0014 | 003 | 448.0621 | 0.44314 | 336.0408 | 14.2217 | 10.7552 | 37.8061 | 8.5825 | 2022 | 170 | 7.7 | 134 | 3825.65 | 83 | 221112 | -95.2695 | 39.0081 | 1410 | 125 | 100 |  | 111 | N | Subbituminous | Y | N | N | 2028 | N |  | Coal Steam | 1 | 6716.5005 | 11593
56497_G_1 | KS | 20051 | Midwest Energy - Hays (Goodman Energy Center) | Goodman Energy Center | 12657411 | 98357013 |  |  | 56497 | 1 | 0057 | 001 | 0.12877 |  | 0.53686 | 0.34705 | 0.34705 | 0.020435 | 0.53797 | 2022 | 52 | 4 | 702 | 428.2166 | 34 | 221112 | -99.3621 | 38.9303 | 8430 | 125 | 160 |  | 8.2 | N | Natural Gas | N | N | N | 9999 | N |  | Combustion Turbine | 1320 |  | 10745
56497_G_2 | KS | 20051 | Midwest Energy - Hays (Goodman Energy Center) | Goodman Energy Center | 12657411 | 108775313 |  |  | 56497 | 2 | 0057 | 002 | 0.27773 |  | 0.73251 | 0.40766 | 0.40766 | 0.024003 | 0.59884 | 2022 | 52 | 4 | 702 | 428.2166 | 34 | 221112 | -99.3621 | 38.9303 | 8430 | 125 | 160 |  | 8.2 | N | Natural Gas | N | N | N | 9999 | N |  | Combustion Turbine | 1317 |  | 10745
56497_G_3 | KS | 20051 | Midwest Energy - Hays (Goodman Energy Center) | Goodman Energy Center | 12657411 | 108775013 |  |  | 56497 | 3 | 0057 | 003 | 0.069069 |  | 0.38606 | 0.24531 | 0.24531 | 0.014444 | 0.29851 | 2022 | 52 | 4 | 702 | 428.2166 | 34 | 221112 | -99.3621 | 38.9303 | 8430 | 125 | 160 |  | 8.2 | N | Natural Gas | N | N | N | 9999 | N |  | Combustion Turbine | 841 |  | 10745
56497_G_4 | KS | 20051 | Midwest Energy - Hays (Goodman Energy Center) | Goodman Energy Center | 12657411 | 108775613 |  |  | 56497 | 4 | 0057 | 004 | 0.046944 |  | 0.40186 | 0.28246 | 0.28246 | 0.016631 | 0.3693 | 2022 | 52 | 4 | 702 | 428.2166 | 34 | 221112 | -99.3621 | 38.9303 | 8430 | 125 | 160 |  | 8.2 | N | Natural Gas | N | N | N | 9999 | N |  | Combustion Turbine | 959 |  | 10745
56497_G_5 | KS | 20051 | Midwest Energy - Hays (Goodman Energy Center) | Goodman Energy Center | 12657411 | 108775513 |  |  | 56497 | 5 | 0057 | 005 | 0.1364 |  | 0.56701 | 0.39856 | 0.39856 | 0.023467 | 0.037063 | 2022 | 52 | 4 | 702 | 428.2166 | 34 | 221112 | -99.3621 | 38.9303 | 8430 | 125 | 160 |  | 8.2 | N | Natural Gas | N | N | N | 9999 | N |  | Combustion Turbine | 1297 |  | 10745
56497_G_6 | KS | 20051 | Midwest Energy - Hays (Goodman Energy Center) | Goodman Energy Center | 12657411 | 108775413 |  |  | 56497 | 6 | 0057 | 006 | 0.10266 |  | 0.66558 | 0.39646 | 0.39646 | 0.023344 | 0.034635 | 2022 | 52 | 4 | 702 | 428.2166 | 34 | 221112 | -99.3621 | 38.9303 | 8430 | 125 | 160 |  | 8.2 | N | Natural Gas | N | N | N | 9999 | N |  | Combustion Turbine | 1284 |  | 10745
56497_G_7 | KS | 20051 | Midwest Energy - Hays (Goodman Energy Center) | Goodman Energy Center | 12657411 | 108775713 |  |  | 56497 | 7 | 0057 | 007 | 0.098589 |  | 0.75488 | 0.44518 | 0.44518 | 0.026213 | 0.63274 | 2022 | 52 | 4 | 702 | 428.2166 | 34 | 221112 | -99.3621 | 38.9303 | 8430 | 125 | 160 |  | 8.2 | N | Natural Gas | N | N | N | 9999 | N |  | Combustion Turbine | 1475 |  | 10745
56497_G_8 | KS | 20051 | Midwest Energy - Hays (Goodman Energy Center) | Goodman Energy Center | 12657411 | 108775113 |  |  | 56497 | 8 | 0057 | 008 | 0.12079 |  | 0.63951 | 0.3773 | 0.3773 | 0.022215 | 0.53728 | 2022 | 52 | 4 | 702 | 428.2166 | 34 | 221112 | -99.3621 | 38.9303 | 8430 | 125 | 160 |  | 8.2 | N | Natural Gas | N | N | N | 9999 | N |  | Combustion Turbine | 1281 |  | 10745
56497_G_9 | KS | 20051 | Midwest Energy - Hays (Goodman Energy Center) | Goodman Energy Center | 12657411 | 108775213 |  |  | 56497 | 9 | 0057 | 009 | 0.064864 |  | 0.40846 | 0.28559 | 0.28559 | 0.016816 | 0.39314 | 2022 | 52 | 4 | 702 | 428.2166 | 34 | 221112 | -99.3621 | 38.9303 | 8440 | 125 | 160 |  | 8.2 | N | Natural Gas | N | N | N | 9999 | N |  | Combustion Turbine | 1016 |  | 10745
108_B_SGU1 | KS | 20055 | Sunflower Electric - Holcomb | Holcomb | 3167611 | 38766713 | 108 | SGU1 | 108 | SGU1 | 0023 | 001 | 1125.7282 | 0.42611 | 1700.2932 | 35.0546 | 35.0546 | 1253.2237 | 12.5671 | 2022 | 474 | 16.33 | 185 | 24714.0691 | 118 | 221112 | -100.9725 | 37.9308 | 3390 | 125 | 100 | 119&127&205&207 | 359 | N | Subbituminous | Y | N | N | 9999 | N |  | Coal Steam | 7165 | 7153.3101 | 10904
1336_B_S-2 | KS | 20055 | Sunflower Electric - Garden City | Garden City | 3167811 | 38765013 | 1336 | S-2 | 1336 | S-2 | 0026 | 002 | 0.96024 | 0.12803 | 5.0185 | 0.30408 | 0.30408 | 0.0261 | 0.22006 | 2022 | 124 | 10 | 253 | 4438.9667 | 56.5186 | 221112 | -100.8953 | 37.9704 | 958 | 125 | 100 |  | 98 | N | Natural Gas | Y | N | N | 9999 | N |  | O/G Steam | 264 | 256.38 | 12360
1336_G_S3 | KS | 20055 | Sunflower Electric - Garden City | Garden City | 3167811 | 38764813 |  |  | 1336 | S3 | 0026 | 003 | 0 |  | 0 | 0 | 0 | 0 | 0 | 2022 | 32 | 10.33 | 985 | 2430.4602 | 29 | 221112 | -100.8953 | 37.9704 | 255 | 125 | 120 |  | 12.8 | N | Natural Gas | N | N | N | 9999 | N |  | Combustion Turbine | 1 |  | 19499
1336_G_S4 | KS | 20055 | Sunflower Electric - Garden City | Garden City | 3167811 | 38765213 | 1336 | S-4 | 1336 | S4 | 0026 | 004 | 6.5451 |  | 17.0954 | 0.5268 | 0.5268 | 0.0488 | 0.16762 | 2022 | 42 | 17.17 | 1035 | 7379.5834 | 31.8714 | 221112 | -100.8953 | 37.9704 | 723 | 125 | 120 |  | 57.1 | N | Natural Gas | Y | N | N | 9999 | N |  | Combustion Turbine | 520 | 445.59 | 17171
1336_G_S5 | KS | 20055 | Sunflower Electric - Garden City | Garden City | 3167811 | 38765113 | 1336 | S-5 | 1336 | S5 | 0026 | 005 | 3.2483 |  | 22.191 | 0.71462 | 0.71462 | 0.0651 | 0.22738 | 2022 | 42 | 17.17 | 1046 | 7425.8501 | 32.0712 | 221112 | -100.8953 | 37.9704 | 720 | 125 | 120 |  | 53.8 | N | Natural Gas | Y | N | N | 9999 | N |  | Combustion Turbine | 659 | 562.5601 | 17166
1336_B_GC3 | KS | 20055 | Sunflower Electric - Garden City |  | 3167811 | 38764713 |  |  |  |  | 0026 | 007 | 0.1953 | 0.00744 | 0.2325 | 0.01767 | 0.01767 | 0.001395 | 0.012788 | 2022 | 60 | 1.33 | 410 | 37.5666 | 27.0401 | 221112 | -100.8953 | 37.9704 | 12 | 125 | 100 |  |  |  |  | N | N | N |  | N |  |  | 1110
1233_B_4 | KS | 20057 | Sunflower Electric - Fort Dodge | Fort Dodge | 3822711 | 37817813 | 1233 | 4 | 1233 | 4 | 0001 | 001 | 4.3058 | 0.16403 | 7.2699 | 0.38958 | 0.38958 | 0.029 | 0.28193 | 2022 | 149 | 10.72 | 302 | 8213.3668 | 91 | 221112 | -99.9499 | 37.7328 | 1540 | 125 | 100 |  | 149 | N | Natural Gas | Y | N | N | 9999 | N |  | O/G Steam | 259 | 252.32 | 12673
1316_G_IC3 | KS | 20059 | Ottawa Mun. Power Plant | Ottawa | 3734911 | 37538313 |  |  | 1316 | IC3 | 0006 | 001 | 0.37458 |  | 0.87186 | 0.018503 | 0.017954 | 0.00012539 | 0.064582 | 2022 | 50 | 1.3 | 750 | 368.7166 | 277.7897 | 221112 | -95.2796 | 38.6155 | 3 | 125 | 160 |  | 3.2 | N | Natural Gas, Distillate Fuel Oil | N | N | N | 9999 | N |  | Combustion Turbine | 23 |  | 18000
1316_G_IC4 | KS | 20059 | Ottawa Mun. Power Plant | Ottawa | 3734911 | 37537913 |  |  | 1316 | IC4 | 0006 | 002 | 0.40104 |  | 0.93346 | 0.01981 | 0.019222 | 0.00013425 | 0.069145 | 2022 | 50 | 1.3 | 750 | 368.7166 | 277.7897 | 221112 | -95.2796 | 38.6155 | 3 | 125 | 160 |  | 3 | N | Natural Gas, Distillate Fuel Oil | N | N | N | 9999 | N |  | Combustion Turbine | 28 |  | 18000
1316_G_IC6 | KS | 20059 | Ottawa Mun. Power Plant | Ottawa | 3734911 | 37538113 |  |  | 1316 | IC6 | 0006 | 003 | 4.8602 |  | 11.3125 | 0.24008 | 0.23295 | 0.0016269 | 0.83797 | 2022 | 30 | 2 | 750 | 439.8166 | 139.998 | 221112 | -95.2796 | 38.6155 | 6000 | 125 | 160 |  | 5.9 | N | Natural Gas, Distillate Fuel Oil | N | N | N | 9999 | N |  | Combustion Turbine | 189 |  | 18000
1316_G_IC7 | KS | 20059 | Ottawa Mun. Power Plant | Ottawa | 3734911 | 37538213 |  |  | 1316 | IC7 | 0006 | 004 | 4.2951 |  | 9.9973 | 0.21216 | 0.20587 | 0.0014378 | 0.74054 | 2022 | 30 | 2 | 750 | 439.8166 | 139.998 | 221112 | -95.2796 | 38.6155 | 6000 | 125 | 160 |  | 5.9 | N | Natural Gas, Distillate Fuel Oil | N | N | N | 9999 | N |  | Combustion Turbine | 164 |  | 18000
1258_G_IC1 | KS | 20077 | Anthony Mun. Power Plant | Anthony | 2975211 | 38086913 |  |  | 1258 | IC1 | 0002 | 001 | 0.0232 |  | 0.054 | 0.001146 | 0.001112 | 7.77e-06 | 0.004 | 2022 | 35 | 2.46 | 850 | 38.0166 | 8 | 221112 | -98.0563 | 37.1201 | 5710 | 125 | 160 |  | 4.1 | N | Natural Gas, Distillate Fuel Oil | N | N | N | 9999 | N |  | Combustion Turbine | 24 |  | 10745
1258_G_IC2 | KS | 20077 | Anthony Mun. Power Plant | Anthony | 2975211 | 38086813 |  |  | 1258 | IC2 | 0002 | 002 | 0.01972 |  | 0.0459 | 0.0009741 | 0.0009452 | 6.6e-06 | 0.0034 | 2022 | 35 | 1.33 | 903 | 11.1166 | 8 | 221112 | -98.0563 | 37.1201 | 4210 | 125 | 160 |  | 3 | N | Natural Gas, Distillate Fuel Oil | N | N | N | 9999 | N |  | Combustion Turbine | 24 |  | 10745
1258_G_IC3 | KS | 20077 | Anthony Mun. Power Plant | Anthony | 2975211 | 38086713 |  |  | 1258 | IC3 | 0002 | 003 | 0.03596 |  | 0.0837 | 0.0017763 | 0.0017236 | 1.204e-05 | 0.0062 | 2022 | 35 | 2.17 | 890 | 29.6 | 8 | 221112 | -98.0563 | 37.1201 | 5580 | 125 | 160 |  | 4 | N | Natural Gas, Distillate Fuel Oil | N | N | N | 9999 | N |  | Combustion Turbine | 24 |  | 10745
7929_G_1 | KS | 20091 | Evergy - West Gardner | West Gardner | 9637911 | 53801913 | 7929 | 1 | 7929 | 1 | 0174 | 001 | 0.76709 |  | 8.3148 | 1.8454 | 1.8454 | 0.1669 | 0.58716 | 2022 | 65 | 14.76 | 947 | 21973.0004 | 128.4182 | 221112 | -94.9856 | 38.7878 | 975 | 125 | 120 |  | 79.5 | N | Natural Gas | Y | N | N | 9999 | N |  | Combustion Turbine | 853 | 852.6098 | 13847
7929_G_2 | KS | 20091 | Evergy - West Gardner | West Gardner | 9637911 | 53802013 | 7929 | 2 | 7929 | 2 | 0174 | 002 | 0.72727 |  | 8.3513 | 1.7496 | 1.7496 | 0.156 | 0.55668 | 2022 | 65 | 14.76 | 947 | 21973.0004 | 128.4182 | 221112 | -94.9856 | 38.7878 | 975 | 125 | 120 |  | 78.6 | N | Natural Gas | Y | N | N | 9999 | N |  | Combustion Turbine | 800 | 799.8297 | 13843
7929_G_3 | KS | 20091 | Evergy - West Gardner | West Gardner | 9637911 | 53802113 | 7929 | 3 | 7929 | 3 | 0174 | 003 | 0.80623 |  | 8.4209 | 1.9395 | 1.9395 | 0.1755 | 0.61713 | 2022 | 65 | 14.76 | 947 | 21973.0004 | 128.4182 | 221112 | -94.9856 | 38.7878 | 975 | 125 | 120 |  | 77.3 | N | Natural Gas | Y | N | N | 9999 | N |  | Combustion Turbine | 897 | 896.8998 | 13842
7929_G_4 | KS | 20091 | Evergy - West Gardner | West Gardner | 9637911 | 53802213 | 7929 | 4 | 7929 | 4 | 0174 | 004 | 0.69599 |  | 7.72 | 1.6743 | 1.6743 | 0.1516 | 0.53274 | 2022 | 65 | 14.76 | 947 | 21973.0004 | 128.4182 | 221112 | -94.9856 | 38.7878 | 975 | 125 | 120 |  | 77.5 | N | Natural Gas | Y | N | N | 9999 | N |  | Combustion Turbine | 773 | 773.0397 | 13841
1296_G_2 | KS | 20095 | Kingman Mun. Power Plant | Kingman Municipal Power and Light Plant | 4878111 | 30474813 |  |  | 1296 | 2 | 0004 | 002 | 0.010709 |  | 0.025697 | 0.00054528 | 0.0005291 | 5.65e-06 | 0.0019981 | 2022 | 30 | 2 | 760 | 367.7333 | 117 | 221112 | -98.1176 | 37.6419 | 2 | 125 | 160 |  | 1.9 | N | Natural Gas, Distillate Fuel Oil | N | N | N | 9999 | N |  | Combustion Turbine | 1 |  | 18000
1296_G_4 | KS | 20095 | Kingman Mun. Power Plant | Kingman Municipal Power and Light Plant | 4878111 | 30474513 |  |  | 1296 | 4 | 0004 | 003 | 0.035156 |  | 0.35297 | 0.00749 | 0.0072677 | 7.761e-05 | 0.027445 | 2022 | 34 | 2.5 | 660 | 480.0166 | 97.7882 | 221112 | -98.1176 | 37.6419 | 3170 | 125 | 160 |  | 1.9 | N | Natural Gas, Distillate Fuel Oil | N | N | N | 9999 | N |  | Combustion Turbine | 16 |  | 12673
1296_G_6 | KS | 20095 | Kingman Mun. Power Plant | Kingman Municipal Power and Light Plant | 4878111 | 30474313 |  |  | 1296 | 6 | 0004 | 005 | 1.2902 |  | 13.6386 | 0.2894 | 0.28082 | 0.0029989 | 1.0605 | 2022 | 36 | 2.3 | 908 | 583.3333 | 140.4013 | 221112 | -98.1176 | 37.6419 | 4890 | 125 | 160 |  | 3.4 | N | Natural Gas, Distillate Fuel Oil | N | N | N | 9999 | N |  | Combustion Turbine | 380 |  | 12674
1296_G_7 | KS | 20095 | Kingman Mun. Power Plant | Kingman Municipal Power and Light Plant | 4878111 | 30474613 |  |  | 1296 | 7 | 0004 | 006 | 0.13264 |  | 1.2992 | 0.027568 | 0.026749 | 0.00028566 | 0.10101 | 2022 | 33 | 2.3 | 686 | 428.5833 | 103.1548 | 221112 | -98.1176 | 37.6419 | 3370 | 125 | 160 | 312 | 2.1 | N | Natural Gas, Distillate Fuel Oil | N | N | N | 9999 | N |  | Combustion Turbine | 66 |  | 12675
1296_G_8 | KS | 20095 | Kingman Mun. Power Plant | Kingman Municipal Power and Light Plant | 4878111 | 30474713 |  |  | 1296 | 8 | 0004 | 007 | 0.37752 |  | 3.4315 | 0.072814 | 0.070654 | 0.00075453 | 0.26681 | 2022 | 55 | 2.8 | 821 | 383.3333 | 62.2544 | 221112 | -98.1176 | 37.6419 | 3500 | 125 | 160 | 312 | 2.4 | N | Natural Gas, Distillate Fuel Oil | N | N | N | 9999 | N |  | Combustion Turbine | 147 |  | 12673
1241_B_1 | KS | 20107 | Evergy - La Cygne | La Cygne | 5367811 | 27609713 | 1241 | 1 | 1241 | 1 | 0005 | 001 | 49.1639 | 0 | 1624.0572 | 90.3672 | 72.1438 | 394.6079 | 114.0428 | 2022 | 604 | 31.25 | 129 | 47553.4044 | 62 | 221112 | -94.6469 | 38.3473 | 8850 | 125 | 100 |  | 758 | N | Bituminous, Subbituminous | Y | N | N | 2032 | N |  | Coal Steam | 5837 | 5836.9888 | 10600
1241_B_2 | KS | 20107 | Evergy - La Cygne | La Cygne | 5367811 | 27609613 | 1241 | 2 | 1241 | 2 | 0005 | 002 | 1127.669 | 0 | 1476.5279 | 79.5072 | 56.2071 | 416.8493 | 61.5033 | 2022 | 604 | 28.5 | 129 | 39552.2588 | 62 | 221112 | -94.6469 | 38.3473 | 7700 | 125 | 100 | 127&139&204&205&207&67 | 669 | N | Bituminous, Subbituminous | Y | N | N | 2039 | N |  | Coal Steam | 6504 | 6503.7007 | 10424
56502_G_1 | KS | 20111 | Evergy - Emporia | Emporia Energy Center | 12635811 | 63891613 | 56502 | EEC1 | 56502 | 1 | 0046 | 001 | 7.5512 |  | 12.752 | 0.93234 | 0.93234 | 0.0954 | 0.29666 | 2022 | 60 | 9 | 848 | 9730.8001 | 153 | 221112 | -96.0655 | 38.4467 | 405 | 125 | 120 |  | 44.5 | N | Natural Gas | Y | N | N | 9999 | N |  | Combustion Turbine | 1040 | 1040.0901 | 11390
56502_G_2 | KS | 20111 | Evergy - Emporia | Emporia Energy Center | 12635811 | 63891713 | 56502 | EEC2 | 56502 | 2 |  |  | 16.3801 |  | 19.4714 | 1.4355 | 1.4355 | 0.1544 | 0.45674 |  | 60 | 9 | 848 | 9730.8001 | 153 | 221112 | -96.0655 | 38.4467 |  | 125 | 120 |  | 44.4 | N | Natural Gas | Y | N | N | 9999 | N |  | Combustion Turbine |  | 1653.0106 | 11393
56502_G_3 | KS | 20111 | Evergy - Emporia | Emporia Energy Center | 12635811 | 63891813 | 56502 | EEC3 | 56502 | 3 | 0046 | 003 | 8.7586 |  | 16.445 | 1.196 | 1.196 | 0.1274 | 0.38056 | 2022 | 60 | 9 | 848 | 9730.8001 | 153 | 221112 | -96.0655 | 38.4467 | 405 | 125 | 120 |  | 43.8 | N | Natural Gas | Y | N | N | 9999 | N |  | Combustion Turbine | 1369 | 1369.1707 | 11393
56502_G_4 | KS | 20111 | Evergy - Emporia | Emporia Energy Center | 12635811 | 63891913 | 56502 | EEC4 | 56502 | 4 | 0046 | 004 | 14.6634 |  | 21.5263 | 1.5653 | 1.5653 | 0.1714 | 0.49804 | 2022 | 60 | 9 | 848 | 9730.8001 | 153 | 221112 | -96.0655 | 38.4467 | 405 | 125 | 120 |  | 44.5 | N | Natural Gas | Y | N | N | 9999 | N |  | Combustion Turbine | 1842 | 1841.7506 | 11395
56502_G_5 | KS | 20111 | Evergy - Emporia | Emporia Energy Center | 12635811 | 63892013 | 56502 | EEC5 | 56502 | 5 | 0046 | 005 | 0.71276 |  | 19.9135 | 3.5769 | 3.5769 | 0.3415 | 1.1381 | 2022 | 75 | 19 | 1108 | 50179.501 | 177 | 221112 | -96.0655 | 38.4467 | 1780 | 125 | 120 |  | 161.4 | N | Natural Gas | Y | N | N | 9999 | N |  | Combustion Turbine | 903 | 902.58 | 11389
56502_G_6 | KS | 20111 | Evergy - Emporia | Emporia Energy Center | 12635811 | 63892113 | 56502 | EEC6 | 56502 | 6 | 0046 | 006 | 0.65616 |  | 15.9681 | 2.9866 | 2.9866 | 0.2817 | 0.9503 | 2022 | 75 | 19 | 1108 | 50179.501 | 177 | 221112 | -96.0655 | 38.4467 | 1780 | 125 | 120 |  | 155.1 | N | Natural Gas | Y | N | N | 9999 | N |  | Combustion Turbine | 740 | 740.4503 | 11389
56502_G_7 | KS | 20111 | Evergy - Emporia | Emporia Energy Center | 12635811 | 63892213 | 56502 | EEC7 | 56502 | 7 | 0046 | 007 | 0.71825 |  | 19.7712 | 3.6944 | 3.6944 | 0.3471 | 1.1755 | 2022 | 75 | 19 | 1108 | 50179.501 | 177 | 221112 | -96.0655 | 38.4467 | 1780 | 125 | 120 |  | 159.8 | N | Natural Gas | Y | N | N | 9999 | N |  | Combustion Turbine | 902 | 901.6998 | 11389
1305_G_GT1 | KS | 20113 | McPherson Mun. Power Plant 2 | McPherson 2 | 5380211 | 27086413 | 1305 | GT1 | 1305 | GT1 | 0014 | 001 | 7.8779 | 0.61143 | 34.1642 | 0.78368 | 0.78368 | 0.0733 | 0.20609 | 2022 | 35 | 16 | 980 | 89075.0017 | 443 | 221112 | -97.6837 | 38.3634 | 50 | 125 | 120 |  | 50.5 | N | Natural Gas, Distillate Fuel Oil | Y | N | N | 9999 | N |  | Combustion Turbine | 72 | 509.7799 | 15987
1305_G_GT2 | KS | 20113 | McPherson Mun. Power Plant 2 | McPherson 2 | 5380211 | 27086313 | 1305 | GT2 | 1305 | GT2 | 0014 | 002 | 0.15017 | 0 | 27.1228 | 0.52332 | 0.52332 | 0.0946 | 0.018658 | 2022 | 35 | 16 | 987 | 89075.0017 | 443 | 221112 | -97.6837 | 38.3634 | 50 | 125 | 120 |  | 51.8 | N | Distillate Fuel Oil | Y | N | N | 9999 | N |  | Combustion Turbine | 260 | 251.98 | 15982
1305_G_GT3 | KS | 20113 | McPherson Mun. Power Plant 2 | McPherson 2 | 5380211 | 27086613 | 1305 | GT3 | 1305 | GT3 | 0014 | 003 | 9.4332 | 0.73279 | 38.4311 | 0.9101 | 0.9101 | 0.0855 | 0.24595 | 2022 | 35 | 16 | 994 | 89075.0017 | 443 | 221112 | -97.6837 | 38.3634 | 50 | 125 | 120 |  | 51.7 | N | Natural Gas, Distillate Fuel Oil | Y | N | N | 9999 | N |  | Combustion Turbine | 76 | 636.4999 | 15982
7515_G_NA1 | KS | 20113 | McPherson Mun. Power Plant 3 | McPherson 3 | 5380511 | 27084513 | 7515 | 1 | 7515 | NA1 | 0046 | 001 | 72.707 | 1.138 | 30.2053 | 1.3495 | 1.3495 | 0.1023 | 3.2862 | 2022 | 60 | 13.5 | 984 | 29591.7172 | 207 | 221112 | -97.6105 | 38.3898 | 650 | 125 | 120 |  | 80.2 | N | Natural Gas, Distillate Fuel Oil | Y | N | N | 9999 | N |  | Combustion Turbine | 769 | 844.9899 | 15841
7928_G_1 | KS | 20121 | Evergy - Osawatomie | Osawatomie | 9639411 | 53768113 | 7928 | 1 | 7928 | 1 | 0030 | 001 | 3.943 |  | 6.0812 | 1.7349 | 1.7349 | 0.1654 | 0.55202 | 2022 | 65 | 14.76 | 947 | 22004.0004 | 128.5994 | 221112 | -94.903 | 38.5319 | 902 | 125 | 120 |  | 75.7 | N | Natural Gas | Y | N | N | 9999 | N |  | Combustion Turbine | 862 | 862.0701 | 14289
1264_G_1 | KS | 20123 | Beloit Mun. Power Plant | Beloit | 4527711 | 27615113 |  |  | 1264 | 1 | 0012 | 001 | 0.019256 |  | 0.1494 | 0.0031706 | 0.0030765 | 2.149e-05 | 0.011067 | 2022 | 33 | 2 | 601 | 160.2212 | 51 | 221112 | -98.1125 | 39.4579 | 1 | 125 | 160 |  | 1.1 | N | Natural Gas, Distillate Fuel Oil | N | N | N | 9999 | N |  | Combustion Turbine | 9 |  | 10745
1264_G_2 | KS | 20123 | Beloit Mun. Power Plant | Beloit | 4527711 | 27615713 |  |  | 1264 | 2 | 0012 | 002 | 0.016988 |  | 0.1318 | 0.0027972 | 0.0027142 | 1.896e-05 | 0.0097633 | 2022 | 33 | 2 | 601 | 160.2212 | 51 | 221112 | -98.1125 | 39.4579 | 1 | 125 | 160 |  | 1.1 | N | Natural Gas, Distillate Fuel Oil | N | N | N | 9999 | N |  | Combustion Turbine | 6 |  | 10745
1264_G_3 | KS | 20123 | Beloit Mun. Power Plant | Beloit | 4527711 | 27615613 |  |  | 1264 | 3 | 0012 | 003 | 0.027351 |  | 0.21221 | 0.0045035 | 0.0043699 | 3.052e-05 | 0.015719 | 2022 | 30 | 1.67 | 750 | 120.4718 | 55 | 221112 | -98.1125 | 39.4579 | 2 | 125 | 160 |  | 1.8 | N | Natural Gas, Distillate Fuel Oil | N | N | N | 9999 | N |  | Combustion Turbine | 10 |  | 10745
1264_G_4 | KS | 20123 | Beloit Mun. Power Plant | Beloit | 4527711 | 27615513 |  |  | 1264 | 4 | 0012 | 004 | 0.092192 |  | 0.71528 | 0.01518 | 0.01473 | 0.00010287 | 0.052984 | 2022 | 37 | 2.49 | 950 | 521.0415 | 107 | 221112 | -98.1125 | 39.4579 | 3 | 125 | 160 |  | 3 | N | Natural Gas, Distillate Fuel Oil | N | N | N | 9999 | N |  | Combustion Turbine | 15 |  | 10745
1264_G_6 | KS | 20123 | Beloit Mun. Power Plant | Beloit | 4527711 | 27615313 |  |  | 1264 | 6 | 0012 | 006 | 0.052351 |  | 0.40617 | 0.0086199 | 0.0083642 | 5.841e-05 | 0.030087 | 2022 | 38 | 2.33 | 950 | 613.9941 | 144 | 221112 | -98.1125 | 39.4579 | 4 | 125 | 160 |  | 3.5 | N | Natural Gas, Distillate Fuel Oil | N | N | N | 9999 | N |  | Combustion Turbine | 15 |  | 10745
1264_G_7 | KS | 20123 | Beloit Mun. Power Plant | Beloit | 4527711 | 27615213 |  |  | 1264 | 7 | 0012 | 007 | 0.16761 |  | 1.3004 | 0.027598 | 0.026779 | 0.00018702 | 0.096327 | 2022 | 34 | 2.49 | 800 | 197.05 | 41 | 221112 | -98.1125 | 39.4579 | 6 | 125 | 160 |  | 5.5 | N | Natural Gas, Distillate Fuel Oil | N | N | N | 9999 | N |  | Combustion Turbine | 26 |  | 10745
1271_B_4 | KS | 20125 | Coffeyville Mun. Power Plant 1 | Coffeyville | 2964211 | 38402113 | 1271 | 4 | 1271 | 4 | 0002 | 003 | 0.95495 | 0.036379 | 1.6099 | 0.086401 | 0.086401 | 0.0092 | 0.062527 | 2022 | 175 | 8.37 | 350 | 1926.6 | 35 | 221112 | -95.6123 | 37.0374 | 510 | 125 | 100 |  | 37 | N | Natural Gas | Y | N | N | 9999 | N |  | O/G Steam | 111 | 167.9 | 12690
59726_G_10 | KS | 20125 | Coffeyville Mun. Power Plant 2 | CML&P Generating Facility No. 2 | 17720311 | 128258513 |  |  | 59726 | 10 | 0133 | 3 | 4.6352 |  | 28.2932 | 1.3851 | 1.3851 | 0.081557 | 3.109 | 2022 | 70 | 5.2 | 718 | 2166.1909 | 102 | 221112 | -95.5851 | 37.0929 | 154 | 125 | 160 |  | 18.7 | N | Natural Gas | N | N | N | 9999 | N |  | Combustion Turbine | 3222 |  | 10745
59726_G_8 | KS | 20125 | Coffeyville Mun. Power Plant 2 | CML&P Generating Facility No. 2 | 17720311 | 122581213 |  |  | 59726 | 8 | 0133 | 1 | 4.8064 |  | 29.3386 | 1.4363 | 1.4363 | 0.08457 | 3.2239 | 2022 | 70 | 5.2 | 718 | 2166.1909 | 102 | 221112 | -95.5851 | 37.0929 | 154 | 125 | 160 | 312 | 18.7 | N | Natural Gas | N | N | N | 9999 | N |  | Combustion Turbine | 3350 |  | 10745
59726_G_9 | KS | 20125 | Coffeyville Mun. Power Plant 2 | CML&P Generating Facility No. 2 | 17720311 | 128258413 |  |  | 59726 | 9 | 0133 | 2 | 4.8114 |  | 29.3687 | 1.4378 | 1.4378 | 0.084657 | 3.2272 | 2022 | 70 | 5.2 | 718 | 2166.1909 | 102 | 221112 | -95.5851 | 37.0929 | 154 | 125 | 160 |  | 18.7 | N | Natural Gas | N | N | N | 9999 | N |  | Combustion Turbine | 3332 |  | 10745
1268_G_14 | KS | 20133 | Chanute Mun. Power Plant 2 | Chanute 2 | 5414711 | 27354013 | 1268 | 14 | 1268 | 14 | 0030 | 001 | 25.0562 |  | 131.5229 | 11.0247 | 11.0247 | 1.0931 | 3.5079 | 2022 | 49 | 17.5 | 950 | 48827.222 | 203 | 221112 | -95.4589 | 37.6956 | 539 | 125 | 120 |  | 42 | N | Natural Gas | Y | N | N | 9999 | N |  | Combustion Turbine | 6338 | 6363.9375 | 11519
1268_G_7 | KS | 20133 | Chanute Mun. Power Plant 2 | Chanute 2 | 5414711 | 27353913 |  |  | 1268 | 7 | 0030 | 002 | 0.0057834 |  | 0.1701 | 0.0036099 | 0.0035028 | 2.446e-05 | 0.0126 | 2022 | 26 | 1 | 1070 | 149.7666 | 197 | 221112 | -95.4589 | 37.6956 | 2 | 125 | 160 |  | 2 | N | Natural Gas | N | N | N | 9999 | N |  | Combustion Turbine | 8 |  | 11881
1268_G_8 | KS | 20133 | Chanute Mun. Power Plant 2 | Chanute 2 | 5414711 | 27354113 |  |  | 1268 | 8 | 0030 | 003 | 0.003926 |  | 0.1755 | 0.0037245 | 0.003614 | 6.731e-05 | 0.013 | 2022 | 26 | 1 | 1070 | 149.7666 | 197 | 221112 | -95.4589 | 37.6956 | 2 | 125 | 160 |  | 2 | N | Natural Gas | N | N | N | 9999 | N |  | Combustion Turbine | 7 |  | 12139
7018_G_10 | KS | 20133 | Chanute Mun. Power Plant 3 | Chanute 3 | 5414611 | 27354313 |  |  | 7018 | 10 | 0028 | 002 | 0.14978 |  | 15.7356 | 0.33394 | 0.32404 | 0.0048693 | 1.1656 | 2022 | 43 | 2.6 | 880 | 1100 | 207.1839 | 221112 | -95.4704 | 37.6372 | 9630 | 125 | 160 |  | 6.9 | N | Natural Gas, Distillate Fuel Oil | N | N | N | 9999 | N |  | Combustion Turbine | 224 |  | 11875
7018_G_11 | KS | 20133 | Chanute Mun. Power Plant 3 | Chanute 3 | 5414611 | 27354413 |  |  | 7018 | 11 | 0028 | 003 | 0.19655 |  | 16.4808 | 0.34976 | 0.33938 | 0.0050999 | 1.2208 | 2022 | 43 | 2.6 | 880 | 1100 | 207.1839 | 221112 | -95.4704 | 37.6372 | 9630 | 125 | 160 |  | 6.9 | N | Natural Gas | N | N | N | 9999 | N |  | Combustion Turbine | 230 |  | 11876
7018_G_12 | KS | 20133 | Chanute Mun. Power Plant 3 | Chanute 3 | 5414611 | 27354213 |  |  | 7018 | 12 | 0028 | 004 | 0.054668 |  | 5.536 | 0.099129 | 0.096188 | 0.01922 | 0.1557 | 2022 | 43 | 2.6 | 900 | 1033.3333 | 194.6273 | 221112 | -95.4704 | 37.6372 | 6 | 125 | 160 |  | 5.5 | N | Distillate Fuel Oil | N | N | N | 9999 | N |  | Combustion Turbine | 13 |  | 11876
7018_G_13 | KS | 20133 | Chanute Mun. Power Plant 3 | Chanute 3 | 5414611 | 27354613 |  |  | 7018 | 13 | 0028 | 005 | 0.10502 |  | 7.7616 | 0.13898 | 0.13486 | 0.026947 | 0.21829 | 2022 | 43 | 2.6 | 900 | 1033.3333 | 194.6273 | 221112 | -95.4704 | 37.6372 | 6 | 125 | 160 |  | 5.9 | N | Distillate Fuel Oil | N | N | N | 9999 | N |  | Combustion Turbine | 12 |  | 11878
7018_G_9 | KS | 20133 | Chanute Mun. Power Plant 3 | Chanute 3 | 5414611 | 27354513 |  |  | 7018 | 9 | 0028 | 001 | 0.24627 |  | 16.4997 | 0.35016 | 0.33977 | 0.0051058 | 1.2222 | 2022 | 43 | 2.6 | 880 | 1100 | 207.1839 | 221112 | -95.4704 | 37.6372 | 9630 | 125 | 160 |  | 6.9 | N | Natural Gas, Distillate Fuel Oil | N | N | N | 9999 | N |  | Combustion Turbine | 212 |  | 11876
6068_B_1 | KS | 20149 | Evergy - Jeffrey | Jeffrey Energy Center | 5406811 | 27605113 | 6068 | 1 | 6068 | 1 | 0001 | 001 | 3999.87 | 0.00521 | 772.4794 | 225.6566 | 213.47 | 286.6361 | 72.0099 | 2022 | 600 | 25.5 | 131 | 39835.0007 | 78 | 221112 | -96.1172 | 39.2858 | 8260 | 125 | 100 |  | 670 | N | Subbituminous | Y | N | N | 2039 | N |  | Coal Steam | 7650 | 7624.6504 | 10990
6068_B_2 | KS | 20149 | Evergy - Jeffrey | Jeffrey Energy Center | 5406811 | 27604913 | 6068 | 2 | 6068 | 2 |  |  | 5260.59 | 0.51653 | 2055.4779 | 240.6323 | 224.2482 | 190.5121 | 62.4547 |  | 600 | 25.5 | 131 | 39835.0007 | 78 | 221112 | -96.1172 | 39.2858 |  | 125 | 100 |  | 672 | N | Subbituminous | Y | N | N | 2039 | N |  | Coal Steam |  | 6691.8794 | 11132
6068_B_3 | KS | 20149 | Evergy - Jeffrey | Jeffrey Energy Center | 5406811 | 27605213 | 6068 | 3 | 6068 | 3 | 0001 | 004 | 1637.84 | 0.35766 | 1380.3469 | 186.2531 | 174.3761 | 149.498 | 43.1576 | 2022 | 600 | 25.5 | 131 | 39835.0007 | 78 | 221112 | -96.1172 | 39.2858 | 8260 | 125 | 100 |  | 669 | N | Subbituminous | Y | N | N | 2030 | N |  | Coal Steam | 4277 | 4253.3594 | 11180
1317_G_IC1 | KS | 20151 | Pratt Mun. Power Plant | Pratt | 5372811 | 27388413 |  |  | 1317 | IC1 | 0005 | 003 | 0.76628 |  | 1.8388 | 0.039018 | 0.03786 | 0.0040432 | 0.14297 | 2022 | 33.5 | 2.1 | 623 | 211 | 59.5 | 221112 | -98.7424 | 37.6359 | 10800 | 125 | 160 |  | 1.5 | N | Distillate Fuel Oil | N | N | N | 9999 | N |  | Combustion Turbine | 36 |  | 14378
7447_G_IC2 | KS | 20151 | Pratt Mun. Power Plant | Pratt 2 | 5372811 | 98342813 |  |  | 7447 | IC2 | 0005 | 004 | 0.93968 |  | 2.2549 | 0.047847 | 0.046427 | 0.00049581 | 0.17533 | 2022 | 33.5 | 2.1 | 623 | 211 | 59.5 | 221112 | -98.7424 | 37.6359 | 10800 | 125 | 160 |  | 7.6 | N | Natural Gas, Distillate Fuel Oil | N | N | N | 9999 | N |  | Combustion Turbine | 39 |  | 16609
7447_G_IC3 | KS | 20151 | Pratt Mun. Power Plant | Pratt 2 | 5372811 | 98342913 |  |  | 7447 | IC3 | 0005 | 005 | 0.013185 |  | 0.049788 | 0.00089211 | 0.00085809 | 2.352e-05 | 0.001307 | 2022 | 30.8 | 1.7 | 642 | 90 | 38.2 | 221112 | -98.7424 | 37.6359 | 2120 | 125 | 160 |  | 7.6 | N | Natural Gas, Distillate Fuel Oil | N | N | N | 9999 | N |  | Combustion Turbine | 3 |  | 16624
1317_B_4 | KS | 20151 | Pratt Mun. Power Plant |  | 5372811 | 27388213 |  |  |  |  | 0005 | 001 | 0.798 | 0.0304 | 2.66 | 0.0722 | 0.0722 | 0.0057 | 0.05225 | 2022 | 108.5 | 6.5 | 387 | 1233 | 36.6 | 221112 | -98.7424 | 37.6359 | 146 | 125 | 100 |  |  |  |  | N | N | N |  | N |  |  | 235
1248_G_GT1 | KS | 20155 | Evergy - Hutchinson | Hutchinson Energy Center | 5500911 | 26990713 | 1248 | CT-1 | 1248 | GT1 | 0033 | 005 | 13.4437 |  | 146.2304 | 1.3838 | 1.3838 | 13.4947 | 0.35304 | 2022 | 32 | 14.97 | 975 | 17952.0003 | 102 | 221112 | -97.8729 | 38.0911 | 79.1 | 125 | 120 |  | 55.5 | N | Natural Gas, Distillate Fuel Oil | Y | N | N | 9999 | N |  | Combustion Turbine | 169 | 1194.7195 | 25000
1248_G_GT2 | KS | 20155 | Evergy - Hutchinson | Hutchinson Energy Center | 5500911 | 26991213 | 1248 | CT-2 | 1248 | GT2 |  |  | 6.6397 |  | 90.0659 | 0.85435 | 0.85435 | 14.2623 | 0.17931 |  | 32 | 14.97 | 975 | 17952.0003 | 102 | 221112 | -97.8729 | 38.0911 |  | 125 | 120 |  | 55 | N | Natural Gas, Distillate Fuel Oil | Y | N | N | 9999 | N |  | Combustion Turbine |  | 656.89 | 25000
1248_G_GT3 | KS | 20155 | Evergy - Hutchinson | Hutchinson Energy Center | 5500911 | 26990613 | 1248 | CT-3 | 1248 | GT3 | 0033 | 007 | 6.545 |  | 86.9292 | 0.82461 | 0.82461 | 13.281 | 0.17624 | 2022 | 32 | 14.97 | 975 | 17952.0003 | 102 | 221112 | -97.8729 | 38.0911 | 79.1 | 125 | 120 |  | 55.4 | N | Natural Gas, Distillate Fuel Oil | Y | N | N | 9999 | N |  | Combustion Turbine | 433 | 578.4299 | 25000
1248_G_GT4 | KS | 20155 | Evergy - Hutchinson | Hutchinson Energy Center | 5500911 | 26991113 | 1248 | CT-4 | 1248 | GT4 | 0033 | 008 | 0.22626 |  | 82.2766 | 0.78848 | 0.78848 | 34.2829 | 0.028111 | 2022 | 40 | 19.15 | 1040 | 23333.3338 | 80 | 221112 | -97.8729 | 38.0911 | 84.3 | 125 | 120 |  | 73.6 | N | Distillate Fuel Oil | Y | N | N | 9999 | N |  | Combustion Turbine | 118 | 118.01 | 25000
1319_G_11 | KS | 20167 | Russell Mun. Power Plant 1 | Russell Downtown | 3105611 | 38158013 |  |  | 1319 | 11 | 0005 | 001 | 0.020553 |  | 0.049318 | 0.0010465 | 0.0010154 | 1.084e-05 | 0.0038347 | 2022 | 55 | 3.5 | 720 | 550.4333 | 57.2109 | 221112 | -98.8572 | 38.8935 | 3500 | 125 | 160 |  | 3.2 | N | Natural Gas, Distillate Fuel Oil | N | N | N | 9999 | N |  | Combustion Turbine | 2 |  | 11380
1319_G_7 | KS | 20167 | Russell Mun. Power Plant 1 | Russell Downtown | 3105611 | 38157913 |  |  | 1319 | 7 | 0005 | 002 | 0 |  | 0 | 0 | 0 | 0 | 0 | 2022 | 25 | 2 | 630 | 366.6666 | 116.7136 | 221112 | -98.8572 | 38.8935 | 2500 | 125 | 160 |  | 3 | N | Natural Gas, Distillate Fuel Oil | N | N | N | 9999 | N |  | Combustion Turbine | 8760 |  | 11357
1240_G_GT1 | KS | 20173 | Evergy - Gordon Evans | Gordon Evans Energy Center | 5603211 | 27425213 | 1240 | E1CT | 1240 | GT1 | 0012 | 004 | 23.1146 |  | 12.7836 | 2.112 | 2.112 | 1.0054 | 0.59925 | 2022 | 60 | 14.76 | 1028 | 23087.4671 | 135 | 221112 | -97.5217 | 37.7903 | 899 | 125 | 120 |  | 71.6 | N | Natural Gas, Distillate Fuel Oil | Y | N | N | 9999 | N |  | Combustion Turbine | 64 | 731.7299 | 11494
1240_G_GT2 | KS | 20173 | Evergy - Gordon Evans | Gordon Evans Energy Center | 5603211 | 27425613 | 1240 | E2CT | 1240 | GT2 | 0012 | 005 | 17.9129 |  | 10.6734 | 1.6826 | 1.6826 | 0.8968 | 0.46572 | 2022 | 60 | 14.76 | 1028 | 23087.4671 | 135 | 221112 | -97.5217 | 37.7903 | 899 | 125 | 120 |  | 71.7 | N | Natural Gas, Distillate Fuel Oil | Y | N | N | 9999 | N |  | Combustion Turbine | 671 | 615.7098 | 11493
1240_G_GT3 | KS | 20173 | Evergy - Gordon Evans | Gordon Evans Energy Center | 5603211 | 63925213 | 1240 | E3CT | 1240 | GT3 | 0012 | 006 | 47.6962 |  | 19.7453 | 3.8678 | 3.8678 | 0.4192 | 1.2223 | 2022 | 114 | 18 | 1156 | 36624.9673 | 144 | 221112 | -97.5217 | 37.7903 | 1710 | 125 | 120 |  | 150.4 | N | Natural Gas | Y | N | N | 9999 | N |  | Combustion Turbine | 5 | 917.65 | 11500
1230_B_1 | KS | 20175 | Sunflower Electric - Cimarron River | Cimarron River | 3772011 | 37527413 | 1230 | 1 | 1230 | 1 | 0001 | 001 | 2.1714 | 0.08272 | 6.6596 | 0.19646 | 0.19646 | 0.0175 | 0.14217 | 2022 | 93 | 8 | 955 | 2741.7 | 55 | 221112 | -100.7625 | 37.1589 | 764 | 125 | 100 |  | 54 | N | Natural Gas | Y | N | N | 9999 | N |  | O/G Steam | 186 | 179.35 | 11605
1230_G_2 | KS | 20175 | Sunflower Electric - Cimarron River | Cimarron River | 3772011 | 37527513 |  |  | 1230 | 2 | 0001 | 002 | 0 |  | 0 | 0 | 0 | 0 | 0 | 2022 | 53 | 8.87 | 750 | 12358.5385 | 200 | 221112 | -100.7625 | 37.1589 | 14 | 125 | 120 |  | 13.7 | N | Natural Gas | N | N | N | 9999 | N |  | Combustion Turbine | 1 |  | 25000
7339_G_6 | KS | 20191 | Wellington Mun. Power Plant 2 | Wellington 2 | 5444811 | 26794813 |  |  | 7339 | 6 | 0056 | 001 | 3.1684 | 0 | 20.0483 | 0.35306 | 0.35075 | 1.8127 | 0.084026 | 2022 | 35 | 8.5 | 955 | 24400.3504 | 430 | 221112 | -97.3498 | 37.2678 | 0.01 | 125 | 120 |  | 21 | N | Natural Gas, Distillate Fuel Oil | N | N | N | 9999 | N |  | Combustion Turbine | 1 |  | 18082
1330_B_4 | KS | 20191 | Wellington Mun. Power Plant 1 | Wellington 1 | 5444311 | 26795713 |  |  | 1330 | 4 | 0019 | 001 | 1.2679 | 0.048302 | 2.8679 | 0.11472 | 0.11472 | 0.0090567 | 0.08302 | 2022 | 69 | 6 | 250 | 1118.3333 | 40 | 221112 | -97.4057 | 37.2611 | 200 | 125 | 100 |  | 19.5 | N | Natural Gas | N | N | N | 9999 | N |  | O/G Steam | 210 |  | 13544
1225_G_GT1 | KS | 20193 | Midwest Energy - Colby | Colby | 9615511 | 53881313 |  |  | 1225 | GT1 | 0001 | 001 | 0.14021 |  | 0.54713 | 0.011285 | 0.011285 | 0.00056258 | 0.0035909 | 2022 | 28 | 9.99 | 755 | 7226.8955 | 92.2 | 221112 | -101.0373 | 39.403 | 0.01 | 125 | 120 |  | 13 | N | Natural Gas | N | N | N | 9999 | N |  | Combustion Turbine | 29 |  | 25000
8037_G_1 | KS | 20201 | Sunflower Electric - Clifton | Clifton | 4126711 | 34105313 | 8037 | CL1 | 8037 | 1 | 0012 | 001 | 12.1719 |  | 35 | 0.97969 | 0.97969 | 0.0842 | 0.31172 | 2022 | 35 | 16 | 950 | 13069.0254 | 65 | 221112 | -97.2782 | 39.6125 | 1420 | 125 | 120 |  | 75.6 | N | Natural Gas | Y | N | N | 9999 | N |  | Combustion Turbine | 740 | 646.5004 | 31000
8037_G_2 | KS | 20201 | Sunflower Electric - Clifton | Clifton | 4126711 | 34105213 |  |  | 8037 | 2 | 0012 | 002 | 0.006205 |  | 0.02336 | 0.00041829 | 0.00040588 | 1.1e-05 | 0.000657 | 2022 | 20 | 2.46 | 950 | 71.2937 | 15 | 221112 | -97.2782 | 39.6125 | 0.01 | 125 | 160 |  | 2.5 | N | Distillate Fuel Oil | N | N | N | 9999 | N |  | Combustion Turbine | 7 |  | 13259
6064_B_N1 | KS | 20209 | Kansas City BPU - Nearman | Nearman Creek | 4633811 | 28397413 | 6064 | N1 | 6064 | N1 | 0008 | 001 | 241.0768 | 122.2009 | 1542.7064 | 131.7043 | 123.1849 | 1386.1287 | 23.6334 | 2022 | 400 | 20 | 305 | 18760.9337 | 60 | 221112 | -94.6972 | 39.1693 | 2510 | 125 | 100 | 127 | 243 | N | Subbituminous | Y | N | N | 9999 | N |  | Coal Steam | 6620 | 6595.251 | 11426
1295_G_GT2 | KS | 20209 | Kansas City BPU - Quindaro | Quindaro | 4627911 | 63913613 | 1295 | CT2 | 1295 | GT2 | 0048 | 005 | 0.20681 |  | 75.2045 | 0.71006 | 0.69376 | 0.0885 | 0.025695 | 2022 | 32 | 13.96 | 440 | 8448.8335 | 55 | 221112 | -94.6404 | 39.1503 | 563 | 125 | 120 |  | 56 | N | Distillate Fuel Oil | Y | N | N | 9999 | N |  | Combustion Turbine | 253 | 222.63 | 25000
1295_G_GT3 | KS | 20209 | Kansas City BPU - Quindaro | Quindaro | 4627911 | 63913713 | 1295 | CT3 | 1295 | GT3 | 0048 | 006 | 0.17043 |  | 61.9749 | 0.58514 | 0.57172 | 0.077 | 0.021175 | 2022 | 32 | 13.96 | 440 | 8448.8335 | 55 | 221112 | -94.6404 | 39.1503 | 524 | 125 | 120 |  | 46 | N | Distillate Fuel Oil | Y | N | N | 9999 | N |  | Combustion Turbine | 232 | 197.12 | 25000
6064_G_CT4 | KS | 20209 | Kansas City BPU - Nearman | Nearman Creek | 4633811 | 63911713 | 6064 | CT4 | 6064 | CT4 | 0008 | 004 | 19.8035 |  | 8.1559 | 1.7312 | 1.7244 | 1.848 | 0.46671 | 2022 | 56 | 14.8 | 1000 | 22619.4671 | 132 | 221112 | -94.6972 | 39.1693 | 1140 | 125 | 120 |  | 76 | N | Natural Gas, Distillate Fuel Oil | Y | N | N | 9999 | N |  | Combustion Turbine | 98 | 647.99 | 15466
6018_B_2 | KY | 21015 | Duke Energy KY East Bend | East Bend | 6040811 | 23832113 | 6018 | 2 | 6018 | 2 | 2101500029 | 002 | 306.4832 |  | 2175.9963 | 109.6706 | 80.5632 | 1822.8745 | 36.5886 | 2022 | 650 | 23.5 | 149 | 48333.3343 | 111.4 | 221112 | -84.8514 | 38.9053 | 6310 | 125 | 100 |  | 600 | N | Bituminous | Y | N | N | 2041 | N |  | Coal Steam |  | 6602.8906 | 10919
1356_B_1 | KY | 21041 | KY Utilities Co - Ghent Station | Ghent | 5198511 | 25720713 | 1356 | 1 | 1356 | 1 | 2104100010 | 001 | 305.581 |  | 749.7562 | 126.412 | 88.8356 | 1122.5344 | 36.6697 | 2022 | 592.5 | 26.5 | 129 | 26391.4671 | 47.85 | 221121 | -85.0372 | 38.7478 | 5500 | 125 | 100 |  | 474 | N | Bituminous | Y | N | N | 2034 | N |  | Coal Steam |  | 7365.7905 | 10759
1356_B_2 | KY | 21041 | KY Utilities Co - Ghent Station | Ghent | 5198511 | 25720613 | 1356 | 2 | 1356 | 2 | 2104100010 | 002 | 238.5558 |  | 2238.0089 | 101.767 | 71.5165 | 4150.4657 | 28.6267 | 2022 | 581 | 37 | 129 | 45836.2009 | 42.63 | 221121 | -85.0372 | 38.7478 | 5500 | 125 | 100 |  | 495 | N | Bituminous | Y | N | N | 2034 | N |  | Coal Steam |  | 6288.1899 | 10767
1356_B_3 | KY | 21041 | KY Utilities Co - Ghent Station | Ghent | 5198511 | 25720413 | 1356 | 3 | 1356 | 3 | 2104100010 | 003 | 308.319 |  | 2396.0914 | 181.224 | 142.172 | 4455.5841 | 36.9983 | 2022 | 581 | 37 | 129 | 45836.2009 | 42.63 | 221121 | -85.0372 | 38.7478 | 5500 | 125 | 100 | 128&141&205 | 485 | N | Bituminous | Y | N | N | 2037 | N |  | Coal Steam |  | 8036.7798 | 11003
1356_B_4 | KY | 21041 | KY Utilities Co - Ghent Station | Ghent | 5198511 | 25720813 | 1356 | 4 | 1356 | 4 |  |  | 258.0428 |  | 740.7826 | 88.2406 | 69.2258 | 933.6403 | 30.9651 |  | 592.5 | 26.5 | 129 | 22497.5504 | 40.79 | 221121 | -85.0372 | 38.7478 |  | 125 | 100 |  | 465 | N | Bituminous | Y | N | N | 2037 | N |  | Coal Steam |  | 7661.4795 | 10946
54_G_GT1 | KY | 21049 | East KY Power - J K Smith Station | J K Smith | 5163011 | 86750613 | 54 | SCT1 | 54 | GT1 | 2104900027 | EU 1 | 60.2788 |  | 41.6136 | 10.6273 | 9.2382 | 0.7383 | 1.7168 | 2022 | 71 | 18 | 968 | 40000.0008 | 157.19 | 221112 | -84.1023 | 37.8841 | 1800 | 125 | 120 |  | 104 | N | Natural Gas, Distillate Fuel Oil | Y | N | N | 9999 | N |  | Combustion Turbine |  | 1150.0499 | 12578
54_G_GT10 | KY | 21049 | East KY Power - J K Smith Station | J K Smith | 5163011 | 86751213 | 54 | SCT10 | 54 | GT10 | 2104900027 | EU 10 | 4.1987 |  | 5.6979 | 12.8664 | 7.3464 | 0.2763 | 0.73051 | 2022 | 213.2 | 12 | 750 | 6073.6501 | 53.7 | 221112 | -84.1025 | 37.8824 | 993 | 125 | 120 |  | 74 | N | Natural Gas | Y | N | N | 9999 | N |  | Combustion Turbine |  | 1448.2408 | 12578
54_G_GT2 | KY | 21049 | East KY Power - J K Smith Station | J K Smith | 5163011 | 86750813 | 54 | SCT2 | 54 | GT2 | 2104900027 | EU 2 | 68.185 |  | 44.6407 | 9.7269 | 8.4543 | 0.6291 | 10.9769 | 2022 | 71 | 18 | 968 | 40000.0008 | 157.19 | 221112 | -84.1023 | 37.8841 | 1800 | 125 | 120 |  | 104 | N | Natural Gas, Distillate Fuel Oil | Y | N | N | 9999 | N |  | Combustion Turbine |  | 1019.6801 | 12578
54_G_GT3 | KY | 21049 | East KY Power - J K Smith Station | J K Smith | 5163011 | 86750913 | 54 | SCT3 | 54 | GT3 | 2104900027 | EU 3 | 61.1239 |  | 36.3623 | 8.8321 | 7.676 | 0.535 | 9.3842 | 2022 | 71 | 18 | 968 | 40000.0008 | 157.19 | 221112 | -84.1023 | 37.8841 | 1800 | 125 | 120 |  | 104 | N | Natural Gas, Distillate Fuel Oil | Y | N | N | 9999 | N |  | Combustion Turbine |  | 932.64 | 12578
54_G_GT4 | KY | 21049 | East KY Power - J K Smith Station | J K Smith | 5163011 | 86750713 | 54 | SCT4 | 54 | GT4 | 2104900027 | EU 4 | 16.9519 |  | 14.8192 | 6.8414 | 5.9483 | 0.507 | 6.1895 | 2022 | 150 | 18 | 955 | 44566.6675 | 175.14 | 221112 | -84.1023 | 37.8841 | 1300 | 125 | 120 |  | 73 | N | Natural Gas, Distillate Fuel Oil | Y | N | N | 9999 | N |  | Combustion Turbine |  | 1160.4805 | 12578
54_G_GT5 | KY | 21049 | East KY Power - J K Smith Station | J K Smith | 5163011 | 86750413 | 54 | SCT5 | 54 | GT5 | 2104900027 | EU 5 | 49.7303 |  | 13.3992 | 5.0268 | 4.9006 | 0.4881 | 1.0972 | 2022 | 150 | 18 | 955 | 44566.6675 | 175.14 | 221112 | -84.1023 | 37.8841 | 1300 | 125 | 120 |  | 73 | N | Natural Gas, Distillate Fuel Oil | Y | N | N | 9999 | N |  | Combustion Turbine |  | 1161.0594 | 12578
54_G_GT6 | KY | 21049 | East KY Power - J K Smith Station | J K Smith | 5163011 | 86751113 | 54 | SCT6 | 54 | GT6 |  |  | 50.4263 |  | 15.486 | 5.0385 | 4.9117 | 0.4949 | 1.1059 |  | 150 | 18 | 955 | 44566.6675 | 175.14 | 221112 | -84.1023 | 37.8841 |  | 125 | 120 |  | 73 | N | Natural Gas, Distillate Fuel Oil | Y | N | N | 9999 | N |  | Combustion Turbine |  | 1175.8593 | 12578
54_G_GT7 | KY | 21049 | East KY Power - J K Smith Station | J K Smith | 5163011 | 86751013 | 54 | SCT7 | 54 | GT7 | 2104900027 | EU 7 | 49.1374 |  | 14.1248 | 4.9083 | 4.7847 | 0.497 | 1.0775 | 2022 | 150 | 18 | 955 | 44566.6675 | 175.14 | 221112 | -84.1023 | 37.8841 | 1300 | 125 | 120 |  | 73 | N | Natural Gas, Distillate Fuel Oil | Y | N | N | 9999 | N |  | Combustion Turbine |  | 1130.3197 | 12578
54_G_GT9 | KY | 21049 | East KY Power - J K Smith Station | J K Smith | 5163011 | 86750513 | 54 | SCT9 | 54 | GT9 | 2104900027 | EU 9 | 0.85564 |  | 1.7385 | 4.7672 | 2.722 | 0.1025 | 0.39804 | 2022 | 213.2 | 12 | 750 | 6073.6501 | 53.7 | 221112 | -84.1025 | 37.8824 | 993 | 125 | 120 |  | 75 | N | Natural Gas | Y | N | N | 9999 | N |  | Combustion Turbine |  | 551.3801 | 12578
1364_B_3 | KY | 21111 | Louisville Gas & Electric Co., Mill Creek Station | Mill Creek (KY) | 7353711 | 9603813 | 1364 | 3 | 1364 | 3 | 0127 | 123 | 236.8665 | 14.6077 | 710.6615 | 223.6929 | 219.5204 | 704.5514 | 28.2432 | 2022 | 600 | 18.1 | 129 | 16863.1503 | 65.5114 | 221122 | -85.9099 | 38.0524 | 4200 | 125 | 100 |  | 391 | N | Bituminous | Y | N | N | 2039 | N |  | Coal Steam | 7315 | 7311.0303 | 10521
1364_B_4 | KY | 21111 | Louisville Gas & Electric Co., Mill Creek Station | Mill Creek (KY) | 7353711 | 9603913 | 1364 | 4 | 1364 | 4 | 0127 | 124 | 261.7929 | 16.148 | 836.7072 | 284.1472 | 269.5345 | 1147.9712 | 31.228 | 2022 | 600 | 25 | 130 | 27363.1505 | 55.7213 | 221122 | -85.9111 | 38.0519 | 5020 | 125 | 100 |  | 477 | N | Bituminous | Y | N | N | 2039 | N |  | Coal Steam | 6868 | 6861.5103 | 10452
1363_G_7A | KY | 21111 | Louisville Gas & Electric Co., Cane Run Station | Cane Run | 5702411 | 123580513 |  |  | 1363 | 7A | 0126 | 593 | 16.601 |  | 393.8 | 7.8352 | 6.4525 | 9.2 | 32.2626 | 2022 | 180 | 20 | 180 | 21858.3337 | 69.5492 | 221122 | -85.8837 | 38.1814 | 4780 | 125 | 140 |  | 213 | N | Natural Gas | Y | N | N | 2055 | N | 1363_G_7B;1363_G_7A;1363_G_7S | Combined Cycle | 7217 |  | 7050
1366_G_12 | KY | 21111 | Louisville Gas & Electric Co., Paddys Run Station | Paddys Run | 5702311 | 95159813 | 1366 | 12 | 1366 | 12 | 0125 | 442 | 0.40474 | 0.01475 | 6.132 | 0.0041196 | 0.003625 | 0.004 | 0.010466 | 2022 | 36 | 14 | 880 | 8436.5168 | 54.7825 | 221122 | -85.8439 | 38.221 | 438 | 125 | 120 |  | 23 | N | Natural Gas | Y | N | N | 9999 | N |  | Combustion Turbine | 6 | 40 | 11117
1366_G_13 | KY | 21111 | Louisville Gas & Electric Co., Paddys Run Station | Paddys Run | 5702311 | 95159913 | 1366 | 13 | 1366 | 13 | 0125 | 443 | 43.8356 | 1.6016 | 48.9343 | 0.43836 | 0.3849 | 0.2993 | 1.1226 | 2022 | 90 | 20 | 1012 | 3643.3334 | 11.5924 | 221122 | -85.8439 | 38.222 | 1860 | 125 | 120 |  | 147 | N | Natural Gas | Y | N | N | 9999 | N |  | Combustion Turbine | 875 | 795.1099 | 11117
1364_B_1 | KY | 21111 | Louisville Gas & Electric Co., Mill Creek Station | Mill Creek (KY) | 7353711 | 9603513 | 1364 | 1 | 1364 | 1 | 0127 | 121 | 140.9629 | 0.2023 | 1691.552 | 148.2217 | 139.0803 | 577.2049 | 16.8561 | 2022 | 615 | 28 | 130 | 34466.3173 | 55.9518 | 221122 | -85.9077 | 38.0546 | 3080 | 125 | 100 |  | 300 | N | Bituminous | Y | N | N | 2024 | N |  | Coal Steam | 5812 | 5792.0806 | 10761
1364_B_2 | KY | 21111 | Louisville Gas & Electric Co., Mill Creek Station | Mill Creek (KY) | 7353711 | 9603613 | 1364 | 2 | 1364 | 2 | 0127 | 122 | 182.8029 | 0.23552 | 2149.7854 | 191.6953 | 179.8733 | 735.6486 | 21.8913 | 2022 | 615 | 28 | 130 | 34466.3173 | 55.9518 | 221122 | -85.9109 | 38.0535 | 3080 | 125 | 100 |  | 297 | N | Bituminous | Y | N | N | 2027 | N |  | Coal Steam | 7634 | 7622.1001 | 10842
1363_G_11 | KY | 21111 | Louisville Gas & Electric Co., Cane Run Station |  | 5702411 | 20510413 |  |  |  |  | 0126 | 114 | 3e-05 |  | 0.00012 | 1.932e-05 | 1.572e-05 | 0.002556 | 3.36e-06 | 2022 | [5 empty] | 221122 | -85.8859 | 38.1804 | 14 | 125 | 290 |  |  |  |  | N | N | N |  | N |  |  | 4380
1353_B_BSU1 | KY | 21127 | Kentucky Power Co-Big Sandy Plant | Big Sandy | 6019011 | 82996713 | 1353 | BSU1 | 1353 | BSU1 | 2112700003 | 01 | 180.306 |  | 430.0248 | 42.1538 | 42.1538 | 13.583 | 11.8057 | 2022 | 826 | 28.2 | 300 | 13083.3335 | 20.95 | 221112 | -82.6178 | 38.1718 | 2510 | 125 | 100 |  | 260 | N | Natural Gas | Y | N | N | 9999 | N |  | O/G Steam |  | 3356.3503 | 11615
55198_G_GTG1 | KY | 21127 | Riverside Generating Co LLC | Riverside Generating LLC | 6019911 | 86769613 | 55198 | GTG101 | 55198 | GTG1 | 2112700040 | 01 | 66.9151 |  | 41.7798 | 6.9112 | 6.9112 | 0.4526 | 2.7987 | 2022 | 210 | 18 | 221 | 17641.3003 | 69.33 | 221112 | -82.6046 | 38.1917 | 2130 | 125 | 120 |  | 165 | N | Natural Gas | Y | N | N | 9999 | N |  | Combustion Turbine |  | 890.1302 | 11408
55198_G_GTG2 | KY | 21127 | Riverside Generating Co LLC | Riverside Generating LLC | 6019911 | 86769413 | 55198 | GTG201 | 55198 | GTG2 | 2112700040 | 02 | 69.919 |  | 44.0516 | 7.8027 | 7.8027 | 0.5054 | 3.1597 | 2022 | 210 | 18 | 210 | 17641.3003 | 69.33 | 221112 | -82.6046 | 38.1917 | 2130 | 125 | 120 |  | 165 | N | Natural Gas | Y | N | N | 9999 | N |  | Combustion Turbine |  | 993.5302 | 11408
55198_G_GTG3 | KY | 21127 | Riverside Generating Co LLC | Riverside Generating LLC | 6019911 | 86769213 | 55198 | GTG301 | 55198 | GTG3 | 2112700040 | 03 | 35.4565 |  | 28.8867 | 4.7087 | 4.7087 | 0.308 | 1.9066 | 2022 | 210 | 18 | 221 | 17641.3003 | 69.33 | 221112 | -82.6046 | 38.1917 | 2130 | 125 | 120 |  | 165 | N | Natural Gas | Y | N | N | 9999 | N |  | Combustion Turbine |  | 699.5599 | 11408
55198_G_GTG4 | KY | 21127 | Riverside Generating Co LLC | Riverside Generating LLC | 6019911 | 86769313 | 55198 | GTG401 | 55198 | GTG4 | 2112700040 | 04 | 40.9884 |  | 45.2743 | 7.124 | 7.124 | 0.4641 | 2.8872 | 2022 | 210 | 18 | 221 | 17641.3003 | 69.33 | 221112 | -82.6046 | 38.1917 | 2130 | 125 | 120 |  | 165 | N | Natural Gas | Y | N | N | 9999 | N |  | Combustion Turbine |  | 898.1998 | 11408
55198_G_GTG5 | KY | 21127 | Riverside Generating Co LLC | Riverside Generating LLC | 6019911 | 86769113 | 55198 | GTG501 | 55198 | GTG5 | 2112700040 | 05 | 55.2521 |  | 39.9934 | 6.4981 | 6.4981 | 0.4212 | 2.6324 | 2022 | 210 | 18 | 221 | 17641.3003 | 69.33 | 221112 | -82.6046 | 38.1917 | 2130 | 125 | 120 |  | 165 | N | Natural Gas | Y | N | N | 9999 | N |  | Combustion Turbine |  | 796.6602 | 11408
1379_B_1 | KY | 21145 | Tennessee Valley Authority (TVA) - Shawnee Fossil Plant | Shawnee | 6037011 | 24138113 | 1379 | 1 | 1379 | 1 | 2114500006 | 001 | 107.7238 |  | 657.6774 | 105.38 | 74.7527 | 1246.0989 | 12.9268 | 2022 | 797 | 27.9 | 307 | 50532.5676 | 82.66 | 221112 | -88.7773 | 37.1519 | 1620 | 125 | 100 | 127 | 134 | N | Bituminous, Subbituminous | Y | N | N | 2034 | N |  | Coal Steam |  | 7137.5801 | 11164
1379_B_2 | KY | 21145 | Tennessee Valley Authority (TVA) - Shawnee Fossil Plant | Shawnee | 6037011 | 24138213 | 1379 | 2 | 1379 | 2 | 2114500006 | 002 | 109.028 |  | 743.2825 | 106.656 | 75.6578 | 1430.5003 | 13.0834 | 2022 | 797 | 27.9 | 307 | 50532.5676 | 82.66 | 221112 | -88.7773 | 37.1519 | 1620 | 125 | 100 |  | 134 | N | Bituminous, Subbituminous | Y | N | N | 2034 | N |  | Coal Steam |  | 7968.3301 | 11162
1379_B_3 | KY | 21145 | Tennessee Valley Authority (TVA) - Shawnee Fossil Plant | Shawnee | 6037011 | 24139013 | 1379 | 3 | 1379 | 3 | 2114500006 | 003 | 114.4425 |  | 764.8468 | 111.953 | 79.4151 | 1461.7966 | 13.7331 | 2022 | 797 | 27.9 | 307 | 50532.5676 | 82.66 | 221112 | -88.7773 | 37.1519 | 1620 | 125 | 100 |  | 134 | N | Bituminous, Subbituminous | Y | N | N | 2034 | N |  | Coal Steam |  | 8455.0605 | 11191
1379_B_4 | KY | 21145 | Tennessee Valley Authority (TVA) - Shawnee Fossil Plant | Shawnee | 6037011 | 24138313 | 1379 | 4 | 1379 | 4 | 2114500006 | 004 | 111.4611 |  | 683.2866 | 109.036 | 77.3462 | 1306.3719 | 13.3753 | 2022 | 797 | 27.9 | 307 | 50532.5676 | 82.66 | 221112 | -88.7773 | 37.1519 | 1620 | 125 | 100 |  | 134 | N | Bituminous, Subbituminous | Y | N | N | 2034 | N |  | Coal Steam |  | 6987.48 | 11152
1379_B_5 | KY | 21145 | Tennessee Valley Authority (TVA) - Shawnee Fossil Plant | Shawnee | 6037011 | 24138913 | 1379 | 5 | 1379 | 5 | 2114500006 | 005 | 118.8918 |  | 798.5217 | 116.305 | 82.5026 | 1526.8727 | 14.267 | 2022 | 797 | 27.9 | 307 | 50532.5676 | 82.66 | 221112 | -88.7773 | 37.1519 | 1620 | 125 | 100 |  | 134 | N | Bituminous, Subbituminous | Y | N | N | 2034 | N |  | Coal Steam |  | 8348.29 | 11200
1379_B_6 | KY | 21145 | Tennessee Valley Authority (TVA) - Shawnee Fossil Plant | Shawnee | 6037011 | 24138713 | 1379 | 6 | 1379 | 6 | 2114500006 | 006 | 116.1391 |  | 1042.5484 | 89.6199 | 63.5956 | 2125.1625 | 13.9367 | 2022 | 797 | 27.9 | 307 | 50532.5676 | 82.66 | 221112 | -88.7773 | 37.1519 | 1620 | 125 | 100 |  | 134 | N | Bituminous, Subbituminous | Y | N | N | 2034 | N |  | Coal Steam |  | 7706.3594 | 11190
1379_B_7 | KY | 21145 | Tennessee Valley Authority (TVA) - Shawnee Fossil Plant | Shawnee | 6037011 | 24138613 | 1379 | 7 | 1379 | 7 |  |  | 78.7323 |  | 698.003 | 60.7545 | 43.1123 | 1442.2001 | 9.4479 |  | 797 | 27.9 | 307 | 50532.5676 | 82.66 | 221112 | -88.7773 | 37.1519 |  | 125 | 100 |  | 134 | N | Bituminous, Subbituminous | Y | N | N | 2034 | N |  | Coal Steam |  | 6156.3496 | 11178
1379_B_8 | KY | 21145 | Tennessee Valley Authority (TVA) - Shawnee Fossil Plant | Shawnee | 6037011 | 24138513 | 1379 | 8 | 1379 | 8 | 2114500006 | 008 | 106.6592 |  | 952.2162 | 82.3047 | 58.4046 | 1953.7631 | 12.7991 | 2022 | 797 | 27.9 | 307 | 50532.5676 | 82.66 | 221112 | -88.7773 | 37.1519 | 1620 | 125 | 100 |  | 134 | N | Bituminous, Subbituminous | Y | N | N | 2034 | N |  | Coal Steam |  | 8271.4609 | 11225
1379_B_9 | KY | 21145 | Tennessee Valley Authority (TVA) - Shawnee Fossil Plant | Shawnee | 6037011 | 24137713 | 1379 | 9 | 1379 | 9 | 2114500006 | 009 | 99.0791 |  | 880.9742 | 76.4554 | 54.2539 | 1826.5424 | 11.8895 | 2022 | 797 | 27.9 | 307 | 50532.5676 | 82.66 | 221112 | -88.7773 | 37.1519 | 1620 | 125 | 100 |  | 134 | N | Bituminous, Subbituminous | Y | N | N | 2034 | N |  | Coal Steam |  | 7248.9404 | 11187
56556_G_2 | KY | 21145 | Paducah Power System - PPS Power Plant 1 | PPS Power Plant No 1 | 15073911 | 94795913 |  |  | 56556 | 2 | 2114500096 | 001 | 102.8678 |  | 70.3434 | 31.4443 | 31.4443 | 2.2691 | 6.051 | 2022 | 50 | 10.19 | 746 | 7860.4668 | 96.38 | 221112 | -88.6153 | 37.0337 | 1330 | 125 | 120 |  | 55 | N | Natural Gas | N | N | N | 9999 | N | 56556_G_1;56556_G_2 | Combustion Turbine |  |  | 11654
55232_G_CT1 | KY | 21157 | TVA - KGen Marshall LLC | Marshall Energy Facility | 5213311 | 86742713 | 55232 | CT1 | 55232 | CT1 | 2115700053 | EU-01 | 12.1876 |  | 7.7465 | 6.9687 | 6.9687 | 0.201 | 0.57738 | 2022 | 93 | 15 | 800 | 24291.9004 | 137.5 | 221112 | -88.3958 | 37.0286 | 1190 | 125 | 999 |  | 72.7 | N | Natural Gas, Distillate Fuel Oil | Y | N | N | 9999 | N |  | Combustion Turbine |  | 678.4802 | 11593
55232_G_CT2 | KY | 21157 | TVA - KGen Marshall LLC | Marshall Energy Facility | 5213311 | 86742613 | 55232 | CT2 | 55232 | CT2 |  |  | 10.4126 |  | 8.0161 | 7.1098 | 7.1098 | 0.2043 | 0.58922 |  | 93 | 15 | 800 | 24291.9004 | 137.5 | 221112 | -88.3958 | 37.0286 |  | 125 | 999 |  | 72.7 | N | Natural Gas, Distillate Fuel Oil | Y | N | N | 9999 | N |  | Combustion Turbine |  | 692.6301 | 11593
55232_G_CT3 | KY | 21157 | TVA - KGen Marshall LLC | Marshall Energy Facility | 5213311 | 86743313 | 55232 | CT3 | 55232 | CT3 | 2115700053 | EU-03 | 7.6489 |  | 8.989 | 7.684 | 7.684 | 0.2121 | 0.63516 | 2022 | 93 | 15 | 800 | 24291.9004 | 137.5 | 221112 | -88.3958 | 37.0286 | 1190 | 125 | 999 |  | 72.7 | N | Natural Gas, Distillate Fuel Oil | Y | N | N | 9999 | N |  | Combustion Turbine |  | 730.9201 | 11593
55232_G_CT4 | KY | 21157 | TVA - KGen Marshall LLC | Marshall Energy Facility | 5213311 | 86742413 | 55232 | CT4 | 55232 | CT4 | 2115700053 | EU-04 | 10.3048 |  | 8.6941 | 7.9212 | 7.9212 | 0.227 | 0.65629 | 2022 | 93 | 15 | 800 | 24291.9004 | 137.5 | 221112 | -88.3958 | 37.0286 | 1190 | 125 | 999 |  | 72.7 | N | Natural Gas, Distillate Fuel Oil | Y | N | N | 9999 | N |  | Combustion Turbine |  | 758.5901 | 24624
55232_G_CT5 | KY | 21157 | TVA - KGen Marshall LLC | Marshall Energy Facility | 5213311 | 86743113 | 55232 | CT5 | 55232 | CT5 | 2115700053 | EU-05 | 8.6474 |  | 9.503 | 7.9339 | 7.9339 | 0.2296 | 0.65698 | 2022 | 93 | 15 | 800 | 24291.9004 | 137.5 | 221112 | -88.3958 | 37.0286 | 1190 | 125 | 999 |  | 72.7 | N | Natural Gas, Distillate Fuel Oil | Y | N | N | 9999 | N |  | Combustion Turbine |  | 771.4299 | 24624
55232_G_CT6 | KY | 21157 | TVA - KGen Marshall LLC | Marshall Energy Facility | 5213311 | 86742513 | 55232 | CT6 | 55232 | CT6 | 2115700053 | EU-06 | 7.7973 |  | 10.3566 | 8.08 | 8.08 | 0.231 | 0.66899 | 2022 | 93 | 15 | 800 | 24291.9004 | 137.5 | 221112 | -88.3958 | 37.0286 | 1190 | 125 | 999 |  | 72.7 | N | Natural Gas, Distillate Fuel Oil | Y | N | N | 9999 | N |  | Combustion Turbine |  | 775.34 | 24624
55232_G_CT7 | KY | 21157 | TVA - KGen Marshall LLC | Marshall Energy Facility | 5213311 | 86743013 | 55232 | CT7 | 55232 | CT7 | 2115700053 | EU-07 | 5.695 |  | 9.1877 | 8.2627 | 8.2627 | 0.2349 | 0.68447 | 2022 | 93 | 15 | 800 | 24291.9004 | 137.5 | 221112 | -88.3958 | 37.0286 | 1190 | 125 | 120 |  | 72.7 | N | Natural Gas, Distillate Fuel Oil | Y | N | N | 9999 | N |  | Combustion Turbine |  | 783.6597 | 24624
55232_G_CT8 | KY | 21157 | TVA - KGen Marshall LLC | Marshall Energy Facility | 5213311 | 86743213 | 55232 | CT8 | 55232 | CT8 | 2115700053 | EU-08 | 5.1487 |  | 9.534 | 8.1801 | 8.1801 | 0.2254 | 0.67725 | 2022 | 93 | 15 | 800 | 24291.9004 | 137.5 | 221112 | -88.3958 | 37.0286 | 1190 | 125 | 120 |  | 72.7 | N | Natural Gas, Distillate Fuel Oil | Y | N | N | 9999 | N |  | Combustion Turbine |  | 750.1398 | 24624
55308_G_GEN1 | KY | 21157 | DTE Calvert City LLC | Calvert City | 16652211 | 107228013 | 55308 | C | 55308 | GEN1 | 2115700070 | D1 | 98.3569 |  | 41.9333 | 4.9864 | 2.8472 | 0.20544 | 2.5165 | 2022 | 75 | 6.5 | 969 | 3285.0833 | 99 | 221330 | -88.3534 | 37.0481 | 293 | 125 | 120 |  | 23 | Y | Natural Gas | Y | N | N | 9999 | N |  | Combustion Turbine |  | 3672 | 8700
55308_G_GEN1A | KY | 21157 | DTE Calvert City LLC |  | 16652211 | 107227813 | 55308 | A |  |  | 2115700070 | D3 | 31.3278 |  | 26.827 | 1.9309 | 1.9309 | 0.065154 | 2.0512 | 2022 | 75 | 7.5 | 171 | 1496.4166 | 33.87 | 221330 | -88.3534 | 37.0481 | 310 | 125 | 999 |  |  |  |  | Y | N | N |  | N |  |  |  | 3559.5999
55308_G_GEN1B | KY | 21157 | DTE Calvert City LLC |  | 16652211 | 107227913 | 55308 | B |  |  | 2115700070 | D4 | 30.4912 |  | 25.8879 | 1.8794 | 1.8794 | 0.063414 | 1.9964 | 2022 | 75 | 7.5 | 171 | 1496.4166 | 33.87 | 221330 | -88.3534 | 37.0481 | 310 | 125 | 100 |  |  |  |  | Y | N | N |  | N |  |  |  | 3672
6041_B_1 | KY | 21161 | East KY Power Coop - Spurlock Station | H L Spurlock | 7335511 | 86758613 | 6041 | 1 | 6041 | 1 | 2116100009 | EU01 | 201.093 |  | 736.7112 | 22.2627 | 16.0107 | 735.2186 | 24.1312 | 2022 | 805 | 15 | 304 | 18933.3337 | 107.14 | 221112 | -83.8176 | 38.7 | 3640 | 125 | 100 | 141&146 | 300 | Y | Bituminous | Y | N | N | 9999 | N |  | Coal Steam |  | 7679.9297 | 10121
6041_B_2 | KY | 21161 | East KY Power Coop - Spurlock Station | H L Spurlock | 7335511 | 86758513 | 6041 | 2 | 6041 | 2 | 2116100009 | EU02 | 389.847 |  | 1415.714 | 20.8622 | 15.0036 | 1279.6637 | 46.7816 | 2022 | 805 | 15 | 304 | 18933.3337 | 107.14 | 221112 | -83.8176 | 38.7 | 6310 | 125 | 100 |  | 510 | Y | Bituminous | Y | N | N | 9999 | N |  | Coal Steam |  | 8159.6499 | 10048
6041_B_3 | KY | 21161 | East KY Power Coop - Spurlock Station | H L Spurlock | 7335511 | 86757113 | 6041 | 3 | 6041 | 3 | 2116100009 | EU08 | 1130.012 |  | 555.5057 | 302.617 | 81.6436 | 1080.0967 | 25.8078 | 2022 | 650 | 15 | 140 | 10555.0002 | 59.73 | 221112 | -83.8176 | 38.7 | 3110 | 125 | 100 |  | 268 | Y | Bituminous | Y | N | N | 9999 | N |  | Coal Steam |  | 7999.6304 | 10121
6041_B_4 | KY | 21161 | East KY Power Coop - Spurlock Station | H L Spurlock | 7335511 | 86759113 | 6041 | 4 | 6041 | 4 | 2116100009 | EU17 | 1264.311 |  | 512.065 | 28.4409 | 7.6731 | 757.7743 | 1.9788 | 2022 | 720 | 16 | 140 | 10555.0002 | 52.5 | 221112 | -83.8176 | 38.7 | 2800 | 125 | 100 |  | 268 | Y | Bituminous | Y | N | N | 9999 | N |  | Coal Steam |  | 7843.6001 | 10121
1355_B_3 | KY | 21167 | KY Utilities Co - Brown Station | E W Brown | 5933111 | 24596113 | 1355 | 3 | 1355 | 3 | 2116700001 | 003 | 131.9113 |  | 278.2717 | 194.081 | 147.312 | 362.9142 | 15.7749 | 2022 | 561 | 26.7 | 129 | 43738.4175 | 78.12 | 221112 | -84.7139 | 37.7889 | 4130 | 125 | 100 |  | 412 | N | Bituminous | Y | N | N | 2029 | N |  | Coal Steam |  | 5521.9995 | 11543
1355_G_10 | KY | 21167 | KY Utilities Co - Brown Station | E W Brown | 5933111 | 86761013 | 1355 | 10 | 1355 | 10 | 2116700001 | 24 | 6.2724 |  | 15.6078 | 1.5285 | 1.1131 | 0.1001 | 0.31224 | 2022 | 175 | 16.5 | 851 | 35260.0007 | 164.9 | 221112 | -84.7139 | 37.7889 | 1560 | 125 | 120 |  | 121 | N | Natural Gas, Distillate Fuel Oil | Y | N | N | 9999 | N |  | Combustion Turbine |  | 313.64 | 12424
1355_G_11 | KY | 21167 | KY Utilities Co - Brown Station | E W Brown | 5933111 | 86760413 | 1355 | 11 | 1355 | 11 | 2116700001 | 26 | 4.7601 |  | 14.7292 | 1.1416 | 0.84884 | 0.1442 | 0.22187 | 2022 | 175 | 16.5 | 851 | 35260.0007 | 164.9 | 221112 | -84.7139 | 37.7889 | 1530 | 125 | 120 |  | 121 | N | Natural Gas, Distillate Fuel Oil | Y | N | N | 9999 | N |  | Combustion Turbine |  | 236.07 | 12424
1355_G_5 | KY | 21167 | KY Utilities Co - Brown Station | E W Brown | 5933111 | 86760113 | 1355 | 5 | 1355 | 5 | 2116700001 | 29 | 6.9133 |  | 14.3967 | 1.685 | 1.2268 | 0.101 | 0.34438 | 2022 | 125 | 18 | 1067 | 35455.9173 | 139.33 | 221112 | -84.7139 | 37.7889 | 1370 | 125 | 120 |  | 130 | N | Natural Gas | Y | N | N | 9999 | N |  | Combustion Turbine |  | 370.54 | 12424
1355_G_6 | KY | 21167 | KY Utilities Co - Brown Station | E W Brown | 5933111 | 86760913 | 1355 | 6 | 1355 | 6 | 2116700001 | 27 | 24.779 |  | 19.5375 | 6.0395 | 4.3971 | 0.365 | 1.2343 | 2022 | 125 | 17.4 | 1090 | 41550.0008 | 174.74 | 221112 | -84.7139 | 37.7889 | 1680 | 125 | 120 |  | 146 | N | Natural Gas | Y | N | N | 9999 | N |  | Combustion Turbine |  | 893.7298 | 12430
1355_G_7 | KY | 21167 | KY Utilities Co - Brown Station | E W Brown | 5933111 | 86760313 | 1355 | 7 | 1355 | 7 |  |  | 31.3029 |  | 45.2546 | 7.6296 | 5.5548 | 0.4666 | 1.1582 |  | 125 | 17.4 | 1090 | 41550.0008 | 174.74 | 221112 | -84.7139 | 37.7889 |  | 125 | 120 |  | 146 | N | Natural Gas | Y | N | N | 9999 | N |  | Combustion Turbine |  | 1148.49 | 12430
1355_G_8 | KY | 21167 | KY Utilities Co - Brown Station | E W Brown | 5933111 | 86760513 | 1355 | 8 | 1355 | 8 | 2116700001 | 25 | 15.7383 |  | 50.8092 | 3.7528 | 2.8114 | 0.5014 | 0.71586 | 2022 | 175 | 16.5 | 851 | 35260.0007 | 164.9 | 221112 | -84.7139 | 37.7889 | 1370 | 125 | 120 |  | 121 | N | Natural Gas, Distillate Fuel Oil | Y | N | N | 9999 | N |  | Combustion Turbine |  | 705.8992 | 12424
1355_G_9 | KY | 21167 | KY Utilities Co - Brown Station | E W Brown | 5933111 | 86760613 | 1355 | 9 | 1355 | 9 | 2116700001 | 23 | 5.855 |  | 16.0935 | 1.3461 | 1.0567 | 1.0255 | 0.22554 | 2022 | 175 | 16.5 | 851 | 35260.0007 | 164.9 | 221112 | -84.7139 | 37.7889 | 1370 | 125 | 120 |  | 121 | N | Natural Gas, Distillate Fuel Oil | Y | N | N | 9999 | N |  | Combustion Turbine |  | 277.97 | 12424
1378_G_CTG1 | KY | 21177 | Tennessee Valley Authority - Paradise Fossil Plant | Paradise | 5196711 | 129706213 | 1378 | PCC1 | 1378 | CTG1 | 2117700006 | 120 | 48.6622 |  | 157.5854 | 86.4599 | 86.4599 | 4.774 | 18.4627 | 2022 | 170 | 18 | 174 | 18666.667 | 73.36 | 221112 | -86.9802 | 37.2596 | 2700 | 125 | 140 |  | 211 | N | Natural Gas | Y | N | N | 9999 | N |  | Combined Cycle |  | 7906.1401 | 7178
1378_G_CTG2 | KY | 21177 | Tennessee Valley Authority - Paradise Fossil Plant | Paradise | 5196711 | 129705813 | 1378 | PCC2 | 1378 | CTG2 | 2117700006 | 121 | 48.4804 |  | 146.7812 | 83.9352 | 83.9352 | 4.6861 | 17.9875 | 2022 | 170 | 18 | 174 | 18666.667 | 73.36 | 221112 | -86.9802 | 37.2596 | 2700 | 125 | 140 |  | 211 | N | Natural Gas | Y | N | N | 9999 | N |  | Combined Cycle |  | 7790.73 | 7178
1378_G_CTG3 | KY | 21177 | Tennessee Valley Authority - Paradise Fossil Plant | Paradise | 5196711 | 129706013 | 1378 | PCC3 | 1378 | CTG3 | 2117700006 | 122 | 48.3914 |  | 151.5606 | 84.5929 | 84.5929 | 4.6968 | 18.1044 | 2022 | 170 | 18 | 174 | 18666.667 | 73.36 | 221112 | -86.9802 | 37.2596 | 2700 | 125 | 140 |  | 211 | N | Natural Gas | Y | N | N | 9999 | N |  | Combined Cycle |  | 7795.7705 | 7178
6823_B_W1 | KY | 21183 | Big Rivers Electric Corp - Wilson Station | D B Wilson | 5561611 | 86766113 | 6823 | W1 | 6823 | W1 | 2118300069 | EU 01 | 333.9275 |  | 2004.6755 | 30.5241 | 21.9522 | 6400.8678 | 38.9582 | 2022 | 600 | 34 | 127 | 22638.4337 | 24.9 | 221112 | -87.0803 | 37.4497 | 6100 | 125 | 100 |  | 417 | N | Bituminous, Petroleum Coke | Y | N | N | 9999 | N |  | Coal Steam |  | 6604.1499 | 10643
55164_G_CT1 | KY | 21185 | East Kentucky Power Cooperative Inc - Bluegrass Generating Station | Bluegrass Generating Station | 5353311 | 86743713 | 55164 | GTG1 | 55164 | CT1 | 2118500036 | EU 01 | 64.2 |  | 30.3959 | 6.312 | 6.312 | 0.3625 | 3.1027 | 2022 | 90 | 23.5 | 1160 | 44500.0008 | 102.6 | 221112 | -85.4142 | 38.39 | 165 | 125 | 120 |  | 167 | N | Natural Gas | Y | N | N | 9999 | N |  | Combustion Turbine |  | 705.8403 | 11093
55164_G_CT2 | KY | 21185 | East Kentucky Power Cooperative Inc - Bluegrass Generating Station | Bluegrass Generating Station | 5353311 | 86743413 | 55164 | GTG2 | 55164 | CT2 | 2118500036 | EU 02 | 63.7 |  | 30.9677 | 5.909 | 5.909 | 0.3437 | 2.8835 | 2022 | 90 | 23.5 | 1160 | 44500.0008 | 102.6 | 221112 | -85.4142 | 38.39 | 165 | 125 | 120 |  | 167 | N | Natural Gas | Y | N | N | 9999 | N |  | Combustion Turbine |  | 668.3499 | 11093
55164_G_CT3 | KY | 21185 | East Kentucky Power Cooperative Inc - Bluegrass Generating Station | Bluegrass Generating Station | 5353311 | 86743613 | 55164 | GTG3 | 55164 | CT3 | 2118500036 | EU 03 | 7.3 |  | 2.2041 | 0.38929 | 0.38929 | 0.0502 | 0.16787 | 2022 | 90 | 23.5 | 1160 | 44500.0008 | 102.6 | 221112 | -85.4142 | 38.39 | 165 | 125 | 120 |  | 167 | N | Natural Gas | Y | N | N | 9999 | N |  | Combustion Turbine |  | 48.28 | 11093
1384_B_1 | KY | 21199 | East KY Power Coop - Cooper Station | Cooper | 5787711 | 94727113 | 1384 | 1 | 1384 | 1 | 2119900005 | 01 | 20.8311 |  | 156.8367 | 96.4471 | 96.4471 | 87.9399 | 2.4303 | 2022 | 260 | 17.8 | 320 | 6883.3334 | 27.66 | 221112 | -84.592 | 36.9985 | 1380 | 125 | 100 |  | 116 | N | Bituminous | Y | N | N | 9999 | N |  | Coal Steam |  | 2209.01 | 10639
1384_B_2 | KY | 21199 | East KY Power Coop - Cooper Station | Cooper | 5787711 | 94726213 | 1384 | 2 | 1384 | 2 | 2119900005 | 02n | 55.7883 |  | 223.9684 | 99.8914 | 99.8914 | 66.8975 | 6.5086 | 2022 | 260 | 17.8 | 320 | 13316.6669 | 53.51 | 221112 | -84.592 | 36.9985 | 2420 | 125 | 100 |  | 225 | N | Bituminous | Y | N | N | 9999 | N |  | Coal Steam |  | 2970.1804 | 10681
6071_B_1 | KY | 21223 | Louisville Gas & Electric Co - Trimble Co Generating Station | Trimble County | 5742811 | 22616813 | 6071 | 1 | 6071 | 1 | 2122300002 | 001 | 394.5302 |  | 1129.7314 | 41.2143 | 29.6316 | 2067.6852 | 47.3436 | 2022 | 760 | 18 | 149 | 37916.6674 | 149 | 221112 | -85.4119 | 38.5847 | 5330 | 125 | 100 | 128&139&141&48 | 511 | N | Bituminous | Y | N | N | 2045 | N |  | Coal Steam |  | 8197.6992 | 10039
6071_B_2 | KY | 21223 | Louisville Gas & Electric Co - Trimble Co Generating Station | Trimble County | 5742811 | 86766713 | 6071 | 2 | 6071 | 2 | 2122300002 | 031 | 535.5065 |  | 765.7895 | 40.6407 | 29.2289 | 1161.5741 | 15.5297 | 2022 | 760 | 18 | 133 | 26125.9338 | 102.67 | 221112 | -85.4119 | 38.5847 | 6940 | 125 | 100 | 127&128&139&141&146 | 732 | N | Bituminous, Subbituminous | Y | N | N | 2066 | N |  | Coal Steam |  | 7648.8101 | 9716
6071_G_10 | KY | 21223 | Louisville Gas & Electric Co - Trimble Co Generating Station | Trimble County | 5742811 | 22616913 | 6071 | 10 | 6071 | 10 | 2122300002 | 030 | 38.1197 |  | 82.7851 | 34.133 | 19.49 | 1.5262 | 3.7077 | 2022 | 90 | 18 | 1049 | 43466.6675 | 170.81 | 221112 | -85.4119 | 38.5847 | 1850 | 125 | 120 |  | 159 | N | Natural Gas | Y | N | N | 9999 | N |  | Combustion Turbine |  | 3413.4304 | 11505
6071_G_5 | KY | 21223 | Louisville Gas & Electric Co - Trimble Co Generating Station | Trimble County | 5742811 | 22616213 | 6071 | 5 | 6071 | 5 | 2122300002 | 025 | 24.5682 |  | 52.2786 | 21.9988 | 12.5613 | 0.9704 | 2.3896 | 2022 | 90 | 18 | 1049 | 43466.6675 | 170.81 | 221112 | -85.4119 | 38.5847 | 2050 | 125 | 120 |  | 159 | N | Natural Gas | Y | N | N | 9999 | N |  | Combustion Turbine |  | 2082.1804 | 11505
6071_G_6 | KY | 21223 | Louisville Gas & Electric Co - Trimble Co Generating Station | Trimble County | 5742811 | 22616113 | 6071 | 6 | 6071 | 6 | 2122300002 | 026 | 19.6305 |  | 41.4092 | 17.5775 | 10.0368 | 0.7815 | 1.9094 | 2022 | 90 | 18 | 1049 | 43466.6675 | 170.81 | 221112 | -85.4119 | 38.5847 | 2050 | 125 | 120 |  | 159 | N | Natural Gas | Y | N | N | 9999 | N |  | Combustion Turbine |  | 1727.2802 | 11505
6071_G_7 | KY | 21223 | Louisville Gas & Electric Co - Trimble Co Generating Station | Trimble County | 5742811 | 22616013 | 6071 | 7 | 6071 | 7 | 2122300002 | 027 | 37.6233 |  | 91.6782 | 33.6885 | 19.2362 | 1.6005 | 3.6594 | 2022 | 90 | 18 | 1049 | 43466.6675 | 170.81 | 221112 | -85.4119 | 38.5847 | 2050 | 125 | 120 |  | 159 | N | Natural Gas | Y | N | N | 9999 | N |  | Combustion Turbine |  | 3508.97 | 11505
6071_G_8 | KY | 21223 | Louisville Gas & Electric Co - Trimble Co Generating Station | Trimble County | 5742811 | 22615913 | 6071 | 8 | 6071 | 8 |  |  | 20.6767 |  | 47.668 | 18.5143 | 10.5717 | 0.8241 | 2.0111 |  | 90 | 18 | 1049 | 43466.6675 | 170.81 | 221112 | -85.4119 | 38.5847 |  | 125 | 120 |  | 159 | N | Natural Gas | Y | N | N | 9999 | N |  | Combustion Turbine |  | 1788.4104 | 11505
6071_G_9 | KY | 21223 | Louisville Gas & Electric Co - Trimble Co Generating Station | Trimble County | 5742811 | 22617113 | 6071 | 9 | 6071 | 9 | 2122300002 | 029 | 29.1917 |  | 65.6955 | 26.1387 | 14.9252 | 1.1782 | 2.8393 | 2022 | 90 | 18 | 1049 | 43466.6675 | 170.81 | 221112 | -85.4119 | 38.5847 | 1850 | 125 | 120 | 65 | 159 | N | Natural Gas | Y | N | N | 9999 | N |  | Combustion Turbine |  | 2598.8403 | 11505
6639_B_G1 | KY | 21233 | Big Rivers Electric Corp - RD Green Station | R D Green | 6098611 | 86744213 | 6639 | G1 | 6639 | G1 | 2123300052 | EU01G1 | 37.4427 |  | 404.0956 | 31.8417 | 22.8997 | 693.4864 | 5.242 | 2022 | 350 | 15 | 129 | 12754.9835 | 72.18 | 221112 | -87.5022 | 37.6461 | 2820 | 125 | 100 |  | 231 | N | Natural Gas | Y | N | N | 9999 | N |  | O/G Steam |  | 3660.6304 | 11190
6639_B_G2 | KY | 21233 | Big Rivers Electric Corp - RD Green Station | R D Green | 6098611 | 86744513 | 6639 | G2 | 6639 | G2 | 2123300052 | EU02G2 | 16.8597 |  | 305.9079 | 12.7312 | 9.156 | 285.367 | 2.3604 | 2022 | 350 | 15 | 129 | 15074.0836 | 85.3 | 221112 | -87.5022 | 37.6461 | 2660 | 125 | 100 |  | 223 | N | Natural Gas | Y | N | N | 9999 | N |  | O/G Steam |  | 2602.3501 | 11119
1383_G_GEN2 | KY | 21233 | Big Rivers Electric Corp - Reid HMP&L Station 2 | Robert A Reid | 6067211 | 83024613 | 1383 | RT | 1383 | GEN2 | 2123300001 | EU06 | 0.80311 |  | 7.3926 | 0.040758 | 0.040758 | 0.6339 | 0.020548 | 2022 | 110 | 16 | 1060 | 6311.2501 | 31.4 | 221121 | -87.5 | 37.6456 | 804 | 125 | 120 |  | 58 | N | Natural Gas, Distillate Fuel Oil | Y | N | N | 9999 | N |  | Combustion Turbine |  | 60 | 25000
1383_B_R1 | KY | 21233 | Big Rivers Electric Corp - Reid HMP&L Station 2 |  | 6067211 | 83025013 | 1383 | R1 |  |  | 2123300001 | EU01 | 0 |  | 0 | 0 | 0 | 0 | 0 | 2022 | 250 | 12 | 320 | 3339.4834 | 29.5 | 221121 | -87.5 | 37.6456 | 837 | 125 | 100 |  |  |  |  | N | N | N |  | N
1382_B_H1 | KY | 21233 | Big Rivers Electric Corp - Reid HMP&L Station 2 |  | 6067211 | 83024913 | 1382 | H1 |  |  | 2123300001 | EU02 | 0 |  | 0 | 0 | 0 | 0 | 0 | 2022 | 350 | 15 | 134 | 8696.5835 | 49.2 | 221121 | -87.5 | 37.6456 | 1980 | 125 | 100 |  |  |  |  | N | N | N |  | N
1382_B_H2 | KY | 21233 | Big Rivers Electric Corp - Reid HMP&L Station 2 |  | 6067211 | 83024713 | 1382 | H2 |  |  | 2123300001 | EU03 | 0 |  | 0 | 0 | 0 | 0 | 0 | 2022 | 350 | 15 | 138 | 8696.5835 | 49.2 | 221121 | -87.5 | 37.6456 | 1980 | 125 | 100 | 128&141&205 |  |  |  | N | N | N |  | N
55173_G_CT11 | LA | 22001 | Cleco Power LLC - Acadia Power Station | Acadia Energy Center | 6082711 | 80438813 | 55173 | CT1 | 55173 | CT11 | 83623 | SR0001 | 20.93 | 8.848 | 48.4231 | 26.28 | 21.41 | 2.891 | 4.87 | 2022 | 175 | 18 | 200 | 16000 | 63 | 221112 | -92.4124 | 30.429 | 2000 | 125 | 120 |  | 157.2 | N | Natural Gas | Y | N | N | 9999 | N | 55173_G_ST13;55173_G_CT11 | Combined Cycle | 5880 | 5892.1299 | 7343
55173_G_CT12 | LA | 22001 | Cleco Power LLC - Acadia Power Station | Acadia Energy Center | 6082711 | 80438613 | 55173 | CT2 | 55173 | CT12 | 83623 | SR0002 | 30.11 | 9.2378 | 45.7804 | 38.33 | 32.4 | 2.7187 | 6.39 | 2022 | 175 | 18 | 200 | 16000 | 63 | 221112 | -92.4124 | 30.4293 | 2000 | 125 | 120 |  | 157.2 | N | Natural Gas | Y | N | N | 9999 | N |  | Combined Cycle | 5712 | 5666.9492 | 7343
55173_G_CT24 | LA | 22001 | Cleco Power LLC - Acadia Power Station | Acadia Energy Center | 6082711 | 80439313 | 55173 | CT3 | 55173 | CT24 | 83623 | SR0003 | 17.25 | 11.3375 | 43.4242 | 31.01 | 19.44 | 2.8644 | 1.95 | 2022 | 175 | 18 | 200 | 16000 | 63 | 221112 | -92.4124 | 30.4282 | 2000 | 125 | 120 |  | 145.9 | N | Natural Gas | Y | N | N | 9999 | N | 55173_G_CT24;55173_G_ST26 | Combined Cycle | 5880 | 5780.0225 | 7343
55173_G_CT25 | LA | 22001 | Cleco Power LLC - Acadia Power Station | Acadia Energy Center | 6082711 | 80439113 | 55173 | CT4 | 55173 | CT25 | 83623 | SR0004 | 15.16 | 8.5152 | 45.3443 | 34.75 | 18.2 | 2.8307 | 2.04 | 2022 | 175 | 18 | 200 | 16000 | 63 | 221112 | -92.4124 | 30.4279 | 2000 | 125 | 120 |  | 144.3 | N | Natural Gas | Y | N | N | 9999 | N |  | Combined Cycle | 5712 | 5598.6094 | 7343
55433_G_0001 | LA | 22001 | Bayou Cove Peaking Power LLC - Bayou Cove Peaking Power Plant | Bayou Cove Peaking Power | 7368411 | 80131613 | 55433 | CTG-1 | 55433 | 0001 | 92706 | SCTG1 | 14.6599 |  | 16.1035 | 1.18 | 1.18 | 0.2394 | 0.37544 | 2022 | 56 | 14.8 | 1003 | 25950 | 151 | 221112 | -92.5997 | 30.2823 | 1070 | 125 | 120 |  | 72 | N | Natural Gas | Y | N | N | 9999 | N |  | Combustion Turbine | 8736 | 1243.4385 | 12970
55433_G_0002 | LA | 22001 | Bayou Cove Peaking Power LLC - Bayou Cove Peaking Power Plant | Bayou Cove Peaking Power | 7368411 | 80132113 | 55433 | CTG-2 | 55433 | 0002 | 92706 | SCTG2 | 1.7328 |  | 6.594 | 0.14 | 0.14 | 0.0888 | 0.044378 | 2022 | 56 | 14.8 | 1003 | 25950 | 151 | 221112 | -92.5997 | 30.2829 | 1070 | 125 | 120 |  | 72 | N | Natural Gas | Y | N | N | 9999 | N |  | Combustion Turbine | 8736 | 470.9801 | 12971
55433_G_0003 | LA | 22001 | Bayou Cove Peaking Power LLC - Bayou Cove Peaking Power Plant | Bayou Cove Peaking Power | 7368411 | 80131713 | 55433 | CTG-3 | 55433 | 0003 | 92706 | SCTG3 | 1.5048 |  | 7.0362 | 0.12 | 0.12 | 0.0719 | 0.038537 | 2022 | 56 | 14.8 | 1003 | 25950 | 151 | 221112 | -92.5997 | 30.2832 | 1070 | 125 | 120 |  | 72 | N | Natural Gas | Y | N | N | 9999 | N |  | Combustion Turbine | 8736 | 382.1601 | 12971
55433_G_0004 | LA | 22001 | Bayou Cove Peaking Power LLC - Bayou Cove Peaking Power Plant | Bayou Cove Peaking Power | 7368411 | 80131913 | 55433 | CTG-4 | 55433 | 0004 | 92706 | SCTG4 | 1.7728 |  | 5.7913 | 0.14 | 0.14 | 0.0769 | 0.045402 | 2022 | 56 | 14.8 | 1003 | 25950 | 151 | 221112 | -92.5997 | 30.2829 | 1070 | 125 | 120 |  | 72 | N | Natural Gas | Y | N | N | 9999 | N |  | Combustion Turbine | 8736 | 410.1001 | 12971
56248_G_101G | LA | 22005 | Shell Chemical LP - Geismar Plant | Shell Chemical | 7445611 | 80858213 |  |  | 56248 | 101G | 1136 | CG1 | 81.3261 | 9.5579 | 25.4296 | 4.399 | 4.399 | 1.3095 | 10.2945 | 2022 | 100 | 10.5 | 280 | 6404.4 | 74 | 325110 | -90.9839 | 30.1875 | 40 | 129 | 120 |  | 34.5 | Y | Natural Gas | N | Y | N | 9999 | N |  | Combustion Turbine | 8736 |  | 8700
56248_G_201G | LA | 22005 | Shell Chemical LP - Geismar Plant | Shell Chemical | 7445611 | 80854713 |  |  | 56248 | 201G | 1136 | CG2 | 73.2972 | 8.6762 | 23.8347 | 3.8616 | 3.8616 | 1.1887 | 8.7238 | 2022 | 100 | 10.5 | 280 | 6404.4 | 74 | 325110 | -90.9842 | 30.1878 | 40 | 129 | 120 |  | 34.5 | Y | Natural Gas | N | Y | N | 9999 | N |  | Combustion Turbine | 8736 |  | 8700
1417_B_3 | LA | 22017 | Southwestern Electric Power Co (SWEPCO) - Lieberman Power Plant | Lieberman | 7928011 | 81338913 | 1417 | 3 | 1417 | 3 | 584 | 03 | 0.4 |  | 70.4584 | 3.2 | 2.43 | 0.1996 | 2.2 | 2022 | 140 | 12.4 | 310 | 5915.2 | 48.9 | 221112 | -93.9608 | 32.7045 | 1170 | 125 | 100 |  | 100 | N | Natural Gas, Residual Fuel Oil | Y | N | N | 9999 | N |  | O/G Steam | 8736 | 1980.6398 | 13044
1417_B_4 | LA | 22017 | Southwestern Electric Power Co (SWEPCO) - Lieberman Power Plant | Lieberman | 7928011 | 81339113 | 1417 | 4 | 1417 | 4 | 584 | 04 | 0.4 |  | 78.2792 | 2 | 1.18 | 0.1927 | 2.1 | 2022 | 140 | 12.4 | 310 | 5915.2 | 48.9 | 221112 | -93.9611 | 32.7045 | 1150 | 125 | 100 |  | 108 | N | Natural Gas, Residual Fuel Oil | Y | N | N | 9999 | N |  | O/G Steam | 8736 | 1860.6699 | 13408
56565_G_6A | LA | 22017 | Southwestern Electric Power Company - Arsenal Hill Power Plant | J Lamar Stall Unit | 6116111 | 95093713 | 1416 | CTG-6A | 56565 | 6A | 1060 | CTG-6A | 60.4 |  | 52.6457 | 54.9 | 43.9 | 3.2506 | 11.5 | 2022 | 180 | 23 | 200 | 17017.8 | 41 | 221112 | -93.7602 | 32.5199 | 2110 | 125 | 120 |  | 159 | N | Natural Gas | Y | N | N | 9999 | N |  | Combined Cycle | 8736 | 6933.1504 | 7187
56565_G_6B | LA | 22017 | Southwestern Electric Power Company - Arsenal Hill Power Plant | J Lamar Stall Unit | 6116111 | 95093913 | 1416 | CTG-6B | 56565 | 6B | 1060 | CTG-6B | 32.2 |  | 53.404 | 53.6 | 37.5 | 3.1782 | 11.3 | 2022 | 180 | 23 | 200 | 17017.8 | 41 | 221112 | -93.7601 | 32.5195 | 2110 | 125 | 120 |  | 163 | N | Natural Gas | Y | N | N | 9999 | N |  | Combined Cycle | 8736 | 6785.6792 | 7187
1416_B_5A | LA | 22017 | Southwestern Electric Power Company - Arsenal Hill Power Plant |  | 6116111 | 80711413 | 1416 | 5A |  |  | 1060 | 01 | 0.4 |  | 54.2717 | 3.2 | 2.7 | 0.2632 | 2.8 | 2022 | 155 | 8.3 | 297 | 5300 | 97.9163 | 221112 | -93.7613 | 32.5169 | 1270 | 125 | 100 |  |  |  |  | Y | N | N |  | N |  |  | 8736 | 2309.3904
58310_B_B-1 | LA | 22019 | Rain CII Carbon LLC - Lake Charles Calcining Plant | Lake Charles Plant | 7355211 | 80706513 |  |  | 58310 | B-1 | 3439 | EP004 | 0.095281 |  | 6.9384 | 2.8409 | 2.8409 | 246.1047 | 0.007036 | 2022 | 200 | 17 | 1959 | 13018.2 | 57.4 | 324199 | -93.3354 | 30.1483 |  | 157 | 999 |  | 28 | N | Non-Fossil Waste | N | N | N | 9999 | N |  | Non-Fossil Waste | 7728 |  | 11084
10593_B_BLR1 | LA | 22019 | Agrilectric Power Partners Ltd | Agrilectric Power Partners Ltd | 5718311 | 80724913 |  |  | 10593 | BLR1 | 7835 | SR0001 | 126.451 |  | 201.092 | 13.052 | 13.052 | 57.806 | 0.542 | 2022 | 87 | 5 | 243 | 908.33 | 46.2422 | 221122 | -93.1266 | 30.2008 | 183 | 125 | 100 |  | 11.1 | N | Biomass | N | N | N | 9999 | N |  | Biomass | 8568 |  | 16484
1393_B_1A | LA | 22019 | Entergy LA LLC - Nelson Industrial Steam Co (NISCO) | R S Nelson | 7380711 | 82066713 | 50030 | 1A | 1393 | 1A | 9142 | EQT001 | 116.2812 |  | 448.1647 | 55.5528 | 55.5528 | 2409.9 | 13.9028 | 2022 | 425 | 9 | 270 | 5875 | 92.4 | 221112 | -93.2872 | 30.283 | 1120 | 125 | 100 |  | 97 | Y | Petroleum Coke | Y | N | N | 9999 | N |  | Coal Steam | 8736 | 6475.4497 | 12292
1393_B_2A | LA | 22019 | Entergy LA LLC - Nelson Industrial Steam Co (NISCO) | R S Nelson | 7380711 | 82066513 | 50030 | 2A | 1393 | 2A | 9142 | EQT003 | 155.1744 |  | 455.7807 | 55.463 | 55.463 | 2501 | 14.7709 | 2022 | 425 | 9 | 180 | 5875 | 92.4 | 221112 | -93.2879 | 30.2829 | 1120 | 125 | 100 |  | 93 | Y | Petroleum Coke | Y | N | N | 9999 | N |  | Coal Steam | 8736 | 6617.0601 | 12292
1393_B_6 | LA | 22019 | Entergy Louisiana LLC - Roy S Nelson Electric Generating Plant (Coal Unit 6) | R S Nelson | 8361211 | 82325613 | 1393 | 6 | 1393 | 6 | 19588 | EQT012 | 1591.677 |  | 2341.8042 | 247.94 | 247.94 | 6205.9592 | 34.52 | 2022 | 500 | 23 | 277 | 39500 | 95.0335 | 221112 | -93.2928 | 30.2865 | 6220 | 125 | 100 |  | 524 | N | Subbituminous, Petroleum Coke | Y | N | N | 9999 | N |  | Coal Steam | 6188 | 6050.8604 | 11854
50489_G_C1 | LA | 22019 | Westlake US 2 LLC - Westlake Lake Charles South | PPG Powerhouse C | 7354911 | 82296913 |  |  | 50489 | C1 | 1255 | SR008 | 72.23 |  | 489.44 | 9.51 | 9.51 | 1.71 | 7.2 | 2022 | 80 | 17.5 | 350 | 11594 | 48.2 | 325199 | -93.2942 | 30.2258 | 2320 | 164 | 100 |  | 55 | Y | Natural Gas | N | Y | N | 9999 | N |  | Combustion Turbine | 8736 |  | 8700
50489_G_C2 | LA | 22019 | Westlake US 2 LLC - Westlake Lake Charles South | PPG Powerhouse C | 7354911 | 82305813 |  |  | 50489 | C2 | 1255 | SR009 | 99.67 |  | 509.51 | 15.15 | 15.15 | 2.29 | 10.96 | 2022 | 80 | 17.6 | 350 | 11594 | 48.2 | 325199 | -93.2944 | 30.2251 | 2320 | 164 | 100 |  | 55 | Y | Natural Gas | N | Y | N | 9999 | N |  | Combustion Turbine | 8736 |  | 8700
50489_G_C4 | LA | 22019 | Westlake US 2 LLC - Westlake Lake Charles South | PPG Powerhouse C | 7354911 | 82297013 |  |  | 50489 | C4 | 1255 | SR010 | 52.75 |  | 41.59 | 28.34 | 28.34 | 2.58 | 27.96 | 2022 | 82 | 15.8 | 298 | 12295.35 | 62.7 | 325199 | -93.2949 | 30.2254 | 1230 | 164 | 100 |  | 70.6 | Y | Natural Gas | N | Y | N | 9999 | N |  | Combustion Turbine | 8736 |  | 8700
50489_G_C5 | LA | 22019 | Westlake US 2 LLC - Westlake Lake Charles South | PPG Powerhouse C | 7354911 | 82303113 |  |  | 50489 | C5 | 1255 | SR011 | 57.12 |  | 2092.03 | 28.37 | 28.37 | 2.58 | 30.28 | 2022 | 82 | 15.8 | 302 | 12367.89 | 63.08 | 325199 | -93.2949 | 30.2251 | 1230 | 164 | 100 |  | 70.6 | Y | Natural Gas | N | Y | N | 9999 | N |  | Combustion Turbine | 8736 |  | 8700
55117_G_RS-5 | LA | 22019 | Westlake US 2 LLC - Westlake Lake Charles South | RS Cogen | 7354911 | 82306013 | 55117 | RS-5 | 55117 | RS-5 | 1255 | SR032 | 333 | 4.4596 | 447.9485 | 71.38 | 71.38 | 4.3665 | 15.48 | 2022 | 100 | 17.8 | 200 | 22819.79 | 92.2 | 325199 | -93.2826 | 30.2195 | 1230 | 164 | 100 | 141 | 167.7 | Y | Natural Gas | Y | N | N | 9999 | N | 55117_G_RS-5;55117_G_RS-4 | Combined Cycle | 8736 | 8357.5596 | 7092
55117_G_RS-6 | LA | 22019 | Westlake US 2 LLC - Westlake Lake Charles South | RS Cogen | 7354911 | 82320413 | 55117 | RS-6 | 55117 | RS-6 | 1255 | SR033 | 318.43 | 5.9068 | 430.773 | 70.23 | 70.23 | 4.1535 | 14.81 | 2022 | 100 | 17.8 | 200 | 17306.62 | 69.9 | 325199 | -93.2826 | 30.2195 | 2340 | 164 | 100 |  | 167.7 | Y | Natural Gas | Y | N | N | 9999 | N |  | Combined Cycle | 8736 | 8265.5898 | 7092
55165_G_G101 | LA | 22019 | Entergy Louisiana LLC - Calcasieu Plant | Calcasieu | 6397411 | 158430613 | 55165 | GTG1 | 55165 | G101 | 81859 | EQT002 | 51.45 |  | 43.4313 | 4.3833 | 4.3833 | 0.2644 | 3.458 | 2022 | 70 | 25.2 | 1123 | 37510 | 77.5 | 221112 | -93.3455 | 30.1605 | 2200 | 125 | 120 |  | 142.4 | N | Natural Gas | Y | N | N | 9999 | N |  | Combustion Turbine | 1008 | 554.6201 | 11091
55165_G_G102 | LA | 22019 | Entergy Louisiana LLC - Calcasieu Plant | Calcasieu | 6397411 | 158430713 | 55165 | GTG2 | 55165 | G102 | 81859 | EQT003 | 49.39 |  | 38.5802 | 4.5068 | 4.5068 | 0.2714 | 3.6655 | 2022 | 70 | 25.2 | 1123 | 59501.97 | 119.3 | 221112 | -93.346 | 30.1606 | 2200 | 125 | 120 |  | 159.2 | N | Natural Gas | Y | N | N | 9999 | N |  | Combustion Turbine | 920 | 566.99 | 11091
60927_G_1A | LA | 22019 | Entergy Louisiana LLC - Lake Charles Power Station | Lake Charles Power | 18977011 | 140487413 |  |  | 60927 | 1A | 202543 | GRP003 | 33.45 | 139.4 | 133.7 | 61.26 | 61.26 | 12.4 | 34.94 | 2022 | 195 | 23.833 | 175 | 21741.88 | 48.7 | 221112 | -93.2894 | 30.271 | 7330 | 125 | 120 |  | 250 | N | Natural Gas | Y | N | N | 9999 | N | 60927_G_1B;60927_G_1A | Combined Cycle | 8736 |  | 7050
1391_B_1A | LA | 22033 | EthosEnergy Power Operations (West) LLC - Louisiana Station Electrical Generatin | Louisiana 1 | 5160611 | 80696813 | 1391 | 1A | 1391 | 1A |  |  | 215.71 |  | 124.5643 | 12.46 | 12.46 | 1.3236 | 9.02 |  | 150.5 | 11 | 280 | 4031.7 | 42.4 | 221112 | -91.1866 | 30.4895 |  | 125 | 100 |  | 21.3 | Y | Fossil Waste | Y | N | N | 9999 | N | 1391_B_1A;1391_G_1A | Fossil Waste |  | 8418.0205 | 4549
1391_B_2A | LA | 22033 | EthosEnergy Power Operations (West) LLC - Louisiana Station Electrical Generatin | Louisiana 1 | 5160611 | 80697013 | 1391 | 2A | 1391 | 2A | 1186 | SR1002 | 111.15 |  | 169.3406 | 14.49 | 14.49 | 1.6247 | 10.48 | 2022 | 150.5 | 11 | 280 | 4031.7 | 42.4 | 221112 | -91.1868 | 30.4895 | 836 | 125 | 100 |  | 21.3 | Y | Fossil Waste | Y | N | N | 9999 | N | 1391_G_2A;1391_B_2A | Fossil Waste | 8736 | 8746.8799 | 4549
1391_B_3A | LA | 22033 | EthosEnergy Power Operations (West) LLC - Louisiana Station Electrical Generatin | Louisiana 1 | 5160611 | 80696713 | 1391 | 3A | 1391 | 3A | 1186 | SR1003 | 248.57 |  | 152.2635 | 14.36 | 14.36 | 1.6826 | 10.39 | 2022 | 150.5 | 11 | 280 | 4031.7 | 42.4 | 221112 | -91.1869 | 30.4895 | 836 | 125 | 100 |  | 23.5 | Y | Fossil Waste | Y | N | N | 9999 | N | 1391_G_3A;1391_B_3A | Fossil Waste | 8736 | 8381.2793 | 4549
1391_B_9 | LA | 22033 | EthosEnergy Power Operations (West) LLC - Louisiana Station Electrical Generatin | Louisiana 1 | 5160611 | 80697213 |  |  | 1391 | 9 | 1186 | SR1004 | 8.34 |  | 215.26 | 3.88 | 3.88 | 0.43 | 2.81 | 2022 | 164 | 11 | 280 | 3039.6 | 32 | 221112 | -91.1878 | 30.4897 | 630 | 125 | 100 |  | 4.4 | Y | Fossil Waste | N | Y | N | 9999 | N |  | Fossil Waste | 8736 |  | 4549
1391_G_4A | LA | 22033 | EthosEnergy Power Operations (West) LLC - Louisiana Station Electrical Generatin | Louisiana 1 | 5160611 | 80696913 | 1391 | 4A | 1391 | 4A | 1186 | SR1005 | 141.19 |  | 448.3841 | 15.74 | 15.74 | 4.1407 | 9.72 | 2022 | 175 | 16 | 310 | 16666.6 | 84.7 | 221112 | -91.1877 | 30.489 | 2150 | 125 | 120 |  | 100 | Y | Natural Gas | Y | N | N | 9999 | N | 1391_B_4A;1391_G_4A | Combustion Turbine | 8736 | 6273.73 | 4549
1391_G_5A | LA | 22033 | EthosEnergy Power Operations (West) LLC - Louisiana Station Electrical Generatin | Louisiana 1 | 5160611 | 80697113 | 1391 | 5A | 1391 | 5A | 1186 | SR1006 | 469.7 |  | 344.9038 | 61.144 | 61.144 | 12.1292 | 25.01 | 2022 | 175 | 16 | 200 | 15763.2 | 78.4 | 221112 | -91.1881 | 30.4894 | 2250 | 125 | 120 |  | 154.4 | Y | Natural Gas | Y | N | N | 9999 | N | 1391_G_5A;1391_B_5A | Combustion Turbine | 8736 | 8667.6104 | 4549
54518_G_GT2 | LA | 22033 | Formosa Plastics Corp Louisiana | Formosa Plastics | 7354711 | 79967613 |  |  | 54518 | GT2 | 288 | EQT003 | 0.14 |  | 5.46 | 0.17 | 0.17 | 0.141 | 0.13 | 2022 | 105 | 10 | 346 | 6955.1 | 88.6 | 325211 | -91.189 | 30.4962 | 691 | 173 | 120 |  | 33 | Y | Natural Gas | N | Y | N | 9999 | N |  | Combustion Turbine | 8736 |  | 8700
54518_G_GT3 | LA | 22033 | Formosa Plastics Corp Louisiana | Formosa Plastics | 7354711 | 79967813 |  |  | 54518 | GT3 | 288 | EQT009 | 7.69 |  | 64.98 | 6.62 | 6.62 | 5.378 | 13.73 | 2022 | 110 | 10 | 260 | 5935.6 | 75.6 | 325211 | -91.1864 | 30.4971 | 673 | 173 | 120 |  | 33 | Y | Natural Gas | N | Y | N | 9999 | N |  | Combustion Turbine | 8736 |  | 8700
1396_G_U6CT | LA | 22039 | CLECO Power LLC - Coughlin Power Station | Coughlin Power Station | 7355011 | 80272813 | 1396 | 6-1 | 1396 | U6CT | 1906 | UNIT6 | 26.14 | 2.6584 | 187.9833 | 23.82 | 21.38 | 2.9969 | 7.23 | 2022 | 150 | 18 | 200 | 25446.9 | 100 | 221112 | -92.2614 | 30.8439 | 1800 | 125 | 120 |  | 155.5 | N | Natural Gas | Y | N | N | 9999 | N |  | Combined Cycle | 6720 | 6588.9219 | 7629
1396_G_U72 | LA | 22039 | CLECO Power LLC - Coughlin Power Station | Coughlin Power Station | 7355011 | 80273013 | 1396 | 7-2 | 1396 | U72 | 1906 | UNIT72 | 22.65 | 10.0672 | 143.9992 | 33.04 | 23.13 | 2.8198 | 3.3 | 2022 | 150 | 18 | 200 | 25446.9 | 100 | 221112 | -92.2619 | 30.8439 | 1800 | 125 | 120 |  | 148.5 | N | Natural Gas | Y | N | N | 9999 | N |  | Combined Cycle | 6552 | 6446.2012 | 7629
1396_G_U7CT | LA | 22039 | CLECO Power LLC - Coughlin Power Station | Coughlin Power Station | 7355011 | 80272913 | 1396 | 7-1 | 1396 | U7CT | 1906 | UNIT71 | 40.51 | 7.2688 | 168.6049 | 25.56 | 23.15 | 2.8818 | 7.72 | 2022 | 150 | 18 | 200 | 25446.9 | 100 | 221112 | -92.2631 | 30.8444 | 1800 | 125 | 120 |  | 147.6 | N | Natural Gas | Y | N | N | 9999 | N |  | Combined Cycle | 6552 | 6559.7622 | 7629
55051_G_X773 | LA | 22047 | Axiall LLC - Westlake Chemicals & Vinyls LLC | Axiall Plaquemine | 7227011 | 80974613 |  |  | 55051 | X773 | 2455 | SR0125 | 161.662 | 0.073526 | 257.231 | 18.1728 | 18.1728 | 0.003 | 6.5395 | 2022 | 100 | 16 | 447 | 16085 | 80 | 325110 | -91.1843 | 30.2672 | 1700 | 173 | 120 |  | 75 | Y | Natural Gas | N | Y | N | 9999 | N |  | Combustion Turbine | 8736 |  | 8700
55051_G_X774 | LA | 22047 | Axiall LLC - Westlake Chemicals & Vinyls LLC | Axiall Plaquemine | 7227011 | 80977513 |  |  | 55051 | X774 | 2455 | SR0126 | 186.742 | 0.083928 | 287.778 | 20.16 | 20.16 | 0.003329 | 7.174 | 2022 | 100 | 16 | 447 | 16085 | 80 | 325110 | -91.1843 | 30.2672 | 1700 | 173 | 120 |  | 75 | Y | Natural Gas | N | Y | N | 9999 | N |  | Combustion Turbine | 8736 |  | 8700
55051_G_X775 | LA | 22047 | Axiall LLC - Westlake Chemicals & Vinyls LLC | Axiall Plaquemine | 7227011 | 80981713 |  |  | 55051 | X775 | 2455 | SR0127 | 177.853 | 0.07638 | 264.008 | 18.6743 | 18.6743 | 0.002966 | 6.7459 | 2022 | 100 | 16 | 447 | 16085 | 80 | 325110 | -91.1843 | 30.2672 | 1700 | 173 | 120 |  | 75 | Y | Natural Gas | N | Y | N | 9999 | N |  | Combustion Turbine | 8736 |  | 8700
55404_G_CTG1 | LA | 22047 | Carville Energy LLC - Carville Energy Center | Carville Energy LLC | 5519911 | 80913313 | 55404 | COG01 | 55404 | CTG1 | 51854 | SR0001 | 8.5922 |  | 161.3366 | 22.9896 | 22.9896 | 2.8916 | 0.029755 | 2022 | 200 | 19.2 | 216 | 17787.5 | 61.4 | 221112 | -91.0652 | 30.2312 | 2490 | 125 | 120 |  | 170 | Y | Natural Gas | Y | N | N | 9999 | N |  | Combined Cycle | 5586 | 5447.5869 | 6553
55404_G_CTG2 | LA | 22047 | Carville Energy LLC - Carville Energy Center | Carville Energy LLC | 5519911 | 80913213 | 55404 | COG02 | 55404 | CTG2 | 51854 | SR0002 | 9.5951 |  | 174.1148 | 21.4844 | 21.4844 | 3.147 | 0.063805 | 2022 | 200 | 19.2 | 216 | 17787.5 | 61.4 | 221112 | -91.0652 | 30.2309 | 2490 | 125 | 120 |  | 170 | Y | Natural Gas | Y | N | N | 9999 | N |  | Combined Cycle | 5166 | 6008.4082 | 6553
55419_G_G500 | LA | 22047 | The Dow Chemical Company - Louisiana Operations | Plaquemine Cogeneration Plant | 8467311 | 80135613 | 55419 | 500 | 55419 | G500 | 1409 | SRYYYH | 17.55 | 139.8747 | 116.9854 | 68.14 | 68.14 | 2.7712 | 4.73 | 2022 | 150 | 20 | 208 | 17071.9 | 54.34 | 325199 | -91.2344 | 30.3211 | 1930 | 129 | 120 |  | 151 | Y | Natural Gas | Y | N | N | 9999 | N | 55419_G_ST5;55419_G_G500 | Combined Cycle | 8736 | 7832.02 | 7791
55419_G_G600 | LA | 22047 | The Dow Chemical Company - Louisiana Operations | Plaquemine Cogeneration Plant | 8467311 | 80135913 | 55419 | 600 | 55419 | G600 | 1409 | SRYYYI | 19.15 | 142.208 | 107.1515 | 70.1 | 70.1 | 2.3991 | 4.84 | 2022 | 150 | 20 | 208 | 17071.9 | 54.34 | 325199 | -91.2346 | 30.3208 | 1930 | 129 | 120 |  | 151 | Y | Natural Gas | Y | N | N | 9999 | N |  | Combined Cycle | 8736 | 7961.4697 | 7791
55419_G_G700 | LA | 22047 | The Dow Chemical Company - Louisiana Operations | Plaquemine Cogeneration Plant | 8467311 | 80135813 | 55419 | 700 | 55419 | G700 | 1409 | SRYYYJ | 26.36 | 148.1972 | 114.7421 | 75.13 | 75.13 | 2.6244 | 5.19 | 2022 | 150 | 20 | 208 | 17071.9 | 54.34 | 325199 | -91.2341 | 30.3214 | 1930 | 129 | 120 |  | 151 | Y | Natural Gas | Y | N | N | 9999 | N |  | Combined Cycle | 8736 | 8293.7402 | 7791
55419_G_G800 | LA | 22047 | The Dow Chemical Company - Louisiana Operations | Plaquemine Cogeneration Plant | 8467311 | 80135713 | 55419 | 800 | 55419 | G800 | 1409 | SRYYYK | 23.23 | 155.8373 | 117.4731 | 78.11 | 78.11 | 2.8889 | 5.41 | 2022 | 150 | 20 | 208 | 17071.9 | 54.34 | 325199 | -91.2338 | 30.3218 | 1930 | 129 | 120 |  | 151 | Y | Natural Gas | Y | N | N | 9999 | N |  | Combined Cycle | 8736 | 8717.5996 | 7791
52006_G_GEN1 | LA | 22047 | The Dow Chemical Company - Louisiana Operations | LaO Energy Systems | 8467311 | 81468413 |  |  | 52006 | GEN1 | 1409 | SR0864 | 10.29 |  | 686.6 | 23.98 | 23.98 | 18.28 | 14.13 | 2022 | 110 | 14 | 210 | 18733 | 121.692 | 325199 | -91.2361 | 30.3205 | 1590 | 129 | 120 |  | 57 | Y | Natural Gas | N | N | N | 2023 | N | 52006_G_GEN1;52006_G_GEN5 | Combined Cycle | 8736 |  | 8727
52006_G_GEN2 | LA | 22047 | The Dow Chemical Company - Louisiana Operations | LaO Energy Systems | 8467311 | 81448813 |  |  | 52006 | GEN2 | 1409 | SR0865 | 14.08 |  | 509.78 | 18.07 | 18.07 | 12.3 | 9.34 | 2022 | 110 | 14 | 210 | 18733 | 121.692 | 325199 | -91.2364 | 30.3202 | 1590 | 129 | 120 |  | 80 | Y | Natural Gas | N | N | N | 2023 | N |  | Combined Cycle | 8736 |  | 8727
1403_B_4 | LA | 22051 | Entergy Louisiana LLC - Ninemile Point Electric Generating Plant | Nine Mile Point | 5521211 | 80539113 | 1403 | 4 | 1403 | 4 |  |  | 165.4817 |  | 2135.4145 | 75.71 | 75.71 | 6.2296 | 54.79 |  | 186 | 25 | 246 | 34343.33 | 69.9 | 221112 | -90.1477 | 29.9485 |  | 125 | 100 |  | 740 | N | Natural Gas | Y | N | N | 9999 | N |  | O/G Steam |  | 5319.8696 | 10561
1403_B_5 | LA | 22051 | Entergy Louisiana LLC - Ninemile Point Electric Generating Plant | Nine Mile Point | 5521211 | 80539013 | 1403 | 5 | 1403 | 5 | 2841 | EQT015 | 13.52 |  | 3811.518 | 98.93 | 98.93 | 8.1327 | 71.59 | 2022 | 186 | 25 | 246 | 33167 | 67.5 | 221112 | -90.1485 | 29.9488 | 7150 | 125 | 100 |  | 740 | N | Natural Gas, Distillate Fuel Oil | Y | N | N | 9999 | N |  | O/G Steam | 8736 | 6545.3999 | 10484
1403_G_6A | LA | 22051 | Entergy Louisiana LLC - Ninemile Point Electric Generating Plant | Nine Mile Point | 5521211 | 122066513 |  |  | 1403 | 6A | 2841 | GRP035 | 16.1857 | 59.88 | 163.9 | 101.86 | 101.86 | 8.1 | 13.98 | 2022 | 195 | 19 | 181 | 7933 | 27.99 | 221112 | -90.1458 | 29.9427 | 4860 | 125 | 120 |  | 168 | N | Natural Gas, Distillate Fuel Oil | Y | N | N | 9999 | N | 1403_G_6C;1403_G_6B;1403_G_6A | Combined Cycle | 8736 |  | 7050
56108_G_U-1 | LA | 22055 | Lafayette Consolidated Government - T J Labbe Electric Generating Station | T J Labbe Electric Generating | 9587011 | 80803913 | 56108 | U-1 | 56108 | U-1 | 119640 | SR0001 | 12.7477 |  | 21.5543 | 2.8067 | 2.8067 | 0.1299 | 0.24996 | 2022 | 60 | 12.3 | 771 | 9981.8 | 84 | 221112 | -92.0437 | 30.2569 | 510 | 125 | 120 |  | 47.9 | N | Natural Gas | Y | N | N | 9999 | N |  | Combustion Turbine | 8736 | 1374.9309 | 17832
56108_G_U-2 | LA | 22055 | Lafayette Consolidated Government - T J Labbe Electric Generating Station | T J Labbe Electric Generating | 9587011 | 80803813 | 56108 | U-2 | 56108 | U-2 |  |  | 13.2086 |  | 21.355 | 2.9082 | 2.9082 | 0.1293 | 0.25899 |  | 60 | 12.3 | 771 | 9981.8 | 84 | 221112 | -92.0437 | 30.2571 |  | 125 | 120 |  | 47.6 | N | Natural Gas | Y | N | N | 9999 | N |  | Combustion Turbine |  | 1355.7413 | 17833
56283_G_U-1 | LA | 22055 | Lafayette Consolidated Government - Hargis-Hebert Electric Generating Station | Hargis-Hebert Electric Generating | 13611411 | 81421613 | 56283 | U-1 | 56283 | U-1 | 121572 | SR0001 | 11.4007 |  | 18.8837 | 1.5095 | 1.5095 | 0.1264 | 0.56439 | 2022 | 61 | 12.3 | 771 | 9981.8 | 84 | 221112 | -91.9923 | 30.1693 | 510 | 125 | 120 |  | 48 | N | Natural Gas | Y | N | N | 9999 | N |  | Combustion Turbine | 8736 | 1335.4709 | 16025
56283_G_U-2 | LA | 22055 | Lafayette Consolidated Government - Hargis-Hebert Electric Generating Station | Hargis-Hebert Electric Generating | 13611411 | 81421213 | 56283 | U-2 | 56283 | U-2 | 121572 | SR0002 | 11.3535 |  | 19.2838 | 1.5059 | 1.5059 | 0.1176 | 0.56205 | 2022 | 61 | 12.3 | 771 | 9981.8 | 84 | 221112 | -91.9923 | 30.1695 | 510 | 125 | 120 |  | 47.1 | N | Natural Gas | Y | N | N | 9999 | N |  | Combustion Turbine | 8736 | 1233.1404 | 16025
55467_G_CTG1 | LA | 22073 | Entergy Arkansas LLC - Ouachita Power Generating Plant | Ouachita | 7205111 | 87201513 | 55467 | CTGEN1 | 55467 | CTG1 | 83613 | SR0002 | 89.9179 | 74.437 | 90.5816 | 80.004 | 80.004 | 3.6646 | 24.3346 | 2022 | 150 | 18 | 190 | 17812.8 | 70 | 221112 | -92.0673 | 32.7059 | 2000 | 125 | 120 |  | 142.3 | N | Natural Gas | Y | N | N | 9999 | N | 55467_G_STG1;55467_G_CTG1 | Combined Cycle | 2184 | 6640.6392 | 7296
55467_G_CTG2 | LA | 22073 | Entergy Arkansas LLC - Ouachita Power Generating Plant | Ouachita | 7205111 | 87201313 | 55467 | CTGEN2 | 55467 | CTG2 | 83613 | SR0003 | 85.5457 | 63.4395 | 77.3436 | 68.184 | 68.184 | 3.0577 | 20.7393 | 2022 | 150 | 18 | 190 | 17812.8 | 70 | 221112 | -92.0686 | 32.7063 | 2000 | 125 | 120 |  | 142.3 | N | Natural Gas | Y | N | N | 9999 | N | 55467_G_STG2;55467_G_CTG2 | Combined Cycle | 1716 | 5659.3203 | 7296
55467_G_CTG3 | LA | 22073 | Entergy Arkansas LLC - Ouachita Power Generating Plant | Ouachita | 7205111 | 87201413 | 55467 | CTGEN3 | 55467 | CTG3 | 83613 | SR0004 | 78.5343 | 64.0871 | 74.569 | 68.88 | 68.88 | 3.112 | 20.951 | 2022 | 150 | 18 | 190 | 17812.8 | 70 | 221112 | -92.0686 | 32.7063 | 2000 | 125 | 120 |  | 143.3 | N | Natural Gas | Y | N | N | 9999 | N | 55467_G_CTG3;55467_G_STG3 | Combined Cycle | 2184 | 5722.0098 | 7296
55620_G_2-CT | LA | 22073 | Entergy Louisiana LLC - Perryville Generating Station | Perryville Power Station | 7205211 | 80409213 | 55620 | 2-1 | 55620 | 2-CT | 85793 | EQT003 | 27.91 |  | 25.3136 | 7.28 | 7.28 | 0.4804 | 2.21 | 2022 | 110 | 16.8 | 1144 | 39235.73 | 177 | 221112 | -92.0191 | 32.6915 | 2000 | 125 | 120 |  | 149.9 | N | Natural Gas | Y | N | N | 9999 | N |  | Combustion Turbine | 42 | 1036.2401 | 18700
55620_G_CT-1 | LA | 22073 | Entergy Louisiana LLC - Perryville Generating Station | Perryville Power Station | 7205211 | 80409513 | 55620 | 1-1 | 55620 | CT-1 | 85793 | EQT007 | 22.714 | 56.16 | 63.1429 | 51.2761 | 51.2761 | 2.6794 | 5.8606 | 2022 | 175 | 16.8 | 185 | 16033.33 | 72.7 | 221112 | -92.0179 | 32.6907 | 2310 | 125 | 120 |  | 164.1 | N | Natural Gas | Y | N | N | 9999 | N |  | Combined Cycle | 4704 | 4807.9995 | 7123
55620_G_CT-2 | LA | 22073 | Entergy Louisiana LLC - Perryville Generating Station | Perryville Power Station | 7205211 | 80409313 | 55620 | 1-2 | 55620 | CT-2 | 85793 | EQT008 | 32.1551 | 48.56 | 62.9991 | 51.1063 | 51.1063 | 2.6721 | 2.5176 | 2022 | 175 | 16.8 | 185 | 16033.33 | 72.7 | 221112 | -92.0184 | 32.6909 | 2310 | 125 | 120 |  | 164.1 | N | Natural Gas | Y | N | N | 9999 | N |  | Combined Cycle | 4704 | 4734.2002 | 7123
1404_G_7B | LA | 22073 | Entergy Louisiana LLC - Sterlington Generating Plant |  | 7432611 | 82248713 | 1404 | 7AB |  |  | 19483 | EQT003 | 2.3658 |  | 12.9834 | 0.19042 | 0.19042 | 0.0183 | 0.060588 | 2022 | 75 | 16 | 183 | 9631 | 47.8 | 221112 | -92.08 | 32.7023 | 923 | 125 | 120 |  |  |  |  | Y | N | N |  | N | 1404_G_7A;1404_G_7B |  | 8736 | 102.44
6055_B_2B1 | LA | 22077 | Louisiana Generating LLC - Big Cajun II Power Plant | Big Cajun 2 | 8020711 | 81503613 | 6055 | 2B1 | 6055 | 2B1 | 38867 | S2B1 | 530.929 | 103.29 | 489.1035 | 251.0046 | 239.742 | 1275.8993 | 11.3148 | 2022 | 600 | 26.5 | 305 | 33090 | 60 | 221112 | -91.3687 | 30.7285 | 6420 | 125 | 100 |  | 537 | N | Subbituminous | Y | N | N | 9999 | N |  | Coal Steam | 8736 | 2414.6304 | 10438
6055_B_2B2 | LA | 22077 | Louisiana Generating LLC - Big Cajun II Power Plant | Big Cajun 2 | 8020711 | 81503213 | 6055 | 2B2 | 6055 | 2B2 | 38867 | S2B2 | 123.0718 | 0.58603 | 201.327 | 18.6115 | 18.6115 | 1.493 | 13.1182 | 2022 | 600 | 26.5 | 305 | 33090 | 60 | 221112 | -91.3695 | 30.7282 | 6420 | 125 | 100 |  | 575 | N | Natural Gas | Y | N | N | 2032 | N |  | O/G Steam | 8736 | 2041.59 | 11615
6055_B_2B3 | LA | 22077 | Louisiana Generating LLC - Big Cajun II Power Plant | Big Cajun 2 | 8020711 | 81503813 | 6055 | 2B3 | 6055 | 2B3 | 38867 | S2B3 | 2840.366 | 134.1775 | 1877.8586 | 138.6216 | 78.8861 | 8287.3022 | 51.8819 | 2022 | 600 | 26.5 | 305 | 33090 | 60 | 221112 | -91.3707 | 30.7279 | 6420 | 125 | 100 |  | 557 | N | Subbituminous | Y | N | N | 2032 | N |  | Coal Steam | 8736 | 6256.29 | 10438
1464_B_1B1 | LA | 22077 | Louisiana Generating LLC - Big Cajun I Power Plant | Big Cajun 1 | 5931611 | 81661613 | 1464 | 1B1 | 1464 | 1B1 |  |  | 6.5849 |  | 17.0804 | 1.33 | 1.33 | 0.0953 | 0.9716 |  | 184.5 | 10.8 | 310 | 5833.33 | 63 | 221112 | -91.3548 | 30.6724 |  | 125 | 100 |  | 110 | N | Natural Gas | Y | N | N | 9999 | N |  | O/G Steam |  | 786.9599 | 14500
1464_B_1B2 | LA | 22077 | Louisiana Generating LLC - Big Cajun I Power Plant | Big Cajun 1 | 5931611 | 81661813 | 1464 | 1B2 | 1464 | 1B2 | 11917 | S1B2 | 5.4324 |  | 13.529 | 1.13 | 1.13 | 0.0822 | 0.82572 | 2022 | 184.5 | 10.8 | 310 | 5833.33 | 63 | 221112 | -91.3551 | 30.6724 | 1200 | 125 | 100 |  | 110 | N | Natural Gas | Y | N | N | 9999 | N |  | O/G Steam | 8736 | 688.7601 | 14500
1464_G_3 | LA | 22077 | Louisiana Generating LLC - Big Cajun I Power Plant | Big Cajun 1 | 5931611 | 81661413 | 1464 | CTG1 | 1464 | 3 | 11917 | SCTG1 | 19.4474 |  | 18.4187 | 1.57 | 1.57 | 0.1686 | 0.49804 | 2022 | 165 | 17.3 | 1050 | 31265.23 | 133 | 221112 | -91.3548 | 30.6728 | 1410 | 125 | 120 |  | 105 | N | Natural Gas | Y | N | N | 9999 | N |  | Combustion Turbine | 8736 | 587.97 | 12648
1464_G_4 | LA | 22077 | Louisiana Generating LLC - Big Cajun I Power Plant | Big Cajun 1 | 5931611 | 81661513 | 1464 | CTG2 | 1464 | 4 | 11917 | SCTG2 | 20.1145 |  | 21.4829 | 1.62 | 1.62 | 0.1761 | 0.51513 | 2022 | 165 | 17.3 | 1050 | 31265.23 | 133 | 221112 | -91.3552 | 30.6728 | 1410 | 125 | 120 |  | 105 | N | Natural Gas | Y | N | N | 9999 | N |  | Combustion Turbine | 8736 | 615.1801 | 12649
6190_B_1 | LA | 22079 | CLECO Power LLC - Brame Energy Center | Brame Energy Center | 7446811 | 81273813 | 6190 | 1 | 6190 | 1 | 2922 | UNIT1 | 96.61 |  | 657.1002 | 23.53 | 23.53 | 1.9175 | 17.03 | 2022 | 195 | 16.9 | 287 | 19291.31 | 86 | 221121 | -92.7174 | 31.3951 | 5000 | 125 | 100 |  | 426 | N | Natural Gas, Residual Fuel Oil | Y | N | N | 9999 | N |  | O/G Steam | 8736 | 3492.5898 | 10312
6190_B_2 | LA | 22079 | CLECO Power LLC - Brame Energy Center | Brame Energy Center | 7446811 | 81274013 | 6190 | 2 | 6190 | 2 |  |  | 1241.84 | 16.443 | 2961.6491 | 150.36 | 150.36 | 3677.4544 | 46.32 |  | 250 | 18 | 307 | 30281.81 | 119 | 221121 | -92.7176 | 31.3961 |  | 125 | 100 |  | 496 | N | Subbituminous | Y | N | N | 9999 | N |  | Coal Steam |  | 8173.4194 | 10691
6190_B_3-1 | LA | 22079 | CLECO Power LLC - Brame Energy Center | Brame Energy Center | 7446811 | 89630213 | 6190 | 3-1 | 6190 | 3-1 | 2922 | BLR1 | 214.77 | 11.3523 | 229.4149 | 67.5 | 61.4 | 741.5205 | 10.48 | 2022 | 450 | 24.6 | 170 | 13813.7 | 29.1 | 221121 | -92.7186 | 31.3972 | 3010 | 125 | 100 |  | 312 | N | Bituminous, Petroleum Coke | Y | N | N | 9999 | N |  | Coal Steam | 4800 | 4703.79 | 10177
6190_B_3-2 | LA | 22079 | CLECO Power LLC - Brame Energy Center | Brame Energy Center | 7446811 | 89630713 | 6190 | 3-2 | 6190 | 3-2 | 2922 | BLR2 | 196.8 | 8.5686 | 308.9156 | 61.9 | 58.18 | 933.0671 | 13.1 | 2022 | 450 | 24.6 | 170 | 13813.7 | 29.1 | 221121 | -92.7186 | 31.3956 | 3010 | 125 | 100 |  | 312 | N | Bituminous, Petroleum Coke | Y | N | N | 9999 | N |  | Coal Steam | 5280 | 5586.2798 | 10177
54677_B_HRB | LA | 22087 | Rain CII Carbon LLC - Chalmette Calcining Plant | CII Carbon LLC | 5608111 | 79986713 |  |  | 54677 | HRB | 2557 | S199 | 3.8375 |  | 56.0872 | 59.7572 | 52.4821 | 1122.799 | 2.9303 | 2022 | 129 | 9 | 360 | 3666.7 | 58 | 324199 | -89.9767 | 29.9343 |  | 157 | 999 |  | 46 | Y | Non-Fossil Waste | N | Y | N | 9999 | N |  | Non-Fossil Waste | 7056 |  | 9196
1402_B_3 | LA | 22089 | Entergy Louisiana LLC - Little Gypsy Generating Plant | Little Gypsy | 5609111 | 80583313 | 1402 | 3 | 1402 | 3 | 687 | SR0005 | 252.404 |  | 480.55 | 20.07 | 20.07 | 0.9798 | 8.87 | 2022 | 172 | 23 | 282 | 24500 | 59 | 221112 | -90.461 | 30.0049 | 5580 | 125 | 100 |  | 514 | N | Natural Gas | Y | N | N | 9999 | N |  | O/G Steam | 8736 | 1393.9901 | 11224
50152_G_CGN1 | LA | 22089 | Union Carbide Corp - St Charles Operations | Dow St Charles Operations | 7202911 | 79906913 |  |  | 50152 | CGN1 | 2083 | SR0829 | 764.78 |  | 1013.31 | 74.72 | 74.72 | 4.37 | 50.29 | 2022 | 140 | 18 | 228 | 16433.4 | 64.58 | 325199 | -90.446 | 29.9838 | 2020 | 129 | 120 |  | 100 | Y | Natural Gas | N | Y | N | 9999 | N |  | Combined Cycle | 8736 |  | 5500
50152_G_CGN2 | LA | 22089 | Union Carbide Corp - St Charles Operations | Dow St Charles Operations | 7202911 | 79892413 |  |  | 50152 | CGN2 | 2083 | SR0830 | 757.97 |  | 1006.24 | 74.25 | 74.25 | 4.02 | 50.68 | 2022 | 140 | 18 | 228 | 16433.4 | 64.58 | 325199 | -90.4464 | 29.9839 | 2020 | 129 | 120 | 99 | 100 | Y | Natural Gas | N | Y | N | 9999 | N |  | Combined Cycle | 8736 |  | 5500
55089_G_CT1 | LA | 22089 | Occidental Chemical Corp - Taft Plant | Taft Cogeneration Facility | 5609011 | 82246713 | 55089 | CT1 | 55089 | CT1 | 1137 | SEQT03 | 19.6 |  | 215.0597 | 30.6313 | 30.5699 | 4.4216 | 10.2374 | 2022 | 130 | 17.4 | 200 | 13283.8 | 55.8 | 325180 | -90.4594 | 29.9891 | 2030 | 129 | 120 |  | 146.6 | Y | Natural Gas | Y | N | N | 9999 | N | 55089_G_ST1;55089_G_CT1 | Combined Cycle | 8736 | 8573.4395 | 6731
55089_G_CT2 | LA | 22089 | Occidental Chemical Corp - Taft Plant | Taft Cogeneration Facility | 5609011 | 82246813 | 55089 | CT2 | 55089 | CT2 | 1137 | SEQT04 | 17.7 |  | 215.8184 | 30.2393 | 30.1786 | 4.4332 | 10.2115 | 2022 | 130 | 17.4 | 200 | 13283.8 | 55.8 | 325180 | -90.4595 | 29.9887 | 2030 | 129 | 120 |  | 142.9 | Y | Natural Gas | Y | N | N | 9999 | N |  | Combined Cycle | 8736 | 8466.9102 | 6731
55089_G_CT3 | LA | 22089 | Occidental Chemical Corp - Taft Plant | Taft Cogeneration Facility | 5609011 | 82247113 | 55089 | CT3 | 55089 | CT3 |  |  | 17.2 |  | 216.3709 | 30.5397 | 30.4786 | 4.4086 | 10.2007 |  | 130 | 17.4 | 200 | 13283.8 | 55.8 | 325180 | -90.4597 | 29.9883 |  | 129 | 120 |  | 150.3 | Y | Natural Gas | Y | N | N | 9999 | N |  | Combined Cycle |  | 8642.3594 | 6731
60926_G_1A | LA | 22089 | Entergy Louisiana LLC - J. Wayne Leonard Power Station | St. Charles Power Station (LA) | 18906811 | 136848313 |  |  | 60926 | 1A | 197303 | GRP001 | 83.76 | 166.46 | 148.9 | 45.56 | 45.56 | 11.8 | 2.91 | 2022 | 195 | 23.83 | 175 | 21720 | 48.7 | 221112 | -90.4597 | 30.0126 | 7330 | 125 | 120 |  | 250 | N | Natural Gas | Y | N | N | 9999 | N | 60926_G_1A;60926_G_1C;60926_G_1B | Combined Cycle | 8736 |  | 7050
8056_B_2 | LA | 22089 | Entergy Louisiana LLC - Waterford 1 & 2 Electric Generating Plant |  | 5609311 | 80643313 |  |  |  |  | 83898 | EQT010 | 151.4488 |  | 378 | 17.68 | 17.68 | 1.1 | 1.96 | 2022 | 189 | 12 | 266 | 9613 | 85 | 221112 | -90.4772 | 29.9988 | 4440 | 125 | 100 |  |  |  |  | N | N | N |  | N |  |  | 4160
1402_B_2A | LA | 22089 | Entergy Louisiana LLC - Little Gypsy Generating Plant |  | 5609111 | 80583913 |  |  |  |  | 687 | SR0003 | 61.705 |  | 220.45 | 26.775 | 26.775 | 1 | 1 | 2022 | 182 | 13 | 261 | 10208.33 | 76.9 | 221112 | -90.4616 | 30.0049 | 2280 | 125 | 100 |  |  |  |  | N | N | N |  | N |  |  | 8736
1402_B_2 | LA | 22089 | Entergy Louisiana LLC - Little Gypsy Generating Plant |  | 5609111 | 80583513 |  |  |  |  | 687 | SR0004 | 61.705 |  | 220.45 | 26.775 | 26.775 | 1 | 1 | 2022 | 182 | 13 | 261 | 10208.33 | 76.9 | 221112 | -90.4619 | 30.005 | 2280 | 125 | 100 |  |  |  |  | N | N | N |  | N |  |  | 8736
1400_B_3 | LA | 22101 | CLECO Power LLC - Teche Power Station | Teche | 7204011 | 80796313 | 1400 | 3 | 1400 | 3 | 2432 | UNIT3 | 18.41 |  | 396.0924 | 11.92 | 11.92 | 0.9091 | 8.63 | 2022 | 164 | 17.5 | 260 | 16389.6 | 68.2 | 221112 | -91.5426 | 29.8227 | 4070 | 125 | 100 |  | 336 | N | Natural Gas | Y | N | N | 9999 | N |  | O/G Steam | 1848 | 1917.85 | 11862
1400_G_4 | LA | 22101 | CLECO Power LLC - Teche Power Station | Teche | 7204011 | 99570313 | 1400 | 4 | 1400 | 4 | 2432 | CT01 | 0.04 |  | 0.7234 | 0.7 | 0.7 |  | 0.55 | 2022 | 70 | 10 | 200 | 4461.17 | 56.8 | 221112 | -91.5446 | 29.8224 | 450 | 125 | 120 |  | 33.1 | N | Natural Gas | Y | N | N | 9999 | N |  | Combustion Turbine | 210 | 218.1 | 15171
58478_G_LEPA1 | LA | 22101 | Louisiana Energy & Power Authority (LEPA) - LEPA Power Plant | LEPA Unit No. 1 | 17905111 | 126306013 | 58478 | CC01 | 58478 | LEPA1 | 179048 | SR0001 | 38.09 | 11.2019 | 19.1973 | 8.38 | 8.2124 | 0.6908 | 2.67 | 2022 | 120 | 12 | 211 | 6965 | 61.6 | 221112 | -91.1922 | 29.6915 | 607 | 125 | 120 |  | 50.8 | N | Natural Gas | Y | N | N | 9999 | N | 58478_G_LEPA1;58478_G_LEPA2 | Combined Cycle | 4200 | 5334.25 | 8516
55486_G_CTG01 | LA | 22117 | Entergy Louisiana LLC - Washington Parish Energy Center | Washington Parish Energy Center | 19253711 | 157083413 | 55486 | CTG01 | 55486 | CTG01 | 83619 | EQT017 | 20.3 |  | 23.4026 | 1.15 | 1.15 | 0.521 | 0.12 | 2022 | 75.6 | 18 | 1110 | 29009.47 | 114 | 221112 | -89.9093 | 30.7914 | 2200 | 125 | 120 |  | 182.2 | N | Natural Gas, Distillate Fuel Oil | Y | N | N | 9999 | N |  | Combustion Turbine | 8736 | 1180.7299 | 9905
55486_G_CTG02 | LA | 22117 | Entergy Louisiana LLC - Washington Parish Energy Center | Washington Parish Energy Center | 19253711 | 157083513 | 55486 | CTG02 | 55486 | CTG02 | 83619 | EQT018 | 21.91 |  | 21.1526 | 0.92 | 0.92 | 0.5357 | 0.18 | 2022 | 75.6 | 18 | 1110 | 29009.47 | 114 | 221112 | -89.9088 | 30.7914 | 2200 | 125 | 120 |  | 182.2 | N | Natural Gas, Distillate Fuel Oil | Y | N | N | 9999 | N |  | Combustion Turbine | 8736 | 1227.83 | 9905
10354_B_1 | ME | 23001 | REENERGY LIVERMORE FALLS LLC | ReEnergy Livermore Falls | 5223011 | 24980513 |  |  | 10354 | 1 | A-000555 | 001 | 1296.4 | 39.8509 | 143.1 | 19.9086 | 19.9086 | 6.9805 | 39.1734 | 2022 | 220 | 8 | 350 | 3307.4 | 65.79 | 221117 | -70.162 | 44.431 | 586 | 125 | 100 |  | 38 | N | Biomass | N | N | N | 9999 | N |  | Biomass | 1 |  | 13703
50035_G_ST1 | ME | 23001 | MID MAINE WASTE ACTION CORP | MMWAC Resource Recovery Facility | 5222111 | 24985213 |  |  | 50035 | ST1 | A-000378 | 001 | 14.48 | 0 | 143.67 | 1.5634 | 1.5634 | 12.84 | 1.7795 | 2022 | 213 | 2.6 | 288 | 397.135 | 74.8 | 562213 | -70.2607 | 44.0675 | 47.7 | 103 | 270 |  | 2.7 | N | MSW | N | Y | N | 9999 | N |  | Municipal Solid Waste | 8232 |  | 19383
50035_G_ST1 | ME | 23001 | MID MAINE WASTE ACTION CORP | MMWAC Resource Recovery Facility | 5222111 | 24985313 |  |  | 50035 | ST1 | A-000378 | 002 | 21.86 | 0 | 126.88 | 1.4864 | 1.4864 | 12.66 | 1.7243 | 2022 | 213 | 2.6 | 288 | 397.135 | 74.8 | 562213 | -70.2607 | 44.0675 | 47.7 | 103 | 270 |  | 2.7 | N | MSW | N | Y | N | 9999 | N |  | Municipal Solid Waste | 8232 |  | 19383
50225_B_1SG1A | ME | 23005 | ECOMAINE - PORTLAND | Regional Waste Systems | 5823611 | 22916913 |  |  | 50225 | 1SG1A | A-000283 | 001 | 22.26 | 0.47005 | 155.71 | 2.3525 | 2.3525 | 11.13 | 3.547 | 2022 | 218 | 4 | 300 | 1233.3333 | 98.14 | 562213 | -70.3338 | 43.6559 | 122 | 103 | 270 |  | 5.8 | N | MSW | N | Y | N | 9999 | N |  | Municipal Solid Waste | 7896 |  | 20568
50225_B_1SG1B | ME | 23005 | ECOMAINE - PORTLAND | Regional Waste Systems | 5823611 | 22916813 |  |  | 50225 | 1SG1B | A-000283 | 002 | 25.56 | 0.24105 | 156.4 | 1.4056 | 1.4056 | 6.23 | 3.547 | 2022 | 218 | 4 | 300 | 1233.3333 | 98.14 | 562213 | -70.3338 | 43.6559 | 122 | 103 | 270 |  | 5.8 | N | MSW | N | Y | N | 9999 | N |  | Municipal Solid Waste | 7896 |  | 20568
1507_B_3 | ME | 23005 | FPL ENERGY WYMAN LLC | William F Wyman Hybrid | 5823511 | 22917813 | 1507 | 3 | 1507 | 3 | A-000388 | 004 | 0.54 | 0.65072 | 17.1139 | 1.6516 | 1.3924 | 59.5486 | 0.62005 | 2022 | 320 | 7.7 | 350 | 7435.8168 | 159.68 | 221112 | -70.1558 | 43.7506 | 1190 | 125 | 100 |  | 111 | N | Residual Fuel Oil | Y | N | N | 9999 | N |  | O/G Steam | 432 | 426.4001 | 12234
1507_B_4 | ME | 23005 | FPL ENERGY WYMAN LLC | William F Wyman Hybrid | 5823511 | 22917913 | 1507 | 4 | 1507 | 4 |  |  | 101.4 | 6.4401 | 184.7164 | 1.2896 | 1.1481 | 584.8162 | 6.0901 |  | 425 | 24.6 | 308 | 35384.9173 | 74.44 | 221112 | -70.1558 | 43.7506 |  | 125 | 100 |  | 602 | N | Residual Fuel Oil | Y | N | N | 9999 | N |  | O/G Steam |  | 937.4001 | 11368
1484_G_GT4 | ME | 23005 | FPL ENERGY CAPE, LLC - SOUTH PORTLAND | Cape Gas Turbine | 5824011 | 22915713 |  |  | 1484 | GT4 | A-000612 | 001 | 0.08505 | 0 | 1.0716 | 0.12237 | 0.07863 | 0.001236 | 0.000697 | 2022 | 28.2 | 0.6 | 850 | 23.5806 | 83.4 | 221112 | -70.2538 | 43.6437 | 328 | 125 | 120 |  | 16 | N | Distillate Fuel Oil | N | N | N | 9999 | N |  | Combustion Turbine | 16 |  | 17263
1484_G_GT5 | ME | 23005 | FPL ENERGY CAPE, LLC - SOUTH PORTLAND | Cape Gas Turbine | 5824011 | 22915613 |  |  | 1484 | GT5 | A-000612 | 002 | 0.064466 | 0 | 0.81228 | 0.092755 | 0.059601 | 0.000937 | 0.000529 | 2022 | 28.2 | 1.5 | 850 | 147.3798 | 83.4 | 221112 | -70.2538 | 43.6437 | 328 | 125 | 120 |  | 16 | N | Distillate Fuel Oil | N | N | N | 9999 | N |  | Combustion Turbine | 12 |  | 17270
55294_G_GTG1 | ME | 23005 | WESTBROOK ENERGY CENTER | Westbrook Energy Center Power Plant | 8028611 | 94539313 | 55294 | 1 | 55294 | GTG1 | A-000743 | 004 | 70.13 | 4.89 | 66.24 | 17.6134 | 17.6134 | 2.8237 | 0.298 | 2022 | 165 | 18 | 170 | 16300.0003 | 64.05 | 221112 | -70.3777 | 43.6554 | 2010 | 125 | 120 |  | 170.9 | N | Natural Gas | Y | N | N | 9999 | N |  | Combined Cycle | 5959 | 5959.1338 | 7183
55294_G_GTG2 | ME | 23005 | WESTBROOK ENERGY CENTER | Westbrook Energy Center Power Plant | 8028611 | 94539413 | 55294 | 2 | 55294 | GTG2 | A-000743 | 005 | 75.01 | 6.37 | 51.3965 | 5.6013 | 5.6013 | 2.2126 | 2.09 | 2022 | 165 | 18 | 170 | 16300.0003 | 64.05 | 221112 | -70.3777 | 43.6554 | 2010 | 125 | 120 |  | 174.8 | N | Natural Gas | Y | N | N | 9999 | N | 55294_G_STG3;55294_G_GTG2 | Combined Cycle | 4656 | 4655.3442 | 7183
50650_B_BLR1 | ME | 23007 | REENERGY STRATTON LLC | ReEnergy Stratton LLC | 5676911 | 22710913 |  |  | 50650 | BLR1 | A-000368 | 001 | 649.464 | 23.9026 | 129.7 | 9.7911 | 9.7461 | 8.0649 | 0.87563 | 2022 | 290 | 9 | 350 | 4766.6667 | 74.92 | 221117 | -70.4249 | 45.1414 | 672 | 125 | 100 |  | 46 | N | Biomass | N | N | N | 9999 | N |  | Biomass | 672 |  | 13500
55031_G_CT01 | ME | 23007 | PIXELLE ANDROSCOGGIN LLC (COGENERATION) | Androscoggin Energy Center | 5677011 | 94542613 | 55031 | CT01 | 55031 | CT01 | A-000718 | 011 | 21.33 | 6.12 | 13.9132 | 2.8257 | 2.8257 | 0.6245 | 1.4607 | 2022 | 212 | 12.7 | 313 | 9006.9168 | 71.1 | 322120 | -70.2424 | 44.5064 | 675 | 125 | 120 |  | 48.9 | Y | Natural Gas, Distillate Fuel Oil | Y | N | N | 9999 | N |  | Combustion Turbine | 4 | 2989.0898 | 8700
55031_G_CT02 | ME | 23007 | PIXELLE ANDROSCOGGIN LLC (COGENERATION) | Androscoggin Energy Center | 5677011 | 94542713 | 55031 | CT02 | 55031 | CT02 | A-000718 | 013 | 11.714 | 10.22 | 27.7477 | 6.0576 | 6.0576 | 3.6394 | 2.71 | 2022 | 212 | 12.7 | 318 | 8884.6335 | 70.13 | 322120 | -70.2424 | 44.5064 | 675 | 125 | 120 | 109&139&205&213 | 40.7 | Y | Natural Gas, Distillate Fuel Oil | Y | N | N | 9999 | N |  | Combustion Turbine | 5880 | 5893.1006 | 8700
55031_G_CT03 | ME | 23007 | PIXELLE ANDROSCOGGIN LLC (COGENERATION) | Androscoggin Energy Center | 5677011 | 94542813 | 55031 | CT03 | 55031 | CT03 | A-000718 | 015 | 4.606 | 1.19 | 3.9009 | 0.69414 | 0.69414 | 0.1882 | 0.3509 | 2022 | 212 | 12.7 | 315 | 9000.0001 | 71.1 | 322120 | -70.2424 | 44.5064 | 675 | 125 | 120 |  | 40.6 | Y | Natural Gas, Distillate Fuel Oil | Y | N | N | 9999 | N |  | Combustion Turbine | 672 | 722.53 | 8700
55031_G_CT02x | ME | 23007 | PIXELLE ANDROSCOGGIN LLC (COGENERATION) |  | 5677011 | 94542313 |  |  |  |  | A-000718 | 014 | 0 | 0 | 0 | 0.7839 | 0.7839 | 0 | 0.96 | 2022 | 212 | 12.7 | 318 | 8884.6335 | 70.13 | 322120 | -70.2424 | 44.5064 | 304 | 125 | 999 | 109&139&205&213 |  |  |  | N | N | N |  | N |  |  | 5880
55031_G_CT01x | ME | 23007 | PIXELLE ANDROSCOGGIN LLC (COGENERATION) |  | 5677011 | 94542213 |  |  |  |  | A-000718 | 012 | 0 | 0 | 0 | 0.53625 | 0.53625 | 0 | 0.72 | 2022 | 212 | 12.7 | 313 | 9006.9168 | 71.1 | 322120 | -70.2424 | 44.5064 | 304 | 125 | 999 |  |  |  |  | N | N | N |  | N |  |  | 3024
55031_G_CT03x | ME | 23007 | PIXELLE ANDROSCOGGIN LLC (COGENERATION) |  | 5677011 | 94542413 |  |  |  |  | A-000718 | 016 | 0 | 0 | 0 | 0.082549 | 0.082549 | 0 | 0.11 | 2022 | 212 | 12.7 | 315 | 9000.0001 | 71.1 | 322120 | -70.2424 | 44.5064 | 304 | 125 | 999 | 109&139&205&213 |  |  |  | N | N | N |  | N |  |  | 672
50243_G_GEN4 | ME | 23009 | BUCKSPORT GENERATION LLC | Bucksport Generation LLC | 8387311 | 391213 | 50243 | GEN4 | 50243 | GEN4 | A-000022 | 006 | 10.04 | 0.078373 | 5.7799 | 0.24262 | 0.23674 | 0.2455 | 0.0065 | 2022 | 250 | 19 | 410 | 23915.6504 | 84.4 | 221112 | -68.804 | 44.5745 | 1960 | 133 | 120 |  | 178 | N | Natural Gas, Distillate Fuel Oil | Y | N | N | 9999 | N |  | Combustion Turbine | 8760 | 92.5 | 6120
10495_B_6 | ME | 23017 | ND PAPER INC. - RUMFORD | Rumford Cogeneration | 8026411 | 3773013 |  |  | 10495 | 6 | A-000214 | 008 | 13.5596 | 0.047044 | 381.3372 | 37.0092 | 20.1388 | 196.25 | 0.6355 | 2022 | 411 | 11.5 | 325 | 7600.0001 | 73.16 | 322120 | -70.5435 | 44.5498 | 630 | 133 | 100 |  | 26 | Y | Tires | N | Y | N | 9999 | N |  | Tires | 7224 |  | 5372
10495_B_7 | ME | 23017 | ND PAPER INC. - RUMFORD | Rumford Cogeneration | 8026411 | 3773213 |  |  | 10495 | 7 | A-000214 | 009 | 13.9455 | 0.042376 | 395.5038 | 29.2573 | 14.4471 | 203.12 | 0.652 | 2022 | 411 | 11.5 | 325 | 7600.0001 | 73.16 | 322120 | -70.5435 | 44.5498 | 630 | 133 | 100 |  | 26 | Y | Biomass | N | Y | N | 9999 | N |  | Biomass | 7224 |  | 5372
10495_B_CRECV | ME | 23017 | ND PAPER INC. - RUMFORD | Rumford Cogeneration | 8026411 | 3772813 |  |  | 10495 | CRECV | A-000214 | 002 | 329.0426 | 1.0692 | 400.56 | 67.9348 | 63.788 | 68.08 | 15.88 | 2022 | 290 | 9.3 | 446 | 6983.6668 | 102.8 | 322120 | -70.5435 | 44.5498 | 183 | 133 | 100 | 128 | 34 | Y | Non-Fossil Waste | N | Y | N | 9999 | N |  | Non-Fossil Waste | 8064 |  | 5377
55100_G_UNT1 | ME | 23017 | RUMFORD POWER | Rumford Power LLC | 5759211 | 22605313 | 55100 | 1 | 55100 | UNT1 | A-000724 | 001 | 60.9 | 1.6 | 30.9434 | 1.2214 | 1.2214 | 0.9413 | 1.1129 | 2022 | 150 | 19 | 187 | 14438.4002 | 50.9 | 221112 | -70.5219 | 44.5303 | 1980 | 125 | 120 |  | 164 | N | Natural Gas | Y | N | N | 9999 | N | 55100_G_UNT1;55100_G_UNT2 | Combined Cycle | 2326 | 2324.5996 | 7653
50051_B_BLR A | ME | 23019 | PENOBSCOT ENERGY RECOVERY CO | Penobscot Energy Recovery | 5760811 | 22595213 |  |  | 50051 | BLR A | A-000355 | 001 | 13.6088 | 0.19942 | 43.4475 | 7.5193 | 6.9977 | 4.4193 | 0.34362 | 2022 | 225 | 6.6 | 250 | 3205 | 93.68 | 562213 | -68.8257 | 44.7366 | 180 | 103 | 270 | 127&42 | 10.6 | N | MSW | N | Y | N | 9999 | N |  | Municipal Solid Waste | 2184 |  | 19383
50051_B_BLR B | ME | 23019 | PENOBSCOT ENERGY RECOVERY CO | Penobscot Energy Recovery | 5760811 | 22595313 |  |  | 50051 | BLR B | A-000355 | 002 | 32.442 | 0.51241 | 103.574 | 2.1701 | 2.0124 | 10.5351 | 0.88293 | 2022 | 225 | 6.6 | 250 | 3205 | 93.68 | 562213 | -68.8257 | 44.7366 | 180 | 103 | 270 |  | 10.6 | N | MSW | N | Y | N | 9999 | N |  | Municipal Solid Waste | 5208 |  | 19383
10766_B_CFB001 | ME | 23019 | NE RENEWABLE POWER WEST ENFIELD, LLC | Indeck West Enfield Energy Center | 7718411 | 2956413 |  |  | 10766 | CFB001 | A-000091 | 001 | 21.3139 |  | 20.834 | 3.4403 | 3.2313 | 5.224 | 0.20896 | 2022 | 136 | 9 | 305 | 2389.8167 | 37.56 | 221117 | -68.6272 | 45.2541 | 362 | 125 | 100 |  | 20.4 | N | Biomass | N | N | N | 9999 | N |  | Biomass | 2184 |  | 17560
55068_G_GEN1 | ME | 23019 | MAINE INDEPENDENCE STATION | Maine Independence Station | 7719211 | 2941413 | 55068 | 1 | 55068 | GEN1 | A-000728 | 001 | 53.26 | 0.36 | 12.2985 | 3.5422 | 3.5422 | 0.513 | 1.8265 | 2022 | 155 | 18 | 190 | 25.4468 | 0.1 | 221112 | -68.7096 | 44.823 | 1940 | 125 | 120 |  | 156.7 | N | Natural Gas | Y | N | N | 9999 | N |  | Combined Cycle | 1323 | 1266.6299 | 7528
55068_G_GEN2 | ME | 23019 | MAINE INDEPENDENCE STATION | Maine Independence Station | 7719211 | 2941513 | 55068 | 2 | 55068 | GEN2 | A-000728 | 002 | 123.46 | 1.58 | 28.006 | 6.6139 | 6.6139 | 0.9634 | 3.4104 | 2022 | 155 | 18 | 190 | 25.4468 | 0.1 | 221112 | -68.7096 | 44.823 | 1940 | 125 | 120 |  | 157.7 | N | Natural Gas | Y | N | N | 9999 | N |  | Combined Cycle | 2471 | 2330.3513 | 7528
55068_G_GEN3 | ME | 23019 | MAINE INDEPENDENCE STATION | Maine Independence Station | 7719211 | 2941613 |  |  | 55068 | GEN3 | A-000728 | 003 | 0.7556 | 0.06491 | 0.73572 | 0.094464 | 0.094464 | 0.012171 | 0.11156 | 2022 | 24 | 2 | 50 | 0.314 | 0.1 | 221112 | -68.7096 | 44.823 | 21 | 125 | 100 |  | 179.6 | N | Natural Gas | N | N | N | 9999 | N |  | Combined Cycle | 8760 |  | 7528
10765_B_CFB002 | ME | 23029 | NE RENEWABLE POWER JONESBORO, LLC | Indeck Jonesboro Energy Center | 5974111 | 24218613 |  |  | 10765 | CFB002 | A-000127 | 001 | 28.734 | 0 | 19.896 | 0.57975 | 0.52904 | 4.2256 | 2.0283 | 2022 | 136 | 9 | 305 | 2389.8167 | 37.56 | 221117 | -67.547 | 44.6788 | 362 | 125 | 100 |  | 20.2 | N | Biomass | N | N | N | 9999 | N |  | Biomass | 1498 |  | 17783
10613_B_3RB | ME | 23029 | WOODLAND PULP LLC |  | 5974211 | 24218213 |  |  |  |  | A-000215 | 003 | 568.002 | 0.7536 | 476.14 | 281.9013 | 257.4813 | 5.01 | 17.0852 | 2022 | 275 | 9.5 | 387 | 6900.1334 | 97.34 | 322110 | -67.4005 | 45.157 | 1210 | 133 | 100 |  |  |  |  | N | N | N |  | N |  |  | 7896
10613_B_9PB | ME | 23029 | WOODLAND PULP LLC |  | 5974211 | 24218413 |  |  |  |  | A-000215 | 001 | 324.85 | 2.776 | 452.45 | 130.769 | 112.589 | 153.8605 | 11.9112 | 2022 | 225 | 11.7 | 144 | 2475.0833 | 23.02 | 322110 | -67.4005 | 45.157 | 740 | 133 | 100 |  |  |  |  | N | N | N |  | N |  |  | 8400
10678_B_BLR1 | MD | 24001 | AES Warrior Run | AES Warrior Run Cogeneration Facility | 7717711 | 87867213 | 10678 | 001 | 10678 | BLR1 | 001-0203 | 001-0203-3-0127 | 954.2152 |  | 554.4974 | 129.3468 | 114.0429 | 1193.9064 | 1.8428 | 2022 | 268 | 12.333 | 257 | -1 | 78 | 221112 | -78.7456 | 39.5964 | 2070 | 125 | 100 |  | 180 | Y | Bituminous, Waste Coal | Y | N | N | 9999 | N |  | Coal Steam | 2080 | 7482.3301 | 8909
602_B_1 | MD | 24003 | Raven Power Fort Smallwood LLC | Brandon Shores | 6084311 | 87886313 | 602 | 1 | 602 | 1 | 003-0468 | 003-0468-3-0015 | 597.098 | 1.5308 | 507.824 | 16.5636 | 10.062 | 545.8836 | 7.224 | 2022 | 700 | 22 | 350 | -1 | 124 | 221112 | -76.5389 | 39.1803 | 5760 | 125 | 100 |  | 635 | N | Bituminous | Y | N | N | 9999 | N |  | Coal Steam | 2080 | 2981.2698 | 11282
602_B_2 | MD | 24003 | Raven Power Fort Smallwood LLC | Brandon Shores | 6084311 | 87886413 | 602 | 2 | 602 | 2 |  |  | 473.369 | 1.6562 | 555.2496 | 28.822 | 28.73 | 495.7318 | 5.6615 |  | 700 | 22 | 350 | -1 | 124 | 221112 | -76.5389 | 39.1803 |  | 125 | 100 |  | 638 | N | Bituminous | Y | N | N | 9999 | N |  | Coal Steam |  | 3423.8594 | 11154
1554_B_1 | MD | 24003 | Raven Power Fort Smallwood LLC | Herbert A Wagner | 6084311 | 87887013 | 1554 | 1 | 1554 | 1 | 003-0468 | 003-0468-5-0489 | 7.015 |  | 7.7155 | 0.64446 | 0.63745 | 8.3139 | 0.6893 | 2022 | 287 | 10.167 | 330 | -1 | 100 | 221112 | -76.5275 | 39.1784 | 1340 | 125 | 100 |  | 126 | N | Natural Gas, Residual Fuel Oil | Y | N | N | 9999 | N | 1554_B_1;1554_G_1 | O/G Steam | 2080 | 1275.79 | 10859
1554_B_3 | MD | 24003 | Raven Power Fort Smallwood LLC | Herbert A Wagner | 6084311 | 87886213 | 1554 | 3 | 1554 | 3 | 003-0468 | 003-0468-3-0003 | 13.601 | 0.019999 | 40.8111 | 19.765 | 17.956 | 457.4004 | 1.5075 | 2022 | 346 | 13.5 | 315 | -1 | 107 | 221112 | -76.5276 | 39.1776 | 2740 | 125 | 100 |  | 305 | N | Bituminous, Subbituminous | Y | N | N | 9999 | N |  | Coal Steam | 2080 | 814.9299 | 10767
1554_B_4 | MD | 24003 | Raven Power Fort Smallwood LLC | Herbert A Wagner | 6084311 | 87886713 | 1554 | 4 | 1554 | 4 | 003-0468 | 003-0468-4-0017 | 4.938 |  | 33.1478 | 2.6082 | 0.7014 | 21.1281 | 0.666 | 2022 | 342 | 17.5 | 640 | -1 | 116 | 221112 | -76.5271 | 39.1774 | 4200 | 125 | 100 |  | 397 | N | Residual Fuel Oil | Y | N | N | 9999 | N |  | O/G Steam | 2080 | 351.75 | 10961
1554_G_GT1 | MD | 24003 | Raven Power Fort Smallwood LLC | Herbert A Wagner | 6084311 | 87886613 |  |  | 1554 | GT1 | 003-0468 | 003-0468-4-0007 | 0.022 |  | 5.9 | 0.078 | 0.078 | 0.26 | 0.00277 | 2022 | 28 | 9.667 | 850 | -1 | 86 | 221112 | -76.5287 | 39.1773 | 266 | 125 | 120 |  | 12.9 | N | Distillate Fuel Oil | N | N | N | 9999 | N |  | Combustion Turbine | 2080 |  | 13097
58246_G_CAT1 | MD | 24003 | Millersville Landfill Gas to Electricity Facility | Millersville LFG | 16881011 | 110225213 |  |  | 58246 | CAT1 | 003-1471 | 003-1471-9-1034 | 84.753 |  | 19.2903 | 2.5641 | 2.5641 | 2.263 | 3.2485 | 2022 | 28 | 1.333 | 900 | -1 | 60 | 221118 | -76.676 | 39.0849 | 2230 | 125 | 160 |  | 1.5 | N | Landfill Gas | N | N | N | 9999 | N | 58246_G_CAT1;58246_G_CAT2 | Landfill Gas | 2080 |  | 13500
1554_G_2 | MD | 24003 | Raven Power Fort Smallwood LLC |  | 6084311 | 87886513 | 1554 | 2 |  |  | 003-0468 | 003-0468-3-0017 | 1.12 | 0 | 1.8654 | 0.1148 | 0.1148 | 1.4743 | 0.084 | 2022 | 287 | 10.167 | 330 | -1 | 100 | 221112 | -76.5274 | 39.1782 | 1340 | 125 | 100 |  |  |  |  | Y | N | N |  | N |  |  | 2080 | 312.1
56571_G_1 | MD | 24005 | Eastern Landfill Gas, LLC | Eastern Landfill Gas LLC | 14528711 | 87919213 |  |  | 56571 | 1 | 005-2581 | 005-2581-9-1278 | 32.3129 | 19.5933 | 4.9058 | 2.3234 | 2.3234 | 0.51848 | 1.5262 | 2022 | 25 | 1.5 | 795 | -1 | 600 | 221118 | -76.3875 | 39.393 | 1410 | 125 | 160 |  | 1.3 | N | Landfill Gas | N | N | N | 9999 | N |  | Landfill Gas | 2080 |  | 14103
56571_G_2 | MD | 24005 | Eastern Landfill Gas, LLC | Eastern Landfill Gas LLC | 14528711 | 87919313 |  |  | 56571 | 2 | 005-2581 | 005-2581-9-1279 | 30.3056 | 15.6913 | 5.0722 | 2.18 | 2.18 | 0.48728 | 1.6129 | 2022 | 25 | 1.5 | 795 | -1 | 600 | 221118 | -76.3875 | 39.393 | 1410 | 125 | 160 |  | 1.3 | N | Landfill Gas | N | N | N | 9999 | N |  | Landfill Gas | 2080 |  | 14103
56571_G_3 | MD | 24005 | Eastern Landfill Gas, LLC | Eastern Landfill Gas LLC | 14528711 | 87919413 |  |  | 56571 | 3 | 005-2581 | 005-2581-9-1280 | 34.1133 |  | 5.4463 | 2.4482 | 2.4482 | 0.54805 | 1.7602 | 2022 | 25 | 1.5 | 795 | -1 | 600 | 221118 | -76.3875 | 39.393 | 1410 | 125 | 160 |  | 1.3 | N | Landfill Gas | N | N | N | 9999 | N |  | Landfill Gas | 2080 |  | 14103
56571_G_4 | MD | 24005 | Eastern Landfill Gas, LLC | Eastern Landfill Gas LLC | 14528711 | 87919513 |  |  | 56571 | 4 | 005-2581 | 005-2581-9-1281 | 17.2517 |  | 2.7592 | 1.237 | 1.237 | 0.2774 | 0.8906 | 2022 | 25 | 1.5 | 795 | -1 | 600 | 221118 | -76.3875 | 39.393 | 1410 | 125 | 160 |  | 1 | N | Landfill Gas | N | N | N | 9999 | N |  | Landfill Gas | 2080 |  | 14104
59073_B_5L501A | MD | 24009 | Dominion Energy Cove Point LNG, LP |  | 5169611 | 129225713 |  |  |  |  | 009-0021 | 009-0021-5-0071 | 4.5499 |  | 51.9 | 21.625 | 21.625 | 0.83386 | 3.0984 | 2022 | 158.5 | 16 | 389 | -1 | 73 | 486210 | -76.4099 | 38.3856 | 2120 |  | 120 |  |  |  |  | N | N | N |  | N | 59073_B_5L501B;59073_B_5L501A |  | 2080
59073_B_5B921A | MD | 24009 | Dominion Energy Cove Point LNG, LP |  | 5169611 | 129225813 |  |  |  |  | 009-0021 | 009-0021-5-0080 | 22.5975 | 8.4801 | 0.60375 | 4.761 | 4.761 | 0.09315 | 0.6555 | 2022 | 15 | 66.667 | 850 | -1 | 100 | 486210 | -76.4099 | 38.3856 | 424 |  | 100 |  |  |  |  | N | N | N |  | N | 59073_B_5B921B;59073_B_5B921A |  | 2080
59073_G_214JA | MD | 24009 | Dominion Energy Cove Point LNG, LP |  | 5169611 | 87922013 | 59073 | 214JA |  |  | 009-0021 | 009-0021-5-0049 | 10.2171 | 1.7194 | 18.3738 | 0.52377 | 0.52377 | 0.06162 | 1.313 | 2022 | 65 | 12 | 421 | -1 | 53 | 486210 | -76.4099 | 38.3856 | 282 |  | 100 |  |  |  |  | Y | N | N |  | N |  |  | 2080 | 5566.6299
59073_G_214JB | MD | 24009 | Dominion Energy Cove Point LNG, LP |  | 5169611 | 87922113 | 59073 | 214JB |  |  | 009-0021 | 009-0021-5-0050 | 5.5839 | 1.6464 | 4.8665 | 0.28609 | 0.28609 | 0.02989 | 0.99674 | 2022 | 65 | 12 | 421 | -1 | 53 | 486210 | -76.4099 | 38.3856 | 282 |  | 100 |  |  |  |  | Y | N | N |  | N |  |  | 2080 | 2776.7302
59073_G_111JB | MD | 24009 | Dominion Energy Cove Point LNG, LP |  | 5169611 | 87923313 |  |  |  |  | 009-0021 | 009-0021-9-0033 | 0.84 | 3.9192 | 6.1704 | 0.084 | 0.084 | 0.0152 | 0.1008 | 2022 | 43 | 8 | 300 | -1 | 47 | 486210 | -76.4099 | 38.3856 | 244 |  | 120 |  |  |  |  | N | N | N |  | N |  |  | 2080
59073_G_111JA | MD | 24009 | Dominion Energy Cove Point LNG, LP |  | 5169611 | 87923213 |  |  |  |  | 009-0021 | 009-0021-9-0032 | 0.6138 | 3.3939 | 4.5396 | 0.06138 | 0.06138 | 0.01116 | 0.07316 | 2022 | 43 | 8 | 300 | -1 | 47 | 486210 | -76.4099 | 38.3856 | 244 |  | 120 |  |  |  |  | N | N | N |  | N |  |  | 2080
59073_G_111JC | MD | 24009 | Dominion Energy Cove Point LNG, LP |  | 5169611 | 87923413 |  |  |  |  | 009-0021 | 009-0021-9-0034 | 0.5772 | 1.9098 | 4.2413 | 0.05772 | 0.05772 | 0.010545 | 0.069375 | 2022 | 43 | 8 | 300 | -1 | 47 | 486210 | -76.4099 | 38.3856 | 244 |  | 120 |  |  |  |  | N | N | N |  | N |  |  | 2080
59073_G_311JA | MD | 24009 | Dominion Energy Cove Point LNG, LP |  | 5169611 | 87923013 |  |  |  |  | 009-0021 | 009-0021-5-0065 | 0.46818 | 2.639 | 1.2757 | 0.10692 | 0.10692 | 0.01944 | 0.02268 | 2022 | 50 | 8 | 820 | -1 | 75 | 486210 | -76.4099 | 38.3856 | 139000 |  | 120 |  |  |  |  | N | N | N |  | N |  |  | 2080
59220_G_CT1 | MD | 24015 | Wildcat Point Generation Facility | Wildcat Point Generation Facility | 17878911 | 125589813 | 59220 | CT1 | 59220 | CT1 | 015-0272 | 015-0272-5-0129 | 25.5 | 48.1793 | 52.7396 | 27.9292 | 27.9292 | 4.1222 | 87.7994 | 2022 | 160 | 22.583 | 179 | -1 | 61 | 221112 | -76.1598 | 39.7193 | 270 | 125 | 120 |  | 242.5 | N | Natural Gas | Y | N | N | 9999 | N |  | Combined Cycle | 2080 | 5160.3926 | 7050
59220_G_CT2 | MD | 24015 | Wildcat Point Generation Facility | Wildcat Point Generation Facility | 17878911 | 125589913 | 59220 | CT2 | 59220 | CT2 | 015-0272 | 015-0272-5-0130 | 25 | 48.4097 | 52.1894 | 20.7485 | 20.7485 | 4.1056 | 70.9997 | 2022 | 160 | 22.583 | 179 | -1 | 61 | 221112 | -76.1598 | 39.7193 | 270 | 125 | 120 |  | 242.5 | N | Natural Gas | Y | N | N | 9999 | N |  | Combined Cycle | 2080 | 5022.978 | 7050
7835_G_1 | MD | 24015 | Rock Springs Generation Facility | Essential Power Rock Springs LLC | 10709711 | 87934413 | 7835 | 1 | 7835 | 1 | 015-0202 | 015-0202-5-0076 | 3.0996 |  | 8.4636 | 0.89775 | 0.89775 | 0.1497 | 0.25425 | 2022 | 75 | 18 | 1051 | -1 | 160 | 221112 | -76.1604 | 39.7197 | 2000 | 125 | 120 |  | 167.5 | N | Natural Gas | Y | N | N | 9999 | N |  | Combustion Turbine | 2080 | 303.19 | 10745
7835_G_2 | MD | 24015 | Rock Springs Generation Facility | Essential Power Rock Springs LLC | 10709711 | 87934513 | 7835 | 2 | 7835 | 2 | 015-0202 | 015-0202-5-0077 | 0.9758 |  | 10.0221 | 1.9106 | 1.9106 | 0.1687 | 0.6068 | 2022 | 75 | 18 | 1051 | -1 | 160 | 221112 | -76.1604 | 39.7197 | 2000 | 125 | 120 |  | 166.5 | N | Natural Gas | Y | N | N | 9999 | N |  | Combustion Turbine | 2080 | 341.07 | 10745
7835_G_3 | MD | 24015 | Rock Springs Generation Facility | Essential Power Rock Springs LLC | 10709711 | 87934613 | 7835 | 3 | 7835 | 3 | 015-0202 | 015-0202-5-0078 | 1.0998 |  | 11.039 | 2.6526 | 2.6526 | 0.1938 | 0.8427 | 2022 | 75 | 18 | 1051 | -1 | 160 | 221112 | -76.1604 | 39.7197 | 2000 | 125 | 120 |  | 169 | N | Natural Gas | Y | N | N | 9999 | N |  | Combustion Turbine | 2080 | 389.2701 | 10745
7835_G_4 | MD | 24015 | Rock Springs Generation Facility | Essential Power Rock Springs LLC | 10709711 | 87934713 | 7835 | 4 | 7835 | 4 | 015-0202 | 015-0202-5-0079 | 4.8144 |  | 10.8528 | 2.499 | 2.499 | 0.1805 | 0.8211 | 2022 | 75 | 18 | 1051 | -1 | 160 | 221112 | -76.1604 | 39.7197 | 2000 | 125 | 120 |  | 169 | N | Natural Gas | Y | N | N | 9999 | N |  | Combustion Turbine | 2080 | 364.6801 | 10745
1573_G_3 | MD | 24017 | GenOn Mid-Atlantic, LLC Morgantown Generating Station | Morgantown Generating Plant | 6011511 | 87935813 | 1573 | GT3 | 1573 | 3 | 017-0014 | 017-0014-4-0070 | 0.041625 |  | 6.5987 | 0.14503 | 0.14503 | 3.8155 | 0.005175 | 2022 | 48 | 22.25 | 850 | -1 | 80 | 221112 | -76.9767 | 38.3592 | 654 | 125 | 100 |  | 54 | N | Distillate Fuel Oil | Y | N | N | 9999 | N |  | Combustion Turbine | 2080 | 41.01 | 14269
1573_G_4 | MD | 24017 | GenOn Mid-Atlantic, LLC Morgantown Generating Station | Morgantown Generating Plant | 6011511 | 87935913 | 1573 | GT4 | 1573 | 4 | 017-0014 | 017-0014-4-0071 | 0.06052 |  | 9.5346 | 0.21096 | 0.21096 | 5.5637 | 0.00752 | 2022 | 48 | 22.25 | 850 | -1 | 80 | 221112 | -76.9767 | 38.3592 | 654 | 125 | 100 |  | 54 | N | Distillate Fuel Oil | Y | N | N | 9999 | N |  | Combustion Turbine | 2080 | 53.18 | 14270
1573_G_5 | MD | 24017 | GenOn Mid-Atlantic, LLC Morgantown Generating Station | Morgantown Generating Plant | 6011511 | 87936013 | 1573 | GT5 | 1573 | 5 | 017-0014 | 017-0014-4-0073 | 0.024775 |  | 4.0725 | 0.0863 | 0.0863 | 2.3371 | 0.003075 | 2022 | 48 | 22.25 | 850 | -1 | 80 | 221112 | -76.9767 | 38.3592 | 654 | 125 | 100 |  | 54 | N | Distillate Fuel Oil | Y | N | N | 9999 | N |  | Combustion Turbine | 2080 | 26.36 | 14270
1573_G_6 | MD | 24017 | GenOn Mid-Atlantic, LLC Morgantown Generating Station | Morgantown Generating Plant | 6011511 | 87936113 | 1573 | GT6 | 1573 | 6 | 017-0014 | 017-0014-4-0074 | 0.01928 |  | 3.0549 | 0.06718 | 0.06718 | 1.7753 | 0.0024 | 2022 | 48 | 22.25 | 850 | -1 | 80 | 221112 | -76.9767 | 38.3592 | 654 | 125 | 100 |  | 54 | N | Distillate Fuel Oil | Y | N | N | 9999 | N |  | Combustion Turbine | 2080 | 21.63 | 14270
56846_G_GTG1 | MD | 24017 | CPV Maryland, LLC - St. Charles Project | CPV St Charles Energy Center | 17878111 | 125590313 | 56846 | GT1 | 56846 | GTG1 | 017-0235 | 017-0235-5-0012 | 22.866 |  | 32.6385 | 28.5825 | 22.248 | 4.0169 | 0 | 2022 | 150 | 20 | 185 | -1 | 60 | 221112 | -76.892 | 38.5702 | 2310 | 125 | 120 |  | 214.5 | N | Natural Gas | Y | N | N | 9999 | N |  | Combined Cycle | 2080 | 6228.0586 | 7061
56846_G_GTG2 | MD | 24017 | CPV Maryland, LLC - St. Charles Project | CPV St Charles Energy Center | 17878111 | 125590413 | 56846 | GT2 | 56846 | GTG2 | 017-0235 | 017-0235-5-0013 | 22.137 |  | 27.8547 | 18.4161 | 14.1771 | 4.0867 | 0 | 2022 | 150 | 20 | 185 | -1 | 60 | 221112 | -76.892 | 38.5702 | 2310 | 125 | 120 |  | 214.1 | N | Natural Gas | Y | N | N | 9999 | N |  | Combined Cycle | 2080 | 6425.4697 | 7061
56846_G_STGEN | MD | 24017 | CPV Maryland, LLC - St. Charles Project | CPV St Charles Energy Center | 17878111 | 125590513 |  |  | 56846 | STGEN | 017-0235 | 017-0235-5-0014 | 0 |  | 0 | 0 | 0 | 0 | 0 | 2022 | 150 | 20 | 186 | -1 | 60 | 221112 | -76.892 | 38.5702 | 450 | 125 | 100 |  | 304.9 | N | Natural Gas | N | N | N | 9999 | N |  | Combined Cycle | 2080 |  | 7061
1573_B_1 | MD | 24017 | GenOn Mid-Atlantic, LLC Morgantown Generating Station |  | 6011511 | 87935113 | 1573 | 1 |  |  | 017-0014 | 017-0014-3-0002 | 78.323 | 0.22978 | 191.2258 | 49.5345 | 37.3897 | 381.5727 | 9.4349 | 2022 | 400 | 26.5 | 126 | -1 | 51 | 221112 | -76.9767 | 38.3592 | 5320 | 125 | 100 |  |  |  |  | Y | N | N |  | N |  |  | 2080 | 2245.73
1573_B_2 | MD | 24017 | GenOn Mid-Atlantic, LLC Morgantown Generating Station |  | 6011511 | 87935213 | 1573 | 2 |  |  | 017-0014 | 017-0014-3-0003 | 47.1231 | 0.18993 | 128.9772 | 19.5872 | 15.0147 | 322.1482 | 5.6839 | 2022 | 400 | 26.5 | 126 | -1 | 51 | 221112 | -76.9767 | 38.3592 | 5320 | 125 | 100 |  |  |  |  | Y | N | N |  | N |  |  | 2080 | 1443.7902
1573_G_GT2 | MD | 24017 | GenOn Mid-Atlantic, LLC Morgantown Generating Station |  | 6011511 | 87935613 | 1573 | GT2 |  |  | 017-0014 | 017-0014-4-0068 | 0.00808 |  | 2.152 | 0.02814 | 0.02814 | 0.00848 | 0.001 | 2022 | 48 | 22.25 | 850 | -1 | 80 | 221112 | -76.9767 | 38.3592 | 250 | 125 | 100 |  |  |  |  | N | N | N |  | N |  |  | 2080
1573_G_GT1 | MD | 24017 | GenOn Mid-Atlantic, LLC Morgantown Generating Station |  | 6011511 | 87935713 | 1573 | GT1 |  |  | 017-0014 | 017-0014-4-0069 | 0.007425 |  | 1.9785 | 0.02586 | 0.02586 | 0.007785 | 0.000915 | 2022 | 48 | 22.25 | 850 | -1 | 80 | 221112 | -76.9767 | 38.3592 | 250 | 125 | 100 |  |  |  |  | N | N | N |  | N |  |  | 2080
56846_G_STGENx | MD | 24017 | CPV Maryland, LLC - St. Charles Project |  | 17878111 | 125590613 |  |  |  |  | 017-0235 | 017-0235-5-0015 | 0 |  | 0 | 0 | 0 | 0 | 0 | 2022 | 150 | 20 | 186 | -1 | 60 | 221112 | -76.892 | 38.5702 | 450 | 125 | 100 |  |  |  |  | N | N | N |  | N |  |  | 2080
1564_B_8 | MD | 24019 | NRG Vienna Generating Station | Vienna Operations | 7945511 | 87937513 | 1564 | 8 | 1564 | 8 | 019-0013 | 019-0013-4-0065 | 2.8795 |  | 26.7363 | 3.51 | 2.808 | 95.6828 | 0.42965 | 2022 | 160 | 12.5 | 625 | -1 | 92 | 221112 | -75.8208 | 38.4878 | 2320 | 125 | 100 |  | 153 | N | Residual Fuel Oil | Y | N | N | 2023 | N |  | O/G Steam | 2080 | 146.61 | 14500
1564_G_10 | MD | 24019 | NRG Vienna Generating Station | Vienna Operations | 7945511 | 87937613 |  |  | 1564 | 10 | 019-0013 | 019-0013-4-0114 | 0.02205 |  | 5.922 | 0.13965 | 0.0777 | 0.1365 | 0.021 | 2022 | 83 | 4.5 | 500 | -1 | 46 | 221112 | -75.8208 | 38.4878 | 48 | 125 | 100 |  | 14.3 | N | Distillate Fuel Oil | N | N | N | 2023 | N |  | Combustion Turbine | 2080 |  | 17189
1556_G_GT1 | MD | 24025 | Constellation Power - Perryman Power Plant | Perryman | 6131311 | 87957313 | 1556 | CT1 | 1556 | GT1 | 025-0024 | 025-0024-4-0081 | 0.09075 |  | 16.1278 | 0.31725 | 0.31725 | 0.0276 | 0.01125 | 2022 | 51 | 22.333 | 860 | -1 | 57 | 221112 | -76.2208 | 39.4422 | 704 | 125 | 100 |  | 52 | N | Distillate Fuel Oil | Y | N | N | 9999 | N |  | Combustion Turbine | 2080 | 88.47 | 10911
1556_G_GT3 | MD | 24025 | Constellation Power - Perryman Power Plant | Perryman | 6131311 | 87957513 | 1556 | CT3 | 1556 | GT3 | 025-0024 | 025-0024-4-0083 | 0.0378 |  | 4.7606 | 0.133 | 0.133 | 0.0095 | 0.0049 | 2022 | 51 | 22.333 | 860 | -1 | 57 | 221112 | -76.2208 | 39.4422 | 704 | 125 | 100 |  | 51 | N | Distillate Fuel Oil | Y | N | N | 9999 | N |  | Combustion Turbine | 2080 | 33.55 | 10911
1556_G_GT4 | MD | 24025 | Constellation Power - Perryman Power Plant | Perryman | 6131311 | 87957613 | 1556 | CT4 | 1556 | GT4 |  |  | 0.0856 |  | 12.7187 | 0.2976 | 0.2976 | 0.0262 | 0.0104 |  | 51 | 22.333 | 860 | -1 | 57 | 221112 | -76.2208 | 39.4422 |  | 125 | 100 |  | 52 | N | Distillate Fuel Oil | Y | N | N | 9999 | N |  | Combustion Turbine |  | 83.84 | 10911
1556_G_GT5 | MD | 24025 | Constellation Power - Perryman Power Plant | Perryman | 6131311 | 87957713 | 1556 | **51 | 1556 | GT5 | 025-0024 | 025-0024-5-0088 | 2.7918 |  | 49.5593 | 5.3439 | 5.3439 | 0.4513 | 0 | 2022 | 80 | 21 | 800 | -1 | 35 | 221112 | -76.2208 | 39.4422 | 1900 | 125 | 100 |  | 139 | N | Natural Gas, Distillate Fuel Oil | Y | N | N | 9999 | N |  | Combustion Turbine | 2080 | 881.9593 | 10915
1556_G_GT6 | MD | 24025 | Constellation Power - Perryman Power Plant | Perryman | 6131311 | 112060813 | 1556 | 6-1 | 1556 | GT6 | 025-0024 | 025-0024-5-0353 | 6.3294 |  | 5.9393 | 6.1792 | 4.4583 | 0.3774 | 1.617 | 2022 | 90 | 17 | 660 | -1 | 17 | 221112 | -76.2208 | 39.4422 | 60 | 125 | 120 |  | 109.8 | N | Natural Gas, Distillate Fuel Oil | Y | N | N | 9999 | N |  | Combustion Turbine | 2080 | 2044.0903 | 10745
1556_G_GT6x | MD | 24025 | Constellation Power - Perryman Power Plant |  | 6131311 | 112060913 | 1556 | 6-2 |  |  | 025-0024 | 025-0024-5-0354 | 6.1585 |  | 5.7633 | 6.0003 | 4.3279 | 0.3737 | 1.5707 | 2022 | 90 | 17 | 660 | -1 | 17 | 221112 | -76.2208 | 39.4422 | 60 | 125 | 120 |  |  |  |  | Y | N | N |  | N |  |  | 2080 | 2023.87
1556_G_GT2 | MD | 24025 | Constellation Power - Perryman Power Plant |  | 6131311 | 87957413 | 1556 | CT2 |  |  | 025-0024 | 025-0024-4-0082 | 0 |  | 0 | 0 | 0 | 0 | 0 | 2022 | 51 | 22.333 | 860 | -1 | 57 | 221112 | -76.2208 | 39.4422 | 704 | 125 | 100 |  |  |  |  | N | N | N |  | N |  |  | 2080
58252_G_JEN1 | MD | 24027 | Alpha Ridge Landfill | Alpha Ridge LFG | 5997511 | 102973613 |  |  | 58252 | JEN1 | 027-0364 | 027-0364-9-0364 | 9.114 |  | 1.4787 | 0.36735 | 0.36735 | 0.05115 | 0.87838 | 2022 | 17.5 | 0.833 | 991 | 110.9305 | 204.99 | 562212 | -76.9033 | 39.3056 | 1470 | 104 | 160 |  | 1 | N | Landfill Gas | N | N | N | 9999 | N |  | Landfill Gas | 2080 |  | 13500
50657_B_1 | MD | 24031 | Montgomery County RRF | Montgomery County Resource Recovery | 7719011 | 87991513 |  |  | 50657 | 1 | 031-1718 | 031-1718-2-0132 | 14.322 | 2.6393 | 148.0622 | 8.8319 | 8.7031 | 8.0135 | 0.22165 | 2022 | 275 | 13.417 | 267 | -1 | 65 | 562213 | -77.4564 | 39.2007 | 600 | 103 | 270 |  | 18 | N | MSW | N | Y | N | 9999 | N |  | Municipal Solid Waste | 2080 |  | 18221
50657_B_2 | MD | 24031 | Montgomery County RRF | Montgomery County Resource Recovery | 7719011 | 87991613 |  |  | 50657 | 2 | 031-1718 | 031-1718-2-0134 | 10.93 | 5.6207 | 135.6386 | 8.6028 | 8.4384 | 13.0005 | 1.0111 | 2022 | 275 | 13.417 | 250 | -1 | 65 | 562213 | -77.4564 | 39.2007 | 600 | 103 | 270 |  | 18 | N | MSW | N | Y | N | 9999 | N |  | Municipal Solid Waste | 2080 |  | 18221
50657_B_3 | MD | 24031 | Montgomery County RRF | Montgomery County Resource Recovery | 7719011 | 87991713 |  |  | 50657 | 3 | 031-1718 | 031-1718-2-0135 | 15.8992 | 1.52 | 124.0776 | 6.4448 | 6.0849 | 6.308 | 0.76 | 2022 | 275 | 13.417 | 271 | -1 | 65 | 562213 | -77.4564 | 39.2007 | 600 | 103 | 270 |  | 18 | N | MSW | N | Y | N | 9999 | N |  | Municipal Solid Waste | 2080 |  | 18221
1572_G_GT2 | MD | 24031 | GenOn Dickerson Generating Station | Dickerson Power | 5998011 | 87978613 | 1572 | GT2 | 1572 | GT2 | 031-0019 | 031-0019-9-0362 | 39.6277 | 3.5315 | 35.8382 | 14.3966 | 14.3966 | 1.8521 | 1.0161 | 2021 | 128 | 20 | 1150 | -1 | 96 | 221112 | -77.4648 | 39.2073 | 1850 | 125 | 120 |  | 147 | N | Natural Gas, Distillate Fuel Oil | Y | N | N | 9999 | N |  | Combustion Turbine |  | 468.4199 | 12819
1572_G_GT3 | MD | 24031 | GenOn Dickerson Generating Station | Dickerson Power | 5998011 | 87978713 | 1572 | GT3 | 1572 | GT3 | 031-0019 | 031-0019-9-0363 | 43.3129 | 3.758 | 29.6777 | 2.721 | 2.721 | 1.3108 | 1.1129 | 2022 | 128 | 20 | 1150 | -1 | 96 | 221112 | -77.4648 | 39.2073 | 1920 | 125 | 120 |  | 147 | N | Natural Gas, Distillate Fuel Oil | Y | N | N | 9999 | N |  | Combustion Turbine |  | 558.6801 | 12819
56668_G_CGTGx | MD | 24031 | National Institute of Standards and Technology |  | 5998211 | 125595113 |  |  |  |  | 031-0323 | 031-0323-5-2364 | 9.4214 |  | 20.788 | 1.8265 | 1.8265 | 0.39964 | 2.3561 | 2022 | 42 | 4 | 331 | -1 | 96 | 541715 | -77.2155 | 39.1348 | 50.8 |  | 100 |  |  |  |  | N | N | N |  | N |  |  | 2080
56668_G_CGTG | MD | 24031 | National Institute of Standards and Technology |  | 5998211 | 125595013 |  |  |  |  | 031-0323 | 031-0323-5-2363 | 18.6896 |  | 0.34299 | 7.5758 | 7.5758 | 1.1355 | 0.70096 | 2022 | 42 | 4 | 331 | -1 | 96 | 541715 | -77.2155 | 39.1348 | 88 |  | 120 |  |  |  |  | N | N | N |  | N |  |  | 2080
1572_G_GT1 | MD | 24031 | GenOn Dickerson Generating Station |  | 5998011 | 87978413 |  |  |  |  | 031-0019 | 031-0019-4-0907 | 0.00335 |  | 0.89255 | 0.0096048 | 0.0096048 | 0.047125 | 0.000425 | 2021 | 30 | 9.75 | 850 | -1 | 86 | 221112 | -77.4648 | 39.2073 | 250 | 125 | 100 |  |  |  |  | N | N | N |  | N
55885_G_GEJGC | MD | 24031 | Oaks Landfill (Gas to Energy) |  | 6011111 | 110237413 |  |  |  |  | 031-1723 | 031-1723-9-0887 | 0 |  | 0 | 0 | 0 | 0 | 0 | 2022 | 17.4 | 0.833 | 991 | -1 | 205 | 562212 | -77.1159 | 39.1981 | 1180 | 104 | 160 |  |  |  |  | N | N | N |  | N |  |  | 2080
55885_G_CAT35 | MD | 24031 | Oaks Landfill (Gas to Energy) |  | 6011111 | 110237513 |  |  |  |  | 031-1723 | 031-1723-9-0888 | 0 |  | 0 | 0 | 0 | 0 | 0 | 2022 | 20 | 1.292 | 901 | -1 | 205 | 562212 | -77.1159 | 39.1981 | 2230 | 104 | 160 |  |  |  |  | N | N | N |  | N |  |  | 2080
1571_B_3 | MD | 24033 | NRG Chalk Point, LLC | Chalk Point Power | 6011911 | 88002213 | 1571 | 3 | 1571 | 3 | 033-0014 | 033-0014-4-0998 | 21.46 | 0 | 89.779 | 0 | 0 | 3.1259 | 4.9169 | 2022 | 712 | 25 | 253 | -1 | 63 | 221112 | -76.6861 | 38.5444 | 6970 | 125 | 100 |  | 595 | N | Natural Gas | Y | N | N | 9999 | N |  | O/G Steam | 2080 | 545.53 | 11892
1571_B_4 | MD | 24033 | NRG Chalk Point, LLC | Chalk Point Power | 6011911 | 88002313 | 1571 | 4 | 1571 | 4 | 033-0014 | 033-0014-4-0999 | 13.524 | 0 | 69.5258 | 0 | 0 | 6.9018 | 3.0985 | 2022 | 700 | 16.667 | 700 | -1 | 30 | 221112 | -76.6861 | 38.5444 | 6640 | 125 | 100 |  | 585 | N | Natural Gas | Y | N | N | 9999 | N |  | O/G Steam | 2080 | 355.16 | 11720
1571_G_GT2 | MD | 24033 | NRG Chalk Point, LLC | Chalk Point Power | 6011911 | 88002413 | 1571 | GT2 | 1571 | GT2 | 033-0014 | 033-0014-4-1145 | 0.00788 |  | 2.7937 | 0.02752 | 0.02752 | 0.7053 | 0.001 | 2022 | 40 | 15 | 900 | -1 | 57 | 221112 | -76.6861 | 38.5444 | 420 | 125 | 100 |  | 24 | N | Distillate Fuel Oil | Y | N | N | 9999 | N |  | Combustion Turbine | 2080 | 14.94 | 14549
1571_G_GT3 | MD | 24033 | NRG Chalk Point, LLC | Chalk Point Power | 6011911 | 88003013 | 1571 | **GT3 | 1571 | GT3 | 033-0014 | 033-0014-9-0752 | 0.1318 |  | 1.4364 | 0.12805 | 0.12805 | 2.1834 | 0.0068 | 2022 | 213 | 18.5 | 1004 | -1 | 106 | 221112 | -76.6861 | 38.5444 | 1190 | 125 | 120 |  | 86 | N | Natural Gas, Distillate Fuel Oil | Y | N | N | 9999 | N |  | Combustion Turbine | 2080 | 32.03 | 14549
1571_G_GT4 | MD | 24033 | NRG Chalk Point, LLC | Chalk Point Power | 6011911 | 88003113 | 1571 | **GT4 | 1571 | GT4 | 033-0014 | 033-0014-9-0753 | 0.20741 |  | 4.6339 | 0.40908 | 0.40908 | 7.2687 | 0.01673 | 2022 | 213 | 18.5 | 1004 | -1 | 106 | 221112 | -76.6861 | 38.5444 | 1190 | 125 | 120 |  | 86 | N | Natural Gas, Distillate Fuel Oil | Y | N | N | 9999 | N |  | Combustion Turbine | 2080 | 76.88 | 14549
1571_G_GT5 | MD | 24033 | NRG Chalk Point, LLC | Chalk Point Power | 6011911 | 88003213 | 1571 | **GT5 | 1571 | GT5 | 033-0014 | 033-0014-9-0754 | 1.3618 |  | 4.9501 | 0.35238 | 0.35238 | 4.4783 | 0.04193 | 2022 | 213 | 18.417 | 1007 | -1 | 113 | 221112 | -76.6861 | 38.5444 | 1350 | 125 | 120 |  | 109 | N | Natural Gas, Distillate Fuel Oil | Y | N | N | 9999 | N |  | Combustion Turbine | 2080 | 67.92 | 14549
1571_G_GT6 | MD | 24033 | NRG Chalk Point, LLC | Chalk Point Power | 6011911 | 88003313 | 1571 | **GT6 | 1571 | GT6 | 033-0014 | 033-0014-9-0755 | 1.894 |  | 3.6391 | 0.27018 | 0.27018 | 2.054 | 0.05196 | 2022 | 213 | 18.417 | 1007 | -1 | 113 | 221112 | -76.6861 | 38.5444 | 1350 | 125 | 120 |  | 109 | N | Natural Gas, Distillate Fuel Oil | Y | N | N | 9999 | N |  | Combustion Turbine | 2080 | 60.34 | 14549
54832_G_1 | MD | 24033 | KMC Thermo, LLC | Brandywine Power Facility | 6413611 | 88021313 | 54832 | 1 | 54832 | 1 | 033-2200 | 033-2200-5-0844 | 15.645 |  | 33.5963 | 6.762 | 6.3 | 0.5856 | 2.0265 | 2022 | 165 | 15 | 219 | -1 | 63 | 221112 | -76.8673 | 38.6678 | 994 | 125 | 140 |  | 78.6 | Y | Natural Gas, Distillate Fuel Oil | Y | N | N | 9999 | N | 54832_G_1;54832_G_3 | Combined Cycle | 2080 | 2636.2197 | 8306
54832_G_2 | MD | 24033 | KMC Thermo, LLC | Brandywine Power Facility | 6413611 | 88021413 | 54832 | 2 | 54832 | 2 | 033-2200 | 033-2200-5-0845 | 15.194 |  | 31.4039 | 6.3344 | 6.3344 | 0.5708 | 1.9688 | 2022 | 165 | 15 | 219 | -1 | 63 | 221112 | -76.8673 | 38.6678 | 994 | 125 | 140 |  | 78.6 | Y | Natural Gas, Distillate Fuel Oil | Y | N | N | 9999 | N |  | Combined Cycle | 2080 | 2623.9294 | 8306
55964_G_1 | MD | 24033 | Brown Station Road Sanitary Landfill | Brown Station Road Plant II | 6413511 | 94905113 |  |  | 55964 | 1 | 033-2084 | 033-2084-9-1364 | 0 |  | 0 | 0 | 0 | 0 | 0 | 2022 | 20 | 1.5 | 250 | -1 | 10 | 562212 | -76.7927 | 38.8522 | 4.2 | 104 | 160 |  | 0.8 | N | Landfill Gas | N | N | N | 9999 | N | 55964_G_3;55964_G_2;55964_G_4;55964_G_1 | Landfill Gas | 2080 |  | 14103
56038_G_1 | MD | 24033 | University of Maryland | UMCP CHP Plant | 6011811 | 88000013 |  |  | 56038 | 1 | 033-0010 | 033-0010-9-1081 | 3.2554 |  | 40.4816 | 3.1394 | 3.1383 | 0.92229 | 1.2477 | 2022 | 92 | 6.5 | 200 | -1 | 51 | 611310 | -76.9477 | 38.9925 | 11.2 | 148 | 160 |  | 9.4 | Y | Natural Gas, Distillate Fuel Oil | N | Y | N | 9999 | N |  | Combustion Turbine | 2080 |  | 8700
56038_G_2 | MD | 24033 | University of Maryland | UMCP CHP Plant | 6011811 | 88000113 |  |  | 56038 | 2 | 033-0010 | 033-0010-9-1082 | 2.7475 |  | 55.3742 | 1.3855 | 1.3855 | 2.4689 | 0.73623 | 2022 | 92 | 6.5 | 200 | -1 | 51 | 611310 | -76.9477 | 38.9925 | 11 | 148 | 160 |  | 9.4 | Y | Natural Gas, Distillate Fuel Oil | N | Y | N | 9999 | N |  | Combustion Turbine | 2080 |  | 8700
60302_G_10 | MD | 24033 | PSEG Keys Energy Center | Keys Energy Center | 17878311 | 125599613 |  |  | 60302 | 10 | 033-2737 | 033-2737-5-1580 | 0 |  | 0 | 0 | 0 | 0 | 0 | 2022 | 175 | 20.5 | 201 | -1 | 69.1 | 221112 | -76.8275 | 38.7033 | 400 | 125 | 100 |  | 299 | N | Natural Gas | N | N | N | 9999 | N |  | Combined Cycle | 2080 |  | 7050
60302_G_11 | MD | 24033 | PSEG Keys Energy Center | Keys Energy Center | 17878311 | 125599413 | 60302 | 11 | 60302 | 11 | 033-2737 | 033-2737-5-1578 | 6.3178 | 17.0166 | 47.7342 | 13.845 | 13.845 | 4.9334 | 2.9717 | 2022 | 175 | 20.5 | 201 | -1 | 69.1 | 221112 | -76.8275 | 38.7033 | 3100 | 125 | 140 |  | 231 | N | Natural Gas | Y | N | N | 9999 | N |  | Combined Cycle | 2080 | 7358.7798 | 7050
60302_G_12 | MD | 24033 | PSEG Keys Energy Center | Keys Energy Center | 17878311 | 125599513 | 60302 | 12 | 60302 | 12 | 033-2737 | 033-2737-5-1579 | 8.532 | 13.758 | 47.8929 | 18.592 | 17.9264 | 4.9476 | 3.6539 | 2022 | 175 | 20.5 | 201 | -1 | 69.1 | 221112 | -76.8275 | 38.7033 | 3100 | 125 | 140 |  | 231 | N | Natural Gas | Y | N | N | 9999 | N |  | Combined Cycle | 2080 | 7354.8901 | 7050
1571_G_GT1 | MD | 24033 | NRG Chalk Point, LLC |  | 6011911 | 88002113 | 1571 | GT1 |  |  | 033-0014 | 033-0014-4-0778 | 0.02442 |  | 5.2536 | 0.13838 | 0.085085 | 0.14949 | 0.003025 | 2022 | 30 | 10.25 | 900 | -1 | 90 | 221112 | -76.6861 | 38.5444 | 250 | 125 | 100 |  |  |  |  | N | N | N |  | N |  |  | 2080
1571_G_SGT1 | MD | 24033 | NRG Chalk Point, LLC |  | 6011911 | 90524013 | 1571 | SMECO |  |  | 033-0014 | 033-0014-5-0749 | 0.2206 |  | 2.5934 | 0.05412 | 0.053564 | 0.8692 | 0.00668 | 2022 | 85 | 18.583 | 1072 | -1 | 10 | 221112 | -76.6861 | 38.5444 | 924 | 125 | 100 |  |  |  |  | Y | N | N |  | N |  |  | 2080 | 16.34
1571_B_1 | MD | 24033 | NRG Chalk Point, LLC |  | 6011911 | 88001813 | 1571 | 1 |  |  | 033-0014 | 033-0014-3-0004 | 0 | 0 | 0 | 0 | 0 | 0 | 0 | 2022 | 400 | 29.917 | 100 | -1 | 61 | 221112 | -76.6861 | 38.5444 | 3120 | 125 | 100 |  |  |  |  | N | N | N |  | N |  |  | 2080
1571_B_2 | MD | 24033 | NRG Chalk Point, LLC |  | 6011911 | 88001913 | 1571 | 2 |  |  | 033-0014 | 033-0014-3-0005 |  |  | 0 |  |  |  |  | 2022 | 400 | 29.917 | 100 | -1 | 61 | 221112 | -76.6861 | 38.5444 | 3120 | 125 | 100 |  |  |  |  | N | N | N |  | N |  |  | 2080
1563_G_CRIS | MD | 24039 | Crisfield Energy Center | Crisfield | 6414911 | 88023513 |  |  | 1563 | CRIS | 039-0017 | 039-0017-9-0021 | 0.00868 |  | 10.276 | 0.18396 | 0.17556 | 0.0028 | 0.28896 | 2022 | 20 | 3 | 400 | -1 | 17 | 221112 | -75.8378 | 37.9942 | 242 | 125 | 160 |  | 2.6 | N | Distillate Fuel Oil | N | N | N | 9999 | N |  | Combustion Turbine | 2080 |  | 10745
1563_G_CRS2 | MD | 24039 | Crisfield Energy Center | Crisfield | 6414911 | 88023613 |  |  | 1563 | CRS2 | 039-0017 | 039-0017-9-0022 | 0.0098 |  | 10.22 | 0.18116 | 0.17556 | 0.0028 | 0.2884 | 2022 | 20 | 3 | 400 | -1 | 17 | 221112 | -75.8378 | 37.9942 | 242 | 125 | 160 |  | 2.6 | N | Distillate Fuel Oil | N | N | N | 9999 | N |  | Combustion Turbine | 2080 |  | 10745
1563_G_CRS3 | MD | 24039 | Crisfield Energy Center | Crisfield | 6414911 | 88023713 |  |  | 1563 | CRS3 | 039-0017 | 039-0017-9-0023 | 0.0057 |  | 10.5165 | 0.18753 | 0.17898 | 0.00285 | 0.2964 | 2022 | 20 | 3 | 400 | -1 | 17 | 221112 | -75.8378 | 37.9942 | 242 | 125 | 160 |  | 2.6 | N | Distillate Fuel Oil | N | N | N | 9999 | N |  | Combustion Turbine | 2080 |  | 10745
1563_G_CRS4 | MD | 24039 | Crisfield Energy Center | Crisfield | 6414911 | 88023813 |  |  | 1563 | CRS4 | 039-0017 | 039-0017-9-0024 | 0.00644 |  | 9.968 | 0.1778 | 0.1722 | 0.0028 | 0.28 | 2022 | 20 | 3 | 400 | -1 | 17 | 221112 | -75.8378 | 37.9942 | 242 | 125 | 160 |  | 2.6 | N | Distillate Fuel Oil | N | N | N | 9999 | N |  | Combustion Turbine | 2080 |  | 10745
1580_G_10 | MD | 24041 | Easton Utilities - Washington Street | Easton | 6415311 | 88027613 |  |  | 1580 | 10 | 041-0029 | 041-0029-9-0026 | 0.15571 |  | 8.271 | 0.16815 | 0.14385 | 0.1305 | 0.2175 | 2022 | 33 | 2.083 | 812 | -1 | 100 | 221112 | -76.0784 | 38.7787 | 242 | 125 | 160 |  | 3.5 | N | Distillate Fuel Oil | N | N | N | 9999 | N |  | Combustion Turbine | 2080 |  | 13503
1580_G_101 | MD | 24041 | Easton Utilities - Washington Street | Easton | 6415311 | 88028113 |  |  | 1580 | 101 | 041-0029 | 041-0029-9-0031 | 0.0003315 |  | 5.5146 | 0.11213 | 0.09594 | 0.08775 | 0.1443 | 2022 | 40 | 1.333 | 918 | -1 | 100 | 221112 | -76.0784 | 38.7787 | 242 | 125 | 160 |  | 1.5 | N | Distillate Fuel Oil | N | N | N | 9999 | N |  | Combustion Turbine | 2080 |  | 13502
1580_G_102 | MD | 24041 | Easton Utilities - Washington Street | Easton | 6415311 | 88028213 |  |  | 1580 | 102 | 041-0029 | 041-0029-9-0032 | 0.008797 |  | 5.3523 | 0.10887 | 0.0931 | 0.0836 | 0.1406 | 2022 | 40 | 1.333 | 918 | -1 | 100 | 221112 | -76.0784 | 38.7787 | 242 | 125 | 160 |  | 1.5 | N | Distillate Fuel Oil | N | N | N | 9999 | N |  | Combustion Turbine | 2080 |  | 13502
1580_G_11 | MD | 24041 | Easton Utilities - Washington Street | Easton | 6415311 | 88027713 |  |  | 1580 | 11 | 041-0029 | 041-0029-9-0027 | 0.14205 |  | 9.884 | 0.2009 | 0.17185 | 0.15575 | 0.259 | 2022 | 33 | 2.083 | 758 | -1 | 100 | 221112 | -76.0784 | 38.7787 | 242 | 125 | 160 |  | 3.6 | N | Distillate Fuel Oil | N | N | N | 9999 | N |  | Combustion Turbine | 2080 |  | 13504
1580_G_12 | MD | 24041 | Easton Utilities - Washington Street | Easton | 6415311 | 88027813 |  |  | 1580 | 12 | 041-0029 | 041-0029-9-0028 | 0.3357 |  | 11.2104 | 0.22608 | 0.19494 | 0.1764 | 0.2952 | 2022 | 32 | 2.25 | 726 | -1 | 100 | 221112 | -76.0784 | 38.7787 | 242 | 125 | 160 |  | 4.1 | N | Distillate Fuel Oil | N | N | N | 9999 | N |  | Combustion Turbine | 2080 |  | 13504
1580_G_13 | MD | 24041 | Easton Utilities - Washington Street | Easton | 6415311 | 88027913 |  |  | 1580 | 13 | 041-0029 | 041-0029-9-0029 | 0.48765 |  | 15.6712 | 0.31863 | 0.27265 | 0.247 | 0.4123 | 2022 | 34 | 2.417 | 831 | -1 | 100 | 221112 | -76.0784 | 38.7787 | 242 | 125 | 160 |  | 5.6 | N | Distillate Fuel Oil | N | N | N | 9999 | N |  | Combustion Turbine | 2080 |  | 13502
1580_G_14 | MD | 24041 | Easton Utilities - Washington Street | Easton | 6415311 | 88028013 |  |  | 1580 | 14 | 041-0029 | 041-0029-9-0030 | 0.16523 |  | 13.3042 | 0.27047 | 0.23134 | 0.20855 | 0.3483 | 2022 | 34 | 2.417 | 800 | -1 | 100 | 221112 | -76.0784 | 38.7787 | 242 | 125 | 160 |  | 5.6 | N | Distillate Fuel Oil | N | N | N | 9999 | N |  | Combustion Turbine | 2080 |  | 13504
1580_G_7 | MD | 24041 | Easton Utilities - Washington Street | Easton | 6415311 | 88027313 |  |  | 1580 | 7 | 041-0029 | 041-0029-9-0023 | 0.003942 |  | 4.7196 | 0.095985 | 0.08208 | 0.07425 | 0.1242 | 2022 | 37 | 3 | 475 | -1 | 74 | 221112 | -76.0784 | 38.7787 | 242 | 125 | 160 |  | 2 | N | Distillate Fuel Oil | N | N | N | 9999 | N |  | Combustion Turbine | 2080 |  | 13504
1580_G_8 | MD | 24041 | Easton Utilities - Washington Street | Easton | 6415311 | 88027413 |  |  | 1580 | 8 | 041-0029 | 041-0029-9-0024 | 0.031671 |  | 2.0151 | 0.04095 | 0.03501 | 0.0315 | 0.0531 | 2022 | 37 | 3 | 475 | -1 | 76 | 221112 | -76.0784 | 38.7787 | 242 | 125 | 160 |  | 2 | N | Distillate Fuel Oil | N | N | N | 9999 | N |  | Combustion Turbine | 2080 |  | 13504
1580_G_9 | MD | 24041 | Easton Utilities - Washington Street | Easton | 6415311 | 88027513 |  |  | 1580 | 9 | 041-0029 | 041-0029-9-0025 | 0.045151 |  | 6.9363 | 0.14105 | 0.12059 | 0.1085 | 0.18135 | 2022 | 30 | 2 | 800 | -1 | 100 | 221112 | -76.0784 | 38.7787 | 242 | 125 | 160 |  | 2.5 | N | Distillate Fuel Oil | N | N | N | 9999 | N |  | Combustion Turbine | 2080 |  | 13505
4257_G_201 | MD | 24041 | Easton Utilities - Airport Park | Easton 2 | 6415411 | 88028913 |  |  | 4257 | 201 | 041-0069 | 041-0069-9-0037 | 0.0068075 |  | 3.6418 | 0.074025 | 0.06335 | 0.05775 | 0.11375 | 2022 | 40 | 1.333 | 918 | -1 | 100 | 221112 | -76.07 | 38.7947 | 242 | 125 | 160 |  | 1.5 | N | Distillate Fuel Oil | N | N | N | 9999 | N |  | Combustion Turbine | 2080 |  | 12658
4257_G_202 | MD | 24041 | Easton Utilities - Airport Park | Easton 2 | 6415411 | 88029013 |  |  | 4257 | 202 | 041-0069 | 041-0069-9-0038 | 0.033948 |  | 4.2822 | 0.08694 | 0.07434 | 0.0666 | 0.1332 | 2022 | 40 | 1.333 | 918 | -1 | 100 | 221112 | -76.07 | 38.7947 | 242 | 125 | 160 |  | 1.5 | N | Distillate Fuel Oil | N | N | N | 9999 | N |  | Combustion Turbine | 2080 |  | 12658
4257_G_203 | MD | 24041 | Easton Utilities - Airport Park | Easton 2 | 6415411 | 88028313 |  |  | 4257 | 203 | 041-0069 | 041-0069-4-0101 | 0.032784 |  | 0.9168 | 0.28656 | 0.03408 | 0.2032 | 0.0208 | 2022 | 36 | 3.5 | 934 | -1 | 163 | 221112 | -76.07 | 38.7947 | 52 | 125 | 160 |  | 4.5 | N | Distillate Fuel Oil | N | N | N | 9999 | N |  | Combustion Turbine | 2080 |  | 13367
4257_G_204 | MD | 24041 | Easton Utilities - Airport Park | Easton 2 | 6415411 | 88028413 |  |  | 4257 | 204 | 041-0069 | 041-0069-4-0102 | 0.027227 |  | 1.1267 | 0.48735 | 0.04636 | 0.2413 | 0.0209 | 2022 | 36 | 3.5 | 894 | -1 | 213 | 221112 | -76.07 | 38.7947 | 52 | 125 | 160 |  | 4.5 | N | Distillate Fuel Oil | N | N | N | 9999 | N |  | Combustion Turbine | 2080 |  | 13382
4257_G_21 | MD | 24041 | Easton Utilities - Airport Park | Easton 2 | 6415411 | 88028513 |  |  | 4257 | 21 | 041-0069 | 041-0069-9-0033 | 0.010461 |  | 15.7163 | 0.28182 | 0.27324 | 0.2475 | 0.4125 | 2022 | 70 | 3.25 | 682 | -1 | 100 | 221112 | -76.07 | 38.7947 | 242 | 125 | 160 |  | 6.2 | N | Distillate Fuel Oil | N | N | N | 9999 | N |  | Combustion Turbine | 2080 |  | 12656
4257_G_22 | MD | 24041 | Easton Utilities - Airport Park | Easton 2 | 6415411 | 88028613 |  |  | 4257 | 22 | 041-0069 | 041-0069-9-0034 | 0.015795 |  | 18.0902 | 0.32428 | 0.31454 | 0.2847 | 0.4758 | 2022 | 70 | 3.25 | 682 | -1 | 80 | 221112 | -76.07 | 38.7947 | 242 | 125 | 160 |  | 6.2 | N | Distillate Fuel Oil | N | N | N | 9999 | N |  | Combustion Turbine | 2080 |  | 12656
4257_G_23 | MD | 24041 | Easton Utilities - Airport Park | Easton 2 | 6415411 | 88028713 |  |  | 4257 | 23 | 041-0069 | 041-0069-9-0035 | 0.02578 |  | 19.294 | 0.1526 | 0.1526 | 0.204 | 0.5 | 2022 | 70 | 2.917 | 810 | -1 | 100 | 221112 | -76.07 | 38.7947 | 242 | 125 | 160 |  | 6.3 | N | Distillate Fuel Oil | N | N | N | 9999 | N |  | Combustion Turbine | 2080 |  | 12655
4257_G_24 | MD | 24041 | Easton Utilities - Airport Park | Easton 2 | 6415411 | 88028813 |  |  | 4257 | 24 | 041-0069 | 041-0069-9-0036 | 0.031239 |  | 19.5936 | 0.15327 | 0.15327 | 0.2067 | 0.48945 | 2022 | 70 | 2.917 | 810 | -1 | 100 | 221112 | -76.07 | 38.7947 | 242 | 125 | 160 |  | 6.3 | N | Distillate Fuel Oil | N | N | N | 9999 | N |  | Combustion Turbine | 2080 |  | 12656
56680_G_1 | MD | 24045 | Ingenco Wicomico Plant | Wicomico | 14533411 | 88041913 |  |  | 56680 | 1 | 045-0287 | 045-0287-9-0135 | 30.0271 |  | 14.7265 | 0.63013 | 0.63013 | 1.9578 | 1.5618 | 2022 | 42 | 1.333 | 850 | -1 | 54 | 221118 | -75.63 | 38.3817 | 2820 | 125 | 160 |  | 0.3 | N | Landfill Gas | N | N | N | 9999 | N | 56680_G_5;56680_G_2;56680_G_6;56680_G_3;56680_G_4;56680_G_1 | Landfill Gas | 2080 |  | 13500
56680_G_13 | MD | 24045 | Ingenco Wicomico Plant | Wicomico | 14533411 | 88042113 |  |  | 56680 | 13 | 045-0287 | 045-0287-9-0137 | 30.0271 |  | 14.7265 | 0.63013 | 0.63013 | 1.9578 | 1.5618 | 2022 | 42 | 1.333 | 850 | -1 | 54 | 221118 | -75.63 | 38.3817 | 2820 | 125 | 160 |  | 0.3 | N | Landfill Gas | N | N | N | 9999 | N | 56680_G_13;56680_G_16;56680_G_15;56680_G_18;56680_G_17;56680_G_14 | Landfill Gas | 2080 |  | 13500
56680_G_7 | MD | 24045 | Ingenco Wicomico Plant | Wicomico | 14533411 | 88042013 |  |  | 56680 | 7 | 045-0287 | 045-0287-9-0136 | 30.0271 |  | 14.7265 | 0.63013 | 0.63013 | 1.9543 | 1.5618 | 2022 | 42 | 1.333 | 850 | -1 | 54 | 221118 | -75.63 | 38.3817 | 2820 | 125 | 160 |  | 0.3 | N | Landfill Gas | N | N | N | 9999 | N | 56680_G_8;56680_G_11;56680_G_12;56680_G_10;56680_G_7;56680_G_9 | Landfill Gas | 2080 |  | 13500
6565_G_1A | MD | 24047 | Berlin Town Power Plant | Berlin | 6572311 | 88042713 |  |  | 6565 | 1A | 047-0044 | 047-0044-9-0029 | 0.00627 |  | 1.771 | 0.0715 | 0.0605 | 0.0418 | 0.0253 | 2022 | 35 | 1.667 | 775 | -1 | 25 | 221112 | -75.2178 | 38.3277 | 1600 | 125 | 160 |  | 1.1 | N | Distillate Fuel Oil | N | N | N | 9999 | N |  | Combustion Turbine | 2080 |  | 25000
6565_G_5A | MD | 24047 | Berlin Town Power Plant | Berlin | 6572311 | 88042613 |  |  | 6565 | 5A | 047-0044 | 047-0044-9-0028 | 0.00352 |  | 0.0275 | 0 | 0 | 0.03729 | 0 | 2022 | 50 | 2 | 600 | -1 | 25 | 221112 | -75.2178 | 38.3277 | 3600 | 125 | 160 |  | 2.5 | N | Distillate Fuel Oil | N | N | N | 9999 | N |  | Combustion Turbine | 2080 |  | 25000
6565_G_2A | MD | 24047 | Berlin Town Power Plant |  | 6572311 | 88042813 |  |  |  |  | 047-0044 | 047-0044-9-0031 | 0 |  | 0 | 0 | 0 | 0 | 0 | 2022 | 37 | 1.5 | 850 | -1 | 100 | 221112 | -75.2178 | 38.3277 | 2830 | 125 | 160 |  |  |  |  | N | N | N |  | N |  |  | 2080
6565_G_4A | MD | 24047 | Berlin Town Power Plant |  | 6572311 | 88043013 |  |  |  |  | 047-0044 | 047-0044-9-0033 | 0 |  | 0 | 0 | 0 | 0 | 0 | 2022 | 37 | 1.5 | 850 | -1 | 100 | 221112 | -75.2178 | 38.3277 | 2830 | 125 | 160 |  |  |  |  | N | N | N |  | N |  |  | 2080
10629_B_BLR1 | MD | 24510 | Wheelabrator Baltimore, LP | Wheelabrator Baltimore Refuse | 5857411 | 88072713 |  |  | 10629 | BLR1 | 510-1886 | 510-1886-2-0255 | 27.816 |  | 276.944 | 8.2992 | 8.18 | 74.328 | 0.1976 | 2022 | 315 | 7 | 415 | -1 | 74 | 562213 | -76.6304 | 39.2699 | 625 | 103 | 270 |  | 20.4 | Y | MSW | N | Y | N | 9999 | N |  | Municipal Solid Waste | 2080 |  | 12756
10629_B_BLR2 | MD | 24510 | Wheelabrator Baltimore, LP | Wheelabrator Baltimore Refuse | 5857411 | 88072813 |  |  | 10629 | BLR2 | 510-1886 | 510-1886-2-0256 | 20.956 |  | 219.232 | 17.2112 | 16.6184 | 64.108 | 0 | 2022 | 315 | 7 | 415 | -1 | 74 | 562213 | -76.6304 | 39.2699 | 625 | 103 | 270 |  | 20.4 | Y | MSW | N | Y | N | 9999 | N |  | Municipal Solid Waste | 2080 |  | 12756
10629_B_BLR3 | MD | 24510 | Wheelabrator Baltimore, LP | Wheelabrator Baltimore Refuse | 5857411 | 88072913 |  |  | 10629 | BLR3 | 510-1886 | 510-1886-2-0257 | 15.8875 |  | 176.1975 | 7.9028 | 7.4583 | 54.735 | 0.29725 | 2022 | 315 | 7 | 415 | -1 | 74 | 562213 | -76.6304 | 39.2699 | 625 | 103 | 270 |  | 20.4 | Y | MSW | N | Y | N | 9999 | N |  | Municipal Solid Waste | 2080 |  | 12756
1557_G_GT1 | MD | 24510 | Constellation Energy Group - Philadelphia Road | Philadelphia | 6435511 | 88059913 |  |  | 1557 | GT1 | 510-0265 | 510-0265-4-0431 | 0.03625 |  | 6.0625 | 0.12625 | 0.12625 | 0.04375 | 0.005 | 2022 | 47 | 13.5 | 1000 | -1 | 48 | 221112 | -76.5636 | 39.2983 | 258 | 125 | 100 |  | 15.3 | N | Distillate Fuel Oil | N | N | N | 9999 | N |  | Combustion Turbine | 2080 |  | 18086
1557_G_GT2 | MD | 24510 | Constellation Energy Group - Philadelphia Road | Philadelphia | 6435511 | 88060013 |  |  | 1557 | GT2 | 510-0265 | 510-0265-4-0432 | 0.0396 |  | 6.556 | 0.1364 | 0.1364 | 0.0473 | 0.0044 | 2022 | 47 | 13.5 | 1000 | -1 | 48 | 221112 | -76.5636 | 39.2983 | 258 | 125 | 100 |  | 16 | N | Distillate Fuel Oil | N | N | N | 9999 | N |  | Combustion Turbine | 2080 |  | 18087
1557_G_GT3 | MD | 24510 | Constellation Energy Group - Philadelphia Road | Philadelphia | 6435511 | 88060113 |  |  | 1557 | GT3 | 510-0265 | 510-0265-4-0433 | 0.0374 |  | 6.27 | 0.1298 | 0.1298 | 0.0451 | 0.0044 | 2022 | 47 | 13.5 | 1000 | -1 | 48 | 221112 | -76.5636 | 39.2983 | 258 | 125 | 100 |  | 14.8 | N | Distillate Fuel Oil | N | N | N | 9999 | N |  | Combustion Turbine | 2080 |  | 18086
1557_G_GT4 | MD | 24510 | Constellation Energy Group - Philadelphia Road | Philadelphia | 6435511 | 88060213 |  |  | 1557 | GT4 | 510-0265 | 510-0265-4-0434 | 0.0378 |  | 6.2475 | 0.1302 | 0.1029 | 0.04515 | 0.0042 | 2022 | 47 | 13.5 | 1000 | -1 | 48 | 221112 | -76.5636 | 39.2983 | 258 | 125 | 100 |  | 14.8 | N | Distillate Fuel Oil | N | N | N | 9999 | N |  | Combustion Turbine | 2080 |  | 18086
1599_B_1 | MA | 25001 | CANAL GENERATING LLC | Canal | 7718511 | 87718513 | 1599 | 1 | 1599 | 1 | 1200054 | 1 | 150.9521 | 1.6919 | 69.2252 | 6.0612 | 6.0549 | 319.9662 | 4.6228 | 2022 | 498 | 18 | 312 | -1 | 73 | 221112 | -70.5091 | 41.7698 | 5080 | 125 | 100 |  | 560 | N | Residual Fuel Oil | Y | N | N | 9999 | N |  | O/G Steam |  | 570.1201 | 10400
1599_B_2 | MA | 25001 | CANAL GENERATING LLC | Canal | 7718511 | 87718813 | 1599 | 2 | 1599 | 2 | 1200054 | 4 | 239.5365 |  | 101.6511 | 14.8124 | 14.8124 | 219.4243 | 3.1334 | 2022 | 498 | 18 | 365 | -1 | 93 | 221112 | -70.5091 | 41.7698 | 5970 | 125 | 100 |  | 559 | N | Natural Gas, Residual Fuel Oil | Y | N | N | 9999 | N |  | O/G Steam |  | 407.96 | 11516
1599_G_3 | MA | 25001 | CANAL 3 GENERATING LLC | Canal | 18997011 | 137478113 | 1599 | 3 | 1599 | 3 | 1201180 | 2 | 2.69 | 3.51 | 13.0239 | 11.9134 | 11.9134 | 0.8812 | 1.23 | 2022 | 250 | 25.33 | 442 | -1 | 97.6 | 221112 | -70.5094 | 41.7705 | 3470 | 125 | 120 |  | 330 | N | Natural Gas, Distillate Fuel Oil | Y | N | N | 9999 | N |  | Combustion Turbine |  | 912.72 | 10745
50002_G_GEN1 | MA | 25003 | PITTSFIELD GENERATING COMPANY LP | Pittsfield Generating LP | 7220511 | 87515113 | 50002 | 1 | 50002 | GEN1 | 1170006 | 1 | 1.227 | 0.7037 | 1.53 | 0.30061 | 0.30061 | 0.0054 | 0.069 | 2022 | 208 | 12 | 272 | -1 | 48 | 221112 | -73.221 | 42.456 | 430 | 125 | 120 |  | 36.7 | Y | Natural Gas, Distillate Fuel Oil | Y | N | N | 9999 | N |  | Combined Cycle |  | 449.1501 | 9037
50002_G_GEN2 | MA | 25003 | PITTSFIELD GENERATING COMPANY LP | Pittsfield Generating LP | 7220511 | 87515313 | 50002 | 2 | 50002 | GEN2 | 1170006 | 2 | 0.7745 | 0.9655 | 1.8713 | 0.32439 | 0.32439 | 0.0053 | 0.0066 | 2022 | 208 | 12 | 272 | -1 | 48 | 221112 | -73.221 | 42.456 | 430 | 125 | 120 |  | 35.2 | Y | Natural Gas, Distillate Fuel Oil | Y | N | N | 9999 | N |  | Combined Cycle |  | 481.62 | 9037
50002_G_GEN3 | MA | 25003 | PITTSFIELD GENERATING COMPANY LP | Pittsfield Generating LP | 7220511 | 87515413 | 50002 | 3 | 50002 | GEN3 | 1170006 | 3 | 0.653 | 0.969 | 1.6993 | 0.31349 | 0.31349 | 0.0053 | 0.3872 | 2022 | 208 | 12 | 272 | -1 | 48 | 221112 | -73.221 | 42.456 | 430 | 125 | 120 |  | 38.2 | Y | Natural Gas, Distillate Fuel Oil | Y | N | N | 9999 | N |  | Combined Cycle |  | 462.12 | 9037
50002_G_GEN4 | MA | 25003 | PITTSFIELD GENERATING COMPANY LP | Pittsfield Generating LP | 7220511 | 87515213 |  |  | 50002 | GEN4 | 1170006 | 30 | 0.8831 | 0.0336 | 1.0513 | 0.05698 | 0.05698 | 0.0063 | 0.0578 | 2022 | 65.5 | 1.5 | 285 | -1 | 50 | 221112 | -73.221 | 42.456 | 8.4 | 125 | 100 |  | 47.6 | Y | Natural Gas, Distillate Fuel Oil | N | Y | N | 9999 | N |  | Combined Cycle |  |  | 9037
1643_G_WOOD | MA | 25003 | ESSENTIAL POWER MASS LLC WOODLAND RD STA |  | 5175711 | 87642313 | 1643 | 10 |  |  | 1170166 | 1 |  |  | 0.9692 | 0.0025 | 0.0025 | 0.0015 |  | 2021 | 30 | 11 | 740 | -1 | 80 | 221112 | -73.2346 | 42.3362 | 230 | 125 | 120 |  |  |  |  | N | N | N |  | N
1631_G_DORE | MA | 25003 | ESSENTIAL POWER MASS LLC DOREEN ST STA |  | 5175811 | 87597913 | 1631 | 10 |  |  | 1170167 | 1 |  |  | 0.4735 | 0.00125 | 0.00125 | 0.0007 |  | 2022 | 30 | 11 | 740 | -1 | 80 | 221112 | -73.2057 | 42.4431 | 230 | 125 | 120 |  |  |  |  | N | N | N |  | N
1682_G_9A | MA | 25005 | TAUNTON MUNICIPAL LIGHT PLANT | Cleary Flood Hybrid | 5058811 | 87718413 |  |  | 1682 | 9A | 1200067 | 4 | 0.498 |  | 8.54 | 0.20825 | 0.20745 | 0.13 | 0.0985 | 2022 | 187 | 10 | 475 | -1 | 85 | 221112 | -71.106 | 41.8652 | 300 | 125 | 120 |  | 18 | N | Natural Gas, Distillate Fuel Oil | N | N | N | 9999 | N |  | Combined Cycle |  |  | 10941
1682_G_CA9 | MA | 25005 | TAUNTON MUNICIPAL LIGHT PLANT | Cleary Flood Hybrid | 5058811 | 87718113 |  |  | 1682 | CA9 | 1200067 | 3 | 0.906 |  | 12.36 | 0.8501 | 0.8287 | 0.17 | 0.467 | 2022 | 187 | 10 | 475 | -1 | 85 | 221112 | -71.106 | 41.8652 | 1030 | 125 | 100 |  | 85 | N | Natural Gas, Distillate Fuel Oil | N | N | N | 9999 | N |  | Combined Cycle |  |  | 10941
52026_G_GEN2 | MA | 25005 | DARTMOUTH POWER ASSOCATES | Dartmouth Power Associates LP | 5057311 | 87522313 | 52026 | 1 | 52026 | GEN2 | 1200025 | 1 | 2.9052 | 0.434 | 5.7239 | 1.4818 | 1.4818 | 0.1134 | 0.5817 | 2022 | 168 | 11.8 | 258 | -1 | 45.8 | 221112 | -70.999 | 41.673 | 656 | 125 | 140 |  | 27 | N | Natural Gas, Distillate Fuel Oil | Y | N | N | 9999 | N | 52026_G_GEN2;52026_G_GEN1 | Combined Cycle |  | 910.2997 | 9190
52026_G_GEN3 | MA | 25005 | DARTMOUTH POWER ASSOCATES | Dartmouth Power Associates LP | 5057311 | 25269613 | 52026 | 2 | 52026 | GEN3 | 1200025 | 14 | 0.9271 | 0.3688 | 0.963 | 1.767 | 1.767 | 0.048 | 0.2077 | 2022 | 80 | 10 | 812 | -1 | 71.5 | 221112 | -70.999 | 41.673 | 267 | 125 | 120 |  | 19.6 | N | Natural Gas, Distillate Fuel Oil | Y | N | N | 9999 | N |  | Combustion Turbine |  | 737.0894 | 14217
55026_G_UNT1 | MA | 25005 | DIGHTON POWER | Dighton Power Plant | 6624211 | 87454013 | 55026 | 1 | 55026 | UNT1 | 1200276 | 1 | 1.7245 | 1.9935 | 12.6382 | 4.1756 | 4.1756 | 0.6163 | 3.8428 | 2022 | 150 | 17 | 200 | -1 | 56.5 | 221112 | -71.1244 | 41.8313 | 1640 | 125 | 140 |  | 164.9 | N | Natural Gas | Y | N | N | 9999 | N |  | Combined Cycle |  | 1657.9001 | 7881
55093_G_UNT1 | MA | 25005 | MM TAUNTON ENERGY LLC | MM Taunton Energy | 6622811 | 87650813 |  |  | 55093 | UNT1 | 1200217 | 1 | 1.9729 |  | 0.397 | 0.2282 | 0.2282 | 0.0763 | 0.1973 | 2022 | 28 | 0.9 | 950 | -1 | 230 | 221118 | -71.0865 | 41.923 | 10.6 | 125 | 160 |  | 0.9 | N | Landfill Gas | N | N | N | 9999 | N |  | Landfill Gas |  |  | 13500
55093_G_UNT2 | MA | 25005 | MM TAUNTON ENERGY LLC | MM Taunton Energy | 6622811 | 87650913 |  |  | 55093 | UNT2 | 1200217 | 2 | 0.027 |  | 0.0054 | 0.0032 | 0.0032 | 0.0013 | 0.0027 | 2022 | 28 | 0.9 | 950 | -1 | 230 | 221118 | -71.0865 | 41.923 | 10.6 | 125 | 160 |  | 0.9 | N | Landfill Gas | N | N | N | 9999 | N |  | Landfill Gas |  |  | 13500
55093_G_UNT3 | MA | 25005 | MM TAUNTON ENERGY LLC | MM Taunton Energy | 6622811 | 102337413 |  |  | 55093 | UNT3 | 1200217 | 5 | 22.535 |  | 3.457 | 2.9206 | 2.9206 | 1.0567 | 0.284 | 2022 | 28 | 0.9 | 950 | -1 | 230 | 221118 | -71.0865 | 41.923 | 10.6 | 125 | 160 |  | 0.9 | N | Landfill Gas | N | N | N | 9999 | N |  | Landfill Gas |  |  | 13500
55093_G_UNT4 | MA | 25005 | MM TAUNTON ENERGY LLC | MM Taunton Energy | 6622811 | 102337513 |  |  | 55093 | UNT4 | 1200217 | 6 | 21.3625 |  | 3.8825 | 2.9258 | 2.9258 | 1.0266 | 0.2786 | 2022 | 28 | 0.9 | 950 | -1 | 230 | 221118 | -71.0865 | 41.923 | 10.6 | 125 | 160 |  | 0.9 | N | Landfill Gas | N | N | N | 9999 | N |  | Landfill Gas |  |  | 13500
55589_G_3 | MA | 25005 | GAS RECOVERY SERVICES | GRS Fall River | 6119111 | 87623713 |  |  | 55589 | 3 | 1200533 | 1 | 0.3 |  | 0.16 | 0.06 | 0.06 | 0.047 | 0.07 | 2022 | 36 | 3.5 | 920 | -1 | 200 | 221118 | -71.1065 | 41.7487 | 77 | 125 | 120 |  | 4.4 | N | Landfill Gas | N | N | N | 9999 | N |  | Landfill Gas |  |  | 19488
1597_G_UN1 | MA | 25007 | VINEYARD RELIABILITY LLC OAK BLUFFS | Oak Bluffs Diesel Generating Facility | 5238711 | 87806113 |  |  | 1597 | UN1 | 1200352 | 1 | 1.7776 |  | 27.5296 | 0.84102 | 0.84102 | 1.8095 | 2.247 | 2022 | 17.5 | 3.5 | 760 | -1 | 35 | 221112 | -70.6084 | 41.4263 | 29 | 125 | 160 |  | 2.8 | N | Distillate Fuel Oil | N | N | N | 9999 | N |  | Combustion Turbine |  |  | 10759
1597_G_UN2 | MA | 25007 | VINEYARD RELIABILITY LLC OAK BLUFFS | Oak Bluffs Diesel Generating Facility | 5238711 | 87806213 |  |  | 1597 | UN2 | 1200352 | 2 | 0.8739 |  | 13.5339 | 0.41346 | 0.41346 | 0.8896 | 1.1047 | 2022 | 17.5 | 3.5 | 760 | -1 | 35 | 221112 | -70.6084 | 41.4263 | 29 | 125 | 160 |  | 2.8 | N | Distillate Fuel Oil | N | N | N | 9999 | N |  | Combustion Turbine |  |  | 10755
1597_G_UN3 | MA | 25007 | VINEYARD RELIABILITY LLC OAK BLUFFS | Oak Bluffs Diesel Generating Facility | 5238711 | 87806313 |  |  | 1597 | UN3 | 1200352 | 3 | 0.2954 |  | 4.5743 | 0.13971 | 0.13971 | 0.3007 | 0.3734 | 2022 | 17.5 | 3.5 | 760 | -1 | 35 | 221112 | -70.6084 | 41.4263 | 29 | 125 | 160 |  | 2.8 | N | Distillate Fuel Oil | N | N | N | 9999 | N |  | Combustion Turbine |  |  | 10755
6049_G_UN1 | MA | 25007 | VINEYARD RELIABILITY W TISBURY | West Tisbury Generating Facility | 5239211 | 87594513 |  |  | 6049 | UN1 | 1200902 | 1 | 0.8617 |  | 13.3449 | 0.40766 | 0.40766 | 0.8771 | 1.0892 | 2022 | 17.5 | 3.5 | 760 | -1 | 35 | 221112 | -70.6201 | 41.3925 | 29 | 125 | 160 |  | 2.8 | N | Distillate Fuel Oil | N | N | N | 9999 | N |  | Combustion Turbine |  |  | 12153
6049_G_UN2 | MA | 25007 | VINEYARD RELIABILITY W TISBURY | West Tisbury Generating Facility | 5239211 | 87594613 |  |  | 6049 | UN2 | 1200902 | 2 | 1.6794 |  | 26.0094 | 0.79462 | 0.79462 | 1.7096 | 2.1229 | 2022 | 17.5 | 3.5 | 760 | -1 | 35 | 221112 | -70.6201 | 41.3925 | 29 | 125 | 160 |  | 2.8 | N | Distillate Fuel Oil | N | N | N | 9999 | N |  | Combustion Turbine |  |  | 12186
50661_B_A | MA | 25009 | COVANTA HAVERHILL INCORPORATED | Covanta Haverhill | 8142011 | 87581713 |  |  | 50661 | A | 1210007 | 1 | 24.1209 |  | 392.6772 | 13.3585 | 13.345 | 21.4236 | 3.2921 | 2022 | 288 | 7.8 | 300 | -1 | 71 | 562213 | -71.124 | 42.7654 | 344 | 103 | 270 |  | 21.4 | N | MSW | N | Y | N | 9999 | N |  | Municipal Solid Waste |  |  | 16454
50661_B_B | MA | 25009 | COVANTA HAVERHILL INCORPORATED | Covanta Haverhill | 8142011 | 87581613 |  |  | 50661 | B | 1210007 | 2 | 28.6521 |  | 379.2339 | 2.2182 | 2.2082 | 23.8514 | 0.0048 | 2022 | 288 | 7.8 | 300 | -1 | 70.5 | 562213 | -71.124 | 42.7654 | 344 | 103 | 270 |  | 21.4 | N | MSW | N | Y | N | 9999 | N |  | Municipal Solid Waste |  |  | 16454
50877_B_B1 | MA | 25009 | WHEELABRATOR NORTH ANDOVER INCORPORATED | Wheelabrator North Andover | 7947211 | 87604013 |  |  | 50877 | B1 | 1210261 | 1 | 5.5481 | 1.4046 | 286.5819 | 1.7926 | 1.7926 | 29.52 | 2.0688 | 2022 | 230 | 7 | 305 | -1 | 82.5 | 562213 | -71.1217 | 42.7263 | 288 | 103 | 270 |  | 15 | N | MSW | N | Y | N | 9999 | N |  | Municipal Solid Waste |  |  | 19292
50877_B_B2 | MA | 25009 | WHEELABRATOR NORTH ANDOVER INCORPORATED | Wheelabrator North Andover | 7947211 | 87603913 |  |  | 50877 | B2 | 1210261 | 2 | 4.4689 | 1.1941 | 271.5325 | 0.30534 | 0.30534 | 20.5334 | 2.1248 | 2022 | 230 | 7 | 305 | -1 | 82.5 | 562213 | -71.1217 | 42.7263 | 288 | 103 | 270 |  | 15 | N | MSW | N | Y | N | 9999 | N |  | Municipal Solid Waste |  |  | 19292
50880_B_UNIT1 | MA | 25009 | WHEELABRATOR SAUGUS INC | Wheelabrator Saugus | 8167211 | 87371013 |  |  | 50880 | UNIT1 | 1197654 | 1 | 32.2784 | 0.8161 | 303.1728 | 2.5974 | 2.5068 | 24.4172 | 2.1054 | 2022 | 286 | 7.1 | 305 | -1 | 82.5 | 562213 | -70.9802 | 42.4475 | 325 | 103 | 270 |  | 16 | N | MSW | N | Y | N | 9999 | N |  | Municipal Solid Waste |  |  | 18912
50880_B_UNIT2 | MA | 25009 | WHEELABRATOR SAUGUS INC | Wheelabrator Saugus | 8167211 | 87371113 |  |  | 50880 | UNIT2 | 1197654 | 2 | 31.5887 | 0.7489 | 323.8283 | 6.1947 | 6.108 | 10.4438 | 2.0094 | 2022 | 286 | 7.1 | 305 | -1 | 82.5 | 562213 | -70.9802 | 42.4475 | 325 | 103 | 270 |  | 16 | N | MSW | N | Y | N | 9999 | N |  | Municipal Solid Waste |  |  | 18912
1670_G_1 | MA | 25009 | IPSWICH MUNICIPAL LIGHT | High Street Station | 6521911 | 87725013 |  |  | 1670 | 1 | 1190766 | 1 | 0.1998 |  | 0.6072 | 0.037789 | 0.037789 | 0.0331 | 0.0508 | 2022 | 50 | 2 | 600 | -1 | 80 | 221112 | -70.8696 | 42.6985 | 13.4 | 125 | 160 |  | 1.2 | N | Natural Gas, Distillate Fuel Oil | N | N | N | 9999 | N |  | Combustion Turbine |  |  | 12209
1670_G_10 | MA | 25009 | IPSWICH MUNICIPAL LIGHT | High Street Station | 6521911 | 87725813 |  |  | 1670 | 10 | 1190766 | 9 | 0.1937 |  | 0.4738 | 0.0052522 | 0.0052522 | 0.0054 | 0.0239 | 2022 | 60 | 1.6 | 450 | -1 | 80 | 221112 | -70.8696 | 42.6985 | 13.4 | 125 | 160 |  | 1.2 | N | Natural Gas, Distillate Fuel Oil | N | N | N | 9999 | N |  | Combustion Turbine |  |  | 11119
1670_G_11 | MA | 25009 | IPSWICH MUNICIPAL LIGHT | High Street Station | 6521911 | 18016113 |  |  | 1670 | 11 | 1190766 | 10 | 0.1642 |  | 0.6015 | 0.023775 | 0.023775 | 0.0509 | 0.0643 | 2022 | 60 | 1.9 | 600 | -1 | 80 | 221112 | -70.8696 | 42.6985 | 13.4 | 125 | 160 |  | 1.2 | N | Natural Gas, Distillate Fuel Oil | N | N | N | 9999 | N |  | Combustion Turbine |  |  | 11119
1670_G_12 | MA | 25009 | IPSWICH MUNICIPAL LIGHT | High Street Station | 6521911 | 18016213 |  |  | 1670 | 12 | 1190766 | 11 | 0.1951 |  | 0.4655 | 0.0041174 | 0.0041174 | 0.0028 | 0.0215 | 2022 | 30 | 11 | 600 | -1 | 80 | 221112 | -70.8696 | 42.6985 | 13.4 | 125 | 160 |  | 1.2 | N | Natural Gas, Distillate Fuel Oil | N | N | N | 9999 | N |  | Combustion Turbine |  |  | 11119
1670_G_2 | MA | 25009 | IPSWICH MUNICIPAL LIGHT | High Street Station | 6521911 | 87725113 |  |  | 1670 | 2 | 1190766 | 2 | 0.2225 |  | 0.5313 | 0.0047474 | 0.0047474 | 0.0032 | 0.0246 | 2022 | 50 | 1.6 | 450 | -1 | 100 | 221112 | -70.8696 | 42.6985 | 14.4 | 125 | 160 |  | 1.3 | N | Natural Gas, Distillate Fuel Oil | N | N | N | 9999 | N |  | Combustion Turbine |  |  | 11144
1670_G_6 | MA | 25009 | IPSWICH MUNICIPAL LIGHT | High Street Station | 6521911 | 87725413 |  |  | 1670 | 6 | 1190766 | 5 | 0.1887 |  | 0.4501 | 0.0039342 | 0.0039342 | 0.0026 | 0.0208 | 2022 | 50 | 1.6 | 450 | -1 | 100 | 221112 | -70.8696 | 42.6985 | 12.1 | 125 | 160 |  | 1.2 | N | Natural Gas, Distillate Fuel Oil | N | N | N | 9999 | N |  | Combustion Turbine |  |  | 11119
1670_G_7 | MA | 25009 | IPSWICH MUNICIPAL LIGHT | High Street Station | 6521911 | 87725513 |  |  | 1670 | 7 | 1190766 | 6 | 0 |  | 0 | 0 | 0 | 0 | 0 | 2022 | 45 | 1.6 | 450 | -1 | 100 | 221112 | -70.8696 | 42.6985 | 14.4 | 125 | 160 |  | 1.3 | N | Distillate Fuel Oil | N | N | N | 9999 | N |  | Combustion Turbine |  |  | 11132
1670_G_8 | MA | 25009 | IPSWICH MUNICIPAL LIGHT | High Street Station | 6521911 | 87725613 |  |  | 1670 | 8 | 1190766 | 7 | 0 |  | 0 | 0 | 0 | 0 | 0 | 2022 | 55 | 1.6 | 450 | -1 | 80 | 221112 | -70.8696 | 42.6985 | 12.1 | 125 | 160 |  | 1.1 | N | Distillate Fuel Oil | N | N | N | 9999 | N |  | Combustion Turbine |  |  | 12921
1670_G_9 | MA | 25009 | IPSWICH MUNICIPAL LIGHT | High Street Station | 6521911 | 87725713 |  |  | 1670 | 9 | 1190766 | 8 | 0.1812 |  | 0.4303 | 0.0039342 | 0.0039342 | 0.0027 | 0.0201 | 2022 | 50 | 1.6 | 450 | -1 | 100 | 221112 | -70.8696 | 42.6985 | 14.4 | 125 | 160 |  | 1.3 | N | Natural Gas, Distillate Fuel Oil | N | N | N | 9999 | N |  | Combustion Turbine |  |  | 11132
1678_G_1 | MA | 25009 | PEABODY MUNICIPAL LIGHT PLANT | Waters River | 5090111 | 87331613 | 1678 | 1 | 1678 | 1 | 1190015 | 1 | 1.2199 |  | 2.3282 | 0.028361 | 0.028361 | 0.0053 | 0.011 | 2022 | 31 | 12.17 | 820 | -1 | 100 | 221112 | -70.9273 | 42.5416 | 322 | 125 | 120 |  | 16 | N | Natural Gas, Distillate Fuel Oil | Y | N | N | 9999 | N |  | Combustion Turbine |  | 59.48 | 12572
1678_G_2 | MA | 25009 | PEABODY MUNICIPAL LIGHT PLANT | Waters River | 5090111 | 87331513 | 1678 | 2 | 1678 | 2 | 1190015 | 2 | 0.3209 |  | 7.8416 | 0.13165 | 0.13165 | 0.0225 | 0.0562 | 2022 | 60.4 | 14.5 | 825 | -1 | 65 | 221112 | -70.9273 | 42.5416 | 486 | 125 | 120 |  | 30 | N | Natural Gas, Distillate Fuel Oil | Y | N | N | 9999 | N |  | Combustion Turbine |  | 179.39 | 12572
60903_G_1 | MA | 25009 | FOOTPRINT POWER SALEM HARBOR DEVELOPMENT | Salem Harbor Power Development LP | 18810911 | 134114713 | 60903 | 1 | 60903 | 1 | 1193733 | 1 | 2.2535 | 0.1716 | 9.1431 | 2.3541 | 2.3541 | 0.7258 | 0.8451 | 2022 | 230 | 20 | 195 | -1 | 47.4 | 221112 | -70.8754 | 42.5262 | 2700 | 125 | 120 |  | 134.1 | N | Natural Gas | Y | N | N | 9999 | N |  | Combined Cycle |  | 1474.5599 | 7050
60903_G_2 | MA | 25009 | FOOTPRINT POWER SALEM HARBOR DEVELOPMENT | Salem Harbor Power Development LP | 18810911 | 135592913 | 60903 | 2 | 60903 | 2 | 1193733 | 7 | 2.3535 | 0.1052 | 6.7579 | 1.8552 | 1.8552 | 0.5187 | 0.8826 | 2022 | 230 | 20 | 195 | -1 | 47.4 | 221112 | -70.8754 | 42.5262 | 2700 | 125 | 120 |  | 133.8 | N | Natural Gas | Y | N | N | 9999 | N |  | Combined Cycle |  | 1090.83 | 7050
6586_G_1 | MA | 25009 | MARBLEHEAD MUNICIPAL WILKINS | Wilkins Station | 6523111 | 87588913 |  |  | 6586 | 1 | 1190976 | 1 | 0.0539 |  | 1.5281 | 0.046657 | 0.046657 | 0.1004 | 0.1247 | 2022 | 45.1 | 2.5 | 740 | -1 | 40 | 221112 | -70.8579 | 42.5133 | 29 | 125 | 160 |  | 2.5 | N | Distillate Fuel Oil | N | N | N | 9999 | N |  | Combustion Turbine |  |  | 11617
6586_G_2 | MA | 25009 | MARBLEHEAD MUNICIPAL WILKINS | Wilkins Station | 6523111 | 87589013 |  |  | 6586 | 2 | 1190976 | 2 | 0.041 |  | 1.1416 | 0.034927 | 0.034927 | 0.075 | 0.0932 | 2022 | 45.5 | 2.5 | 740 | -1 | 40 | 221112 | -70.8579 | 42.5133 | 29 | 125 | 160 |  | 2.5 | N | Distillate Fuel Oil | N | N | N | 9999 | N |  | Combustion Turbine |  |  | 11707
7396_G_1 | MA | 25013 | CHICOPEE ELECTRIC LIGHT | Front Street | 5920611 | 87848413 |  |  | 7396 | 1 | 0420232 | 1 | 1.2752 | 0.0545 | 6.5969 | 0.11374 | 0.11374 | 0.7466 | 0.9272 | 2022 | 57.6 | 2.7 | 450 | -1 | 65 | 221112 | -72.5903 | 42.1481 | 27.8 | 125 | 160 |  | 2.8 | N | Distillate Fuel Oil | N | N | N | 9999 | N |  | Combustion Turbine |  |  | 10745
7396_G_2 | MA | 25013 | CHICOPEE ELECTRIC LIGHT | Front Street | 5920611 | 87848513 |  |  | 7396 | 2 | 0420232 | 2 | 1.0134 | 0.0536 | 7.2507 | 0.12376 | 0.12376 | 0.7342 | 0.9118 | 2022 | 57.6 | 2.7 | 450 | -1 | 65 | 221112 | -72.5903 | 42.1481 | 27.8 | 125 | 160 |  | 2.8 | N | Distillate Fuel Oil | N | N | N | 9999 | N |  | Combustion Turbine |  |  | 10745
7396_G_3 | MA | 25013 | CHICOPEE ELECTRIC LIGHT | Front Street | 5920611 | 87848613 |  |  | 7396 | 3 | 0420232 | 3 | 1.1384 | 0.0478 | 6.1528 | 0.13325 | 0.13325 | 0.654 | 0.8121 | 2022 | 57.6 | 2.7 | 450 | -1 | 65 | 221112 | -72.5903 | 42.1481 | 27.8 | 125 | 160 |  | 2.8 | N | Distillate Fuel Oil | N | N | N | 9999 | N |  | Combustion Turbine |  |  | 10745
10726_G_GEN1 | MA | 25013 | MASSPOWER LLC | Masspower | 5979511 | 87406413 | 10726 | 1 | 10726 | GEN1 | 0420007 | 1 | 5.88 | 3.22 | 19.3073 | 2.0939 | 2.0939 | 0.2865 | 2.4811 | 2022 | 213 | 14.83 | 250 | -1 | 64.5 | 221112 | -72.5229 | 42.1574 | 1250 | 125 | 140 |  | 83 | Y | Natural Gas | Y | N | N | 9999 | N | 10726_G_GEN3;10726_G_GEN1 | Combined Cycle |  | 1281.5 | 8485
10726_G_GEN2 | MA | 25013 | MASSPOWER LLC | Masspower | 5979511 | 87406513 | 10726 | 2 | 10726 | GEN2 | 0420007 | 2 | 2.87 | 2.6198 | 16.3842 | 1.8734 | 1.8734 | 0.26 | 2.4172 | 2022 | 213 | 14.83 | 250 | -1 | 64.5 | 221112 | -72.5229 | 42.1574 | 1250 | 125 | 140 |  | 83 | Y | Natural Gas | Y | N | N | 9999 | N |  | Combined Cycle |  | 1129.25 | 8485
55041_G_GEN2 | MA | 25013 | BERKSHIRE POWER COMPANY LLC | Berkshire Power | 6013111 | 87604413 | 55041 | 1 | 55041 | GEN2 | 0420067 | 1 | 7.1305 | 5.0241 | 25.7068 | 13.0183 | 13.0183 | 1.2141 | 10.644 | 2022 | 125 | 18 | 234 | -1 | 58.5 | 221112 | -72.6479 | 42.0481 | 2110 | 125 | 120 |  | 229.3 | N | Natural Gas | Y | N | N | 9999 | N |  | Combined Cycle |  | 2731.3188 | 7110
56426_G_Unit1 | MA | 25013 | AMERESCO CHICOPEE ENERGY INC | Ameresco Chicopee Energy | 6027911 | 87817113 |  |  | 56426 | Unit1 | 0420110 | 1 | 1.89 | 0.03 | 0.38 | 0.18832 | 0.18832 | 0.3 | 0.7 | 2022 | 32 | 1.67 | 786 | -1 | 111 | 221118 | -72.5365 | 42.1624 | 16.9 | 125 | 160 |  | 1.9 | N | Landfill Gas | N | N | N | 9999 | N |  | Landfill Gas |  |  | 13500
56426_G_Unit2 | MA | 25013 | AMERESCO CHICOPEE ENERGY INC | Ameresco Chicopee Energy | 6027911 | 87817213 |  |  | 56426 | Unit2 | 0420110 | 2 | 31.01 | 0.26 | 6.2 | 3.0131 | 3.0131 | 4.97 | 5.22 | 2022 | 32 | 1.67 | 786 | -1 | 111 | 221118 | -72.5365 | 42.1624 | 16.9 | 125 | 160 |  | 1.9 | N | Landfill Gas | N | N | N | 9999 | N |  | Landfill Gas |  |  | 13500
56426_G_Unit3 | MA | 25013 | AMERESCO CHICOPEE ENERGY INC | Ameresco Chicopee Energy | 6027911 | 87817313 |  |  | 56426 | Unit3 | 0420110 | 3 | 21.17 | 0.2 | 4.23 | 2.0544 | 2.0544 | 3.39 | 4.11 | 2022 | 32 | 1.67 | 786 | -1 | 111 | 221118 | -72.5365 | 42.1624 | 16.9 | 125 | 160 |  | 1.9 | N | Landfill Gas | N | N | N | 9999 | N |  | Landfill Gas |  |  | 13500
56426_G_UNIT4 | MA | 25013 | AMERESCO CHICOPEE ENERGY INC | Ameresco Chicopee Energy | 6027911 | 96904313 |  |  | 56426 | UNIT4 | 0420110 | 4 | 17.75 | 0.17 | 3.55 | 1.712 | 1.712 | 2.61 | 4.57 | 2022 | 32 | 1.67 | 830 | -1 | 115 | 221118 | -72.5365 | 42.1624 | 19.8 | 125 | 160 |  | 2 | N | Landfill Gas | N | N | N | 9999 | N |  | Landfill Gas |  |  | 13500
6081_G_1 | MA | 25013 | STONY BROOK ENERGY CENTER | Stony Brook | 5979211 | 87355513 | 6081 | 004 | 6081 | 1 | 0420001 | 4 | 2.8 |  | 25.07 | 0.33144 | 0.17144 | 1.75 | 0.008 | 2022 | 120 | 14.2 | 664 | -1 | 36.05 | 221112 | -72.5106 | 42.1977 | 952 | 125 | 120 |  | 65 | N | Distillate Fuel Oil | Y | N | N | 9999 | N |  | Combustion Turbine |  | 57.5 | 19139
6081_G_2 | MA | 25013 | STONY BROOK ENERGY CENTER | Stony Brook | 5979211 | 87355613 | 6081 | 005 | 6081 | 2 | 0420001 | 5 | 2.74 |  | 24.2291 | 0.31211 | 0.16711 | 1.713 | 0.008 | 2022 | 120 | 14.2 | 664 | -1 | 36.05 | 221112 | -72.5106 | 42.1977 | 952 | 125 | 120 |  | 65 | N | Distillate Fuel Oil | Y | N | N | 9999 | N |  | Combustion Turbine |  | 63 | 19141
6081_G_CT1 | MA | 25013 | STONY BROOK ENERGY CENTER | Stony Brook | 5979211 | 87356113 | 6081 | 001 | 6081 | CT1 | 0420001 | 1 | 81.8165 |  | 40.1346 | 12.0261 | 11.9323 | 3.939 | 30.2237 | 2022 | 150 | 15.5 | 700 | -1 | 71 | 221112 | -72.5106 | 42.1977 | 952 | 125 | 120 |  | 69.7 | N | Natural Gas, Distillate Fuel Oil | Y | N | N | 9999 | N | 6081_G_CA1;6081_G_CT1 | Combined Cycle |  | 613.75 | 9451
6081_G_CT2 | MA | 25013 | STONY BROOK ENERGY CENTER | Stony Brook | 5979211 | 87356213 | 6081 | 002 | 6081 | CT2 | 0420001 | 2 | 1.55 |  | 13.7161 | 1.2678 | 0.6818 | 3.419 | 0.03 | 2022 | 150 | 15.5 | 700 | -1 | 71 | 221112 | -72.5106 | 42.1977 | 952 | 125 | 120 |  | 69.7 | N | Natural Gas, Distillate Fuel Oil | Y | N | N | 9999 | N |  | Combined Cycle |  | 195.5 | 9451
6081_G_CT3 | MA | 25013 | STONY BROOK ENERGY CENTER | Stony Brook | 5979211 | 87356313 | 6081 | 003 | 6081 | CT3 | 0420001 | 3 | 1.841 |  | 18.0118 | 0.37802 | 0.19672 | 0.805 | 0.0062 | 2022 | 150 | 15.5 | 700 | -1 | 71 | 221112 | -72.5106 | 42.1977 | 952 | 125 | 120 |  | 69.7 | N | Natural Gas, Distillate Fuel Oil | Y | N | N | 9999 | N |  | Combined Cycle |  | 343.5 | 9451
50273_G_DLV1B | MA | 25013 | COMMUNITY ECO SPRINGFIELD LLC |  | 8389611 | 87740813 |  |  |  |  | 0420006 | 2 | 0.59 |  | 8.78 | 0.19402 | 0.19402 | 0.26 | 0.182 | 2022 | 175 | 5.1 | 280 | -1 | 38 | 562213 | -72.5909 | 42.0905 | 51 | 103 | 270 |  |  |  |  | N | N | N |  | N
50273_G_DLV1C | MA | 25013 | COMMUNITY ECO SPRINGFIELD LLC |  | 8389611 | 87740913 |  |  |  |  | 0420006 | 3 | 0.56 |  | 8.28 | 0.1837 | 0.1837 | 0.24 | 0.172 | 2022 | 175 | 5.1 | 280 | -1 | 38 | 562213 | -72.5909 | 42.0905 | 51 | 103 | 270 |  |  |  |  | N | N | N |  | N
50273_G_DLV1 | MA | 25013 | COMMUNITY ECO SPRINGFIELD LLC |  | 8389611 | 87741013 |  |  |  |  | 0420006 | 1 | 0.39 |  | 5.83 | 0.129 | 0.129 | 0.17 | 0.121 | 2022 | 175 | 5.1 | 280 | -1 | 38 | 562213 | -72.5909 | 42.0905 | 51 | 103 | 270 |  |  |  |  | N | N | N |  | N
1642_G_GT-2 | MA | 25013 | ESSENTIAL POWER MASSACHUSETTS LLC |  | 6028411 | 87696513 | 1642 | CTG2 |  |  | 0420117 | 2 | 0.0124 | 0.0272 | 0.8836 | 0.025338 | 0.025338 | 0.0013 | 0.0023 | 2022 | 179 | 12 | 849 | -1 | 86 | 221112 | -72.5962 | 42.0957 | 463 | 125 | 120 |  |  |  |  | Y | N | N |  | N |  |  |  | 13.06
1642_G_GT-1 | MA | 25013 | ESSENTIAL POWER MASSACHUSETTS LLC |  | 6028411 | 87696413 | 1642 | CTG1 |  |  | 0420117 | 1 | 0.0298 | 0.0176 | 0.3835 | 0.023771 | 0.023771 | 0.0016 | 0.034 | 2022 | 179 | 12 | 849 | -1 | 86 | 221112 | -72.5962 | 42.0957 | 463 | 125 | 120 |  |  |  |  | Y | N | N |  | N |  |  |  | 14.78
1642_G_WS10 | MA | 25013 | ESSENTIAL POWER MASSACHUSETTS LLC |  | 6028411 | 87696713 | 1642 | 10 |  |  | 0420117 | 4 | 0.0016 |  | 0.29 |  |  | 0.0007 |  | 2022 | 24 | 11.3 | 1010 | -1 | 74 | 221112 | -72.5962 | 42.0957 | 244 | 125 | 120 |  |  |  |  | N | N | N |  | N
1642_B_3 | MA | 25013 | ESSENTIAL POWER MASSACHUSETTS LLC |  | 6028411 | 87696613 | 1642 | 3 |  |  | 0420117 | 3 | 0 |  | 0 | 0 | 0 | 0 | 0 | 2022 | 223 | 13 | 325 | -1 | 43 | 221112 | -72.5962 | 42.0957 | 1150 | 125 | 100 |  |  |  |  | N | N | N |  | N
1586_G_GT1 | MA | 25017 | EXELON FRAMINGHAM LLC | Exelon Framingham LLC | 6400011 | 87369313 | 1586 | FJ-1 | 1586 | GT1 | 1190500 | 1 | 0.3462 |  | 1.298 | 0.016158 | 0.016158 | 0.0022 | 0.0112 | 2022 | 30 | 11.8 | 900 | -1 | 34 | 221112 | -71.3984 | 42.2672 | 186 | 125 | 120 |  | 10.1 | N | Distillate Fuel Oil | Y | N | N | 9999 | N |  | Combustion Turbine |  | 25.44 | 17414
1586_G_GT2 | MA | 25017 | EXELON FRAMINGHAM LLC | Exelon Framingham LLC | 6400011 | 87369413 | 1586 | FJ-2 | 1586 | GT2 | 1190500 | 2 | 0.4016 |  | 1.0988 | 0.015881 | 0.015881 | 0.0021 | 0.011 | 2022 | 30 | 11.8 | 900 | -1 | 34 | 221112 | -71.3984 | 42.2672 | 186 | 125 | 120 |  | 10 | N | Distillate Fuel Oil | Y | N | N | 9999 | N |  | Combustion Turbine |  | 24.85 | 17442
1586_G_GT3 | MA | 25017 | EXELON FRAMINGHAM LLC | Exelon Framingham LLC | 6400011 | 87369513 | 1586 | FJ-3 | 1586 | GT3 | 1190500 | 3 | 0.2679 |  | 1.3169 | 0.018782 | 0.018782 | 0.0025 | 0.0129 | 2022 | 30 | 11.8 | 900 | -1 | 34 | 221112 | -71.3984 | 42.2672 | 186 | 125 | 120 |  | 11.3 | N | Distillate Fuel Oil | Y | N | N | 9999 | N |  | Combustion Turbine |  | 26.6 | 17399
1595_G_3 | MA | 25017 | KENDALL GREEN ENERGY LLC | Kendall Square Station | 5646011 | 87559513 | 1595 | 3 | 1595 | 3 | 1190093 | 3 | 0.6398 |  | 12.3715 | 0.66641 | 0.66641 | 0.0903 | 0.7465 | 2022 | 175 | 9.6 | 370 | -1 | 31 | 221112 | -71.0797 | 42.3635 | 409 | 125 | 100 |  | 22.9 | Y | Natural Gas, Distillate Fuel Oil | Y | N | N | 9999 | N |  | Combined Cycle |  | 2107.0808 | 5852
1595_G_GEN4 | MA | 25017 | KENDALL GREEN ENERGY LLC | Kendall Square Station | 5646011 | 19971313 | 1595 | 4 | 1595 | GEN4 | 1190093 | 10 | 3.9434 | 2.4977 | 40.5334 | 2.5017 | 2.5017 | 3.6897 | 0.2248 | 2022 | 250 | 18 | 250 | -1 | 95 | 221112 | -71.0797 | 42.3635 | 2370 | 125 | 120 |  | 183.1 | Y | Natural Gas, Distillate Fuel Oil | Y | N | N | 9999 | N |  | Combined Cycle |  | 7208.5806 | 5852
1595_G_JET1 | MA | 25017 | KENDALL GREEN ENERGY LLC | Kendall Square Station | 5646011 | 87559213 | 1595 | S6 | 1595 | JET1 |  |  | 1.582 |  | 2.3471 | 0.025687 | 0.024487 | 0.0065 | 0.0018 |  | 33 | 13 | 1050 | -1 | 130 | 221112 | -71.0797 | 42.3635 |  | 125 | 120 |  | 18 | N | Distillate Fuel Oil | Y | N | N | 9999 | N |  | Combustion Turbine |  | 12.7 | 14606
54586_G_TRENT | MA | 25017 | TANNER STREET GENERATION LLC | Tanner Street Generation | 5233811 | 87523113 | 54586 | 2 | 54586 | TRENT | 1210362 | 7 | 0.2595 | 0.1541 | 2.0548 | 0.58692 | 0.58692 | 0.0667 | 0.0333 | 2022 | 160 | 12.1 | 400 | -1 | 75 | 221112 | -71.3126 | 42.6313 | 545 | 125 | 120 |  | 58 | N | Natural Gas, Distillate Fuel Oil | Y | N | N | 9999 | N |  | Combined Cycle |  | 387.9 | 8545
9038_G_12 | MA | 25017 | HUDSON LIGHT & POWER DEPARTMENT | Cherry Street | 4100911 | 87365213 |  |  | 9038 | 12 | 1190904 | 7 | 0.5426 |  | 4.7383 | 0.069709 | 0.069709 | 0.1073 | 0.2596 | 2022 | 51 | 3 | 1000 | -1 | 81 | 221112 | -71.5549 | 42.3917 | 51.7 | 125 | 160 |  | 4.9 | N | Natural Gas, Distillate Fuel Oil | N | N | N | 9999 | N |  | Combustion Turbine |  |  | 11220
9038_G_7 | MA | 25017 | HUDSON LIGHT & POWER DEPARTMENT | Cherry Street | 4100911 | 87365513 |  |  | 9038 | 7 | 1190904 | 2 | 0.1482 |  | 2.2958 | 0.070118 | 0.070118 | 0.1509 | 0.1874 | 2022 | 49 | 2.7 | 500 | -1 | 30 | 221112 | -71.5549 | 42.3917 | 31.1 | 125 | 160 |  | 2.5 | N | Distillate Fuel Oil | N | N | N | 9999 | N |  | Combustion Turbine |  |  | 11228
9038_G_8 | MA | 25017 | HUDSON LIGHT & POWER DEPARTMENT | Cherry Street | 4100911 | 87364813 |  |  | 9038 | 8 | 1190904 | 3 | 0.1974 |  | 1.5573 | 0.016811 | 0.016811 | 0.0188 | 0.0751 | 2022 | 49 | 2.8 | 550 | -1 | 37 | 221112 | -71.5549 | 42.3917 | 36 | 125 | 160 |  | 3.4 | N | Natural Gas, Distillate Fuel Oil | N | N | N | 9999 | N |  | Combustion Turbine |  |  | 11204
9038_G_10 | MA | 25017 | HUDSON LIGHT & POWER DEPARTMENT | Cherry Street | 4100911 | 87365013 |  |  | 9038 | 10 | 1190904 | 5 | 0.2149 |  | 2.2355 | 0.045981 | 0.045981 | 0.0861 | 0.1446 | 2022 | 22 | 2.2 | 800 | -1 | 70 | 221112 | -71.5549 | 42.3917 | 23.2 | 125 | 160 |  | 1.9 | N | Natural Gas, Distillate Fuel Oil | N | N | N | 2024 | N |  | Combustion Turbine |  |  | 11224
9038_G_11 | MA | 25017 | HUDSON LIGHT & POWER DEPARTMENT | Cherry Street | 4100911 | 87365113 |  |  | 9038 | 11 | 1190904 | 6 | 0.1375 |  | 2.13 | 0.065109 | 0.065109 | 0.14 | 0.1739 | 2022 | 22 | 2.2 | 800 | -1 | 70 | 221112 | -71.5549 | 42.3917 | 23.2 | 125 | 160 |  | 1.9 | N | Natural Gas, Distillate Fuel Oil | N | N | N | 2024 | N |  | Combustion Turbine |  |  | 11224
1595_G_2 | MA | 25017 | KENDALL GREEN ENERGY LLC |  | 5646011 | 87559413 | 1595 | 2 |  |  | 1190093 | 2 | 1.1364 |  | 11.0498 | 0.41111 | 0.41111 | 0.009 | 0.4607 | 2022 | 175 | 10 | 310 | -1 | 41 | 221112 | -71.0797 | 42.3635 | 273 | 125 | 100 |  |  |  |  | Y | N | N |  | N |  |  |  | 1960.8199
10307_G_CT1 | MA | 25021 | NEA BELLINGHAM | Bellingham Cogeneration Facility | 5736011 | 87695013 | 10307 | 1 | 10307 | CT1 | 1201550 | 1 | 4.44 | 0 | 29.8635 | 2.8317 | 2.8317 | 1.4382 | 0.26 | 2022 | 190 | 25 | 252 | -1 | 51.5 | 221112 | -71.4832 | 42.0925 | 1280 | 125 | 120 |  | 102 | N | Natural Gas, Distillate Fuel Oil | Y | N | N | 9999 | N | 10307_G_ST1;10307_G_CT1 | Combined Cycle |  | 704.0401 | 8349
10307_G_CT2 | MA | 25021 | NEA BELLINGHAM | Bellingham Cogeneration Facility | 5736011 | 87695113 | 10307 | 2 | 10307 | CT2 | 1201550 | 2 | 5.982 | 0 | 47.5123 | 2.8205 | 2.8205 | 1.5952 | 1.04 | 2022 | 190 | 25 | 252 | -1 | 51.5 | 221112 | -71.4832 | 42.0925 | 1280 | 125 | 120 |  | 102 | N | Natural Gas, Distillate Fuel Oil | Y | N | N | 9999 | N |  | Combined Cycle |  | 1005.8599 | 8349
1592_G_GT1 | MA | 25021 | CONSTELLATION WEST MEDWAY LLC | Exelon Medway LLC | 5851311 | 87476613 | 1592 | J1T1 | 1592 | GT1 | 1200133 | 1 | 0.6177 |  | 3.138 | 0.023477 | 0.023477 | 0.0033 | 0.0162 | 2022 | 65 | 12 | 900 | -1 | 34 | 221112 | -71.4478 | 42.1396 | 392 | 125 | 120 |  | 42 | N | Distillate Fuel Oil | Y | N | N | 9999 | N |  | Combustion Turbine |  | 30.94 | 16972
1592_G_GT2 | MA | 25021 | CONSTELLATION WEST MEDWAY LLC | Exelon Medway LLC | 5851311 | 87476813 | 1592 | J2T1 | 1592 | GT2 | 1200133 | 3 | 0.4031 |  | 2.2842 | 0.019334 | 0.019334 | 0.0027 | 0.0133 | 2022 | 65 | 12 | 900 | -1 | 34 | 221112 | -71.4478 | 42.1396 | 392 | 125 | 120 |  | 39.8 | N | Distillate Fuel Oil | Y | N | N | 9999 | N |  | Combustion Turbine |  | 24.51 | 16975
1592_G_GT3 | MA | 25021 | CONSTELLATION WEST MEDWAY LLC | Exelon Medway LLC | 5851311 | 87477013 | 1592 | J3T1 | 1592 | GT3 | 1200133 | 5 | 0.8213 |  | 4.3022 | 0.032592 | 0.032592 | 0.0045 | 0.0225 | 2022 | 65 | 12 | 900 | -1 | 34 | 221112 | -71.4478 | 42.1396 | 392 | 125 | 120 |  | 42 | N | Distillate Fuel Oil | Y | N | N | 9999 | N |  | Combustion Turbine |  | 44.31 | 16976
1660_G_WAT1 | MA | 25021 | BRAINTREE ELECTRIC | Potter Station 2 | 6569511 | 90731513 | 1660 | 4 | 1660 | WAT1 | 1190491 | 13 | 0.9268 | 0.1365 | 1.19 | 0.54277 | 0.54277 | 0.0459 | 0.2121 | 2022 | 100 | 11 | 815 | -1 | 98.5 | 221112 | -70.9674 | 42.2349 | 545 | 125 | 120 |  | 52.6 | N | Natural Gas, Distillate Fuel Oil | Y | N | N | 9999 | N |  | Combustion Turbine |  | 386.6598 | 10745
1660_G_WAT2 | MA | 25021 | BRAINTREE ELECTRIC | Potter Station 2 | 6569511 | 90731613 | 1660 | 5 | 1660 | WAT2 | 1190491 | 14 | 0.9878 | 0.1456 | 1.6872 | 0.58581 | 0.58581 | 0.0488 | 0.2284 | 2022 | 100 | 11 | 815 | -1 | 98.5 | 221112 | -70.9674 | 42.2349 | 545 | 125 | 120 |  | 52.6 | N | Natural Gas, Distillate Fuel Oil | Y | N | N | 9999 | N |  | Combustion Turbine |  | 412.6599 | 10745
55211_G_U1 | MA | 25021 | ANP BELLINGHAM ENERGY COMPANY LLC | ANP Bellingham Energy Project | 5735611 | 87525413 | 55211 | 1 | 55211 | U1 | 1201509 | 1 | 55.9158 | 4.4163 | 39.6853 | 1.8909 | 1.8909 | 2.5954 | 6.4878 | 2022 | 180 | 18 | 210 | -1 | 63 | 221112 | -71.4532 | 42.1105 | 2180 | 125 | 120 |  | 270.3 | N | Natural Gas | Y | N | N | 9999 | N |  | Combined Cycle |  | 6277.6787 | 7737
55211_G_U2 | MA | 25021 | ANP BELLINGHAM ENERGY COMPANY LLC | ANP Bellingham Energy Project | 5735611 | 87524813 | 55211 | 2 | 55211 | U2 | 1201509 | 2 | 34.3802 | 5.9577 | 39.7283 | 1.5154 | 1.5154 | 2.6234 | 6.6568 | 2022 | 180 | 18 | 210 | -1 | 63 | 221112 | -71.4532 | 42.1105 | 2180 | 125 | 120 |  | 271.4 | N | Natural Gas | Y | N | N | 9999 | N |  | Combined Cycle |  | 6497.1587 | 7697
55317_G_GT11 | MA | 25021 | FORE RIVER ENERGY CENTER | Fore River Generating Station | 6567311 | 87373313 | 55317 | 11 | 55317 | GT11 | 1190227 | 3 | 19.52 | 6.673 | 55.4897 | 16.6107 | 16.6107 | 3.715 | 8.93 | 2022 | 255 | 20.5 | 248 | -1 | 68.45 | 221112 | -70.9659 | 42.2421 | 2960 | 125 | 140 |  | 228.8 | N | Natural Gas, Distillate Fuel Oil | Y | N | N | 9999 | N | 55317_G_ST15;55317_G_GT11 | Combined Cycle |  | 5213.3511 | 7470
55317_G_GT12 | MA | 25021 | FORE RIVER ENERGY CENTER | Fore River Generating Station | 6567311 | 87373513 | 55317 | 12 | 55317 | GT12 |  |  | 17.1 | 4.754 | 58.2203 | 20.1363 | 20.1363 | 4.0548 | 12.21 |  | 255 | 20.5 | 248 | -1 | 68.45 | 221112 | -70.9659 | 42.2421 |  | 125 | 140 |  | 228.1 | N | Natural Gas, Distillate Fuel Oil | Y | N | N | 9999 | N |  | Combined Cycle |  | 5351.5405 | 7470
59882_G_4 | MA | 25021 | CONSTELLATION WEST MEDWAY LLC | Exelon West Medway II LLC | 5851311 | 137477713 | 59882 | J4 | 59882 | 4 | 1200133 | 16 | 1.7684 | 1.9637 | 6.3318 | 8.8547 | 8.8547 | 0.4142 | 0.201 | 2022 | 160 | 13 | 844 | -1 | 90 | 221112 | -71.4478 | 42.1396 | 992 | 125 | 120 |  | 96.3 | N | Natural Gas, Distillate Fuel Oil | Y | N | N | 9999 | N |  | Combustion Turbine |  | 2043.5903 | 10745
59882_G_5 | MA | 25021 | CONSTELLATION WEST MEDWAY LLC | Exelon West Medway II LLC | 5851311 | 137477813 | 59882 | J5 | 59882 | 5 |  |  | 1.2441 | 1.5274 | 4.2876 | 7.0822 | 7.0822 | 0.2694 | 0.7468 |  | 160 | 13 | 844 | -1 | 90 | 221112 | -71.4478 | 42.1396 |  | 125 | 120 |  | 92.5 | N | Natural Gas, Distillate Fuel Oil | Y | N | N | 9999 | N |  | Combustion Turbine |  | 1394.2902 | 10745
1592_G_GT3x | MA | 25021 | CONSTELLATION WEST MEDWAY LLC |  | 5851311 | 87477113 | 1592 | J3T2 |  |  | 1200133 | 6 | 1.0469 |  | 4.4143 | 0.036596 | 0.036596 | 0.0051 | 0.0252 | 2022 | 65 | 12 | 900 | -1 | 34 | 221112 | -71.4478 | 42.1396 | 392 | 125 | 120 |  |  |  |  | Y | N | N |  | N |  |  |  | 44.58
1592_G_GT1x | MA | 25021 | CONSTELLATION WEST MEDWAY LLC |  | 5851311 | 87476713 | 1592 | J1T2 |  |  | 1200133 | 2 | 0.4143 |  | 2.781 | 0.018367 | 0.018367 | 0.0026 | 0.0126 | 2022 | 65 | 12 | 900 | -1 | 34 | 221112 | -71.4478 | 42.1396 | 392 | 125 | 120 |  |  |  |  | Y | N | N |  | N |  |  |  | 26.02
1592_G_GT2x | MA | 25021 | CONSTELLATION WEST MEDWAY LLC |  | 5851311 | 87476913 | 1592 | J2T2 |  |  | 1200133 | 4 | 0.5429 |  | 2.5544 | 0.020025 | 0.020025 | 0.0028 | 0.0138 | 2022 | 65 | 12 | 900 | -1 | 34 | 221112 | -71.4478 | 42.1396 | 392 | 125 | 120 |  |  |  |  | Y | N | N |  | N |  |  |  | 26.05
1660_G_CC3 | MA | 25021 | BRAINTREE ELECTRIC |  | 6569511 | 87608013 | 1660 | 3 |  |  | 1190491 | 3 | 0 | 0 | 0 | 0 | 0 | 0 | 0 | 2022 | 130 | 17 | 375 | -1 | 49 | 221112 | -70.9674 | 42.2349 | 976 | 125 | 120 |  |  |  |  | N | N | N |  | N | 1660_G_CC3;1660_G_CC2
50290_B_1 | MA | 25023 | SEMASS PARTNERSHIP | SEMASS Resource Recovery | 8127611 | 87460713 |  |  | 50290 | 1 | 1200001 | 1 | 247.3435 | 6.295 | 542.708 | 24.6824 | 24.6824 | 99.2922 | 3.3085 | 2022 | 345 | 7.5 | 290 | -1 | 85 | 562213 | -70.7875 | 41.8023 | 389 | 103 | 270 |  | 27 | N | MSW | N | Y | N | 9999 | N |  | Municipal Solid Waste |  |  | 18661
50290_B_2 | MA | 25023 | SEMASS PARTNERSHIP | SEMASS Resource Recovery | 8127611 | 87460813 |  |  | 50290 | 2 | 1200001 | 2 | 242.4035 | 7.896 | 402.4964 | 19.9316 | 19.9316 | 90.4913 | 1.8554 | 2022 | 345 | 7.5 | 290 | -1 | 85 | 562213 | -70.7875 | 41.8023 | 389 | 103 | 270 |  | 27 | N | MSW | N | Y | N | 9999 | N |  | Municipal Solid Waste |  |  | 18661
50290_B_3 | MA | 25023 | SEMASS PARTNERSHIP | SEMASS Resource Recovery | 8127611 | 87460913 |  |  | 50290 | 3 | 1200001 | 3 | 173.8032 | 3.03 | 511.3912 | 4.2121 | 4.2121 | 129.7005 | 1.2202 | 2022 | 345 | 7.5 | 290 | -1 | 85 | 562213 | -70.7875 | 41.8023 | 389 | 103 | 270 |  | 27 | N | MSW | N | Y | N | 9999 | N |  | Municipal Solid Waste |  |  | 18661
10176_G_NO.6 | MA | 25025 | MBTA SOUTH BOSTON POWER | M Street Jet | 4032711 | 87719413 | 10176 | B | 10176 | NO.6 | 1191667 | 2 | 0.1 | 0.067 | 0.2882 | 0.02076 | 0.02076 | 0.07 | 0.006 | 2022 | 77.2 | 12.45 | 465 | -1 | 89.05 | 485119 | -71.0299 | 42.3395 | 396 | 125 | 120 |  | 50 | N | Distillate Fuel Oil | Y | N | N | 9999 | N |  | Combustion Turbine |  | 9.44 | 15347
10823_G_G101 | MA | 25025 | MWRA DEER ISLAND | Deer Island Treatment Plant | 4064511 | 35269513 |  |  | 10823 | G101 | 1191899 | 41 | 0.047 |  | 0.255 | 0.062145 | 0.062145 | 0.002 | 0.003 | 2022 | 90 | 10 | 730 | -1 | 94 | 221320 | -70.9566 | 42.3504 | 256 | 105 | 120 |  | 22 | N | Distillate Fuel Oil | N | N | N | 9999 | N |  | Combustion Turbine |  |  | 13449
10823_G_G201 | MA | 25025 | MWRA DEER ISLAND | Deer Island Treatment Plant | 4064511 | 35269413 |  |  | 10823 | G201 | 1191899 | 42 | 0.042 |  | 0.228 | 0.05524 | 0.05524 | 0.0001 | 0.002 | 2022 | 90 | 10 | 730 | -1 | 94 | 221320 | -70.9566 | 42.3504 | 256 | 105 | 120 |  | 22 | N | Distillate Fuel Oil | N | N | N | 9999 | N |  | Combustion Turbine |  |  | 13449
10883_G_CT1 | MA | 25025 | MEDICAL AREA TOTAL ENERGY PLANT | Medical Area Total Energy Plant | 7887011 | 87498913 |  |  | 10883 | CT1 | 1191191 | 27 | 2.4005 | 0.7401 | 2.7709 | 3.0726 | 3.0726 | 0.3401 | 1.0901 | 2022 | 315 | 9.72 | 414 | -1 | 74 | 221330 | -71.1083 | 42.3369 | 228 | 125 | 120 |  | 12.5 | Y | Natural Gas, Distillate Fuel Oil | N | Y | N | 9999 | N | 10883_G_CT1;10883_B_GTHSG1 | Combustion Turbine |  |  | 8700
10883_G_CT2 | MA | 25025 | MEDICAL AREA TOTAL ENERGY PLANT | Medical Area Total Energy Plant | 7887011 | 87499013 |  |  | 10883 | CT2 | 1191191 | 28 | 2.5 | 0.7401 | 3.0045 | 3.2906 | 3.2906 | 0.36 | 0.22 | 2022 | 315 | 9.72 | 414 | -1 | 74 | 221330 | -71.1083 | 42.3369 | 228 | 125 | 120 |  | 12.5 | Y | Natural Gas, Distillate Fuel Oil | N | Y | N | 9999 | N | 10883_B_GTHSG2;10883_G_CT2 | Combustion Turbine |  |  | 8700
10883_G_DEG1 | MA | 25025 | MEDICAL AREA TOTAL ENERGY PLANT | Medical Area Total Energy Plant | 7887011 | 87498513 |  |  | 10883 | DEG1 | 1191191 | 6 | 0.0124 | 0.0098 | 4.69 | 0.022419 | 0.022419 | 0.0037 | 0.2 | 2022 | 315 | 9.72 | 414 | -1 | 74 | 221330 | -71.1083 | 42.3369 | 63.8 | 125 | 160 |  | 6 | Y | Distillate Fuel Oil | N | Y | N | 9999 | N |  | Combustion Turbine |  |  | 8700
10883_G_DEG2 | MA | 25025 | MEDICAL AREA TOTAL ENERGY PLANT | Medical Area Total Energy Plant | 7887011 | 87498613 |  |  | 10883 | DEG2 | 1191191 | 7 | 0.0035 | 0.0029 | 1.37 | 0.0067142 | 0.0067142 | 0.0011 | 0.0603 | 2022 | 315 | 9.72 | 414 | -1 | 74 | 221330 | -71.1083 | 42.3369 | 63.8 | 125 | 160 |  | 6 | Y | Distillate Fuel Oil | N | Y | N | 9999 | N |  | Combustion Turbine |  |  | 8700
10883_G_DEG3 | MA | 25025 | MEDICAL AREA TOTAL ENERGY PLANT | Medical Area Total Energy Plant | 7887011 | 87498713 |  |  | 10883 | DEG3 | 1191191 | 8 | 0.0066 | 0.005 | 2.52 | 0.011494 | 0.011494 | 0.0019 | 0.1 | 2022 | 315 | 9.72 | 414 | -1 | 74 | 221330 | -71.1083 | 42.3369 | 63.8 | 125 | 160 |  | 6 | Y | Distillate Fuel Oil | N | Y | N | 9999 | N |  | Combustion Turbine |  |  | 8700
10883_G_DEG4 | MA | 25025 | MEDICAL AREA TOTAL ENERGY PLANT | Medical Area Total Energy Plant | 7887011 | 87498813 |  |  | 10883 | DEG4 | 1191191 | 9 | 0.0099 | 0.0081 | 3.79 | 0.018436 | 0.018436 | 0.0031 | 0.17 | 2022 | 315 | 9.72 | 414 | -1 | 74 | 221330 | -71.1083 | 42.3369 | 63.8 | 125 | 160 |  | 6 | Y | Distillate Fuel Oil | N | Y | N | 9999 | N |  | Combustion Turbine |  |  | 8700
10883_G_DEG5 | MA | 25025 | MEDICAL AREA TOTAL ENERGY PLANT | Medical Area Total Energy Plant | 7887011 | 3307313 |  |  | 10883 | DEG5 | 1191191 | 10 | 0.0122 | 0.0098 | 4.65 | 0.022305 | 0.022305 | 0.0037 | 0.2 | 2022 | 315 | 9.72 | 414 | -1 | 74 | 221330 | -71.1083 | 42.3369 | 63.8 | 125 | 160 |  | 6 | Y | Distillate Fuel Oil | N | Y | N | 9999 | N |  | Combustion Turbine |  |  | 8700
10883_B_HSG1 | MA | 25025 | MEDICAL AREA TOTAL ENERGY PLANT | Medical Area Total Energy Plant | 7887011 | 87498313 |  |  | 10883 | HSG1 | 1191191 | 4 | 0.31 | 0.2 | 4.55 | 1.4212 | 1.4212 | 0.0285 | 0.26 | 2022 | 315 | 9.72 | 414 | -1 | 74 | 221330 | -71.1083 | 42.3369 | 225 | 125 | 100 |  | 2.8 | Y | Natural Gas | N | Y | N | 9999 | N |  | O/G Steam |  |  | 8300
10883_B_HSG2 | MA | 25025 | MEDICAL AREA TOTAL ENERGY PLANT | Medical Area Total Energy Plant | 7887011 | 87498413 |  |  | 10883 | HSG2 | 1191191 | 5 | 0.5 | 0.53 | 11.82 | 1.7054 | 1.7054 | 0.076 | 0.7 | 2022 | 315 | 9.72 | 414 | -1 | 74 | 221330 | -71.1083 | 42.3369 | 225 | 125 | 100 |  | 2.8 | Y | Natural Gas | N | Y | N | 9999 | N |  | O/G Steam |  |  | 8300
10883_B_PSG1 | MA | 25025 | MEDICAL AREA TOTAL ENERGY PLANT | Medical Area Total Energy Plant | 7887011 | 96706213 |  |  | 10883 | PSG1 | 1191191 | 30 | 0.0047 | 0.87 | 1.9 | 2.1189 | 2.1189 | 0.41 | 0.55 | 2022 | 315 | 9.72 | 414 | -1 | 74 | 221330 | -71.1083 | 42.3369 | 214 | 125 | 100 |  | 2.8 | Y | Natural Gas | N | Y | N | 9999 | N |  | O/G Steam |  |  | 8300
10883_B_PSG2 | MA | 25025 | MEDICAL AREA TOTAL ENERGY PLANT | Medical Area Total Energy Plant | 7887011 | 87498113 |  |  | 10883 | PSG2 | 1191191 | 2 | 0.91 | 0.183 | 7.46 | 2.4167 | 2.4167 | 0.0369 | 0.2682 | 2022 | 315 | 9.72 | 414 | -1 | 74 | 221330 | -71.1083 | 42.3369 | 244 | 125 | 100 |  | 2.8 | Y | Natural Gas | N | Y | N | 9999 | N |  | O/G Steam |  |  | 8300
10883_B_PSG3 | MA | 25025 | MEDICAL AREA TOTAL ENERGY PLANT | Medical Area Total Energy Plant | 7887011 | 87498213 |  |  | 10883 | PSG3 | 1191191 | 3 | 5.3265 | 0.5476 | 22.45 | 1.0186 | 1.0186 | 0.102 | 0.9219 | 2022 | 315 | 9.72 | 414 | -1 | 74 | 221330 | -71.1083 | 42.3369 | 244 | 125 | 100 |  | 2.8 | Y | Natural Gas | N | Y | N | 9999 | N |  | O/G Steam |  |  | 8300
1588_G_GT81 | MA | 25025 | MYSTIC STATION |  | 7240911 | 7503613 | 1588 | 81 |  |  | 1190128 | 23 | 11.8 | 1.7 | 11.8718 | 3.2724 | 3.2724 | 0.9449 | 0.7 | 2022 | 305 | 20.5 | 197 | -1 | 72.3 | 221112 | -71.0673 | 42.3905 | 2960 | 125 | 140 |  |  |  |  | Y | N | N |  | N | 1588_G_GT81;1588_G_ST85 |  |  | 1458.7698
1588_G_GT82 | MA | 25025 | MYSTIC STATION |  | 7240911 | 7504013 | 1588 | 82 |  |  | 1190128 | 24 | 10.6 | 1.2 | 12.9215 | 3.0906 | 3.0906 | 1.0341 | 1.6 | 2022 | 305 | 20.5 | 197 | -1 | 72.3 | 221112 | -71.0673 | 42.3905 | 2960 | 125 | 140 |  |  |  |  | Y | N | N |  | N |  |  |  | 1608.5897
1588_G_GT93 | MA | 25025 | MYSTIC STATION |  | 7240911 | 87693713 | 1588 | 93 |  |  | 1190128 | 27 | 10.7 | 1 | 10.4757 | 2.9088 | 2.9088 | 0.8304 | 0.7 | 2022 | 305 | 20.5 | 197 | -1 | 72.3 | 221112 | -71.0673 | 42.3905 | 2960 | 125 | 140 |  |  |  |  | Y | N | N |  | N | 1588_G_GT93;1588_G_ST96 |  |  | 1277.2501
1588_G_GT94 | MA | 25025 | MYSTIC STATION |  | 7240911 | 87693813 | 1588 | 94 |  |  | 1190128 | 28 | 7.5 | 0.8 | 9.9656 | 3.636 | 3.636 | 0.8188 | 0.7 | 2022 | 305 | 20.5 | 197 | -1 | 72.3 | 221112 | -71.0673 | 42.3905 | 2960 | 125 | 140 |  |  |  |  | Y | N | N |  | N |  |  |  | 1255.88
10176_G_NO.6x | MA | 25025 | MBTA SOUTH BOSTON POWER |  | 4032711 | 87719313 | 10176 | A |  |  | 1191667 | 1 | 0.19 | 0 | 0.476 | 0.08001 | 0.08001 | 0.13 | 0.01 | 2022 | 73.6 | 11.37 | 465 | -1 | 89.05 | 485119 | -71.0299 | 42.3395 | 396 | 125 | 120 |  |  |  |  | Y | N | N |  | N |  |  |  | 17.26
50878_B_UNIT1 | MA | 25027 | WHEELABRATOR MILLBURY INC | Wheelabrator Millbury Facility | 7869811 | 87378813 |  |  | 50878 | UNIT1 | 1180419 | 1 | 20.0438 | 1.0889 | 429.485 | 1.7383 | 1.7383 | 69.28 | 2.4629 | 2022 | 365 | 10 | 235 | -1 | 68 | 562213 | -71.7673 | 42.2207 | 323 | 103 | 270 |  | 20 | N | MSW | N | Y | N | 9999 | N |  | Municipal Solid Waste |  |  | 15839
50878_B_UNIT2 | MA | 25027 | WHEELABRATOR MILLBURY INC | Wheelabrator Millbury Facility | 7869811 | 87378913 |  |  | 50878 | UNIT2 | 1180419 | 2 | 17.5009 | 0.9747 | 413.919 | 4.6875 | 4.6875 | 75.7815 | 2.4764 | 2022 | 365 | 10 | 235 | -1 | 68 | 562213 | -71.7673 | 42.2207 | 323 | 103 | 270 |  | 20 | N | MSW | N | Y | N | 9999 | N |  | Municipal Solid Waste |  |  | 15839
54620_B_B1 | MA | 25027 | NE RENEWABLE POWER FITCHBURG LLC | Stored Solar Fitchburg, LLC | 6637711 | 87334713 | 54620 | 1 | 54620 | B1 | 1180061 | 1 | 72.7409 | 0.525 | 26.9992 | 1.9626 | 0.93957 | 0.3806 | 2.3295 | 2022 | 180 | 6 | 330 | -1 | 39 | 221117 | -71.8531 | 42.543 | 260 | 125 | 100 |  | 14.9 | N | Biomass | N | N | N | 9999 | N |  | Biomass |  |  | 17659
54805_G_GT-1 | MA | 25027 | MILFORD POWER LLC | Milford Power LP | 6468611 | 87855913 | 54805 | 1 | 54805 | GT-1 | 1201504 | 1 | 0.8 | 0.6 | 13.8789 | 8.5792 | 8.5792 | 0.4 | 1.3 | 2022 | 125 | 19 | 271 | -1 | 44 | 221112 | -71.5116 | 42.1289 | 1940 | 125 | 120 |  | 123 | N | Natural Gas | Y | N | N | 9999 | N | 54805_G_GT-1;54805_G_ST-1 | Combined Cycle |  | 1084.0798 | 8382
55079_G_CT01 | MA | 25027 | MILLENNIUM POWER COMPANY LLC | Millennium Power | 6066411 | 87811813 | 55079 | 1 | 55079 | CT01 | 1180281 | 1 | 32.45 | 14.99 | 60.8604 | 13.5 | 13.5 | 2.4669 | 1.42 | 2022 | 225 | 19 | 242 | -1 | 89 | 221112 | -72.0151 | 42.1124 | 2530 | 125 | 120 |  | 211.8 | N | Natural Gas | Y | N | N | 9999 | N | 55079_G_CT01;55079_G_ST01 | Combined Cycle |  | 3653.3418 | 7223
55212_G_U1 | MA | 25027 | BLACKSTONE POWER GENERATING LLC | ANP Blackstone Energy Project | 6049311 | 87676613 | 55212 | 1 | 55212 | U1 | 1180211 | 1 | 27.5595 | 6.2429 | 38.9533 | 2.0828 | 2.0828 | 2.8583 | 7.139 | 2022 | 180 | 18 | 210 | -1 | 63 | 221112 | -71.5157 | 42.06 | 1820 | 125 | 120 |  | 246.6 | N | Natural Gas | Y | N | N | 9999 | N |  | Combined Cycle |  | 6906.2095 | 7763
55212_G_U2 | MA | 25027 | BLACKSTONE POWER GENERATING LLC | ANP Blackstone Energy Project | 6049311 | 87675913 | 55212 | 2 | 55212 | U2 | 1180211 | 2 | 17.6725 | 7.2387 | 38.7129 | 2.1613 | 2.1613 | 2.9536 | 7.4089 | 2022 | 180 | 18 | 210 | -1 | 63 | 221112 | -71.5157 | 42.06 | 1820 | 125 | 120 |  | 239 | N | Natural Gas | Y | N | N | 9999 | N |  | Combined Cycle |  | 7160.7095 | 7762
56527_G_GEN1 | MA | 25027 | RESOURCE CONTROL INC-WESTMINSTER | Fitchburg Gas Recovery | 5088111 | 87793313 |  |  | 56527 | GEN1 | 1180329 | 4 | 39.6381 |  | 8.3183 | 1.5968 | 1.5968 | 1.5754 | 6.995 | 2022 | 19 | 1.33 | 941 | -1 | 90 | 562212 | -71.847 | 42.5335 | 17.8 | 104 | 160 |  | 1.6 | N | Landfill Gas | N | N | N | 9999 | N |  | Landfill Gas |  |  | 13500
56527_G_GEN2 | MA | 25027 | RESOURCE CONTROL INC-WESTMINSTER | Fitchburg Gas Recovery | 5088111 | 87793413 |  |  | 56527 | GEN2 | 1180329 | 5 | 40.0642 |  | 8.2315 | 1.5413 | 1.5413 | 1.4148 | 7.5884 | 2022 | 19 | 1.33 | 941 | -1 | 90 | 562212 | -71.847 | 42.5335 | 17.8 | 104 | 160 |  | 1.6 | N | Landfill Gas | N | N | N | 9999 | N |  | Landfill Gas |  |  | 13500
56527_G_GEN3 | MA | 25027 | RESOURCE CONTROL INC-WESTMINSTER | Fitchburg Gas Recovery | 5088111 | 90635613 |  |  | 56527 | GEN3 | 1180329 | 8 | 39.8391 |  | 7.9808 | 1.644 | 1.644 | 1.6221 | 6.5533 | 2022 | 19 | 1.33 | 941 | -1 | 90 | 562212 | -71.847 | 42.5335 | 17.8 | 104 | 160 |  | 1.6 | N | Landfill Gas | N | N | N | 9999 | N |  | Landfill Gas |  |  | 13500
6125_G_1 | MA | 25027 | SHREWSBURY ELECTRIC AND CABLE OPERATIONS | Shrewsbury | 5096411 | 87700513 |  |  | 6125 | 1 | 1180664 | 1 | 0.115 |  | 3.7904 | 0.11585 | 0.11585 | 0.2491 | 0.3094 | 2022 | 20 | 3.3 | 680 | -1 | 45 | 221112 | -71.7187 | 42.2756 | 28.8 | 125 | 160 |  | 2.8 | N | Distillate Fuel Oil | N | N | N | 9999 | N |  | Combustion Turbine |  |  | 18506
6125_G_2 | MA | 25027 | SHREWSBURY ELECTRIC AND CABLE OPERATIONS | Shrewsbury | 5096411 | 87700613 |  |  | 6125 | 2 | 1180664 | 2 | 0.1421 |  | 3.862 | 0.11796 | 0.11796 | 0.2538 | 0.3152 | 2022 | 20 | 3.3 | 680 | -1 | 45 | 221112 | -71.7187 | 42.2756 | 28.8 | 125 | 160 |  | 2.8 | N | Distillate Fuel Oil | N | N | N | 9999 | N |  | Combustion Turbine |  |  | 18500
6125_G_3 | MA | 25027 | SHREWSBURY ELECTRIC AND CABLE OPERATIONS | Shrewsbury | 5096411 | 87700713 |  |  | 6125 | 3 | 1180664 | 3 | 0.1424 |  | 3.8019 | 0.11612 | 0.11612 | 0.2499 | 0.3103 | 2022 | 20 | 3.3 | 680 | -1 | 45 | 221112 | -71.7187 | 42.2756 | 28.8 | 125 | 160 |  | 2.8 | N | Distillate Fuel Oil | N | N | N | 9999 | N |  | Combustion Turbine |  |  | 18500
6125_G_4 | MA | 25027 | SHREWSBURY ELECTRIC AND CABLE OPERATIONS | Shrewsbury | 5096411 | 87701013 |  |  | 6125 | 4 | 1180664 | 4 | 0.1234 |  | 3.8469 | 0.11757 | 0.11757 | 0.2528 | 0.314 | 2022 | 20 | 3.3 | 680 | -1 | 45 | 221112 | -71.7187 | 42.2756 | 28.8 | 125 | 160 |  | 2.8 | N | Distillate Fuel Oil | N | N | N | 9999 | N |  | Combustion Turbine |  |  | 18500
6125_G_5 | MA | 25027 | SHREWSBURY ELECTRIC AND CABLE OPERATIONS | Shrewsbury | 5096411 | 87700813 |  |  | 6125 | 5 | 1180664 | 5 | 0.1225 |  | 3.8704 | 0.11822 | 0.11822 | 0.2544 | 0.3159 | 2022 | 20 | 3.3 | 690 | -1 | 45 | 221112 | -71.7187 | 42.2756 | 28.8 | 125 | 160 |  | 2.8 | N | Distillate Fuel Oil | N | N | N | 9999 | N |  | Combustion Turbine |  |  | 18500
50772_B_B1 | MI | 26001 | National Energy of Lincoln LLC | Viking Energy of Lincoln | 5737411 | 22977113 |  |  | 50772 | B1 | N0890 | EU0003 | 112.2857 | 0.00022 | 201.193 | 10.0861 | 10.0861 | 147.879 | 0.63187 | 2022 | 150 | 6 | 360 | 926.2833 | 32.761 | 221117 | -83.4199 | 44.6807 | 230 | 125 | 100 | 121&128&204 | 16.3 | N | Biomass | N | N | N | 9999 | N |  | Biomass | 8256 |  | 13500
1880_G_8 | MI | 26005 | Wolverine Power Supply Cooperative | Claude Vandyke | 5749211 | 20405713 |  |  | 1880 | 8 | B5421 | EU0012 | 3.648 |  | 16.8 | 0.2936 | 0.2936 | 0.1527 | 0.09342 | 2022 | 45 | 12.83 | 919 | 10914.6168 | 84.4 | 221112 | -85.8542 | 42.7313 | 316 | 125 | 120 |  | 20.2 | N | Natural Gas | N | N | N | 9999 | N |  | Combustion Turbine | 120 |  | 18769
7268_G_7 | MI | 26005 | Holland BPW, 48th Street Peaking Station | 491 E 48th Street | 7258311 | 7293213 | 7258 | **7 | 7268 | 7 | N2586 | EU0003 | 0.84413 |  | 2.7149 | 0.18604 | 0.18603 | 0.0306 | 0.059065 | 2022 | 35 | 12.8 | 1005 | 4577.75 | 35.575 | 221112 | -86.0847 | 42.7541 | 422 | 125 | 120 |  | 35 | N | Natural Gas, Distillate Fuel Oil | Y | N | N | 9999 | N |  | Combustion Turbine | 8 | 160.93 | 17570
7268_G_8 | MI | 26005 | Holland BPW, 48th Street Peaking Station | 491 E 48th Street | 7258311 | 7293113 | 7258 | **8 | 7268 | 8 | N2586 | EU0004 | 1.988 |  | 7.9809 | 0.44043 | 0.44035 | 0.1042 | 0.13913 | 2022 | 35 | 12.8 | 1005 | 4577.75 | 35.575 | 221112 | -86.0847 | 42.7541 | 422 | 125 | 120 |  | 35 | N | Natural Gas, Distillate Fuel Oil | Y | N | N | 9999 | N |  | Combustion Turbine | 6 | 372.9901 | 17570
7268_G_9 | MI | 26005 | Holland BPW, 48th Street Peaking Station | 491 E 48th Street | 7258311 | 7292913 | 7258 | 9 | 7268 | 9 | N2586 | EU0007 | 59.28 |  | 15.6482 | 4.587 | 4.587 | 0.2334 | 1.459 | 2022 | 70 | 14.76 | 1050 | 8559.0501 | 50.022 | 221112 | -86.0847 | 42.755 | 875 | 125 | 120 |  | 75 | N | Natural Gas | Y | N | N | 9999 | N |  | Combustion Turbine | 776 | 1203.0403 | 17570
1772_B_1 | MI | 26013 | LANSE WARDEN ELECTRIC COMPANY LLC | John H Warden | 4994411 | 30809713 |  |  | 1772 | 1 | B4260 | EU0009 | 70.2728 | 1.97 | 181.0686 | 22.6339 | 20.5948 | 40.7224 | 0.4241 | 2022 | 148 | 7.5 | 350 | 1833.3333 | 41.5 | 221117 | -88.4556 | 46.7556 | 324 | 125 | 100 |  | 17.7 | N | Biomass | N | N | N | 9999 | N |  | Biomass | 6744 |  | 17180
61391_G_M1 | MI | 26013 | Upper Michigan Energy Resources -A.J. Mihm G.S. | A.J. Mihm Generating Station | 18981111 | 137113013 |  |  | 61391 | M1 | P0796 | EU0004 | 4.994 |  | 7.817 | 1.907 | 1.907 | 0.2105 | 6.256 | 2022 | 65 | 5.25 | 678 | 2102.0833 | 97.105 | 221112 | -88.6165 | 46.7938 | 25800 | 125 | 160 |  | 18.9 | N | Natural Gas | N | N | N | 9999 | N |  | Combustion Turbine | 4816 |  | 10745
61391_G_M2 | MI | 26013 | Upper Michigan Energy Resources -A.J. Mihm G.S. | A.J. Mihm Generating Station | 18981111 | 137113113 |  |  | 61391 | M2 | P0796 | EU0005 | 5.246 |  | 8.067 | 1.73 | 1.73 | 0.2318 | 8.651 | 2022 | 65 | 5.25 | 678 | 2102.0833 | 97.105 | 221112 | -88.6165 | 46.7938 | 25800 | 125 | 160 |  | 18.8 | N | Natural Gas | N | N | N | 9999 | N |  | Combustion Turbine | 5488 |  | 10745
61391_G_M3 | MI | 26013 | Upper Michigan Energy Resources -A.J. Mihm G.S. | A.J. Mihm Generating Station | 18981111 | 137113213 |  |  | 61391 | M3 | P0796 | EU0006 | 8.1495 |  | 5.614 | 1.839 | 1.839 | 0.18768 | 6.2585 | 2022 | 65 | 5.25 | 678 | 2102.0833 | 97.105 | 221112 | -88.6165 | 46.7938 | 25800 | 125 | 160 |  | 18.8 | N | Natural Gas | N | N | N | 9999 | N |  | Combustion Turbine | 25 |  | 10745
7398_G_GEN1 | MI | 26017 | BAY CITY ELECTRIC LIGHT & POWER | Water Street Station | 4171511 | 35921813 |  |  | 7398 | GEN1 | B7529 | EU0001 | 1.1941 | 0.024966 | 8.0335 | 0.13214 | 0.13214 | 0.05925 | 0.36401 | 2022 | [5 empty] | 221118 | -83.8959 | 43.5827 | 5.7 | 125 | 160 |  | 5.5 | N | Natural Gas, Distillate Fuel Oil | N | N | N | 9999 | N |  | Combustion Turbine | 23 |  | 11291
7398_G_GEN2 | MI | 26017 | BAY CITY ELECTRIC LIGHT & POWER | Water Street Station | 4171511 | 35921713 |  |  | 7398 | GEN2 | B7529 | EU0002 | 1.7424 | 0.03589 | 11.609 | 0.20969 | 0.20969 | 0.09998 | 0.535 | 2022 | [5 empty] | 221118 | -83.8959 | 43.5827 | 6.8 | 125 | 160 |  | 6.5 | N | Natural Gas, Distillate Fuel Oil | N | N | N | 9999 | N |  | Combustion Turbine | 124 |  | 11288
7399_G_GEN3 | MI | 26017 | BAY CITY ELECTRIC LIGHT & POWER | Henry Station | 4140111 | 34964213 |  |  | 7399 | GEN3 | N3195 | EU0001 | 0.8775 | 0.017887 | 5.809 | 0.11162 | 0.11162 | 0.055145 | 0.27077 | 2022 | [5 empty] | 221118 | -83.8999 | 43.595 | 7.7 | 125 | 160 |  | 7.5 | N | Natural Gas, Distillate Fuel Oil | N | N | N | 9999 | N |  | Combustion Turbine | 66 |  | 10745
7399_G_GEN4 | MI | 26017 | BAY CITY ELECTRIC LIGHT & POWER | Henry Station | 4140111 | 34964113 |  |  | 7399 | GEN4 | N3195 | EU0002 | 1.6554 | 0.034991 | 11.22 | 0.1711 | 0.1711 | 0.072495 | 0.50176 | 2022 | [5 empty] | 221118 | -83.8999 | 43.595 | 7.7 | 125 | 160 |  | 7.5 | N | Natural Gas, Distillate Fuel Oil | N | N | N | 9999 | N |  | Combustion Turbine | 116 |  | 10745
1702_B_3 | MI | 26017 | Consumers Energy D.E. Karn Facility | Dan E Karn | 8172811 | 4491913 | 1702 | 3 | 1702 | 3 | B2840 | EU0036 | 57.0226 | 2.169 | 87.9609 | 5.3514 | 5.3043 | 12.3668 | 3.7455 | 2022 | 450 | 34.5 | 508 | 98500.0019 | 105.368 | 221112 | -83.8413 | 43.6436 | 7290 | 125 | 100 |  | 594 | N | Natural Gas, Residual Fuel Oil | Y | N | N | 2031 | N |  | O/G Steam | 2 | 829.2401 | 12858
1702_B_4 | MI | 26017 | Consumers Energy D.E. Karn Facility | Dan E Karn | 8172811 | 4491713 | 1702 | 4 | 1702 | 4 | B2840 | EU0037 | 72.453 | 2.708 | 117.0586 | 9.398 | 8.705 | 50.8807 | 4.9266 | 2022 | 450 | 34.5 | 508 | 98500.0019 | 105.368 | 221112 | -83.8413 | 43.6436 | 8030 | 125 | 100 |  | 606 | N | Natural Gas, Residual Fuel Oil | Y | N | N | 2031 | N |  | O/G Steam | 15 | 1081.9598 | 11919
1702_B_1 | MI | 26017 | Consumers Energy D.E. Karn Facility |  | 8172811 | 4492313 | 1702 | 1 |  |  | B2840 | EU0031 | 202.1427 | 1.7382 | 485.7937 | 384.7 | 381.1 | 439.2946 | 24.2253 | 2022 | 350 | 18 | 308 | 16216.4503 | 63.727 | 221112 | -83.841 | 43.6449 | 2500 | 125 | 100 |  |  |  |  | Y | N | N |  | N |  |  | 6528 | 6616.6499
1702_B_2 | MI | 26017 | Consumers Energy D.E. Karn Facility |  | 8172811 | 4492913 | 1702 | 2 |  |  | B2840 | EU0032 | 226.2386 | 1.898 | 513.8571 | 298.2 | 294.9 | 481.8709 | 27.0618 | 2022 | 350 | 18 | 310 | 14271.8669 | 56.085 | 221112 | -83.841 | 43.6446 | 2540 | 125 | 100 |  |  |  |  | Y | N | N |  | N |  |  | 24 | 7225.8794
1844_G_IC6 | MI | 26025 | Marshall City, Electric Power Plant | Marshall (MI) | 6416311 | 18094513 |  |  | 1844 | IC6 | C6230 | EU0011 | 0.12647 | 0.013159 | 4.389 | 0.11862 | 0.11862 | 0.06788 | 0.22092 | 2022 | 40 | 3 | 815 | 591.6666 | 83.704 | 221112 | -84.9545 | 42.2628 | 8000 | 125 | 160 |  | 5.6 | N | Natural Gas, Distillate Fuel Oil | N | N | N | 9999 | N |  | Combustion Turbine | 100 |  | 18000
55460_G_CT1 | MI | 26027 | Indeck Niles LLC | Indeck Niles Energy Center | 21600711 | 158634513 | 55460 | EUCT1 | 55460 | CT1 | N6921 | EU0013 | 2.68 | 24.3 | 31.9852 | 7.314 | 7.314 | 3.1609 | 0.06095 | 2022 | 170 | 21.67 | 200 | 34100.5045 | 92.488 | 221112 | -86.221 | 41.8612 | 3650 | 125 | 120 |  | 364.8 | N | Natural Gas, Distillate Fuel Oil | Y | N | N | 9999 | N | 55460_G_CT1;55460_G_ST1 | Combined Cycle | 3894 | 3242.4199 | 6370
55460_G_CT2 | MI | 26027 | Indeck Niles LLC | Indeck Niles Energy Center | 21600711 | 158634813 | 55460 | EUCT2 | 55460 | CT2 | N6921 | EU0014 | 1.822 | 26.62 | 30.7325 | 5.912 | 5.912 | 3.1315 | 0.05912 | 2022 | 170 | 21.67 | 200 | 34100.5045 | 92.488 | 221112 | -86.221 | 41.8612 | 3650 | 125 | 120 |  | 364.8 | N | Natural Gas, Distillate Fuel Oil | Y | N | N | 9999 | N |  | Combined Cycle | 3675 | 3208.7502 | 6370
1873_G_GT4 | MI | 26031 | Wolverine Power, Tower Power Plant | Tower | 4184811 | 32644613 |  |  | 1873 | GT4 | N6171 | EU0004 | 0.00391 |  | 1.043 | 0.01341 | 0.01311 | 0.3589 | 0.000485 | 2022 | [5 empty] | 221112 | -84.2944 | 45.3628 | 286 | 125 | 120 |  | 19.3 | N | Distillate Fuel Oil | N | N | N | 9999 | N |  | Combustion Turbine | 25 |  | 15977
10822_B_BOIL1 | MI | 26039 | GRAYLING GENERATING STATION LTD PTNR | Grayling Generating Station | 4187811 | 35897313 | 10822 | 1 | 10822 | BOIL1 | N2388 | EU0008 | 355.0685 | 0.0007 | 230.4805 | 5.4739 | 5.4739 | 22.9127 | 15.6332 | 2022 | 220 | 7.83 | 350 | 3477.1167 | 72.211 | 221118 | -84.6903 | 44.6045 | 41 | 125 | 100 |  | 38 | N | Biomass | Y | N | N | 9999 | N |  | Biomass | 8208 | 7846.0205 | 15541
63259_G_DEPC2 | MI | 26045 | LBWL, Erickson Station and Delta Energy Park | Delta Energy Park | 4174811 | 158070513 | 63259 | DEPC2 | 63259 | DEPC2 | B4001 | EU0024 | 0.3491 |  | 121.7336 | 10.54 | 10.54 | 0.6263 | 5.97 | 2022 | 150 | 10 | 185 | 4365.3167 | 55.581 | 221112 | -84.6574 | 42.6909 | 871 | 125 | 140 |  | 48.3 | N | Natural Gas, Distillate Fuel Oil | Y | N | N | 9999 | N | 63259_G_DEPST;63259_G_DEPC2 | Combined Cycle | 8760 | 3793.75 | 6370
63259_G_DEPC3 | MI | 26045 | LBWL, Erickson Station and Delta Energy Park | Delta Energy Park | 4174811 | 158070413 | 63259 | DEPC3 | 63259 | DEPC3 | B4001 | EU0025 | 0.05605 |  | 60.4865 | 12.37 | 12.37 | 0.699 | 7.007 | 2022 | 150 | 10 | 185 | 4365.3167 | 55.581 | 221112 | -84.6574 | 42.6909 | 871 | 125 | 140 |  | 48.3 | N | Natural Gas, Distillate Fuel Oil | Y | N | N | 9999 | N |  | Combined Cycle | 8760 | 4469.4312 | 6370
63259_G_DEPS1 | MI | 26045 | LBWL, Erickson Station and Delta Energy Park | Delta Energy Park | 4174811 | 158070613 | 63259 | DEPS1 | 63259 | DEPS1 | B4001 | EU0022 | 1.433 |  | 31.2109 | 2.048 | 2.048 | 0.1419 | 0.0754 | 2022 | 100 | 12 | 1054 | 11563.7168 | 102.246 | 221112 | -84.6576 | 42.6913 | 667 | 125 | 120 |  | 46.3 | N | Natural Gas, Distillate Fuel Oil | Y | N | N | 9999 | N |  | Combustion Turbine | 8760 | 1456.3799 | 9905
1832_B_1 | MI | 26045 | LBWL, Erickson Station and Delta Energy Park |  | 4174811 | 34945413 | 1832 | 1 |  |  | B4001 | EU0007 | 124.1125 | 0.15809 | 788.0837 | 4.6869 | 2.3076 | 2755.5019 | 14.8845 | 2022 | 475 | 17 | 335 | 13750.0002 | 60.578 | 221112 | -84.6567 | 42.6922 | 1670 | 125 | 100 |  |  |  |  | Y | N | N |  | N |  |  | 8760 | 6827.1802
54751_B_BLR1 | MI | 26049 | GENESEE POWER STATION LIMITED PARTNERSHIP | Genesee Power Station LP | 6472811 | 17731913 | 54751 | 01 | 54751 | BLR1 | N3570 | EU0009 | 304.6 | 0.002565 | 210.3847 | 4.3441 | 3.6613 | 57.7933 | 14.4644 | 2022 | 220 | 7.83 | 337 | 3330.8 | 69.173 | 221118 | -83.67 | 43.0851 | 523 | 125 | 100 |  | 35 | N | Biomass | Y | N | N | 9999 | N | 54751_G_GEN1;54751_B_BLR1 | Biomass | 7848 | 7839.0996 | 15324
1829_G_5 | MI | 26059 | HILLSDALE CITY OF PUBLIC UTILITIES | Hillsdale | 6056111 | 23807113 |  |  | 1829 | 5 | B7536 | EU0017 | 0.43246 | 0.052302 | 16.827 | 0.27487 | 0.27487 | 0.12257 | 0.7613 | 2022 | 45.5 | 2.5 | 950 | 866.6666 | 176.556 | 221112 | -84.6168 | 41.9072 | 6000 | 125 | 160 | 312 | 5.6 | N | Natural Gas, Distillate Fuel Oil | N | N | N | 9999 | N |  | Combustion Turbine | 40 |  | 10745
1829_G_4 | MI | 26059 | HILLSDALE CITY OF PUBLIC UTILITIES |  | 6056111 | 23806813 |  |  |  |  | B7536 | EU0016 | 0.14629 | 0.021494 | 7.012 | 0.14405 | 0.14405 | 0.07368 | 0.33135 | 2022 | 45.5 | 2.5 | 1033 | 866.6666 | 176.556 | 221112 | -84.6168 | 41.9072 | 5610 | 125 | 160 |  |  |  |  | N | N | N |  | N |  |  | 40
1875_G_1 | MI | 26063 | THUMB ELECTRIC COOPERATIVE | Ubly | 5984511 | 24542613 |  |  | 1875 | 1 | N3517 | RG0015 | 0.03023 |  | 0.1404 | 0.013022 | 0.013022 | 0.00923 | 0.01146 | 2022 | 42 | 1.5 | 530 | 149.5 | 84.6 | 221112 | -82.9381 | 43.7206 | 1 | 125 | 999 |  | 0.6 | N | Distillate Fuel Oil | N | N | N | 9999 | N |  | Combustion Turbine | 1 |  | 10745
1875_G_8 | MI | 26063 | THUMB ELECTRIC COOPERATIVE | Ubly | 5984511 | 24542713 |  |  | 1875 | 8 | N3517 | RG0021 | 7.5997 |  | 54.0467 | 0.39014 | 0.39014 | 0.017095 | 2.2111 | 2022 | 43 | 1.67 | 790 | 296.6666 | 135.44 | 221112 | -82.9381 | 43.7206 | 2 | 125 | 160 |  | 2.5 | N | Natural Gas, Distillate Fuel Oil | N | N | N | 9999 | N |  | Combustion Turbine | 1 |  | 10745
10328_G_GEN6 | MI | 26065 | Michigan State University | T B Simon Power Plant | 8157711 | 82809813 |  |  | 10328 | GEN6 | K3249 | EU0555 | 17.35 |  | 5.876 | 1.488 | 1.488 | 0.00106 | 0.4734 | 2022 | 157.5 | 6 | 520 | 2737.4167 | 96.816 | 611310 | -84.4843 | 42.7181 | 139 | 148 | 140 |  | 12.6 | N | Natural Gas | N | N | N | 9999 | N |  | Combustion Turbine | 4056 |  | 12369
10328_B_BLR1 | MI | 26065 | Michigan State University | T B Simon Power Plant | 8157711 | 4525513 | 10328 | UNIT1 | 10328 | BLR1 | K3249 | EU0529 | 43.99 | 0.2566 | 22.1545 | 3.981 | 3.981 | 0.3142 | 2.881 | 2022 | 275 | 11 | 325 | 4430 | 46.615 | 611310 | -84.484 | 42.7176 | 330 | 148 | 100 |  | 17 | Y | Natural Gas | Y | N | N | 9999 | N |  | O/G Steam | 4488 | 2753.25 | 8300
10328_B_BLR2 | MI | 26065 | Michigan State University | T B Simon Power Plant | 8157711 | 4525613 | 10328 | UNIT2 | 10328 | BLR2 | K3249 | EU0530 | 62.36 | 0.3638 | 41.9634 | 5.642 | 5.642 | 0.4454 | 4.083 | 2022 | 275 | 11 | 325 | 4430 | 46.615 | 611310 | -84.484 | 42.7176 | 330 | 148 | 100 |  | 17 | Y | Natural Gas | Y | N | N | 9999 | N |  | O/G Steam | 6648 | 3418.25 | 8300
10328_B_BLR3 | MI | 26065 | Michigan State University | T B Simon Power Plant | 8157711 | 4525713 | 10328 | UNIT3 | 10328 | BLR3 | K3249 | EU0531 | 79.12 | 0.4615 | 28.2781 | 7.158 | 7.158 | 0.5651 | 5.18 | 2022 | 275 | 13 | 325 | 5255.0001 | 39.591 | 611310 | -84.4845 | 42.7175 | 460 | 148 | 100 |  | 17 | Y | Natural Gas | Y | N | Y | 9999 | N |  | O/G Steam | 6600 | 2332.48 | 8300
10328_B_BLR4 | MI | 26065 | Michigan State University | T B Simon Power Plant | 8157711 | 4525813 | 10328 | UNIT4 | 10328 | BLR4 | K3249 | EU0532 | 17.35 | 0.1012 | 4.1621 | 1.569 | 1.569 | 0.1239 | 1.136 | 2022 | 275 | 13 | 325 | 5255.0001 | 39.591 | 611310 | -84.4845 | 42.7175 | 460 | 148 | 100 |  | 17 | Y | Natural Gas | Y | N | N | 9999 | N |  | O/G Steam | 2520 | 1091 | 8300
10328_B_BLR6 | MI | 26065 | Michigan State University | T B Simon Power Plant | 8157711 | 82809713 |  |  | 10328 | BLR6 | K3249 | EU0553 | 0 | 0.1726 | 0 | 0.4099 | 0.4099 | 0.03237 | 0.2967 | 2022 | 157.5 | 6 | 520 | 2737.4167 | 96.816 | 611310 | -84.4843 | 42.7181 | 80 | 148 | 100 |  | 17 | Y | Natural Gas | N | Y | N | 9999 | N |  | O/G Steam | 3336 |  | 8300
58427_G_CTG1 | MI | 26065 | LBWL - REO Town Plant | Lansing BWL REO Town Plant | 5985211 | 158074813 | 58427 | 100 | 58427 | CTG1 | B2647 | EU0036 | 106.7 |  | 73.9888 | 7.234 | 7.234 | 0.7717 | 2.737 | 2022 | 160 | 10 | 870 | 9583.3335 | 122.019 | 221112 | -84.5586 | 42.7183 | 430 | 125 | 140 |  | 31 | N | Natural Gas | Y | N | N | 9999 | N | 58427_G_CTG1;58427_G_ST | Combined Cycle | 8760 | 7734.0889 | 5528
58427_G_CTG2 | MI | 26065 | LBWL - REO Town Plant | Lansing BWL REO Town Plant | 5985211 | 158074713 | 58427 | 200 | 58427 | CTG2 | B2647 | EU0037 | 55.07 |  | 85.673 | 5.907 | 5.907 | 0.766 | 2.674 | 2022 | 160 | 10 | 870 | 9583.3335 | 122.019 | 221112 | -84.5586 | 42.7183 | 430 | 125 | 140 |  | 31 | N | Natural Gas | Y | N | N | 9999 | N |  | Combined Cycle | 8760 | 7684.0703 | 5528
55270_G_7EA | MI | 26075 | Consumers Energy Co. - Jackson Generating Station | Jackson Generating Station | 5695811 | 140335313 | 55270 | 7EA | 55270 | 7EA | N6626 | EU0012 | 35.46 |  | 74.7801 | 11.95 | 11.95 | 1.8432 | 5.677 | 2022 | 105 | 15.5 | 294 | 10689.4335 | 56.65 | 221112 | -84.3755 | 42.2464 | 1290 | 125 | 140 |  | 72.5 | N | Natural Gas | Y | N | N | 9999 | N |  | Combined Cycle | 6741 | 6636.5811 | 8213
55270_G_LM1 | MI | 26075 | Consumers Energy Co. - Jackson Generating Station | Jackson Generating Station | 5695811 | 158578213 | 55270 | LM1 | 55270 | LM1 | N6626 | EU0006 | 51.08 |  | 80.2367 | 4.007 | 4.007 | 0.5945 | 2.718 | 2022 | 140 | 9.5 | 296 | 5879.7167 | 82.951 | 221112 | -84.3772 | 42.2464 | 662 | 125 | 140 |  | 46.2 | N | Natural Gas | Y | N | N | 9999 | N | 55270_G_LM1;55270_G_ST1 | Combined Cycle | 5185 | 5188.3735 | 8213
55270_G_LM2 | MI | 26075 | Consumers Energy Co. - Jackson Generating Station | Jackson Generating Station | 5695811 | 158578313 | 55270 | LM2 | 55270 | LM2 | N6626 | EU0007 | 51.56 |  | 79.5353 | 3.927 | 3.927 | 0.5879 | 2.658 | 2022 | 140 | 9.5 | 296 | 5879.7167 | 82.951 | 221112 | -84.377 | 42.2465 | 662 | 125 | 140 |  | 45 | N | Natural Gas | Y | N | N | 9999 | N |  | Combined Cycle | 5270 | 5278.1948 | 8213
55270_G_LM3 | MI | 26075 | Consumers Energy Co. - Jackson Generating Station | Jackson Generating Station | 5695811 | 158578013 | 55270 | LM3 | 55270 | LM3 | N6626 | EU0008 | 54.33 |  | 78.1254 | 3.917 | 3.917 | 0.5767 | 2.661 | 2022 | 140 | 9.5 | 296 | 5879.7167 | 82.951 | 221112 | -84.3769 | 42.2463 | 662 | 125 | 140 |  | 44.3 | N | Natural Gas | Y | N | N | 9999 | N |  | Combined Cycle | 5100 | 5124.2749 | 8213
55270_G_LM4 | MI | 26075 | Consumers Energy Co. - Jackson Generating Station | Jackson Generating Station | 5695811 | 158577813 | 55270 | LM4 | 55270 | LM4 | N6626 | EU0009 | 80.97 |  | 83.217 | 4.238 | 4.238 | 0.6112 | 2.86 | 2022 | 140 | 9.5 | 296 | 5879.7167 | 82.951 | 221112 | -84.3768 | 42.2465 | 662 | 125 | 140 |  | 44.4 | N | Natural Gas | Y | N | N | 9999 | N | 55270_G_ST2;55270_G_LM4 | Combined Cycle | 5253 | 5329.4253 | 8213
55270_G_LM5 | MI | 26075 | Consumers Energy Co. - Jackson Generating Station | Jackson Generating Station | 5695811 | 158577913 | 55270 | LM5 | 55270 | LM5 | N6626 | EU0010 | 72.88 |  | 82.3528 | 4.092 | 4.092 | 0.5883 | 2.755 | 2022 | 140 | 9.5 | 296 | 5879.7167 | 82.951 | 221112 | -84.3767 | 42.2463 | 662 | 125 | 140 |  | 42.9 | N | Natural Gas | Y | N | N | 9999 | N |  | Combined Cycle | 5202 | 5242.686 | 8213
55270_G_LM6 | MI | 26075 | Consumers Energy Co. - Jackson Generating Station | Jackson Generating Station | 5695811 | 158578113 | 55270 | LM6 | 55270 | LM6 | N6626 | EU0011 | 43.58 |  | 80.9111 | 4.147 | 4.147 | 0.608 | 2.806 | 2022 | 140 | 9.5 | 296 | 5879.7167 | 82.951 | 221112 | -84.3766 | 42.2465 | 662 | 125 | 140 |  | 44.6 | N | Natural Gas | Y | N | N | 9999 | N |  | Combined Cycle | 5219 | 5314.4683 | 8213
55101_G_0001 | MI | 26077 | CMS Generation Kalamazoo River Generating Station | Kalamazoo River Generating Station | 5620911 | 19998413 | 55101 | 1 | 55101 | 0001 | N6731 | EU0002 | 51.94 |  | 33.1658 | 4.181 | 4.181 | 0.4364 | 1.33 | 2022 | 60 | 14.5 | 950 | 23683.3338 | 143.422 | 221112 | -85.49 | 42.28 | 1200 | 125 | 120 |  | 72 | N | Natural Gas | Y | N | N | 9999 | N |  | Combustion Turbine | 1572 | 1569.5485 | 13029
7984_G_001 | MI | 26079 | Michigan Public Power Agency | Kalkaska CT #1 | 9543911 | 57792713 |  |  | 7984 | 001 | N7113 | RG0005 | 18.45 |  | 19.49 | 1.485 | 1.485 | 0.1396 | 0.4725 | 2022 | 60 | 9.5 | 686 | 2361.5167 | 33.316 | 221112 | -85.2019 | 44.6889 | 319 | 125 | 120 |  | 48.3 | N | Natural Gas | N | N | N | 9999 | N |  | Combustion Turbine | 1280 |  | 10745
50860_B_BLR1 | MI | 26081 | Kent County Waste to Energy Facility | Kent County Waste to Energy Facility | 4151611 | 35916713 |  |  | 50860 | BLR1 | N1604 | EU0012 | 5.3607 | 0.001475 | 121.1008 | 0.81558 | 0.71046 | 6.4618 | 0.34705 | 2022 | 281 | 4.67 | 320 | 1248 | 72.86 | 562213 | -85.6939 | 42.9492 | 130 | 103 | 270 |  | 7.8 | N | MSW | N | Y | N | 9999 | N |  | Municipal Solid Waste | 52 |  | 19383
50860_B_BLR2 | MI | 26081 | Kent County Waste to Energy Facility | Kent County Waste to Energy Facility | 4151611 | 35916813 |  |  | 50860 | BLR2 | N1604 | EU0013 | 6.9045 | 0.001325 | 167.7708 | 1.671 | 1.4521 | 5.8286 | 0.3149 | 2022 | 281 | 4.67 | 320 | 1246.6666 | 72.782 | 562213 | -85.6939 | 42.9492 | 130 | 103 | 270 |  | 7.8 | N | MSW | N | Y | N | 9999 | N |  | Municipal Solid Waste | 52 |  | 19383
10819_G_GEN1 | MI | 26081 | ADA COGENERATION LLC | Ada Cogeneration LP | 4151711 | 35916313 |  |  | 10819 | GEN1 | N1784 | EU0006 | 13.66 |  | 163.8 | 7.177 | 7.177 | 0.9329 | 0.5524 | 2022 | 70 | 8 | 324 | 1616.6666 | 32.163 | 221112 | -85.4932 | 42.9622 | 292 | 125 | 120 |  | 22 | Y | Natural Gas | N | Y | N | 9999 | N |  | Combined Cycle | 8760 |  | 7783
10819_G_GEN2 | MI | 26081 | ADA COGENERATION LLC | Ada Cogeneration LP | 4151711 | 35916413 |  |  | 10819 | GEN2 | N1784 | EU0008 | 2.207 | 0.5027 | 26.45 | 1.275 | 1.275 | 0.09426 | 0.0892 | 2022 | 70 | 8 | 324 | 1616.6666 | 32.163 | 221112 | -85.4932 | 42.9622 | 45 | 125 | 100 |  | 8 | Y | Natural Gas | N | Y | N | 9999 | N |  | Combined Cycle | 8760 |  | 7783
1734_G_5 | MI | 26099 | DTE Electric Company - Northeast Peaking Facility | Northeast (MI) | 5689511 | 23065913 |  |  | 1734 | 5 | B2808 | EU0003 | 2.411 |  | 9.408 | 0.194 | 0.194 | 0.00829 | 0.06174 | 2022 | [5 empty] | 221112 | -83.0383 | 42.4506 | 267 | 125 | 120 |  | 18 | N | Natural Gas, Distillate Fuel Oil | N | N | N | 9999 | N |  | Combustion Turbine |  |  | 17624
54989_G_GEN1 | MI | 26099 | PINE TREE ACRES, INC. | Pine Tree Acres | 3998311 | 107269313 |  |  | 54989 | GEN1 | N5984 | RG0016 | 333.7 |  | 44.84 | 18.7806 | 18.3309 | 20.9 | 17.98 | 2022 | [5 empty] | 562212 | -82.7479 | 42.7592 |  | 104 | 999 |  | 0.8 | N | Landfill Gas | N | N | N | 9999 | N | 54989_G_GEN8;54989_G_GEN6;54989_G_GEN2;54989_G_GEN9;54989_G_GEN3;54989_G_GEN1;54989_G_GEN7;54989_G_GEN4;54989_G_GEN5 | Landfill Gas | 8760 |  | 13500
50835_B_1 | MI | 26101 | TES Filer City Station |  | 4856911 | 30495913 | 50835 | 1 |  |  | N1685 | EU0010 | 81.32 | 0.6922 | 655.8134 | 20.03 | 19.05 | 128.6814 | 1.57 | 2022 | 250 | 6.33 | 178 | 2264.0667 | 71.868 | 221112 | -86.2899 | 44.2172 | 384 | 125 | 100 |  |  |  |  | Y | N | N |  | N |  |  |  | 8348.4492
50835_B_2 | MI | 26101 | TES Filer City Station |  | 4856911 | 30496313 | 50835 | 2 |  |  | N1685 | EU0011 | 71.69 | 0.7088 | 549.7937 | 22.05 | 19.31 | 129.6958 | 0.7145 | 2022 | 250 | 6.33 | 182 | 2390.1667 | 75.871 | 221112 | -86.2899 | 44.2172 | 384 | 125 | 100 |  |  |  |  | Y | N | N |  | N |  |  | 8568 | 8435.2998
60559_G_MEC1 | MI | 26103 | Marquette Board of Light and Power | Marquette Energy Center | 17975311 | 127692913 |  |  | 60559 | MEC1 | P0668 | RG0001 | 2.8945 |  | 18.442 | 23.8908 | 23.8908 | 0.9355 | 52.5245 | 2022 | 100 | 5.33 | 702 | 1926.95 | 86.255 | 221112 | -87.4373 | 46.5658 |  | 125 | 999 |  | 16.7 | N | Natural Gas, Distillate Fuel Oil | N | N | N | 9999 | N | 60559_G_MEC1;60559_G_MEC3;60559_G_MEC2 | Combustion Turbine | 123 |  | 10745
61392_G_K1 | MI | 26103 | Upper Michigan Energy Resources -F.D. Kuester G.S. | F.D. Kuester Generating Station | 18985211 | 137114013 |  |  | 61392 | K1 | P0797 | EU0008 | 7.855 |  | 9.266 | 1.494 | 1.494 | 0.2035 | 9.673 | 2022 | 130 | 14 | 678 | 14950.0002 | 97.117 | 221112 | -87.5123 | 46.512 | 25800 | 125 | 160 |  | 18.8 | N | Natural Gas | N | N | N | 9999 | N |  | Combustion Turbine | 4956 |  | 10745
61392_G_K2 | MI | 26103 | Upper Michigan Energy Resources -F.D. Kuester G.S. | F.D. Kuester Generating Station | 18985211 | 137114113 |  |  | 61392 | K2 | P0797 | EU0009 | 4.676 |  | 4.558 | 1.759 | 1.759 | 0.1751 | 3.377 | 2022 | 130 | 14 | 678 | 14950.0002 | 97.117 | 221112 | -87.5123 | 46.512 | 25800 | 125 | 160 |  | 18.8 | N | Natural Gas | N | N | N | 9999 | N |  | Combustion Turbine | 4245 |  | 10745
61392_G_K3 | MI | 26103 | Upper Michigan Energy Resources -F.D. Kuester G.S. | F.D. Kuester Generating Station | 18985211 | 137114213 |  |  | 61392 | K3 | P0797 | EU0010 | 8.486 |  | 8.997 | 1.942 | 1.942 | 0.197 | 10.02 | 2022 | 130 | 14 | 678 | 14950.0002 | 97.117 | 221112 | -87.5123 | 46.512 | 25800 | 125 | 160 |  | 18.8 | N | Natural Gas | N | N | N | 9999 | N |  | Combustion Turbine | 4858 |  | 10745
61392_G_K4 | MI | 26103 | Upper Michigan Energy Resources -F.D. Kuester G.S. | F.D. Kuester Generating Station | 18985211 | 137114313 |  |  | 61392 | K4 | P0797 | EU0011 | 4.867 |  | 4.752 | 1.966 | 1.966 | 0.1934 | 4.223 | 2022 | 130 | 14 | 678 | 14950.0002 | 97.117 | 221112 | -87.5123 | 46.512 | 25800 | 125 | 160 |  | 18.8 | N | Natural Gas | N | N | N | 9999 | N |  | Combustion Turbine | 4886 |  | 10745
61392_G_K5 | MI | 26103 | Upper Michigan Energy Resources -F.D. Kuester G.S. | F.D. Kuester Generating Station | 18985211 | 137114413 |  |  | 61392 | K5 | P0797 | EU0012 | 8.678 |  | 9.753 | 2.402 | 2.402 | 0.2376 | 3.736 | 2022 | 130 | 14 | 678 | 14950.0002 | 97.117 | 221112 | -87.5123 | 46.512 | 25800 | 125 | 160 |  | 18.8 | N | Natural Gas | N | N | N | 9999 | N |  | Combustion Turbine | 5265 |  | 10745
61392_G_K6 | MI | 26103 | Upper Michigan Energy Resources -F.D. Kuester G.S. | F.D. Kuester Generating Station | 18985211 | 137114513 |  |  | 61392 | K6 | P0797 | EU0013 | 5.498 |  | 7.384 | 1.821 | 1.821 | 0.2073 | 4.427 | 2022 | 130 | 14 | 678 | 14950.0002 | 97.117 | 221112 | -87.5123 | 46.512 | 25800 | 125 | 160 |  | 18.8 | N | Natural Gas | N | N | N | 9999 | N |  | Combustion Turbine | 4900 |  | 10745
61392_G_K7 | MI | 26103 | Upper Michigan Energy Resources -F.D. Kuester G.S. | F.D. Kuester Generating Station | 18985211 | 137114613 |  |  | 61392 | K7 | P0797 | EU0014 | 7.814 |  | 8.776 | 1.901 | 1.901 | 0.2022 | 6.976 | 2022 | 130 | 14 | 678 | 14950.0002 | 97.117 | 221112 | -87.5123 | 46.512 | 25800 | 125 | 160 |  | 18.8 | N | Natural Gas | N | N | N | 9999 | N |  | Combustion Turbine | 4886 |  | 10745
54915_G_G001 | MI | 26105 | Michigan Power Limited Partnership | Michigan Power LP | 4190311 | 157934113 | 54915 | 1 | 54915 | G001 | N4975 | EU0010 | 15.8 |  | 145.6724 | 16.21 | 16.21 | 3.1119 | 2.213 | 2022 | 100 | 15 | 252 | 14206.4669 | 80.392 | 221112 | -86.4243 | 43.9422 | 1070 | 125 | 120 |  | 58 | Y | Natural Gas | Y | N | N | 9999 | N | 54915_G_G101;54915_G_G001 | Combined Cycle | 8544 | 8526.9609 | 6092
10745_G_BP15 | MI | 26111 | Midland Cogeneration Venture | Midland Cogeneration Venture | 6473711 | 17729813 |  |  | 10745 | BP15 | B6527 | RG0064 | 641 | 2.451 | 72.52 | 5.821 | 5.821 | 0.4757 | 4.213 | 2022 | 150 | 18 | 234 | 13333.3336 | 52.397 | 221112 | -84.2259 | 43.5846 | 13 | 125 | 100 |  | 13.4 | Y | Natural Gas | N | Y | N | 9999 | N |  | Combined Cycle | 880 |  | 7613
10745_G_GT12 | MI | 26111 | Midland Cogeneration Venture | Midland Cogeneration Venture | 6473711 | 17730213 | 10745 | 012 | 10745 | GT12 |  |  | 0.0175 |  | 323.1178 | 24.87 | 24.87 | 2.4605 | 7.914 |  | 150 | 18 | 234 | 13333.3336 | 52.397 | 221112 | -84.2259 | 43.5846 |  | 125 | 140 |  | 88 | Y | Natural Gas | Y | N | N | 9999 | N |  | Combined Cycle |  | 8077.1694 | 7613
10745_G_GT14 | MI | 26111 | Midland Cogeneration Venture | Midland Cogeneration Venture | 6473711 | 17730113 |  |  | 10745 | GT14 | B6527 | RG0063 | 0.107 |  | 2654 | 182.6 | 182.6 | 17.03 | 58.1 | 2022 | 150 | 18 | 248 | 13333.3336 | 52.397 | 221112 | -84.2259 | 43.5846 | 88 | 125 | 120 |  | 88 | Y | Natural Gas | N | Y | N | 9999 | N | 10745_G_GT13;10745_G_GT11;10745_G_GT5;10745_G_GT7;10745_G_GT3;10745_G_GT10;10745_G_GT9;10745_G_GT14;10745_G_GT6;10745_G_GT8;10745_G_GT4 | Combined Cycle | 8760 |  | 7613
10745_G_ST2 | MI | 26111 | Midland Cogeneration Venture | Midland Cogeneration Venture | 6473711 | 82666813 |  |  | 10745 | ST2 | B6527 | RG0073 | 5.732 | 1.622 | 15.1 | 3.853 | 3.853 | 0 | 2.788 | 2022 | 65 | 6.5 | 320 | 4958.3334 | 149.424 | 221112 | -84.2259 | 43.5846 | 2220 | 125 | 100 |  | 380 | Y | Natural Gas | N | Y | N | 9999 | N | 10745_G_ST1;10745_G_ST2 | Combined Cycle | 240 |  | 7613
50770_B_B1 | MI | 26113 | National Energy of McBain LLC | Viking Energy of McBain | 8226611 | 6629413 |  |  | 50770 | B1 | N1160 | EU0003 | 55.0235 | 0.0043 | 148.6545 | 14.3853 | 14.3853 | 177.4758 | 0.548 | 2022 | 150 | 6 | 337 | 1766.6667 | 62.483 | 221118 | -85.2202 | 44.204 | 230 | 125 | 100 | 121&128&204 | 16.3 | N | Biomass | N | N | N | 9999 | N |  | Biomass | 8592 |  | 13500
1733_B_1 | MI | 26115 | DTE Electric Company - Monroe Power Plant | Monroe (MI) | 7888311 | 3285413 | 1733 | 1 | 1733 | 1 | B2816 | EU0062 | 1154.225 | 0 | 1306.7089 | 18.7484 | 9.3316 | 1100.3082 | 34.6081 | 2022 | 579 | 28 | 120 | 35833.334 | 58.194 | 221112 | -83.3459 | 41.8897 | 7620 | 125 | 100 |  | 758 | N | Bituminous, Subbituminous | Y | N | N | 2029 | N |  | Coal Steam | 7848 | 7858.5508 | 10181
1733_B_2 | MI | 26115 | DTE Electric Company - Monroe Power Plant | Monroe (MI) | 7888311 | 3285113 | 1733 | 2 | 1733 | 2 | B2816 | EU0068 | 572.515 | 0.1747 | 983.5384 | 18.1247 | 9.0281 | 792.3864 | 3.4147 | 2022 | 579 | 28 | 120 | 35833.334 | 58.194 | 221112 | -83.346 | 41.8897 | 7620 | 125 | 100 |  | 773 | N | Bituminous, Subbituminous | Y | N | N | 2029 | N |  | Coal Steam | 5376 | 5374.5396 | 10223
1733_B_3 | MI | 26115 | DTE Electric Company - Monroe Power Plant | Monroe (MI) | 7888311 | 3285313 | 1733 | 3 | 1733 | 3 | B2816 | EU0063 | 366.274 | 0.2248 | 1292.233 | 18.6684 | 9.3668 | 800.1015 | 4.0212 | 2022 | 579 | 28 | 120 | 35833.334 | 58.194 | 221112 | -83.3439 | 41.8904 | 7620 | 125 | 100 |  | 773 | N | Bituminous, Subbituminous, Petroleum Coke | Y | N | N | 2029 | N |  | Coal Steam | 7080 | 7087.0605 | 10180
1733_B_4 | MI | 26115 | DTE Electric Company - Monroe Power Plant | Monroe (MI) | 7888311 | 3285213 | 1733 | 4 | 1733 | 4 | B2816 | EU0064 | 109.7945 | 0.1854 | 1313.1496 | 14.2439 | 7.1164 | 887.1815 | 4.4678 | 2022 | 579 | 28 | 120 | 35833.334 | 58.194 | 221112 | -83.344 | 41.8903 | 7620 | 125 | 100 |  | 762 | N | Bituminous, Subbituminous, Petroleum Coke | Y | N | N | 2029 | N |  | Coal Steam | 6696 | 6699.5498 | 10154
1881_G_8 | MI | 26117 | Wolverine Power, Vestaburg Power Plant | Vestaburg | 5215711 | 25695913 |  |  | 1881 | 8 | N6249 | EU0006 | 2.897 |  | 16.62 | 0.2332 | 0.2332 | 0.1178 | 0.07419 | 2022 | 39 | 12.8 | 870 | 11176.6668 | 86.857 | 221112 | -84.9141 | 43.4013 | 351 | 125 | 120 |  | 18.5 | N | Natural Gas, Distillate Fuel Oil | N | N | N | 9999 | N |  | Combustion Turbine | 3 |  | 16074
55402_G_CT1 | MI | 26117 | DTE Electric Company - Renaissance Power Plant | Renaissance Power Plant | 7836711 | 2844313 |  |  | 55402 | CT1 | N6873 | RG0015 | 51.96 |  | 100.7 | 11.14 | 11.14 | 1.1 | 1.425 | 2022 | 60 | 20 | 1100 | 45748.6342 | 145.622 | 221112 | -84.8435 | 43.186 | 1590 | 125 | 120 |  | 163 | N | Natural Gas | Y | N | N | 9999 | N | 55402_G_CT2;55402_G_CT3;55402_G_CT1;55402_G_CT4 | Combustion Turbine | 800 |  | 11042
10346_B_BOIL01 | MI | 26119 | HILLMAN POWER CO |  | 5216811 | 25694213 |  |  |  |  | N1266 | EU0003 | 20.5784 | 0.00051 | 10.656 | 2.2896 | 2.2896 | 4.2901 | 0.74088 | 2021 | 142 | 6 | 321 | 1346.4333 | 47.62 | 221117 | -83.8931 | 45.0681 | 300 | 125 | 100 |  |  |  |  | N | N | N |  | N
1730_G_3 | MI | 26125 | DTE Electric Company - Hancock Peaking Facility | Hancock | 6093411 | 99478913 | 1730 | CTG122 | 1730 | 3 | B2805 | RG0017 | 5.286 |  | 45.1484 | 0.4254 | 0.4254 | 0.0309 | 0.1354 | 2022 | 40 | 2 | 250 | -1 | 50 | 221112 | -83.4432 | 42.5489 | 514 | 125 | 120 |  | 17 | N | Natural Gas | Y | N | N | 9999 | N | 1730_G_3;1730_G_4 | Combustion Turbine | 238 | 234.51 | 16032
1730_G_5 | MI | 26125 | DTE Electric Company - Hancock Peaking Facility | Hancock | 6093411 | 23775913 | 1730 | CTG121 | 1730 | 5 | B2805 | RG0016 | 5.015 |  | 43.1458 | 0.4036 | 0.4036 | 0.0324 | 0.1284 | 2022 | 40 | 2 | 250 | -1 | 50 | 221112 | -83.4432 | 42.5489 | 40 | 125 | 120 | 28 | 32 | N | Natural Gas | Y | N | N | 9999 | N | 1730_G_5;1730_G_6 | Combustion Turbine | 217 | 216.45 | 16075
57405_G_GEN1 | MI | 26125 | EAGLE VALLEY LANDFILL | Eagle Valley (MI) | 6664511 | 99482513 |  |  | 57405 | GEN1 | N3845 | RG0001 | 112.2 |  | 21 | 15.6853 | 15.3097 | 9.122 | 4.199 | 2022 | [5 empty] | 562212 | -83.2549 | 42.7259 |  | 104 | 999 |  | 1.6 | N | Landfill Gas | N | N | N | 9999 | N | 57405_G_GEN2;57405_G_GEN1 | Landfill Gas | 8760 |  | 13500
10148_B_BLR 2 | MI | 26131 | WHITE PINE ELECTRIC POWER LLC |  | 7870111 | 3372613 |  |  |  |  | B1966 | EU0084 | 0 | 0 | 0 | 0 | 0 | 0 | 0 | 2022 | 154 | 8 | 121 | 1081.55 | 21.517 | 221112 | -89.5674 | 46.7649 | 222 | 125 | 100 |  |  |  |  | N | N | N |  | N |  |  | 360
10148_B_BLR 1 | MI | 26131 | WHITE PINE ELECTRIC POWER LLC |  | 7870111 | 3372213 |  |  |  |  | B1966 | EU0083 | 0 | 0 | 0 | 0 | 0 | 0 | 0 | 2022 | 154 | 8 | 121 | 1081.55 | 21.517 | 221112 | -89.5675 | 46.7648 | 222 | 125 | 100 | 123&76 |  |  |  | N | N | N |  | N |  |  | 504
1877_G_10 | MI | 26133 | Wolverine Power Supply - Hersey | George Johnson | 7824811 | 2847613 |  |  | 1877 | 10 | N5760 | EU0021 | 9.693 |  | 14.24 | 0.7801 | 0.7801 | 0.405 | 0.2482 | 2022 | 140 | 3.75 | 928 | 6928.3334 | 627.302 | 221112 | -85.4264 | 43.84 | 286 | 125 | 120 |  | 24.3 | N | Natural Gas | N | N | N | 9999 | N |  | Combustion Turbine | 800 |  | 11336
59926_G_AI1 | MI | 26137 | Wolverine Power Supply Co-op - Alpine Power Plant | Alpine Power Plant | 17884311 | 125795413 | 59926 | AL1 | 59926 | AI1 | P0582 | EU0003 | 12.36 |  | 65.5283 | 9.22 | 9.22 | 1.8786 | 0.3073 | 2022 | 85 | 22 | 1093 | 41378.8508 | 108.854 | 221112 | -84.8266 | 45.0638 | 2040 | 125 | 120 |  | 202.6 | N | Natural Gas | Y | N | N | 9999 | N |  | Combustion Turbine | 3870 | 3690.2507 | 11159
59926_G_AI2 | MI | 26137 | Wolverine Power Supply Co-op - Alpine Power Plant | Alpine Power Plant | 17884311 | 125795513 | 59926 | AL2 | 59926 | AI2 | P0582 | EU0004 | 39.84 |  | 41.3889 | 9.496 | 9.496 | 1.1022 | 0.03724 | 2022 | 85 | 22 | 1093 | 41378.8508 | 108.854 | 221112 | -84.8266 | 45.0642 | 2040 | 125 | 120 |  | 202.6 | N | Natural Gas | Y | N | N | 9999 | N |  | Combustion Turbine | 2088 | 2130.5593 | 11166
7932_G_1 | MI | 26137 | Wolverine Power, Gaylord Generating Station | Gaylord - Wolverine | 8062511 | 7179513 |  |  | 7932 | 1 | N6833 | EU0001 | 8.627 |  | 36.42 | 0.6944 | 0.6944 | 0.3858 | 0.2209 | 2022 | 45 | 12.85 | 900 | 9933.3335 | 76.6 | 221112 | -84.7217 | 45.0045 | 351 | 125 | 120 |  | 20.2 | N | Natural Gas | N | N | N | 9999 | N |  | Combustion Turbine | 1080 |  | 16100
7932_G_2 | MI | 26137 | Wolverine Power, Gaylord Generating Station | Gaylord - Wolverine | 8062511 | 7179613 |  |  | 7932 | 2 | N6833 | EU0002 | 14.09 |  | 57.25 | 1.134 | 1.134 | 0.6299 | 0.3608 | 2022 | 45 | 12.85 | 900 | 9933.3335 | 76.6 | 221112 | -84.7217 | 45.0045 | 351 | 125 | 120 |  | 20.2 | N | Natural Gas | N | N | N | 9999 | N |  | Combustion Turbine | 1080 |  | 16100
7932_G_3 | MI | 26137 | Wolverine Power, Gaylord Generating Station | Gaylord - Wolverine | 8062511 | 7179713 |  |  | 7932 | 3 | N6833 | EU0003 | 3.825 |  | 14.04 | 0.3079 | 0.3079 | 0.1711 | 0.09796 | 2022 | 45 | 12.85 | 900 | 9933.3335 | 76.6 | 221112 | -84.7217 | 45.0045 | 351 | 125 | 120 |  | 20.2 | N | Natural Gas | N | N | N | 9999 | N |  | Combustion Turbine | 1080 |  | 16100
55087_G_1A | MI | 26139 | Consumers Energy Co. - Zeeland Generating Station | Zeeland Generating Station | 7087211 | 158090513 | 55087 | CC1 | 55087 | 1A | N6521 | EU0001 | 20.85 |  | 57.3065 | 6.878 | 6.878 | 1.0672 | 1.38 | 2022 | 105 | 16.33 | 1140 | 34919.034 | 166.657 | 221112 | -85.9989 | 42.8195 | 1930 | 125 | 120 |  | 159.4 | N | Natural Gas | Y | N | N | 9999 | N |  | Combustion Turbine | 2067 | 2129.9897 | 11966
55087_G_1B | MI | 26139 | Consumers Energy Co. - Zeeland Generating Station | Zeeland Generating Station | 7087211 | 158090713 | 55087 | CC2 | 55087 | 1B | N6521 | EU0002 | 30.26 |  | 95.6 | 6.606 | 6.606 | 1.7643 | 0.9792 | 2022 | 105 | 16.33 | 1097 | 37006.8174 | 176.621 | 221112 | -85.9989 | 42.8195 | 1930 | 125 | 120 |  | 158.8 | N | Natural Gas | Y | N | N | 9999 | N |  | Combustion Turbine | 3528 | 3428.053 | 11966
55087_G_2A | MI | 26139 | Consumers Energy Co. - Zeeland Generating Station | Zeeland Generating Station | 7087211 | 158090413 | 55087 | CC3 | 55087 | 2A |  |  | 42.52 | 24.85 | 73.1989 | 20.99 | 20.99 | 3.8852 | 4.791 |  | 175 | 16.75 | 216 | 16653.6336 | 75.577 | 221112 | -85.9989 | 42.8195 |  | 125 | 140 |  | 155.5 | N | Natural Gas | Y | N | N | 9999 | N | 55087_G_2A;55087_G_2C | Combined Cycle |  | 7109.749 | 7272
55087_G_2B | MI | 26139 | Consumers Energy Co. - Zeeland Generating Station | Zeeland Generating Station | 7087211 | 158090613 | 55087 | CC4 | 55087 | 2B | N6521 | EU0004 | 43.78 | 26.87 | 70.0856 | 15.76 | 15.76 | 3.9371 | 0.8795 | 2022 | 175 | 16.75 | 223 | 18010.4503 | 81.734 | 221112 | -85.9989 | 42.8195 | 1930 | 125 | 140 |  | 154 | N | Natural Gas | Y | N | N | 9999 | N |  | Combined Cycle | 7176 | 7029.5093 | 7272
59093_G_10 | MI | 26139 | HOLLAND BOARD OF PUBLIC WORKS-Holland Energy Park | Holland Energy Park | 17974611 | 127690713 | 59093 | 10 | 59093 | 10 | P0465 | EU0006 | 3.631 |  | 17.591 | 2.191 | 2.191 | 0.7786 | 3.414 | 2022 | 160 | 9.58 | 209 | 4748.4 | 65.83 | 221112 | -86.0908 | 42.7925 | 593 | 125 | 140 |  | 43.1 | Y | Natural Gas | Y | N | N | 9999 | N | 59093_G_12;59093_G_10 | Combined Cycle | 8760 | 7784.1206 | 7285
59093_G_11 | MI | 26139 | HOLLAND BOARD OF PUBLIC WORKS-Holland Energy Park | Holland Energy Park | 17974611 | 127690813 | 59093 | 11 | 59093 | 11 | P0465 | EU0007 | 3.415 |  | 14.8575 | 1.737 | 1.737 | 0.6212 | 2.707 | 2022 | 160 | 9.58 | 209 | 4748.4 | 65.83 | 221112 | -86.0908 | 42.7925 | 593 | 125 | 140 |  | 43.1 | Y | Natural Gas | Y | N | N | 9999 | N |  | Combined Cycle | 8760 | 6221.8804 | 7285
1710_B_3 | MI | 26139 | J. H. Campbell Plant |  | 8125511 | 6964313 | 1710 | 3 |  |  | B2835 | EU0062 | 673.6 | 5.923 | 1335.9358 | 95.08 | 90.06 | 1368.9395 | 80.67 | 2022 | 642 | 27.25 | 299 | 48211.6676 | 82.666 | 221112 | -86.2037 | 42.912 | 8240 | 125 | 100 |  |  |  |  | Y | N | N |  | N |  |  | 7080 | 7068.0708
1710_B_1 | MI | 26139 | J. H. Campbell Plant |  | 8125511 | 6964113 | 1710 | 1 |  |  | B2835 | EU0059 | 204.192 | 0.236 | 1223.139 | 77.17 | 74.84 | 2005.1148 | 24.4537 | 2022 | 400 | 19 | 278 | 36006.6673 | 126.995 | 221112 | -86.2034 | 42.9103 | 2490 | 125 | 100 |  |  |  |  | Y | N | N |  | N |  |  | 6504 | 6495.96
1710_B_2 | MI | 26139 | J. H. Campbell Plant |  | 8125511 | 6964413 | 1710 | 2 |  |  | B2835 | EU0061 | 227.3579 | 7.378 | 465.2926 | 45.9 | 42.15 | 2142.8984 | 27.2177 | 2022 | 400 | 19 | 278 | 36006.6673 | 126.995 | 221112 | -86.2034 | 42.9103 | 3560 | 125 | 100 |  |  |  |  | Y | N | N |  | N |  |  | 6792 | 6794.4702
6356_G_1 | MI | 26139 | HOLLAND BOARD OF PUBLIC WORKS |  | 7087011 | 14146113 |  |  |  |  | N6000 | EU0001 | 0.000425 |  | 0.07686 | 0.00145 | 0.00142 | 0.00463 | 5.5e-05 | 2022 | 35 | 12 | 925 | 3700 | 32.715 | 221112 | -86.1098 | 42.793 | 313 |  | 120 |  |  |  |  | N | N | N |  | N |  |  | 5
6034_B_1 | MI | 26147 | ST. CLAIR / BELLE RIVER POWER PLANT | Belle River | 7239111 | 7534713 | 6034 | 1 | 6034 | 1 | B2796 | EU0119 | 10871.0348 | 0.22956 | 2939.0396 | 28.3608 | 7.3995 | 8208.2021 | 97.3972 | 2022 | 665 | 25.5 | 290 | 46000.0009 | 90.072 | 221112 | -82.4939 | 42.7753 | 635 | 125 | 100 |  | 635 | N | Subbituminous | Y | N | N | 9999 | N |  | Coal Steam | 5736 | 5745.6895 | 10336
6034_B_2 | MI | 26147 | ST. CLAIR / BELLE RIVER POWER PLANT | Belle River | 7239111 | 7535613 | 6034 | 2 | 6034 | 2 | B2796 | EU0120 | 574.794 | 0.41376 | 4311.4608 | 35.9331 | 9.3756 | 12370.6405 | 137.4284 | 2022 | 665 | 25.5 | 290 | 46000.0009 | 90.072 | 221112 | -82.495 | 42.7756 | 635 | 125 | 100 |  | 635 | N | Subbituminous | Y | N | N | 9999 | N |  | Coal Steam | 7776 | 7766.8394 | 10284
6035_B_1 | MI | 26147 | DTE Electric Company - Greenwood Energy Center | Greenwood (MI) | 7239211 | 7533413 | 6035 | 1 | 6035 | 1 | B6145 | EU0009 | 143.2775 | 5.4652 | 214.7803 | 13.1717 | 13.1595 | 1.5356 | 9.3823 | 2022 | 496 | 23.25 | 290 | 38216.6674 | 90.015 | 221112 | -82.6965 | 43.1055 | 785 | 125 | 100 |  | 785 | N | Natural Gas, Distillate Fuel Oil | Y | N | N | 9999 | N |  | O/G Steam | 1760 | 1755.4801 | 10625
1743_G_11 | MI | 26147 | ST. CLAIR / BELLE RIVER POWER PLANT | St Clair | 7239111 | 7536013 |  |  | 1743 | 11 | B2796 | EU0116 | 1.734 |  | 6.767 | 0.1396 | 0.1396 | 0.003975 | 0.04441 | 2022 | 65 | 4 | 300 | -1 | 50 | 221112 | -82.4855 | 42.7687 | 23 | 125 | 120 |  | 19 | N | Natural Gas, Distillate Fuel Oil | N | N | N | 9999 | N |  | Combustion Turbine | 183 |  | 15477
55718_G_GT1 | MI | 26147 | ST. CLAIR / BELLE RIVER POWER PLANT | Dean | 7239111 | 7536213 | 55718 | 1 | 55718 | GT1 | B2796 | EU0182 | 6.505 |  | 14.049 | 1.079 | 1.079 | 0.2953 | 0.957 | 2022 | 65 | 4 | 300 | -1 | 50 | 221112 | -82.4855 | 42.7687 | 82.4 | 125 | 120 |  | 78 | N | Natural Gas | Y | N | N | 9999 | N |  | Combustion Turbine | 1020 | 1019.0302 | 12023
55718_G_GT2 | MI | 26147 | ST. CLAIR / BELLE RIVER POWER PLANT | Dean | 7239111 | 7535913 | 55718 | 2 | 55718 | GT2 | B2796 | EU0178 | 9.822 |  | 12.6398 | 0.7794 | 0.7794 | 0.2947 | 0.9516 | 2022 | 65 | 4 | 300 | -1 | 50 | 221112 | -82.4855 | 42.7687 | 82.4 | 125 | 120 |  | 78 | N | Natural Gas | Y | N | N | 9999 | N |  | Combustion Turbine | 1020 | 1016.65 | 12023
55718_G_GT3 | MI | 26147 | ST. CLAIR / BELLE RIVER POWER PLANT | Dean | 7239111 | 7534613 | 55718 | 3 | 55718 | GT3 |  |  | 12.89 |  | 15.8737 | 0.8035 | 0.8035 | 0.3687 | 1.196 |  | 65 | 4 | 300 | -1 | 50 | 221112 | -82.4855 | 42.7687 |  | 125 | 120 |  | 78 | N | Natural Gas | Y | N | N | 9999 | N |  | Combustion Turbine |  | 1270.9498 | 12023
55718_G_GT4 | MI | 26147 | ST. CLAIR / BELLE RIVER POWER PLANT | Dean | 7239111 | 7536113 | 55718 | 4 | 55718 | GT4 | B2796 | EU0180 | 6.904 |  | 17.5668 | 1.606 | 1.606 | 0.3524 | 1.107 | 2022 | 65 | 4 | 300 | -1 | 50 | 221112 | -82.4855 | 42.7687 | 82.4 | 125 | 120 |  | 78 | N | Natural Gas | Y | N | N | 9999 | N |  | Combustion Turbine | 1220 | 1222.2101 | 12024
6034_G_12-1 | MI | 26147 | ST. CLAIR / BELLE RIVER POWER PLANT | Belle River | 7239111 | 7536413 | 6034 | CTG121 | 6034 | 12-1 | B2796 | EU0168 | 2.068 |  | 5.1184 | 0.7932 | 0.7932 | 0.0939 | 0.3186 | 2022 | 65 | 4 | 300 | -1 | 50 | 221112 | -82.4855 | 42.7687 | 82.4 | 125 | 120 |  | 75 | N | Natural Gas | Y | N | N | 9999 | N |  | Combustion Turbine | 340 | 338.09 | 12234
6034_G_12-2 | MI | 26147 | ST. CLAIR / BELLE RIVER POWER PLANT | Belle River | 7239111 | 7536513 | 6034 | CTG122 | 6034 | 12-2 | B2796 | EU0169 | 0.1255 |  | 6.491 | 1.145 | 1.145 | 0.117 | 0.3938 | 2022 | 65 | 4 | 300 | -1 | 50 | 221112 | -82.4855 | 42.7687 | 82.4 | 125 | 120 |  | 75 | N | Natural Gas | Y | N | N | 9999 | N |  | Combustion Turbine | 420 | 417.64 | 12234
6034_G_13-1 | MI | 26147 | ST. CLAIR / BELLE RIVER POWER PLANT | Belle River | 7239111 | 7536613 | 6034 | CTG131 | 6034 | 13-1 | B2796 | EU0170 | 6.414 |  | 5.9408 | 1.017 | 1.017 | 0.1173 | 0.3967 | 2022 | 65 | 4 | 300 | -1 | 50 | 221112 | -82.4855 | 42.7687 | 82.4 | 125 | 120 |  | 74 | N | Natural Gas | Y | N | N | 9999 | N |  | Combustion Turbine | 420 | 415.7901 | 12234
6035_G_11-1 | MI | 26147 | DTE Electric Company - Greenwood Energy Center | Greenwood (MI) | 7239211 | 7532913 | 6035 | CTG111 | 6035 | 11-1 | B6145 | EU0017 | 6.471 |  | 8.8384 | 0.8945 | 0.8945 | 0.1838 | 0.6421 | 2022 | 56 | 14.75 | 998 | 6268.9167 | 36.688 | 221112 | -82.697 | 43.102 | 82.4 | 125 | 120 |  | 75 | N | Natural Gas | Y | N | N | 9999 | N |  | Combustion Turbine | 665 | 662.95 | 12084
6035_G_11-2 | MI | 26147 | DTE Electric Company - Greenwood Energy Center | Greenwood (MI) | 7239211 | 7533013 | 6035 | CTG112 | 6035 | 11-2 | B6145 | EU0018 | 13.71 |  | 10.212 | 1.433 | 1.433 | 0.2067 | 0.7128 | 2022 | 56 | 14.75 | 998 | 6268.9167 | 36.688 | 221112 | -82.697 | 43.1016 | 82.4 | 125 | 120 |  | 75 | N | Natural Gas | Y | N | N | 9999 | N |  | Combustion Turbine | 730 | 730.95 | 12084
6035_G_11-3 | MI | 26147 | DTE Electric Company - Greenwood Energy Center | Greenwood (MI) | 7239211 | 7533113 | 6035 | CTG121 | 6035 | 11-3 | B6145 | EU0019 | 10.73 |  | 8.6967 | 0.4001 | 0.4001 | 0.2074 | 0.7209 | 2022 | 56 | 14.75 | 998 | 6268.9167 | 36.688 | 221112 | -82.697 | 43.1011 | 82.4 | 125 | 120 |  | 74 | N | Natural Gas | Y | N | N | 9999 | N |  | Combustion Turbine | 735 | 736.4398 | 12084
62192_G_11 | MI | 26147 | ST. CLAIR / BELLE RIVER POWER PLANT | Blue Water Energy Center | 7239111 | 156638313 | 62192 | 11 | 62192 | 11 | B2796 | EU0233 | 7.168 |  | 54.9618 | 1.512 | 1.512 | 4.5999 | 19.74 | 2022 | 200 | 22.97 | 177 | 25812.5084 | 62.29 | 221112 | -82.4855 | 42.7687 | 3660 | 125 | 140 |  | 359 | N | Natural Gas | Y | N | N | 9999 | N | 62192_G_11;62192_G_1S | Combined Cycle | 5400 | 4848.3101 | 7050
62192_G_12 | MI | 26147 | ST. CLAIR / BELLE RIVER POWER PLANT | Blue Water Energy Center | 7239111 | 156639513 | 62192 | 12 | 62192 | 12 | B2796 | EU0234 | 7.549 |  | 57.053 | 2.71 | 2.71 | 4.7493 | 20.08 | 2022 | 200 | 22.97 | 177 | 25812.5084 | 62.29 | 221112 | -82.4855 | 42.7687 | 3660 | 125 | 140 |  | 359 | N | Natural Gas | Y | N | N | 9999 | N |  | Combined Cycle | 5664 | 4926.3096 | 7050
1743_B_7 | MI | 26147 | ST. CLAIR / BELLE RIVER POWER PLANT |  | 7239111 | 7538213 | 1743 | 7 |  |  | B2796 | EU0111 | 118.8465 | 0.21417 | 685.8424 | 8.4348 | 2.2014 | 2956.6582 | 28.2545 | 2022 | 599 | 16 | 307 | 29350.0005 | 145.975 | 221112 | -82.4855 | 42.7687 | 450 | 125 | 100 |  |  |  |  | Y | N | N |  | N |  |  | 3096 | 3089.1099
1743_B_6 | MI | 26147 | ST. CLAIR / BELLE RIVER POWER PLANT |  | 7239111 | 7539613 | 1743 | 6 |  |  | B2796 | EU0110 | 76.4634 | 0.37949 | 430.2669 | 1.8976 | 0.49597 | 2121.2207 | 18.3203 | 2022 | 425 | 13.25 | 300 | 18066.667 | 131.026 | 221112 | -82.4715 | 42.7639 | 320 | 125 | 100 |  |  |  |  | Y | N | N |  | N |  |  | 3720 | 2746.4302
1743_B_2 | MI | 26147 | ST. CLAIR / BELLE RIVER POWER PLANT |  | 7239111 | 7540013 | 1743 | 2 |  |  | B2796 | EU0106 | 11.3032 | 0.13058 | 375.1737 | 0.40007 | 0.10453 | 755.0892 | 7.5233 | 2022 | 599 | 13.33 | 330 | 12533.3335 | 89.808 | 221112 | -82.4722 | 42.7617 | 162 | 125 | 100 |  |  |  |  | Y | N | N |  | N |  |  | 2304 | 2309.05
1743_B_3 | MI | 26147 | ST. CLAIR / BELLE RIVER POWER PLANT |  | 7239111 | 7539913 | 1743 | 3 |  |  | B2796 | EU0107 | 27.2833 | 0.1739 | 269.7211 | 1.4709 | 0.38483 | 439.8388 | 5.7513 | 2022 | 599 | 13.33 | 330 | 12533.3335 | 89.808 | 221112 | -82.4722 | 42.7617 | 168 | 125 | 100 |  |  |  |  | Y | N | N |  | N |  |  | 1920 | 1795.3501
1855_G_1 | MI | 26149 | Sturgis Municipal Power Plant |  | 6356811 | 15701413 |  |  |  |  | B7287 | EU0009 | 0.3234 | 0.034584 | 11.73 | 0.37254 | 0.37254 | 0.002496 | 0.6169 | 2022 | 38 | 2.5 | 860 | 85 | 17.316 | 221112 | -85.4262 | 41.7991 | 8300 | 125 | 160 |  |  |  |  | N | N | N |  | N |  |  | 7
55297_G_1 | MI | 26159 | New Covert Generating Company, LLC | New Covert Generating Facility | 9510111 | 57848113 | 55297 | 001 | 55297 | 1 | N6767 | RG0019 | 3.396 |  | 64.0853 | 22.6 | 22.6 | 5.7463 | 2.2 | 2022 | 160 | 22.08 | 189 | 23183.1337 | 60.528 | 221112 | -86.2925 | 42.3232 | 2930 | 125 | 140 |  | 226.2 | N | Natural Gas | Y | N | N | 9999 | N | 55297_G_1A;55297_G_1 | Combined Cycle | 7705 | 7969.1001 | 7131
55297_G_2 | MI | 26159 | New Covert Generating Company, LLC | New Covert Generating Facility | 9510111 | 57848213 | 55297 | 002 | 55297 | 2 | N6767 | RG0020 | 7.274 |  | 58.5898 | 27.1 | 27.1 | 5.2461 | 1.1 | 2022 | 160 | 22.08 | 188 | 22642.8837 | 59.117 | 221112 | -86.2925 | 42.3232 | 2930 | 125 | 140 |  | 225.5 | N | Natural Gas | Y | N | N | 9999 | N | 55297_G_2;55297_G_2A | Combined Cycle | 7682 | 7787.2798 | 7131
55297_G_3 | MI | 26159 | New Covert Generating Company, LLC | New Covert Generating Facility | 9510111 | 57848313 | 55297 | 003 | 55297 | 3 | N6767 | RG0021 | 6.02 |  | 52.0376 | 29.1 | 29.1 | 4.6546 | 1.1 | 2022 | 160 | 22.08 | 191 | 21624.5504 | 56.458 | 221112 | -86.2925 | 42.3232 | 2930 | 125 | 140 | 109&139&205 | 224.8 | N | Natural Gas | Y | N | N | 9999 | N | 55297_G_3A;55297_G_3 | Combined Cycle | 6739 | 6762.2515 | 7131
50431_G_TG1 | MI | 26161 | UNIVERSITY OF MICHIGAN | University of Michigan | 8146111 | 6974513 |  |  | 50431 | TG1 | M0675 | RG0216 | 29.6615 |  | 85.2865 | 3.0775 | 3.0775 | 0.371 | 1.982 | 2022 | 159 | 14 | 290 | 2884.8167 | 18.74 | 611310 | -83.7312 | 42.2839 | 11 | 148 | 120 |  | 11.5 | Y | Natural Gas, Distillate Fuel Oil | N | Y | N | 9999 | N |  | Combined Cycle | 8760 |  | 5500
50431_G_TG10 | MI | 26161 | UNIVERSITY OF MICHIGAN | University of Michigan | 8146111 | 6974313 |  |  | 50431 | TG10 | M0675 | RG0215 | 19.33 | 0.1127 | 46.73 | 1.749 | 1.749 | 0.1381 | 1.265 | 2022 | 242 | 14 | 306 | 1476.6666 | 9.593 | 611310 | -83.7312 | 42.2839 | 3 | 148 | 100 |  | 3.5 | Y | Natural Gas, Distillate Fuel Oil | N | Y | N | 9999 | N |  | Combined Cycle | 8760 |  | 5500
55596_G_0001 | MI | 26161 | Arbor Hills Landfill, Inc. | GRS Arbor Hills | 6940911 | 14044213 |  |  | 55596 | 0001 | N2688 | EU0020 | 2.284 |  | 4.612 | 1.106 | 1.096 | 3.655 | 0.041 | 2022 | 45 | 4 | 300 | 635.2833 | 50.6 | 562212 | -83.5575 | 42.3969 | 58.7 | 104 | 120 |  | 3.8 | N | Landfill Gas | N | N | N | 9999 | N |  | Landfill Gas | 8760 |  | 15057
55596_G_0002 | MI | 26161 | Arbor Hills Landfill, Inc. | GRS Arbor Hills | 6940911 | 124476513 |  |  | 55596 | 0002 | N2688 | EU0030 | 13.48 |  | 10.64 | 2.067 | 2.0484 | 9.675 | 0.1705 | 2022 | 45 | 4 | 300 | 635.2833 | 50.6 | 562212 | -83.5575 | 42.3969 | 58.7 | 104 | 120 |  | 3.8 | N | Landfill Gas | N | N | N | 9999 | N |  | Landfill Gas | 8760 |  | 15057
55596_G_0003 | MI | 26161 | Arbor Hills Landfill, Inc. | GRS Arbor Hills | 6940911 | 124476613 |  |  | 55596 | 0003 | N2688 | EU0031 | 9.534 |  | 22.43 | 3.657 | 3.6241 | 20.48 | 0.108 | 2022 | 45 | 4 | 300 | 635.2833 | 50.6 | 562212 | -83.5575 | 42.3969 | 58.7 | 104 | 120 |  | 3.8 | N | Landfill Gas | N | N | N | 9999 | N |  | Landfill Gas | 8760 |  | 15057
55596_G_0004 | MI | 26161 | Arbor Hills Landfill, Inc. | GRS Arbor Hills | 6940911 | 82780713 |  |  | 55596 | 0004 | N2688 | EU0024 | 22.94 |  | 19.65 | 10.6631 | 10.6546 | 20.2 | 0.3855 | 2022 | 50 | 3.5 | 960 | 657.6166 | 68.4 | 562212 | -83.5575 | 42.3969 | 61.4 | 104 | 120 |  | 7.6 | N | Landfill Gas | N | N | N | 9999 | N |  | Landfill Gas | 8760 |  | 15057
55088_B_EUCTG1 | MI | 26163 | DEARBORN INDUSTRIAL GENERATION | Dearborn Industrial Generation | 7778711 | 3631313 | 55088 | BL1100 | 55088 | EUCTG1 | N6631 | EU0004 | 0.8275 | 0.0675 | 37.6921 | 19.2225 | 19.2225 | 267.9665 | 0.108 | 2022 | 185 | 10.5 | 277 | 4380 | 50.583 | 221112 | -83.1522 | 42.3042 | 763 | 125 | 200 |  | 83 | Y | Fossil Waste | Y | N | N | 9999 | N |  | Fossil Waste | 576 | 6693.5 | 4746
55088_B_EUCTG2 | MI | 26163 | DEARBORN INDUSTRIAL GENERATION | Dearborn Industrial Generation | 7778711 | 3631413 | 55088 | BL2100 | 55088 | EUCTG2 | N6631 | EU0005 | 0.508 | 0.1375 | 31.752 | 13.9465 | 13.9465 | 246.4262 | 0.1975 | 2022 | 185 | 10.5 | 277 | 4380 | 50.583 | 221112 | -83.1522 | 42.3043 | 763 | 125 | 200 | 205 | 83 | Y | Fossil Waste | Y | N | N | 9999 | N |  | Fossil Waste | 5496 | 5953.25 | 4746
55088_B_EUCTG3 | MI | 26163 | DEARBORN INDUSTRIAL GENERATION | Dearborn Industrial Generation | 7778711 | 3631213 | 55088 | BL3100 | 55088 | EUCTG3 | N6631 | EU0006 | 1.2 | 0.073 | 32.8899 | 12.623 | 12.623 | 242.4128 | 0.145 | 2022 | 185 | 10.5 | 277 | 4380 | 50.583 | 221112 | -83.1523 | 42.3044 | 763 | 125 | 200 |  | 83 | Y | Fossil Waste | Y | N | N | 9999 | N |  | Fossil Waste | 504 | 5996 | 4746
1866_B_5 | MI | 26163 | WYANDOTTE DEPT MUNI POWER PLANT | Wyandotte | 7902611 | 3280113 | 1866 | 5 | 1866 | 5 | B2132 | EU0035 | 0.2818 | 0.01073 | 0.0007 | 0.0255 | 0.0255 | 0.002015 | 0.01845 | 2022 | 198 | 8.08 | 450 | 1705 | 33.224 | 221112 | -83.1455 | 42.2083 | 22.5 | 125 | 100 | 100 | 21.2 | N | Natural Gas | Y | N | N | 9999 | N |  | O/G Steam | 672 | 659.63 | 14500
1866_B_7 | MI | 26163 | WYANDOTTE DEPT MUNI POWER PLANT | Wyandotte | 7902611 | 3280213 | 1866 | 7 | 1866 | 7 | B2132 | EU0036 | 0.372 | 0.01417 | 0.3389 | 0.03307 | 0.03307 | 0.0002 | 0.02436 | 2022 | 197 | 9.17 | 350 | 1767.1667 | 26.777 | 221112 | -83.1454 | 42.2082 | 32.5 | 125 | 100 |  | 21.2 | N | Natural Gas | Y | N | N | 9999 | N |  | O/G Steam | 72 | 58.27 | 14500
1728_G_11-1 | MI | 26163 | DTE Electric Company - Delray Power Plant | Delray | 7306011 | 11096913 | 1728 | CTG111 | 1728 | 11-1 | B2798 | EU0001 | 5.542 |  | 7.8966 | 1.176 | 1.176 | 0.1155 | 0.3741 | 2022 | 56 | 19 | 1002 | 223.2 | 0.787 | 221112 | -83.1028 | 42.2953 | 1000 | 125 | 120 |  | 64 | N | Natural Gas | Y | N | N | 9999 | N |  | Combustion Turbine | 450 | 449.17 | 13624
1728_G_12-1 | MI | 26163 | DTE Electric Company - Delray Power Plant | Delray | 7306011 | 11097013 | 1728 | CTG121 | 1728 | 12-1 | B2798 | EU0002 | 2.161 |  | 3.8862 | 0.5298 | 0.5298 | 0.0492 | 0.1686 | 2022 | 56 | 19 | 1007 | 223.8333 | 0.789 | 221112 | -83.1028 | 42.2953 | 950 | 125 | 120 |  | 63 | N | Natural Gas | Y | N | N | 9999 | N |  | Combustion Turbine | 220 | 220.78 | 13620
55088_G_GT 1 | MI | 26163 | DEARBORN INDUSTRIAL GENERATION | Dearborn Industrial Generation | 7778711 | 3631013 | 55088 | GT2100 | 55088 | GT 1 | N6631 | EU0002 | 14.54 |  | 186.0944 | 17.64 | 17.64 | 3.9461 | 1.633 | 2022 | 150 | 17.5 | 276 | 20666.667 | 85.922 | 221112 | -83.1526 | 42.3038 | 1630 | 125 | 140 |  | 163 | Y | Natural Gas | Y | N | N | 9999 | N |  | Combustion Turbine | 7752 | 7738 | 8700
55088_G_GT2 | MI | 26163 | DEARBORN INDUSTRIAL GENERATION | Dearborn Industrial Generation | 7778711 | 3631113 | 55088 | GT3100 | 55088 | GT2 | N6631 | EU0003 | 13.7 |  | 158.5127 | 15.67 | 15.67 | 3.999 | 2.109 | 2022 | 150 | 17.5 | 276 | 20666.667 | 85.922 | 221112 | -83.1522 | 42.3039 | 1630 | 125 | 140 |  | 163 | Y | Natural Gas | Y | N | N | 9999 | N |  | Combustion Turbine | 7224 | 7220.5 | 8700
55088_G_GTP1 | MI | 26163 | DEARBORN INDUSTRIAL GENERATION | Dearborn Industrial Generation | 7778711 | 3630913 | 55088 | GTP1 | 55088 | GTP1 | N6631 | EU0001 | 11.18 |  | 91.3953 | 8.389 | 8.389 | 1.7741 | 1.213 | 2022 | 60 | 17.75 | 1073 | 38300.0007 | 154.779 | 221112 | -83.1538 | 42.3053 | 1640 | 125 | 120 | 205 | 163 | N | Natural Gas | Y | N | N | 9999 | N |  | Combustion Turbine | 3816 | 3624.75 | 10745
7972_G_1 | MI | 26163 | Sumpter Generating Plant | Sumpter | 6441111 | 16725013 | 7972 | 1 | 7972 | 1 |  |  | 9.788 |  | 13.0587 | 2.562 | 2.562 | 0.2454 | 0.8151 |  | 60 | 15.5 | 1040 | 23600.1004 | 125.1 | 221112 | -83.532 | 42.167 |  | 125 | 120 |  | 77 | N | Natural Gas | Y | N | N | 9999 | N |  | Combustion Turbine |  | 962.6301 | 12670
7972_G_2 | MI | 26163 | Sumpter Generating Plant | Sumpter | 6441111 | 16724813 | 7972 | 2 | 7972 | 2 | M4854 | EU0002 | 7.591 |  | 10.8112 | 2.612 | 2.612 | 0.2513 | 0.831 | 2022 | 60 | 15.5 | 1040 | 23600.1004 | 125.1 | 221112 | -83.532 | 42.167 | 1000 | 125 | 120 |  | 77.5 | N | Natural Gas | Y | N | N | 9999 | N |  | Combustion Turbine | 957 | 972.6901 | 12670
7972_G_3 | MI | 26163 | Sumpter Generating Plant | Sumpter | 6441111 | 16724713 | 7972 | 3 | 7972 | 3 | M4854 | EU0003 | 7.492 |  | 15.4607 | 2.482 | 2.482 | 0.2373 | 0.7897 | 2022 | 60 | 15.5 | 1040 | 23610.0004 | 125.1 | 221112 | -83.532 | 42.167 | 1000 | 125 | 120 |  | 76.6 | N | Natural Gas | Y | N | N | 9999 | N |  | Combustion Turbine | 891 | 906.67 | 12670
7972_G_4 | MI | 26163 | Sumpter Generating Plant | Sumpter | 6441111 | 16724913 | 7972 | 4 | 7972 | 4 | M4854 | EU0004 | 15.41 |  | 13.5216 | 2.446 | 2.446 | 0.2324 | 0.7783 | 2022 | 60 | 15.5 | 1040 | 23610.0004 | 125.1 | 221112 | -83.532 | 42.167 | 1000 | 125 | 120 |  | 77.3 | N | Natural Gas | Y | N | N | 9999 | N |  | Combustion Turbine | 880 | 915.4498 | 12670
1745_B_9A | MI | 26163 | DTE Electric Company - Trenton Channel Power Plant |  | 7422511 | 10892713 | 1745 | 9A |  |  | B2811 | EU0035 | 88.7549 | 0.1256 | 503.5579 | 10.3112 | 5.0768 | 2428.4555 | 10.5914 | 2022 | 563 | 16 | 280 | 28150.0005 | 140.007 | 221112 | -83.1807 | 42.1218 | 520 | 125 | 100 |  |  |  |  | Y | N | N |  | N |  |  | 2664 | 2577.96
10033_B_12 | MI | 26163 | DETROIT RENEWABLE POWER, LLC |  | 8171811 | 4506513 |  |  |  |  | M4148 | EU0021 | 0 | 0 | 0 | 0 | 0 | 0 | 0 | 2022 | 337.5 | 7.583 | 312 | 6178.8001 | 136.8 | 562213 | -83.0517 | 42.3686 | 0.01 | 103 | 100 |  |  |  |  | N | N | N |  | N
10033_B_13 | MI | 26163 | DETROIT RENEWABLE POWER, LLC |  | 8171811 | 4506413 |  |  |  |  | M4148 | EU0022 | 0 | 0 | 0 | 0 | 0 | 0 | 0 | 2020 | 337.5 | 7.583 | 320 | 6052.8001 | 134 | 562213 | -83.0517 | 42.3686 | 0.01 | 103 | 100 |  |  |  |  | N | N | N |  | N
10033_B_11 | MI | 26163 | DETROIT RENEWABLE POWER, LLC |  | 8171811 | 4506613 |  |  |  |  | M4148 | EU0020 | 0 | 0 | 0 | 0 | 0 | 0 | 0 | 2020 | 337.5 | 7.583 | 314 | 6259.1167 | 138.6 | 562213 | -83.0517 | 42.3686 | 0.01 | 103 | 100 |  |  |  |  | N | N | N |  | N
54415_B_101613 | MI | 26165 | Cadillac Renewable Energy Facility | Cadillac Renewable Energy | 6180011 | 82794013 | 54415 | EUBLR | 54415 | 101613 | N1395 | EU0006 | 132.8588 | 0.00224 | 189.7216 | 1.233 | 1.233 | 62.4957 | 0.87435 | 2022 | 188 | 8 | 320 | 2216.6667 | 44.099 | 221118 | -85.4346 | 44.2612 | 554 | 125 | 100 |  | 38 | N | Biomass | Y | N | N | 9999 | N |  | Biomass | 8760 | 8037.1597 | 16278
7947_G_1 | MN | 27007 | Otter Tail Power Co - Solway Plant | Solway CT | 9516311 | 57875813 | 7947 | 1 | 7947 | 1 | 2700700034 | EU001 | 13.0548 | 7.7081 | 60.654 | 0.22813 | 0.16791 | 0.244 | 0.91429 | 2022 | 45 | 9 | 808 | 8924.0168 | 140.2202 | 221118 | -95.1297 | 47.5444 | 43.7 | 125 | 120 |  | 43.1 | N | Natural Gas, Distillate Fuel Oil | Y | N | N | 9999 | N |  | Combustion Turbine |  | 2495.6936 | 10745
56104_G_CTG1 | MN | 27013 | Mankato Energy Center | Mankato Energy Center | 13597611 | 112599113 | 56104 | CT-1 | 56104 | CTG1 | 2701300098 | EU008 | 100.3 | 10.39 | 35.3317 | 1.8591 | 1.3543 | 2.1338 | 4.595 | 2022 | 200 | 19 | 160 | 11143.1835 | 39.2859 | 221112 | -94.0025 | 44.199 | 3000 | 125 | 140 |  | 187 | N | Natural Gas, Distillate Fuel Oil | Y | N | N | 9999 | N |  | Combined Cycle |  | 3806.5901 | 7475
56104_G_CTG2 | MN | 27013 | Mankato Energy Center | Mankato Energy Center | 13597611 | 79510813 | 56104 | CT-2 | 56104 | CTG2 | 2701300098 | EU002 | 50.03 | 14.7833 | 28.8474 | 12.111 | 4.297 | 1.8622 | 0.87572 | 2022 | 200 | 19 | 160 | 11414.8668 | 40.2438 | 221112 | -94.0025 | 44.199 | 2840 | 125 | 140 |  | 167 | N | Natural Gas, Distillate Fuel Oil | Y | N | N | 9999 | N | 56104_G_STG1;56104_G_CTG2 | Combined Cycle |  | 3552.219 | 7475
1934_B_2 | MN | 27013 | Xcel Energy - Wilmarth Generating Plant |  | 7623111 | 11476213 |  |  |  |  | 2701300015 | EU002 | 104.2 | 0.0307 | 186.6 | 0.74406 | 0.56575 | 20.1 | 0.052854 | 2022 | 158 | 10 | 320 | 1666.6667 | 21.2121 | 22111 | -94.0085 | 44.1971 | 170 | 103 | 270 | 127&141 |  |  |  | N | N | N |  | N
1934_B_1 | MN | 27013 | Xcel Energy - Wilmarth Generating Plant |  | 7623111 | 11476313 |  |  |  |  | 2701300015 | EU001 | 72.6 | 0.0276 | 181.7 | 0.7967 | 0.65239 | 20.2 | 0.047524 | 2022 | 158 | 10 | 320 | 1666.6667 | 21.2121 | 22111 | -94.0085 | 44.1971 | 170 | 103 | 270 |  |  |  |  | N | N | N |  | N
2001_B_1 | MN | 27015 | New Ulm Public Utilities - Municipal Power | New Ulm | 7011011 | 14899013 |  |  | 2001 | 1 | 2701500010 | EU001 | 3.952 | 0.1506 | 4.705 | 0.02447 | 0.020236 | 0.02823 | 0.2588 | 2022 | 86.5 | 5.5 | 380 | 500 | 21.0368 | 221118 | -94.4579 | 44.3158 | 80 | 125 | 100 |  | 1.6 | Y | Natural Gas | N | Y | N | 9999 | N |  | O/G Steam |  |  | 8300
2001_B_2 | MN | 27015 | New Ulm Public Utilities - Municipal Power | New Ulm | 7011011 | 14899613 |  |  | 2001 | 2 | 2701500010 | EU002 | 5.452 | 0.2077 | 18.17 | 0.025962 | 0.023626 | 0.03894 | 0.357 | 2022 | 115.5 | 5 | 320 | 750 | 38.1818 | 221118 | -94.4579 | 44.3158 | 80 | 125 | 100 |  | 1.6 | Y | Natural Gas | N | Y | N | 9999 | N |  | O/G Steam |  |  | 8300
2001_B_4 | MN | 27015 | New Ulm Public Utilities - Municipal Power | New Ulm | 7011011 | 14899113 |  |  | 2001 | 4 | 2701500010 | EU003 | 1.504 | 0.05728 | 5.012 | 0.00716 | 0.0065156 | 0.01074 | 0.09845 | 2022 | 120 | 5.3 | 325 | 1300 | 58.9015 | 221118 | -94.4579 | 44.3158 | 150 | 125 | 100 |  | 14.8 | Y | Natural Gas | N | Y | N | 9999 | N |  | O/G Steam |  |  | 8300
2001_G_5 | MN | 27015 | New Ulm Public Utilities - Municipal Power | New Ulm | 7011011 | 14899213 |  |  | 2001 | 5 | 2701500010 | EU004 | 0.001789 | 0.01131 | 0.477 | 0.0023738 | 0.0023738 | 0.005475 | 0.0002223 | 2022 | 27 | 17.5 | 900 | 12250.0002 | 50.909 | 221118 | -94.4579 | 44.3158 | 25 | 125 | 120 |  | 23 | N | Distillate Fuel Oil | N | N | N | 9999 | N |  | Combustion Turbine |  |  | 10745
2001_G_7 | MN | 27015 | New Ulm Public Utilities - Municipal Power | New Ulm | 7011011 | 14899313 | 2001 | 7 | 2001 | 7 | 2701500010 | EU005 | 0.002018 | 0.01276 | 6.1803 | 0.0026782 | 0.0026782 | 1.7508 | 0.0002508 | 2022 | 29 | 17.5 | 738 | 10850.0002 | 45.0909 | 221118 | -94.4579 | 44.3158 | 26 | 125 | 120 |  | 25 | N | Distillate Fuel Oil | Y | N | N | 9999 | N |  | Combustion Turbine |  | 29.43 | 10745
6824_G_1 | MN | 27019 | Great River Energy - Saint Bonifacius | St Bonifacius | 7003611 | 15160213 | 6824 | 1 | 6824 | 1 | 2701900010 | EU001 | 0.02367 | 0 | 8.6156 | 0.031934 | 0.031934 | 0.0064 | 0.002941 | 2022 | 50 | 13 | 783 | 16866.667 | 127.0216 | 221122 | -93.8208 | 44.905 | 36 | 125 | 120 |  | 60.8 | N | Distillate Fuel Oil | Y | N | N | 9999 | N |  | Combustion Turbine |  | 107.14 | 16117
7844_G_UOO1 | MN | 27019 | MMPA - Minnesota River Station | Minnesota River | 7005011 | 15154413 | 7844 | U001 | 7844 | UOO1 | 2701900059 | EU001 | 0.3893 | 0.07902 | 0.7327 | 0.031351 | 0.031351 | 0.0028 | 0.00997 | 2022 | 50 | 10.5 | 1014 | 6666.6668 | 76.96 | 221122 | -93.5813 | 44.7948 | 48.7 | 125 | 120 |  | 39 | N | Natural Gas | Y | N | N | 9999 | N |  | Combustion Turbine |  | 22.64 | 11143
6824_G_1x | MN | 27019 | Great River Energy - Saint Bonifacius |  | 7003611 | 15160113 | 6824 | 2 |  |  | 2701900010 | EU002 | 0.02362 | 0 | 8.598 | 0.03187 | 0.03187 | 0.0065 | 0.002935 | 2022 | 50 | 13 | 783 | 16866.667 | 127.0216 | 221122 | -93.8208 | 44.905 | 36 | 125 | 120 |  |  |  |  | Y | N | N |  | N |  |  |  | 107.24
1904_G_5 | MN | 27037 | Xcel Energy - Black Dog Generating Plant | Black Dog | 6275411 | 15815613 | 1904 | 5 | 1904 | 5 | 2703700003 | EU026 | 421.3 | 101.7 | 43.0435 | 4.529 | 3.2782 | 1.2773 | 2.422 | 2022 | 230 | 18 | 181 | 17736.4836 | 69.6719 | 221112 | -93.2502 | 44.8106 | 184 | 125 | 120 |  | 165 | N | Natural Gas | Y | N | N | 9999 | N | 1904_G_2;1904_G_5 | Combined Cycle |  | 2569.0898 | 7422
1904_G_6-1 | MN | 27037 | Xcel Energy - Black Dog Generating Plant | Black Dog | 6275411 | 134865813 | 1904 | 6 | 1904 | 6-1 | 2703700003 | EU030 | 93.93 | 20.21 | 37.4745 | 2.5378 | 1.4289 | 0.7278 | 0.6042 | 2022 | 198 | 23 | 1145 | 47854.5842 | 115.1339 | 221112 | -93.2502 | 44.8106 | 2420 | 125 | 120 |  | 212 | N | Natural Gas | Y | N | N | 9999 | N |  | Combustion Turbine |  | 1404.2604 | 10745
1913_G_1 | MN | 27037 | Xcel Energy - Inver Hills Generating Plant |  | 6276011 | 15795013 | 1913 | 1 |  |  | 2703700015 | EU001 | 2.9409 | 0.71184 | 31.0232 | 0.035636 | 0.030694 | 1.9034 | 0.076586 | 2022 | 32 | 13.8 | 1050 | 22329.1671 | 149.2277 | 221112 | -93.0419 | 44.7815 | 977 | 125 | 120 |  |  |  |  | Y | N | N |  | N |  |  |  | 213.56
1913_G_4 | MN | 27037 | Xcel Energy - Inver Hills Generating Plant |  | 6276011 | 15794713 | 1913 | 4 |  |  | 2703700015 | EU004 | 2.435 | 0.52409 | 21.8909 | 0.015157 | 0.011047 | 0.0142 | 0.062352 | 2022 | 32 | 13.8 | 1050 | 22329.1671 | 149.2277 | 221112 | -93.0419 | 44.7815 | 977 | 125 | 120 |  |  |  |  | Y | N | N |  | N |  |  |  | 158.52
1913_G_6 | MN | 27037 | Xcel Energy - Inver Hills Generating Plant |  | 6276011 | 15794513 | 1913 | 6 |  |  | 2703700015 | EU006 | 2.2242 | 0.49853 | 21.121 | 0.018173 | 0.014422 | 0.4325 | 0.057291 | 2022 | 32 | 13.8 | 1050 | 22329.1671 | 149.2277 | 221112 | -93.0419 | 44.7815 | 977 | 125 | 120 |  |  |  |  | Y | N | N |  | N |  |  |  | 160.08
1913_G_3 | MN | 27037 | Xcel Energy - Inver Hills Generating Plant |  | 6276011 | 15794813 | 1913 | 3 |  |  | 2703700015 | EU003 | 1.4968 | 0.38791 | 17.3073 | 0.023791 | 0.021283 | 1.6653 | 0.039388 | 2022 | 32 | 13.8 | 1050 | 22329.1671 | 149.2277 | 221112 | -93.0419 | 44.7815 | 977 | 125 | 120 |  |  |  |  | Y | N | N |  | N |  |  |  | 127.75
1913_G_5 | MN | 27037 | Xcel Energy - Inver Hills Generating Plant |  | 6276011 | 15794413 | 1913 | 5 |  |  | 2703700015 | EU005 | 1.9394 | 0.42596 | 17.8704 | 0.013921 | 0.010649 | 0.1409 | 0.049812 | 2022 | 32 | 13.8 | 1050 | 22329.1671 | 149.2277 | 221112 | -93.0419 | 44.7815 | 977 | 125 | 120 |  |  |  |  | Y | N | N |  | N |  |  |  | 131.79
1913_G_2 | MN | 27037 | Xcel Energy - Inver Hills Generating Plant |  | 6276011 | 15794913 | 1913 | 2 |  |  | 2703700015 | EU002 | 1.3586 | 0.32072 | 13.7476 | 0.014673 | 0.012388 | 0.5586 | 0.035256 | 2022 | 32 | 13.8 | 1050 | 22329.1671 | 149.2277 | 221112 | -93.0419 | 44.7815 | 977 | 125 | 120 |  |  |  |  | Y | N | N |  | N |  |  |  | 103.76
56241_G_UNT1 | MN | 27049 | Invenergy Cannon Falls LLC | Cannon Falls Energy Center | 13596111 | 79444013 | 56241 | CT-01 | 56241 | UNT1 | 2704900088 | EU001 | 14.6665 | 8.7316 | 36.6357 | 5.4582 | 5.4582 | 1.0436 | 1.3545 | 2022 | 75 | 19 | 1075 | 37668.7507 | 132.8034 | 221121 | -92.9156 | 44.536 | 178 | 125 | 120 |  | 158 | N | Natural Gas, Distillate Fuel Oil | Y | N | N | 9999 | N |  | Combustion Turbine |  | 650.65 | 11517
56241_G_UNT2 | MN | 27049 | Invenergy Cannon Falls LLC | Cannon Falls Energy Center | 13596111 | 79444113 | 56241 | CT-02 | 56241 | UNT2 | 2704900088 | EU002 | 14.607 | 8.4591 | 38.0089 | 5.3011 | 5.3011 | 1.0983 | 1.3429 | 2022 | 75 | 19 | 1075 | 37668.7507 | 132.8034 | 221121 | -92.9156 | 44.536 | 178 | 125 | 120 |  | 158 | N | Natural Gas, Distillate Fuel Oil | Y | N | N | 9999 | N |  | Combustion Turbine |  | 635.6599 | 11517
1926_B_1 | MN | 27049 | Xcel Energy - Red Wing Generating Plant |  | 6274511 | 15819713 |  |  |  |  | 2704900005 | EU001 | 74.3 | 0.14199 | 532 | 1.239 | 0.99422 | 57.7 | 0.057583 | 2022 | 187 | 7 | 450 | 1741.6667 | 45.238 | 221112 | -92.5171 | 44.5691 | 180 | 103 | 270 | 127&41 |  |  |  | N | N | N |  | N
1926_B_2 | MN | 27049 | Xcel Energy - Red Wing Generating Plant |  | 6274511 | 15819613 |  |  |  |  | 2704900005 | EU002 | 55.3 | 0.03324 | 406.7 | 0.74515 | 0.62138 | 44.7 | 0.02662 | 2022 | 187 | 10 | 450 | 1741.6667 | 22.1666 | 221112 | -92.5171 | 44.5691 | 180 | 103 | 270 | 127&41 |  |  |  | N | N | N |  | N
10013_B_1 | MN | 27053 | Hennepin Energy Recovery Center | Covanta Hennepin Energy | 8482211 | 1112413 |  |  | 10013 | 1 | 2705300400 | EU001 | 11.59 | 0.002695 | 203.6 | 10.7952 | 9.1542 | 5.78 | 1.6712 | 2022 | 216 | 6.3 | 260 | 2626.8667 | 84.2349 | 562213 | -93.2787 | 44.9844 | 263 | 103 | 270 | 127&139&99 | 16.8 | N | MSW | N | Y | N | 9999 | N |  | Municipal Solid Waste |  |  | 18276
10013_B_2 | MN | 27053 | Hennepin Energy Recovery Center | Covanta Hennepin Energy | 8482211 | 1113013 |  |  | 10013 | 2 | 2705300400 | EU002 | 15.4 | 0.002737 | 207 | 5.9582 | 5.4032 | 4.65 | 3.2127 | 2022 | 216 | 6.3 | 260 | 2626.8667 | 84.2349 | 562213 | -93.2787 | 44.9844 | 263 | 103 | 270 |  | 16.8 | N | MSW | N | Y | N | 9999 | N |  | Municipal Solid Waste |  |  | 18276
1927_G_10 | MN | 27053 | Xcel Energy - Riverside Generating Plant | Riverside (MN) | 6393811 | 79473413 | 1927 | 10 | 1927 | 10 | 2705300015 | EU016 | 76.16 | 44.55 | 60.1383 | 1.2839 | 0.9353 | 1.5741 | 3.275 | 2022 | 164.6 | 19 | 188 | 18333.3337 | 64.6352 | 221112 | -93.2744 | 45.0201 | 193 | 125 | 120 |  | 147 | N | Natural Gas | Y | N | N | 9999 | N |  | Combined Cycle |  | 3697.2815 | 7269
1927_G_9 | MN | 27053 | Xcel Energy - Riverside Generating Plant | Riverside (MN) | 6393811 | 79473313 | 1927 | 9 | 1927 | 9 | 2705300015 | EU015 | 77.78 | 43.25 | 59.6614 | 1.3107 | 0.9549 | 1.6106 | 2.313 | 2022 | 164.6 | 19 | 188 | 18333.3337 | 64.6352 | 221112 | -93.2744 | 45.0201 | 193 | 125 | 120 |  | 147 | N | Natural Gas | Y | N | N | 9999 | N | 1927_G_9;1927_G_ST7 | Combined Cycle |  | 3845.6379 | 7269
2038_G_GT1 | MN | 27059 | Great River Energy - Cambridge | Cambridge CT Hybrid | 6167711 | 15289213 | 2038 | 1 | 2038 | GT1 | 2705900014 | EU001 | 0.02298 | 0 | 8.3472 | 0.030869 | 0.030869 | 0.0079 | 0.002855 | 2022 | 35 | 13.1 | 842 | 9378.1168 | 69.5518 | 221122 | -93.2076 | 45.6005 | 29.3 | 125 | 120 |  | 20.3 | N | Distillate Fuel Oil | Y | N | N | 9999 | N |  | Combustion Turbine |  | 63.97 | 11726
2038_G_GT2 | MN | 27059 | Great River Energy - Cambridge | Cambridge CT Hybrid | 6167711 | 79523213 | 2038 | 2 | 2038 | GT2 | 2705900014 | EU002 | 3.8 | 0 | 7.5247 | 0.09118 | 0.06642 | 0.1043 | 0.3756 | 2022 | 90 | 18.7 | 1027 | 40750.0008 | 148.3131 | 221122 | -93.2076 | 45.6005 | 190 | 125 | 120 |  | 151 | N | Natural Gas | Y | N | N | 9999 | N |  | Combustion Turbine |  | 326.9001 | 11721
10686_B_7 | MN | 27061 | UPM Blandin Paper Mill | Rapids Energy Center | 6169011 | 15286513 |  |  | 10686 | 7 | 2706100001 | EU016 | 20.62 | 1.419 | 11.26 | 0.23059 | 0.19068 | 0.2661 | 2.439 | 2022 | 100 | 6 | 310 | 1513.9 | 53.5217 | 322120 | -93.5366 | 47.2338 | 0.01 | 133 | 100 |  | 3.3 | Y | Natural Gas | N | Y | N | 9999 | N |  | O/G Steam |  |  | 4431
10686_B_8 | MN | 27061 | UPM Blandin Paper Mill | Rapids Energy Center | 6169011 | 15287013 |  |  | 10686 | 8 | 2706100001 | EU017 | 45.8 | 1.437 | 15.05 | 0.23351 | 0.1931 | 0.2694 | 2.47 | 2022 | 100 | 6 | 387 | 20.5583 | 0.7268 | 322120 | -93.5366 | 47.2338 | 0.01 | 133 | 100 |  | 3.3 | Y | Natural Gas | N | Y | N | 9999 | N |  | O/G Steam |  |  | 4431
1893_B_3 | MN | 27061 | Minnesota Power - Boswell Energy Center | Clay Boswell | 6173211 | 15284313 | 1893 | 3 | 1893 | 3 |  |  | 692.6951 | 0.9295 | 722.5543 | 126.1872 | 113.038 | 187.7695 | 9.2687 |  | 720 | 29 | 133 | 18416.667 | 27.8708 | 221112 | -93.653 | 47.2612 |  | 125 | 100 |  | 352 | N | Subbituminous | Y | N | N | 2030 | N |  | Coal Steam |  | 7536.0703 | 10599
1893_B_4 | MN | 27061 | Minnesota Power - Boswell Energy Center | Clay Boswell | 6173211 | 15284213 | 1893 | 4 | 1893 | 4 | 2706100004 | EU004 | 1570.22 | 1.2046 | 1753.7569 | 212.0018 | 202.7186 | 416.675 | 3.857 | 2022 | 616 | 32 | 158 | 36950.0007 | 45.925 | 221112 | -93.653 | 47.2612 | 5620 | 125 | 100 |  | 585 | N | Subbituminous | Y | N | N | 2035 | N |  | Coal Steam |  | 6283.4502 | 10639
6358_G_2 | MN | 27085 | Hutchinson Utilities-Plant 2 | Hutchinson Plant #2 | 7626711 | 11448813 | 6358 | 1 | 6358 | 2 | 2708500034 | EU001 | 2.929 | 1.317 | 8.803 | 0.03804 | 0.027713 | 0.0378 | 0.1567 | 2022 | 100 | 10 | 264 | 4902.1667 | 62.3912 | 221112 | -94.35 | 44.8889 | 52000 | 125 | 120 |  | 41 | N | Natural Gas | Y | N | N | 9999 | N | 6358_G_3;6358_G_2 | Combined Cycle |  | 390.47 | 10213
6358_G_9 | MN | 27085 | Hutchinson Utilities-Plant 2 | Hutchinson Plant #2 | 7626711 | 11449113 |  |  | 6358 | 9 | 2708500034 | EU004 | 0.1199 | 0.0399 | 0.3118 | 0.0011526 | 0.0008397 | 0.3497 | 0.004748 | 2022 | 30 | 6 | 957 | 6166.6667 | 218.0134 | 221112 | -94.35 | 44.8889 | 22000 | 125 | 120 |  | 22 | N | Natural Gas | N | N | N | 9999 | N |  | Combustion Turbine |  |  | 15094
7925_G_1 | MN | 27091 | Great River Energy - Lakefield Junction Station | Lakefield Junction | 8482611 | 1108413 | 7925 | CT01 | 7925 | 1 | 2709100058 | EU001 | 5.1986 | 0 | 5.2868 | 0.075528 | 0.055192 | 0.0995 | 0.30866 | 2022 | 52 | 14.8 | 1020 | 28483.3339 | 165.5018 | 221121 | -94.8412 | 43.7985 | 109 | 125 | 120 |  | 77.5 | N | Natural Gas, Distillate Fuel Oil | Y | N | N | 9999 | N |  | Combustion Turbine |  | 390.8 | 12648
7925_G_2 | MN | 27091 | Great River Energy - Lakefield Junction Station | Lakefield Junction | 8482611 | 1108513 | 7925 | CT02 | 7925 | 2 | 2709100058 | EU002 | 4.0004 | 0 | 3.8423 | 0.055921 | 0.040787 | 0.0738 | 0.22962 | 2022 | 52 | 14.8 | 1020 | 28483.3339 | 165.5018 | 221121 | -94.8412 | 43.7985 | 109 | 125 | 120 |  | 77.7 | N | Natural Gas, Distillate Fuel Oil | Y | N | N | 9999 | N |  | Combustion Turbine |  | 299.4 | 12652
7925_G_3 | MN | 27091 | Great River Energy - Lakefield Junction Station | Lakefield Junction | 8482611 | 1108613 | 7925 | CT03 | 7925 | 3 | 2709100058 | EU003 | 3.4011 | 0 | 3.1504 | 0.045216 | 0.034134 | 0.054 | 0.16851 | 2022 | 52 | 14.8 | 1020 | 28483.3339 | 165.5018 | 221121 | -94.8412 | 43.7985 | 109 | 125 | 120 |  | 77.3 | N | Natural Gas, Distillate Fuel Oil | Y | N | N | 9999 | N |  | Combustion Turbine |  | 222.93 | 12649
7925_G_4 | MN | 27091 | Great River Energy - Lakefield Junction Station | Lakefield Junction | 8482611 | 1107913 | 7925 | CT04 | 7925 | 4 | 2709100058 | EU004 | 1.5004 | 0 | 1.3751 | 0.019336 | 0.014255 | 0.0244 | 0.077147 | 2022 | 52 | 14.8 | 1020 | 28483.3339 | 165.5018 | 221121 | -94.8412 | 43.7985 | 109 | 125 | 120 |  | 77.7 | N | Natural Gas, Distillate Fuel Oil | Y | N | N | 9999 | N |  | Combustion Turbine |  | 101.11 | 12649
7925_G_5 | MN | 27091 | Great River Energy - Lakefield Junction Station | Lakefield Junction | 8482611 | 1108313 | 7925 | CT05 | 7925 | 5 | 2709100058 | EU005 | 1.5006 | 0 | 1.4573 | 0.023834 | 0.018194 | 0.0281 | 0.085854 | 2022 | 52 | 14.8 | 1020 | 28483.3339 | 165.5018 | 221121 | -94.8412 | 43.7985 | 109 | 125 | 120 |  | 78 | N | Natural Gas, Distillate Fuel Oil | Y | N | N | 9999 | N |  | Combustion Turbine |  | 115.77 | 12650
7925_G_6 | MN | 27091 | Great River Energy - Lakefield Junction Station | Lakefield Junction | 8482611 | 1108213 | 7925 | CT06 | 7925 | 6 | 2709100058 | EU006 | 1.5004 | 0 | 1.5656 | 0.022668 | 0.017939 | 0.0242 | 0.072246 | 2022 | 52 | 14.8 | 1020 | 28483.3339 | 165.5018 | 221121 | -94.8412 | 43.7985 | 109 | 125 | 120 |  | 77.4 | N | Natural Gas, Distillate Fuel Oil | Y | N | N | 9999 | N |  | Combustion Turbine |  | 97.38 | 12651
7843_G_11 | MN | 27099 | Great River Energy - Pleasant Valley Station | Pleasant Valley (MN) | 7003311 | 14228113 | 7843 | 11 | 7843 | 11 | 2709900048 | EU001 | 18.4954 | 0 | 37.0481 | 0.24188 | 0.19287 | 0.2258 | 0.74925 | 2022 | 90 | 18.7 | 1010 | 38981.0007 | 141.8747 | 221112 | -92.683 | 43.7993 | 176000 | 125 | 120 |  | 151.1 | N | Natural Gas, Distillate Fuel Oil | Y | N | N | 9999 | N |  | Combustion Turbine |  | 651.2601 | 11331
7843_G_12 | MN | 27099 | Great River Energy - Pleasant Valley Station | Pleasant Valley (MN) | 7003311 | 14228013 | 7843 | 12 | 7843 | 12 | 2709900048 | EU002 | 11.4477 | 0 | 22.7756 | 0.18387 | 0.15388 | 0.1414 | 0.46176 | 2022 | 90 | 18.7 | 1010 | 38981.0007 | 141.8747 | 221112 | -92.683 | 43.7993 | 176000 | 125 | 120 |  | 148.7 | N | Natural Gas, Distillate Fuel Oil | Y | N | N | 9999 | N |  | Combustion Turbine |  | 426.5801 | 11330
7843_G_13 | MN | 27099 | Great River Energy - Pleasant Valley Station | Pleasant Valley (MN) | 7003311 | 14227913 | 7843 | 13 | 7843 | 13 | 2709900048 | EU003 | 47.401 | 0 | 8.6395 | 0.087147 | 0.077886 | 0.0467 | 0.14539 | 2022 | 50 | 12.5 | 1004 | 33000.0006 | 268.8 | 221112 | -92.683 | 43.7993 | 134000 | 125 | 120 |  | 114.4 | N | Natural Gas, Distillate Fuel Oil | Y | N | N | 9999 | N |  | Combustion Turbine |  | 168.81 | 11335
1956_G_5 | MN | 27105 | Adrian WWTP | Adrian | 9497611 | 102532013 |  |  | 1956 | 5 | 2710500046 | EU012 | 0.6248 | 0.01394 | 2.903 | 0.2093 | 0.20302 | 0.1908 | 0.237 | 2022 | 28.3 | 1.3 | 627 | 92.225 | 69.454 | 221320 | -95.9332 | 43.6375 |  | 125 | 999 |  | 2 | N | Distillate Fuel Oil | N | N | N | 9999 | N |  | Combustion Turbine |  |  | 10745
2024_G_1 | MN | 27105 | Worthington Diesel Generating Plant | Worthington | 7148211 | 14421713 |  |  | 2024 | 1 | 2710500054 | EU001 | 0.01375 | 0.001146 | 0.173 | 0.0031007 | 0.0029817 | 0.002726 | 0.004432 | 2022 | 44 | 1.5 | 836 | 253.0833 | 143.1582 | 221122 | -95.6113 | 43.6334 | 2000 | 125 | 160 |  | 2 | N | Distillate Fuel Oil | N | N | N | 9999 | N |  | Combustion Turbine |  |  | 10745
2024_G_2 | MN | 27105 | Worthington Diesel Generating Plant | Worthington | 7148211 | 14421613 |  |  | 2024 | 2 | 2710500054 | EU002 | 0.01375 | 0.001146 | 0.173 | 0.0031007 | 0.0029817 | 0.002726 | 0.004432 | 2022 | 44 | 1.5 | 836 | 253.0833 | 143.1582 | 221122 | -95.6113 | 43.6334 | 2000 | 125 | 160 |  | 2 | N | Distillate Fuel Oil | N | N | N | 9999 | N |  | Combustion Turbine |  |  | 10745
2024_G_3 | MN | 27105 | Worthington Diesel Generating Plant | Worthington | 7148211 | 14421213 |  |  | 2024 | 3 | 2710500054 | EU003 | 0.01375 | 0.001146 | 0.173 | 0.0031007 | 0.0029817 | 0.002726 | 0.004432 | 2022 | 44 | 1.5 | 836 | 253.0833 | 143.1582 | 221122 | -95.6113 | 43.6334 | 2000 | 125 | 160 |  | 2 | N | Distillate Fuel Oil | N | N | N | 9999 | N |  | Combustion Turbine |  |  | 10745
2024_G_4 | MN | 27105 | Worthington Diesel Generating Plant | Worthington | 7148211 | 14421513 |  |  | 2024 | 4 | 2710500054 | EU004 | 0.01375 | 0.001146 | 0.173 | 0.0031007 | 0.0029817 | 0.002726 | 0.004432 | 2022 | 44 | 1.5 | 836 | 253.0833 | 143.1582 | 221122 | -95.6113 | 43.6334 | 2000 | 125 | 160 |  | 2 | N | Distillate Fuel Oil | N | N | N | 9999 | N |  | Combustion Turbine |  |  | 10745
2024_G_5 | MN | 27105 | Worthington Diesel Generating Plant | Worthington | 7148211 | 14421813 |  |  | 2024 | 5 | 2710500054 | EU005 | 0.01357 | 0.001131 | 0.1708 | 0.0030615 | 0.0029445 | 0.002691 | 0.004376 | 2022 | 44 | 1.5 | 836 | 253.0833 | 143.1582 | 221122 | -95.6113 | 43.6334 | 2000 | 125 | 160 |  | 2 | N | Distillate Fuel Oil | N | N | N | 9999 | N |  | Combustion Turbine |  |  | 10745
2024_G_6 | MN | 27105 | Worthington Diesel Generating Plant | Worthington | 7148211 | 14421413 |  |  | 2024 | 6 | 2710500054 | EU006 | 0.01357 | 0.001131 | 0.1708 | 0.0030615 | 0.0029445 | 0.002691 | 0.004376 | 2022 | 44 | 1.5 | 836 | 253.0833 | 143.1582 | 221122 | -95.6113 | 43.6334 | 2000 | 125 | 160 |  | 2 | N | Distillate Fuel Oil | N | N | N | 9999 | N |  | Combustion Turbine |  |  | 10745
2024_G_7 | MN | 27105 | Worthington Diesel Generating Plant | Worthington | 7148211 | 14421313 |  |  | 2024 | 7 | 2710500054 | EU007 | 0.01357 | 0.001131 | 0.1708 | 0.0030615 | 0.0029445 | 0.002691 | 0.004376 | 2022 | 44 | 1.5 | 836 | 253.0833 | 143.1582 | 221122 | -95.6113 | 43.6334 | 2000 | 125 | 160 |  | 2 | N | Distillate Fuel Oil | N | N | N | 9999 | N |  | Combustion Turbine |  |  | 10745
50413_G_TG2 | MN | 27109 | Olmsted County Waste-to-Energy Facility | Olmsted Waste Energy | 8483411 | 1088413 |  |  | 50413 | TG2 | 2710900005 | EU002 | 2.513 | 5e-08 | 53.2 | 0.9407 | 0.9098 | 1.324 | 1.553 | 2022 | 190 | 3.1 | 370 | 354.1666 | 46.905 | 562213 | -92.4329 | 44.0262 | 46.5 | 103 | 270 |  | 1.3 | Y | MSW | N | Y | N | 9999 | N |  | Municipal Solid Waste |  |  | 5496
50413_G_TG3 | MN | 27109 | Olmsted County Waste-to-Energy Facility | Olmsted Waste Energy | 8483411 | 102506013 |  |  | 50413 | TG3 | 2710900005 | EU007 | 6.593 | 0.3736 | 60.46 | 1.5629 | 1.5394 | 11.92 | 2.808 | 2022 | 190 | 4.5 | 305 | 775 | 48.7093 | 562213 | -92.4329 | 44.0262 | 93.5 | 103 | 270 |  | 5 | Y | MSW | N | Y | N | 9999 | N |  | Municipal Solid Waste |  |  | 5496
50413_G_TGI | MN | 27109 | Olmsted County Waste-to-Energy Facility | Olmsted Waste Energy | 8483411 | 1088313 |  |  | 50413 | TGI | 2710900005 | EU001 | 2.614 | 5e-08 | 40.85 | 1.0094 | 0.979 | 1.243 | 1.486 | 2022 | 190 | 3.1 | 370 | 354.1666 | 46.905 | 562213 | -92.4329 | 44.0262 | 46.5 | 103 | 270 |  | 1.4 | Y | MSW | N | Y | N | 9999 | N |  | Municipal Solid Waste |  |  | 5496
6058_G_1 | MN | 27109 | Cascade Creek Combustion Turbine & Substation ISW | Cascade Creek | 7150111 | 14412513 | 6058 | CT1 | 6058 | 1 | 2710900020 | EU001 | 0.887 | 0.06399 | 3.5915 | 0.001849 | 0.0013471 | 0.0859 | 0.007615 | 2022 | 37.3 | 16 | 945 | 11816.6669 | 58.7476 | 221112 | -92.4908 | 44.0322 | 40 | 125 | 120 |  | 27.9 | N | Natural Gas, Distillate Fuel Oil | Y | N | N | 9999 | N |  | Combustion Turbine |  | 22.37 | 10745
6058_G_2 | MN | 27109 | Cascade Creek Combustion Turbine & Substation ISW | Cascade Creek | 7150111 | 14412413 | 6058 | CT2 | 6058 | 2 | 2710900020 | EU003 | 14.2988 | 0.80594 | 5.5299 | 0.037547 | 0.031831 | 0.2068 | 0.088246 | 2022 | 39 | 13.8 | 695 | 7366.6668 | 49.232 | 221112 | -92.4908 | 44.0322 | 48 | 125 | 120 |  | 49.5 | N | Natural Gas, Distillate Fuel Oil | Y | N | N | 9999 | N |  | Combustion Turbine |  | 403.91 | 10745
2008_B_2 | MN | 27109 | Rochester Public Utilities - Silver Lake Plant |  | 7149811 | 14414013 |  |  |  |  | 2710900011 | EU002 | 22.63 | 0.8621 | 75.43 | 0.08794 | 0.087162 | 0.1616 | 1.482 | 2022 | 200 | 6.3 | 345 | 1683.3333 | 53.9789 | 221112 | -92.4604 | 44.0286 | 120 | 125 | 100 |  |  |  |  | N | N | N |  | N
2008_B_3 | MN | 27109 | Rochester Public Utilities - Silver Lake Plant |  | 7149811 | 14414113 |  |  |  |  | 2710900011 | EU003 | 2.428 | 0.09248 | 8.092 | 0.009389 | 0.0093256 | 0.01734 | 0.159 | 2022 | 200 | 6.7 | 320 | 1816.6667 | 51.5063 | 221112 | -92.4604 | 44.0286 | 220 | 125 | 100 | 75 |  |  |  | N | N | N |  | N
6058_G_2x | MN | 27109 | Cascade Creek Combustion Turbine & Substation ISW |  | 7150111 | 14412313 | 6058 | CT3 |  |  | 2710900020 | EU004 | 6.5852 | 0.32513 | 2.1064 | 0.00999 | 0.007465 | 0.0201 | 0.038373 | 2022 | 39 | 13.8 | 695 | 7366.6668 | 49.232 | 221112 | -92.4908 | 44.0322 | 306 | 125 | 120 |  |  |  |  | Y | N | N |  | N |  |  |  | 175.28
56243_G_1 | MN | 27111 | Perham Resource Recovery Facility |  | 8482511 | 1109313 |  |  |  |  | 2711100036 | EU001 | 2.0004 | 0.0007196 | 53.0869 | 1.4859 | 1.2656 | 5.7505 | 0.16801 | 2022 | 183.5 | 8.6 | 456 | 2735.95 | 47.0811 | 562213 | -95.5647 | 46.5915 | 9.67 | 103 | 270 |  |  |  |  | N | N | N |  | N
56243_G_1B | MN | 27111 | Perham Resource Recovery Facility |  | 8482511 | 1109013 |  |  |  |  | 2711100036 | EU002 | 1.1554 | 0.0006556 | 26.0938 | 1.9395 | 1.6785 | 4.7275 | 0.1594 | 2022 | 183.5 | 8.6 | 456 | 2735.95 | 47.0811 | 562213 | -95.5647 | 46.5915 | 9.67 | 103 | 270 |  |  |  |  | N | N | N |  | N
6741_G_1 | MN | 27115 | Great River Energy - Rock Lake | Rock Lake CT | 7074811 | 15095913 | 6741 | 1 | 6741 | 1 | 2711500011 | EU001 | 0.01908 | 0 | 6.9481 | 0.025491 | 0.025491 | 0.0085 | 0.00237 | 2022 | 35 | 12.8 | 842 | 9378.1168 | 72.8502 | 221122 | -92.9718 | 45.8054 | 29.3 | 125 | 120 |  | 21.6 | N | Distillate Fuel Oil | Y | N | N | 9999 | N |  | Combustion Turbine |  | 54.79 | 15120
56643_B_7 | MN | 27123 | District Energy Saint Paul/Saint Paul Cogeneration L | St Paul Cogeneration | 7147311 | 79647013 |  |  | 56643 | 7 | 2712300063 | EU007 | 138.24 | 5.6483 | 176.93 | 18.3287 | 14.6589 | 7.8553 | 19.419 | 2022 | 258.3 | 16 | 450 | 5083.3334 | 25.2722 | 221330 | -93.0967 | 44.9433 | 325 | 125 | 100 |  | 33 | Y | Biomass | N | Y | N | 9999 | N |  | Biomass |  |  | 8176
1912_G_7 | MN | 27123 | High Bridge Combined Cycle Plant | High Bridge | 7488611 | 79645013 | 1912 | 7 | 1912 | 7 | 2712300012 | EU013 | 236.2 | 26.25 | 52.4858 | 5.4514 | 5.1949 | 2.2333 | 2.77 | 2022 | 150 | 19 | 200 | 19296.667 | 68.0315 | 221112 | -93.1116 | 44.9315 | 2330 | 125 | 120 | 139&99 | 152 | N | Natural Gas | Y | N | N | 9999 | N | 1912_G_7;1912_G_9 | Combined Cycle |  | 4367.0215 | 7063
1912_G_8 | MN | 27123 | High Bridge Combined Cycle Plant | High Bridge | 7488611 | 79645113 | 1912 | 8 | 1912 | 8 | 2712300012 | EU014 | 126.5 | 35.9 | 46.3489 | 1.5202 | 1.1075 | 1.9559 | 1.172 | 2022 | 150 | 19 | 200 | 19296.667 | 68.0315 | 221112 | -93.1116 | 44.9315 | 2330 | 125 | 120 |  | 152 | N | Natural Gas | Y | N | N | 9999 | N |  | Combined Cycle |  | 3805.0503 | 7063
7982_G_3 | MN | 27127 | Redwood Falls Public Utilities - S Plant | South Generation | 7175611 | 14985913 |  |  | 7982 | 3 | 2712700038 | EU003 | 0.03002 | 0.0037 | 0.7707 | 0.019206 | 0.019206 | 0.0002667 | 0.06291 | 2022 | 40 | 1.5 | 836 | 253.0833 | 143.1582 | 221112 | -95.1129 | 44.5333 | 2000 | 125 | 160 |  | 2 | N | Distillate Fuel Oil | N | N | N | 9999 | N |  | Combustion Turbine |  |  | 12608
7982_G_4 | MN | 27127 | Redwood Falls Public Utilities - S Plant | South Generation | 7175611 | 14986013 |  |  | 7982 | 4 | 2712700038 | EU004 | 0.02523 | 0.003654 | 0.761 | 0.018969 | 0.018969 | 0.0002633 | 0.06212 | 2022 | 40 | 1.5 | 836 | 253.0833 | 143.1582 | 221112 | -95.1129 | 44.5333 | 2000 | 125 | 160 |  | 2 | N | Distillate Fuel Oil | N | N | N | 9999 | N |  | Combustion Turbine |  |  | 12608
7982_G_5 | MN | 27127 | Redwood Falls Public Utilities - S Plant | South Generation | 7175611 | 14985713 |  |  | 7982 | 5 | 2712700038 | EU002 | 0.03111 | 0.003771 | 0.7855 | 0.019582 | 0.019582 | 0.0002718 | 0.06411 | 2022 | 40 | 1.5 | 836 | 253.0833 | 143.1582 | 221112 | -95.1129 | 44.5333 | 2000 | 125 | 160 |  | 2.2 | N | Distillate Fuel Oil | N | N | N | 9999 | N |  | Combustion Turbine |  |  | 12621
56164_G_EU01 | MN | 27131 | Faribault Energy Park | Faribault Energy Park | 9467011 | 79650313 | 56164 | EU006 | 56164 | EU01 | 2713100071 | EU001 | 43.3 | 38.922 | 36.6822 | 8.0698 | 5.7976 | 1.4382 | 0.78403 | 2022 | 175 | 19 | 248 | 19628.467 | 69.2013 | 221112 | -93.2894 | 44.3353 | 280 | 125 | 120 |  | 153 | N | Natural Gas, Distillate Fuel Oil | Y | N | N | 9999 | N |  | Combined Cycle |  | 3034.1311 | 7395
1891_B_1 | MN | 27137 | Minnesota Power - Laskin Energy Center | Syl Laskin | 6941511 | 14934913 | 1891 | 1 | 1891 | 1 | 2713700013 | EU001 | 7.976 | 1.267 | 50.5835 | 0.20591 | 0.17027 | 0.7351 | 2.178 | 2022 | 300 | 10.5 | 136 | 4111.4 | 47.462 | 221112 | -92.1621 | 47.5307 | 660 | 125 | 100 |  | 49 | N | Natural Gas | Y | N | N | 9999 | N |  | O/G Steam |  | 3434.1006 | 13873
1891_B_2 | MN | 27137 | Minnesota Power - Laskin Energy Center | Syl Laskin | 6941511 | 14935113 | 1891 | 2 | 1891 | 2 | 2713700013 | EU002 | 10.09 | 1.269 | 44.7764 | 0.20619 | 0.17051 | 0.7724 | 2.18 | 2022 | 300 | 10.5 | 136 | 4111.4 | 47.462 | 221112 | -92.1621 | 47.5307 | 660 | 125 | 100 |  | 49 | N | Natural Gas | Y | N | N | 9999 | N |  | O/G Steam |  | 3706.459 | 13922
1897_B_3 | MN | 27137 | Minnesota Power - Hibbard Renewable Energy Center | M L Hibbard | 7838011 | 2841413 | 1897 | 3 | 1897 | 3 | 2713700015 | EU003 | 205.8345 | 34.1941 | 204.6936 | 16.4818 | 12.5713 | 56.4231 | 8.5454 | 2022 | 331 | 14 | 378 | 13393.6836 | 86.9719 | 221112 | -92.1527 | 46.7357 | 590 | 125 | 100 |  | 30 | Y | Biomass | Y | N | N | 9999 | N |  | Biomass |  | 4082.1497 | 6336
1897_B_4 | MN | 27137 | Minnesota Power - Hibbard Renewable Energy Center | M L Hibbard | 7838011 | 2841513 | 1897 | 4 | 1897 | 4 | 2713700015 | EU004 | 234.2742 | 36.9306 | 232.5278 | 18.8458 | 14.2958 | 64.0916 | 9.1942 | 2022 | 331 | 14 | 378 | 13393.6836 | 86.9719 | 221112 | -92.1527 | 46.7357 | 590 | 125 | 100 |  | 30 | Y | Biomass | Y | N | N | 9999 | N |  | Biomass |  | 4085.5588 | 6336
1979_B_1 | MN | 27137 | Hibbing Public Utilities Commission | Hibbing | 6236711 | 16153613 |  |  | 1979 | 1 | 2713700027 | EU001 | 8.2444 | 0.29086 | 44.061 | 0.14376 | 0.12869 | 2.0676 | 0.83553 | 2022 | 155 | 10.5 | 359 | 3638.2667 | 42.0001 | 221122 | -92.9351 | 47.4295 | 139 | 125 | 100 |  | 7.6 | Y | Biomass | N | Y | N | 9999 | N |  | Biomass |  |  | 8665
1979_B_2 | MN | 27137 | Hibbing Public Utilities Commission | Hibbing | 6236711 | 16153713 |  |  | 1979 | 2 | 2713700027 | EU002 | 5.263 | 0.2005 | 17.54 | 0.04386 | 0.04386 | 0.03759 | 0.3446 | 2022 | 155 | 10.5 | 359 | 3638.2667 | 42.0001 | 221122 | -92.9351 | 47.4295 | 139 | 125 | 100 |  | 7.6 | Y | Biomass | N | Y | N | 9999 | N |  | Biomass |  |  | 8665
1979_B_3 | MN | 27137 | Hibbing Public Utilities Commission | Hibbing | 6236711 | 16153513 |  |  | 1979 | 3 | 2713700027 | EU003 | 16.416 | 0.56523 | 52.368 | 0.15142 | 0.13108 | 1.2519 | 0.99178 | 2022 | 121.7 | 7.5 | 350 | 2464.0333 | 55.7518 | 221122 | -92.9351 | 47.4295 | 165 | 125 | 100 |  | 7.6 | Y | Biomass | N | Y | N | 9999 | N |  | Biomass |  |  | 8665
1979_B_4 | MN | 27137 | Hibbing Public Utilities Commission | Hibbing | 6236711 | 79692513 |  |  | 1979 | 4 | 2713700027 | EU007 | 25.712 | 15.4646 | 24.913 | 1.119 | 0.37274 | 5.4754 | 4.1762 | 2022 | 150.1 | 6.5 | 325 | 1576.0333 | 47.4759 | 221122 | -92.9351 | 47.4295 | 230 | 125 | 100 |  | 7.6 | Y | Biomass | N | Y | N | 9999 | N |  | Biomass |  |  | 8665
2018_B_10 | MN | 27137 | Virginia Department of Public Utilities | Virginia | 6236811 | 16153213 |  |  | 2018 | 10 | 2713700028 | EU004 | 2.435 | 0.09275 | 3.026 | 0.015072 | 0.012463 | 0.01739 | 0.1594 | 2022 | 150 | 6 | 314 | 1467.6666 | 51.8872 | 221121 | -92.5409 | 47.5223 | 161 | 125 | 100 |  | 12.5 | N | Natural Gas | N | N | N | 9999 | N |  | O/G Steam |  |  | 18102
2018_B_11 | MN | 27137 | Virginia Department of Public Utilities | Virginia | 6236811 | 79698513 |  |  | 2018 | 11 | 2713700028 | EU006 | 0.01794 | 0.01837 | 0.7235 | 0.012557 | 0.012557 | 0.003444 | 0.03157 | 2022 | 150 | 6.5 | 315 | 1651.1 | 49.7372 | 221121 | -92.5409 | 47.5223 | 230 | 125 | 100 |  | 12.5 | N | Natural Gas | N | N | N | 9999 | N |  | O/G Steam |  |  | 18102
2018_B_7 | MN | 27137 | Virginia Department of Public Utilities | Virginia | 6236811 | 16152813 |  |  | 2018 | 7 | 2713700028 | EU001 | 29.77 | 0.004231 | 51.77 | 2.071 | 2.071 | 76.36 | 0.3744 | 2022 | 150 | 7 | 335 | 1631.05 | 42.3649 | 221121 | -92.5409 | 47.5223 | 90 | 125 | 100 |  | 0 | N | Natural Gas | N | N | N | 2025 | N |  | O/G Steam |  |  | 18102
57119_B_1111 | MN | 27139 | Koda Energy LLC | Koda Biomass Plant | 16000011 | 102928113 |  |  | 57119 | 1111 | 2713900114 | EU056 | 211.93 | 0.3027 | 184.693 | 13.1798 | 13.1797 | 34.814 | 1.1179 | 2022 | 220 | 6.5 | 349 | 2083.3333 | 62.7577 | 221118 | -93.5387 | 44.795 |  | 125 | 100 |  | 20.3 | Y | Biomass | N | Y | N | 9999 | N |  | Biomass |  |  | 8012
8027_G_7 | MN | 27139 | Xcel Energy - Blue Lake | Blue Lake | 6949611 | 79664613 | 8027 | 7 | 8027 | 7 | 2713900010 | EU007 | 0.5615 | 4.894 | 9.9011 | 0.14139 | 0.103 | 0.1742 | 0.5824 | 2022 | 50 | 17.7 | 1105 | 39800.0007 | 161.6858 | 221112 | -93.4315 | 44.7855 | 174 | 125 | 120 |  | 150 | N | Natural Gas | Y | N | N | 9999 | N |  | Combustion Turbine |  | 385.24 | 11358
8027_G_8 | MN | 27139 | Xcel Energy - Blue Lake | Blue Lake | 6949611 | 79664713 | 8027 | 8 | 8027 | 8 | 2713900010 | EU008 | 0.0004046 | 4.657 | 9.8964 | 0.13452 | 0.098 | 0.1652 | 0.5541 | 2022 | 50 | 17.7 | 1105 | 39800.0007 | 161.6858 | 221112 | -93.4315 | 44.7855 | 174 | 125 | 120 |  | 150 | N | Natural Gas | Y | N | N | 9999 | N |  | Combustion Turbine |  | 364.5099 | 11358
8027_G_3 | MN | 27139 | Xcel Energy - Blue Lake |  | 6949611 | 14296313 | 8027 | 3 |  |  | 2713900010 | EU003 | 0.01333 | 0.08426 | 4.8569 | 0.017984 | 0.017984 | 0.1617 | 0.001656 | 2022 | 52 | 17.3 | 852 | 22666.6671 | 96.3897 | 221112 | -93.4315 | 44.7855 | 50 | 125 | 120 |  |  |  |  | Y | N | N |  | N |  |  |  | 19.24
8027_G_2 | MN | 27139 | Xcel Energy - Blue Lake |  | 6949611 | 14296413 | 8027 | 2 |  |  | 2713900010 | EU002 | 0.008651 | 0.05469 | 3.1524 | 0.01167 | 0.01167 | 0.1052 | 0.001075 | 2022 | 52 | 17.3 | 852 | 22666.6671 | 96.3897 | 221112 | -93.4315 | 44.7855 | 50 | 125 | 120 |  |  |  |  | Y | N | N |  | N |  |  |  | 12.86
8027_G_4 | MN | 27139 | Xcel Energy - Blue Lake |  | 6949611 | 14296613 | 8027 | 4 |  |  |  |  | 0.008027 | 0.05075 | 2.9261 | 0.010831 | 0.010831 | 0.0974 | 0.0009973 |  | 52 | 17.3 | 950 | 22666.6671 | 96.3897 | 221112 | -93.4315 | 44.7855 |  | 125 | 120 |  |  |  |  | Y | N | N |  | N |  |  |  | 9.1
8027_G_1 | MN | 27139 | Xcel Energy - Blue Lake |  | 6949611 | 14296513 | 8027 | 1 |  |  | 2713900010 | EU001 | 0.006176 | 0.03905 | 2.2506 | 0.0083401 | 0.0083401 | 0.0751 | 0.0007674 | 2022 | 52 | 17.3 | 852 | 22666.6671 | 96.3897 | 221112 | -93.4315 | 44.7855 | 50 | 125 | 120 |  |  |  |  | Y | N | N |  | N |  |  |  | 7.74
6090_B_3 | MN | 27141 | Xcel Energy - Sherburne County Generating Plant | Sherburne County | 6990811 | 15173513 | 6090 | 3 | 6090 | 3 | 2714100004 | EU003 | 478.164 | 0.8682 | 2704.1895 | 311.9407 | 123.7576 | 3081.6207 | 57.2126 | 2022 | 650 | 26 | 165 | 53333.3344 | 100.4124 | 221122 | -93.8976 | 45.3789 | 8530 | 125 | 100 |  | 876 | N | Subbituminous | Y | N | N | 2031 | N |  | Coal Steam |  | 5909.979 | 10018
2039_G_CT | MN | 27141 | Great River Energy - Elk River | Elk River | 8162511 | 102574213 | 2039 | ERPS11 | 2039 | CT | 2714100003 | EU010 | 18.7973 | 0 | 9.2068 | 0.15372 | 0.12523 | 0.1394 | 0.43684 | 2022 | 90 | 23.3 | 997 | 28333.3339 | 66.4234 | 221112 | -93.5548 | 45.2964 | 2270 | 103 | 120 |  | 189.1 | N | Natural Gas, Distillate Fuel Oil | Y | N | N | 9999 | N |  | Combustion Turbine |  | 319.3001 | 11468
6090_B_1 | MN | 27141 | Xcel Energy - Sherburne County Generating Plant |  | 6990811 | 15174813 | 6090 | 1 |  |  | 2714100004 | EU001 | 500.4123 | 0.64686 | 2475.4178 | 175.4837 | 107.1933 | 416.4476 | 60.0105 | 2022 | 650 | 32.5 | 171 | 86666.6684 | 104.4289 | 221122 | -93.8976 | 45.3789 | 7110 | 125 | 100 |  |  |  |  | Y | N | N |  | N |  |  |  | 7380.6602
6090_B_2 | MN | 27141 | Xcel Energy - Sherburne County Generating Plant |  | 6990811 | 15175013 | 6090 | 2 |  |  | 2714100004 | EU002 | 415.625 | 0.6325 | 2068.9239 | 151.7276 | 92.7469 | 358.7482 | 49.791 | 2022 | 650 | 32.5 | 171 | 86666.6684 | 104.4289 | 221122 | -93.8976 | 45.3789 | 7110 | 125 | 100 |  |  |  |  | Y | N | N |  | N |  |  |  | 6289.9004
60254_G_UNIT1 | MN | 27147 | Owatonna Energy Station | Owatonna Energy Station | 17995511 | 128374813 |  |  | 60254 | UNIT1 | 2714700077 | EU001 | 1.524 | 0.6453 | 12.66 | 1.202 | 1.202 | 0.0215 | 2.599 | 2022 | 99 | 3.9 | 635 | 984.1333 | 82.3493 | 221112 | -93.2624 | 44.0853 |  | 125 | 160 | 109 | 9.7 | N | Natural Gas | N | N | N | 9999 | N |  | Combustion Turbine |  |  | 10745
60254_G_UNIT2 | MN | 27147 | Owatonna Energy Station | Owatonna Energy Station | 17995511 | 128374713 |  |  | 60254 | UNIT2 | 2714700077 | EU002 | 1.675 | 0.6408 | 13.91 | 1.3206 | 1.3206 | 0.02135 | 2.855 | 2022 | 99 | 3.9 | 635 | 984.1333 | 82.3493 | 221112 | -93.2624 | 44.0853 |  | 125 | 160 |  | 9.7 | N | Natural Gas | N | N | N | 9999 | N |  | Combustion Turbine |  |  | 10745
60254_G_UNIT3 | MN | 27147 | Owatonna Energy Station | Owatonna Energy Station | 17995511 | 128374613 |  |  | 60254 | UNIT3 | 2714700077 | EU003 | 1.608 | 0.6149 | 13.35 | 1.268 | 1.268 | 0.02049 | 2.778 | 2022 | 99 | 3.9 | 635 | 984.1333 | 82.3493 | 221112 | -93.2624 | 44.0853 |  | 125 | 160 |  | 9.7 | N | Natural Gas | N | N | N | 9999 | N |  | Combustion Turbine |  |  | 10745
60254_G_UNIT4 | MN | 27147 | Owatonna Energy Station | Owatonna Energy Station | 17995511 | 128374513 |  |  | 60254 | UNIT4 | 2714700077 | EU004 | 2.029 | 0.7757 | 16.84 | 1.5994 | 1.5994 | 0.02585 | 3.505 | 2022 | 99 | 3.9 | 635 | 984.1333 | 82.3493 | 221112 | -93.2624 | 44.0853 |  | 125 | 160 |  | 9.7 | N | Natural Gas | N | N | N | 9999 | N |  | Combustion Turbine |  |  | 10745
1964_G_10 | MN | 27151 | Benson Municipal Utilities | Benson City of | 7151411 | 14392513 |  |  | 1964 | 10 | 2715100006 | EU006 | 0.02166 | 0.001805 | 0.2727 | 0.0048866 | 0.0046996 | 0.0008591 | 0.006984 | 2022 | 45 | 1.3 | 901 | 241.7833 | 182.0853 | 221112 | -95.6031 | 45.3143 | 1830 | 125 | 160 |  | 1.8 | N | Distillate Fuel Oil | N | N | N | 9999 | N |  | Combustion Turbine |  |  | 10745
1964_G_11 | MN | 27151 | Benson Municipal Utilities | Benson City of | 7151411 | 14392813 |  |  | 1964 | 11 | 2715100006 | EU007 | 0.02319 | 0.001933 | 0.2919 | 0.0052318 | 0.0050318 | 0.0009198 | 0.007478 | 2022 | 45 | 1.3 | 901 | 241.7833 | 182.0853 | 221112 | -95.6031 | 45.3143 | 1830 | 125 | 160 |  | 1.8 | N | Distillate Fuel Oil | N | N | N | 9999 | N |  | Combustion Turbine |  |  | 10745
1964_G_7 | MN | 27151 | Benson Municipal Utilities | Benson City of | 7151411 | 14392313 |  |  | 1964 | 7 | 2715100006 | EU003 | 0.03377 | 0.002814 | 0.4251 | 0.007618 | 0.007327 | 0.001339 | 0.01089 | 2022 | 45 | 1.3 | 901 | 241.7833 | 182.0853 | 221112 | -95.6031 | 45.3143 | 1830 | 125 | 160 |  | 1.8 | N | Distillate Fuel Oil | N | N | N | 9999 | N |  | Combustion Turbine |  |  | 10745
1964_G_8 | MN | 27151 | Benson Municipal Utilities | Benson City of | 7151411 | 14392113 |  |  | 1964 | 8 | 2715100006 | EU004 | 0.03572 | 0.002977 | 0.4496 | 0.008058 | 0.00775 | 0.001417 | 0.01152 | 2022 | 45 | 1.3 | 901 | 241.7833 | 182.0853 | 221112 | -95.6031 | 45.3143 | 1830 | 125 | 160 |  | 1.8 | N | Distillate Fuel Oil | N | N | N | 9999 | N |  | Combustion Turbine |  |  | 10745
1964_G_9 | MN | 27151 | Benson Municipal Utilities | Benson City of | 7151411 | 14392413 |  |  | 1964 | 9 | 2715100006 | EU005 | 0.03565 | 0.002971 | 0.4487 | 0.008043 | 0.007736 | 0.001414 | 0.01149 | 2022 | 45 | 1.3 | 901 | 241.7833 | 182.0853 | 221112 | -95.6031 | 45.3143 | 1830 | 125 | 160 | 312 | 1.8 | N | Distillate Fuel Oil | N | N | N | 9999 | N |  | Combustion Turbine |  |  | 10745
1915_B_1 | MN | 27163 | Xcel Energy - Allen S King Generating Plant | Allen S King | 6772111 | 13604613 | 1915 | 1 | 1915 | 1 |  |  | 36.884 | 34.6487 | 635.0746 | 81.8249 | 63.9349 | 737.187 | 38.5556 |  | 785 | 18.5 | 169 | 25674.1505 | 95.4746 | 221121 | -92.7779 | 45.0305 |  | 125 | 100 |  | 511 | N | Subbituminous | Y | N | N | 2029 | N |  | Coal Steam |  | 2991.8604 | 9792
55010_G_CTG1 | MN | 27163 | LSP Cottage Grove Cogeneration Facility | LSP-Cottage Grove LP | 6785711 | 13590213 | 55010 | 01 | 55010 | CTG1 | 2716300087 | EU001 | 54.62 | 27.19 | 26.3296 | 2.355 | 2.355 | 1.4919 | 9.513 | 2022 | 213 | 18 | 281 | 21033.3337 | 82.6225 | 221122 | -92.9101 | 44.7955 | 245 | 125 | 120 |  | 154 | Y | Natural Gas, Distillate Fuel Oil | Y | N | N | 9999 | N |  | Combined Cycle |  | 3464.2886 | 7291
55010_G_STG1 | MN | 27163 | LSP Cottage Grove Cogeneration Facility | LSP-Cottage Grove LP | 6785711 | 13590113 |  |  | 55010 | STG1 | 2716300087 | EU002 | 2.412 | 0.3104 | 1.112 | 0.104 | 0.104 | 0.0634 | 0.42 | 2022 | 213 | 18 | 281 | 21033.3337 | 82.6225 | 221122 | -92.9101 | 44.7955 | 270 | 125 | 100 |  | 97 | Y | Natural Gas, Distillate Fuel Oil | N | Y | N | 9999 | N |  | Combined Cycle |  |  | 7291
1929_G_1 | MN | 27165 | Saint James Diesel Generating Plant | St James | 6136011 | 16183813 |  |  | 1929 | 1 | 2716500025 | EU001 | 0.01989 | 0.001657 | 0.2503 | 0.004486 | 0.004315 | 0.003943 | 0.006412 | 2022 | 40.4 | 1.5 | 836 | 253.0833 | 143.1582 | 221121 | -94.624 | 43.986 | 2000 | 125 | 160 |  | 2 | N | Distillate Fuel Oil | N | N | N | 9999 | N |  | Combustion Turbine |  |  | 10745
1929_G_2 | MN | 27165 | Saint James Diesel Generating Plant | St James | 6136011 | 16183913 |  |  | 1929 | 2 | 2716500025 | EU002 | 0.01665 | 0.001388 | 0.2096 | 0.0037565 | 0.0036125 | 0.003302 | 0.005369 | 2022 | 40.4 | 1.5 | 836 | 253.0833 | 143.1582 | 221121 | -94.624 | 43.986 | 2000 | 125 | 160 |  | 2 | N | Distillate Fuel Oil | N | N | N | 9999 | N |  | Combustion Turbine |  |  | 10745
1929_G_3 | MN | 27165 | Saint James Diesel Generating Plant | St James | 6136011 | 16184013 |  |  | 1929 | 3 | 2716500025 | EU003 | 0.01665 | 0.001388 | 0.2096 | 0.0037565 | 0.0036125 | 0.003302 | 0.005369 | 2022 | 40.4 | 1.5 | 836 | 253.0833 | 143.1582 | 221121 | -94.624 | 43.986 | 2000 | 125 | 160 |  | 2 | N | Distillate Fuel Oil | N | N | N | 9999 | N |  | Combustion Turbine |  |  | 10745
1929_G_4 | MN | 27165 | Saint James Diesel Generating Plant | St James | 6136011 | 16184113 |  |  | 1929 | 4 | 2716500025 | EU004 | 0.01644 | 0.00137 | 0.207 | 0.0037091 | 0.0035671 | 0.00326 | 0.005301 | 2022 | 40.4 | 1.5 | 836 | 253.0833 | 143.1582 | 221121 | -94.624 | 43.986 | 2000 | 125 | 160 |  | 2 | N | Distillate Fuel Oil | N | N | N | 9999 | N |  | Combustion Turbine |  |  | 10745
1929_G_5 | MN | 27165 | Saint James Diesel Generating Plant | St James | 6136011 | 16184213 |  |  | 1929 | 5 | 2716500025 | EU005 | 0.01989 | 0.001657 | 0.2503 | 0.004486 | 0.004315 | 0.003943 | 0.006412 | 2022 | 40.4 | 1.5 | 836 | 253.0833 | 143.1582 | 221121 | -94.624 | 43.986 | 2000 | 125 | 160 |  | 2 | N | Distillate Fuel Oil | N | N | N | 9999 | N |  | Combustion Turbine |  |  | 10745
1929_G_6 | MN | 27165 | Saint James Diesel Generating Plant | St James | 6136011 | 16184313 |  |  | 1929 | 6 | 2716500025 | EU006 | 0.02018 | 0.001682 | 0.254 | 0.004553 | 0.004379 | 0.004002 | 0.006508 | 2022 | 40.4 | 1.5 | 836 | 253.0833 | 143.1582 | 221121 | -94.624 | 43.986 | 2000 | 125 | 160 |  | 2 | N | Distillate Fuel Oil | N | N | N | 9999 | N |  | Combustion Turbine |  |  | 10745
2042_G_5A | MN | 27171 | Great River Energy Maple Lake Station | Maple Lake | 7019511 | 14222113 | 2042 | 1 | 2042 | 5A | 2717100020 | EU001 | 0.01768 | 0 | 6.406 | 0.023652 | 0.023652 | 0.007 | 0.002196 | 2022 | 35 | 13.1 | 842 | 9378.1168 | 69.5518 | 221122 | -94.0098 | 45.2291 | 29.3 | 125 | 120 |  | 18.7 | N | Distillate Fuel Oil | Y | N | N | 9999 | N |  | Combustion Turbine |  | 50.51 | 15795
55220_G_A01 | MS | 28007 | ENTERGY MISSISSIPPI ATTALA PLANT | Attala | 7036511 | 14202213 | 55220 | A01 | 55220 | A01 | 2800700032 | 001 | 364.015 | 28.4304 | 65.134 | 1.3728 | 0.8414 | 3.5065 | 9.0782 | 2020 | 160 | 18 | 187 | 16277.7669 | 64 | 221112 | -89.6764 | 33.0153 | 1760 | 125 | 120 |  | 147.1 | N | Natural Gas | Y | N | N | 9999 | N |  | Combined Cycle |  | 7204.8604 | 7141
55220_G_A02 | MS | 28007 | ENTERGY MISSISSIPPI ATTALA PLANT | Attala | 7036511 | 14202313 | 55220 | A02 | 55220 | A02 | 2800700032 | 002 | 363.958 | 28.4259 | 65.922 | 1.3726 | 0.84126 | 3.5684 | 9.0768 | 2021 | 160 | 18 | 187 | 16277.7669 | 64 | 221112 | -89.6764 | 33.0153 | 1760 | 125 | 120 |  | 147.1 | N | Natural Gas | Y | N | N | 9999 | N |  | Combined Cycle |  | 7350.2905 | 7141
55451_G_CTG1 | MS | 28009 | TVA MAGNOLIA COMBINED CYCLE | Magnolia Power Plant | 7037011 | 14200613 | 55451 | CTG-1 | 55451 | CTG1 | 2800900019 | 001 | 48 | 16.46 | 73.7354 | 60.58 | 60.58 | 3.7547 | 10.22 | 2022 | 131 | 18 | 170 | 17218.817 | 67.7 | 22111 | -89.2018 | 34.8356 | 2340 | 125 | 120 |  | 156 | N | Natural Gas | Y | N | N | 9999 | N | 55451_G_CTG1;55451_G_STG1 | Combined Cycle | 6137 | 6136.8794 | 7205
55451_G_CTG2 | MS | 28009 | TVA MAGNOLIA COMBINED CYCLE | Magnolia Power Plant | 7037011 | 14200513 | 55451 | CTG-2 | 55451 | CTG2 | 2800900019 | 002 | 28.6 | 15.88 | 69.5801 | 56.61 | 56.61 | 3.5899 | 8.36 | 2022 | 131 | 18 | 170 | 17218.817 | 67.7 | 22111 | -89.2018 | 34.8356 | 2340 | 125 | 120 |  | 156 | N | Natural Gas | Y | N | N | 9999 | N | 55451_G_STG2;55451_G_CTG2 | Combined Cycle | 6055 | 6054.5996 | 7205
55451_G_CTG3 | MS | 28009 | TVA MAGNOLIA COMBINED CYCLE | Magnolia Power Plant | 7037011 | 14201713 | 55451 | CTG-3 | 55451 | CTG3 | 2800900019 | 003 | 35 | 10.18 | 81.8451 | 66.56 | 66.56 | 4.1925 | 10.08 | 2022 | 131 | 18 | 170 | 17218.817 | 67.7 | 22111 | -89.2018 | 34.8356 | 2340 | 125 | 120 |  | 156 | N | Natural Gas | Y | N | N | 9999 | N | 55451_G_STG3;55451_G_CTG3 | Combined Cycle | 7031 | 7031.4097 | 7205
55076_B_AA001 | MS | 28019 | CHOCTAW GENERATION LIMITED PARTNERSHIP, | Red Hills Generating Facility | 7053011 | 14190213 | 55076 | AA001 | 55076 | AA001 | 2801900011 | 001 | 54.52 | 0.3479 | 888.4008 | 178.11 | 89.44 | 1628.8704 | 23.56 | 2022 | 350 | 24.5 | 257 | 27706.3338 | 58.8 | 221112 | -89.2178 | 33.3765 | 2480 | 125 | 100 |  | 220 | N | Lignite | Y | N | N | 9999 | N |  | Coal Steam | 8760 | 7645 | 11206
55076_B_AA002 | MS | 28019 | CHOCTAW GENERATION LIMITED PARTNERSHIP, | Red Hills Generating Facility | 7053011 | 65310713 | 55076 | AA002 | 55076 | AA002 | 2801900011 | 012 | 60.36 | 0.3351 | 942.3416 | 186.23 | 86.76 | 1224.3339 | 26.22 | 2022 | 350 | 24.5 | 257 | 27706.3338 | 58.8 | 221112 | -89.2178 | 33.3765 | 2480 | 125 | 100 |  | 220 | N | Lignite | Y | N | N | 9999 | N |  | Coal Steam | 8760 | 7555 | 11206
55694_G_CT1 | MS | 28019 | TVA ACKERMAN COMBINED CYCLE | Quantum Choctaw Power LLC | 12589611 | 63862113 | 55694 | AA-001 | 55694 | CT1 | 2801900019 | 001 | 54.6 | 14.06 | 80.3128 | 46.07 | 46.07 | 4.6398 | 7.24 | 2022 | 175 | 20 | 192 | 21383.4004 | 68.1 | 221112 | -89.2093 | 33.3794 | 2740 | 125 | 120 |  | 220 | N | Natural Gas | Y | N | N | 9999 | N | 55694_G_CT1;55694_G_ST1 | Combined Cycle | 8760 | 7328.6689 | 7148
55694_G_CT2 | MS | 28019 | TVA ACKERMAN COMBINED CYCLE | Quantum Choctaw Power LLC | 12589611 | 63862213 | 55694 | AA-002 | 55694 | CT2 | 2801900019 | 002 | 49.9 | 43.42 | 85.9233 | 40.91 | 40.91 | 4.3755 | 7.36 | 2022 | 175 | 20 | 192 | 21383.4004 | 68.1 | 221112 | -89.2093 | 33.3794 | 2740 | 125 | 120 |  | 220 | N | Natural Gas | Y | N | N | 9999 | N |  | Combined Cycle | 8760 | 7050.8794 | 7148
55706_G_CTG1 | MS | 28019 | ENTERGY MISSISSIPPI LLC, CHOCTAW COUNTY | Choctaw County | 7053111 | 14190013 | 55706 | CTG1 | 55706 | CTG1 | 2801900018 | 001 | 36.64 |  | 42.1728 | 6.72 | 6.72 | 2.8448 | 1.69 | 2022 | 175 | 19 | 185 | 15364.3669 | 54.2 | 221112 | -89.4203 | 33.2881 | 2130 | 125 | 120 |  | 164 | N | Natural Gas | Y | N | N | 9999 | N | 55706_G_CTG1;55706_G_STG1 | Combined Cycle | 5287 | 5254.0103 | 7190
55706_G_CTG2 | MS | 28019 | ENTERGY MISSISSIPPI LLC, CHOCTAW COUNTY | Choctaw County | 7053111 | 14189613 | 55706 | CTG2 | 55706 | CTG2 |  |  | 34.97 |  | 48.7217 | 6.66 | 6.66 | 2.7877 | 4.22 |  | 175 | 19 | 185 | 15364.3669 | 54.2 | 221112 | -89.4203 | 33.2881 |  | 125 | 120 |  | 164 | N | Natural Gas | Y | N | N | 9999 | N |  | Combined Cycle |  | 5433.9199 | 7190
55706_G_CTG3 | MS | 28019 | ENTERGY MISSISSIPPI LLC, CHOCTAW COUNTY | Choctaw County | 7053111 | 14189913 | 55706 | CTG3 | 55706 | CTG3 | 2801900018 | 003 | 11.55 |  | 27.8875 | 7.33 | 7.33 | 1.596 | 2.25 | 2022 | 175 | 19 | 185 | 15364.3669 | 54.2 | 221112 | -89.4203 | 33.2881 | 2130 | 125 | 120 |  | 164 | N | Natural Gas | Y | N | N | 9999 | N |  | Combined Cycle | 3033 | 3023.9399 | 7190
2059_G_8 | MS | 28027 | CLARKSDALE PUBLIC UTILITIES, LEWIS L WIL | L L Wilkins | 7167411 | 14340013 |  |  | 2059 | 8 | 2802700063 | 002 | 0.08 |  | 0.22 |  |  |  | 0.02 | 2022 | 78 | 9.5 | 973 | 7297.1668 | 102.9 | 221112 | -90.5631 | 34.1836 | 235 | 125 | 120 |  | 13.2 | N | Natural Gas | N | N | N | 9999 | N |  | Combined Cycle | 7 |  | 13902
2059_G_9 | MS | 28027 | CLARKSDALE PUBLIC UTILITIES, LEWIS L WIL | L L Wilkins | 7167411 | 14339813 |  |  | 2059 | 9 | 2802700063 | 003 | 0.04 |  | 0.17 |  |  |  | 0.01 | 2022 | 75 | 9.1 | 260 | 3659.8334 | 56.3 | 221112 | -90.5631 | 34.1836 | 227 | 125 | 120 |  | 22 | N | Natural Gas | N | N | N | 9999 | N |  | Combined Cycle | 3 |  | 15000
55395_G_CT01 | MS | 28027 | CLARKSDALE PUBLIC UTILITIES, CROSSROADS | Crossroads Energy Center | 7181411 | 14339413 | 55395 | CT01 | 55395 | CT01 | 2802700079 | 001 | 3.95 |  | 15.5644 | 3.8071 | 3.8071 | 0.2044 | 0.55 | 2022 | 56 | 14.4 | 971 | 28143.1172 | 174 | 221112 | -90.5628 | 34.1833 | 869 | 125 | 120 |  | 77 | N | Natural Gas | Y | N | N | 9999 | N |  | Combustion Turbine |  | 971.2101 | 12888
55395_G_CT02 | MS | 28027 | CLARKSDALE PUBLIC UTILITIES, CROSSROADS | Crossroads Energy Center | 7181411 | 14339313 | 55395 | CT02 | 55395 | CT02 | 2802700079 | 002 | 2.26 |  | 25.8436 | 3.2601 | 3.2601 | 0.1966 | 0.47 | 2020 | 56 | 14.4 | 971 | 28143.1172 | 174 | 221112 | -90.5628 | 34.1833 | 869 | 125 | 120 |  | 77 | N | Natural Gas | Y | N | N | 9999 | N |  | Combustion Turbine |  | 932.5601 | 12889
55395_G_CT03 | MS | 28027 | CLARKSDALE PUBLIC UTILITIES, CROSSROADS | Crossroads Energy Center | 7181411 | 14339213 | 55395 | CT03 | 55395 | CT03 | 2802700079 | 003 | 8.56 |  | 45.0706 | 3.5227 | 3.5227 | 0.1992 | 0.51 | 2022 | 56 | 14.4 | 971 | 28143.1172 | 174 | 221112 | -90.5628 | 34.1833 | 869 | 125 | 120 |  | 77 | N | Natural Gas | Y | N | N | 9999 | N |  | Combustion Turbine |  | 942.4302 | 12889
55395_G_CT04 | MS | 28027 | CLARKSDALE PUBLIC UTILITIES, CROSSROADS | Crossroads Energy Center | 7181411 | 14339113 | 55395 | CT04 | 55395 | CT04 | 2802700079 | 004 | 3.12 |  | 19.208 | 2.6475 | 2.6475 | 0.167 | 0.39 | 2022 | 56 | 14.4 | 971 | 28143.1172 | 174 | 221112 | -90.5628 | 34.1833 | 869 | 125 | 120 |  | 77 | N | Natural Gas | Y | N | N | 9999 | N |  | Combustion Turbine |  | 831.65 | 12889
55269_G_CTG1 | MS | 28033 | TVA SOUTHAVEN COMBINED CYCLE PLANT | TVA Southaven Combined Cycle | 7184711 | 14319213 | 55269 | AA-001 | 55269 | CTG1 | 2803300095 | 001 | 73.96 |  | 65.6727 | 70.73 | 70.73 | 3.4753 | 12.95 | 2022 | 150 | 18 | 173 | 16666.667 | 65.5 | 221112 | -90.0381 | 34.9928 | 1700 | 125 | 120 |  | 157 | N | Natural Gas | Y | N | N | 9999 | N |  | Combined Cycle | 7113 | 7111.6992 | 7234
55269_G_CTG2 | MS | 28033 | TVA SOUTHAVEN COMBINED CYCLE PLANT | TVA Southaven Combined Cycle | 7184711 | 14319113 | 55269 | AA-002 | 55269 | CTG2 | 2803300095 | 002 | 63.2 |  | 67.4426 | 60.49 | 60.49 | 3.4593 | 3.52 | 2022 | 150 | 18 | 173 | 16666.667 | 68.7 | 221112 | -90.0381 | 34.9928 | 1700 | 125 | 120 |  | 157 | N | Natural Gas | Y | N | N | 9999 | N |  | Combined Cycle | 6965 | 6964.5903 | 7234
55269_G_CTG3 | MS | 28033 | TVA SOUTHAVEN COMBINED CYCLE PLANT | TVA Southaven Combined Cycle | 7184711 | 14319013 | 55269 | AA-003 | 55269 | CTG3 | 2803300095 | 003 | 54.57 |  | 52.9509 | 42.95 | 42.95 | 2.735 | 2.68 | 2022 | 150 | 18 | 173 | 16666.667 | 68.7 | 221112 | -90.0381 | 34.9928 | 1700 | 125 | 120 |  | 157 | N | Natural Gas | Y | N | N | 9999 | N |  | Combined Cycle | 5827 | 5826.8301 | 7234
2049_B_5 | MS | 28047 | MISSISSIPPI POWER COMPANY, PLANT JACK WA | Jack Watson | 6788111 | 13581613 | 2049 | 5 | 2049 | 5 | 2804700055 | 005 | 26.44 |  | 2256.7577 | 129.55 | 129.55 | 5.1894 | 48.47 | 2022 | 400 | 11.2 | 281 | 7109.5668 | 72.2 | 221112 | -89.026 | 30.4394 | 5540 | 125 | 100 |  | 485 | N | Natural Gas | Y | N | N | 9999 | N |  | O/G Steam | 7974 | 7964.8501 | 10838
2049_G_A | MS | 28047 | MISSISSIPPI POWER COMPANY, PLANT JACK WA | Jack Watson | 6788111 | 13581813 |  |  | 2049 | A | 2804700055 | 006 | 2.29 |  | 19.5 | 0.18 | 0.18 | 0.02 | 0.06 | 2022 | 36 | 14 | 837 | 6892.9334 | 44.8 | 221112 | -89.0288 | 30.4391 | 633 | 125 | 120 |  | 33 | N | Natural Gas | N | N | N | 9999 | N |  | Combustion Turbine | 138 |  | 17054
2049_B_4 | MS | 28047 | MISSISSIPPI POWER COMPANY, PLANT JACK WA |  | 6788111 | 13581913 | 2049 | 4 |  |  | 2804700055 | 004 | 4.49 |  | 821.9278 | 48.03 | 48.03 | 2.6 | 24.69 | 2022 | 350 | 16.2 | 270 | 12752.3502 | 61.9 | 221112 | -89.0264 | 30.4392 | 2760 | 125 | 100 |  |  |  |  | Y | N | N |  | N |  |  | 7205 | 7193.8184
55218_G_H01 | MS | 28049 | ENTERGY MISSISSIPPI INC, HINDS COUNTY PL | Hinds Energy Facility | 6966711 | 13986213 | 55218 | H01 | 55218 | H01 | 2804900230 | AA-001 | 498.5373 | 38.9369 | 53.6265 | 1.8801 | 1.1523 | 3.1631 | 12.4331 | 2021 | 160 | 18 | 187 | 16277.7669 | 64 | 22112 | -90.2199 | 32.3785 | 1730 | 125 | 120 |  | 147.1 | N | Natural Gas | Y | N | N | 9999 | N | 55218_G_H03;55218_G_H01 | Combined Cycle |  | 6489.5493 | 7143
55218_G_H02 | MS | 28049 | ENTERGY MISSISSIPPI INC, HINDS COUNTY PL | Hinds Energy Facility | 6966711 | 13985513 | 55218 | H02 | 55218 | H02 | 2804900230 | AA-002 | 493.2908 | 38.5271 | 50.1133 | 1.8603 | 1.1402 | 3.1719 | 12.3023 | 2020 | 160 | 18 | 187 | 16277.7669 | 64 | 22112 | -90.2199 | 32.3785 | 1730 | 125 | 120 |  | 147.1 | N | Natural Gas | Y | N | N | 9999 | N |  | Combined Cycle |  | 6497.8101 | 7143
2047_G_1 | MS | 28059 | MISSISSIPPI POWER COMPANY, CHEVRON COGEN | Chevron Oil | 6970611 | 13971113 |  |  | 2047 | 1 | 2805900048 | 001 | 69.26 |  | 270.28 | 5.57 | 5.57 | 0.51 | 1.77 | 2020 | 39 | 10.1 | 425 | 2322.25 | 29 | 22111 | -88.4909 | 30.34 | 15 | 125 | 120 |  | 17 | Y | Natural Gas | N | Y | N | 9999 | N |  | Combustion Turbine |  |  | 11353
2047_G_2 | MS | 28059 | MISSISSIPPI POWER COMPANY, CHEVRON COGEN | Chevron Oil | 6970611 | 13971013 |  |  | 2047 | 2 | 2805900048 | 002 | 82.14 |  | 320.54 | 6.61 | 6.61 | 0.6 | 2.1 | 2020 | 39 | 10.1 | 438 | 2322.25 | 29 | 22111 | -88.4912 | 30.34 | 15 | 125 | 120 |  | 18 | Y | Natural Gas | N | Y | N | 9999 | N |  | Combustion Turbine |  |  | 11353
2047_G_3 | MS | 28059 | MISSISSIPPI POWER COMPANY, CHEVRON COGEN | Chevron Oil | 6970611 | 13971213 |  |  | 2047 | 3 | 2805900048 | 003 | 44.33 |  | 165.25 | 3.73 | 3.73 | 2.4 | 1.14 | 2020 | 59 | 10 | 453 | 2590.5 | 33 | 22111 | -88.4914 | 30.3397 | 16 | 125 | 120 |  | 16 | Y | Natural Gas | N | Y | N | 9999 | N |  | Combustion Turbine |  |  | 11353
2047_G_4 | MS | 28059 | MISSISSIPPI POWER COMPANY, CHEVRON COGEN | Chevron Oil | 6970611 | 13971513 |  |  | 2047 | 4 | 2805900048 | 004 | 84.26 |  | 317.83 | 7 | 7 | 3.56 | 2.16 | 2020 | 59 | 10 | 467 | 2590.5 | 33 | 22111 | -88.4918 | 30.3397 | 16 | 125 | 120 |  | 16 | Y | Natural Gas | N | Y | N | 9999 | N |  | Combustion Turbine |  |  | 11353
2047_G_5 | MS | 28059 | MISSISSIPPI POWER COMPANY, CHEVRON COGEN | Chevron Oil | 6970611 | 13971413 | 2047 | 5 | 2047 | 5 | 2805900048 | 005 | 282.8442 | 22.0907 | 160.8271 | 1.0667 | 0.65377 | 1.7456 | 7.0539 | 2022 | 94 | 14 | 388 | 11539.5002 | 75 | 22111 | -88.4929 | 30.3401 | 1100 | 125 | 120 |  | 70 | Y | Natural Gas | Y | N | N | 9999 | N |  | Combustion Turbine |  | 7046.9795 | 11354
6073_G_3 | MS | 28059 | MISSISSIPPI POWER COMPANY, PLANT VICTOR | Victor J Daniel Jr | 6251011 | 16467613 | 6073 | 3A | 6073 | 3 | 2805900090 | 003 | 3.53 | 3.7237 | 48.4366 | 46.2 | 46.2 | 4.1364 | 1.31 | 2022 | 121 | 16.83 | 183 | 15683.6503 | 70.5 | 221112 | -88.5567 | 30.5312 | 1950 | 125 | 120 |  | 185.4 | N | Natural Gas | Y | N | N | 9999 | N | 6073_G_3ST;6073_G_3 | Combined Cycle | 7642 | 7635.3501 | 7065
6073_G_3CT | MS | 28059 | MISSISSIPPI POWER COMPANY, PLANT VICTOR | Victor J Daniel Jr | 6251011 | 16467413 | 6073 | 3B | 6073 | 3CT | 2805900090 | 004 | 5.07 | 3.602 | 52.5665 | 44.69 | 44.69 | 4.0335 | 0.01 | 2022 | 121 | 16.83 | 183 | 15683.6503 | 70.5 | 221112 | -88.5567 | 30.5309 | 1950 | 125 | 120 |  | 185.4 | N | Natural Gas | Y | N | N | 9999 | N |  | Combined Cycle | 7621 | 7614.1909 | 7065
6073_G_4 | MS | 28059 | MISSISSIPPI POWER COMPANY, PLANT VICTOR | Victor J Daniel Jr | 6251011 | 16467313 | 6073 | 4A | 6073 | 4 | 2805900090 | 005 | 0.34 |  | 48.9514 | 1.18 | 1.18 | 4.1685 |  | 2022 | 121 | 16.83 | 183 | 15683.6503 | 70.5 | 221112 | -88.5567 | 30.5299 | 1950 | 125 | 120 |  | 189.4 | N | Natural Gas | Y | N | N | 9999 | N | 6073_G_4;6073_G_4ST | Combined Cycle | 7633 | 7625.9409 | 7065
6073_G_4CT | MS | 28059 | MISSISSIPPI POWER COMPANY, PLANT VICTOR | Victor J Daniel Jr | 6251011 | 16467513 | 6073 | 4B | 6073 | 4CT | 2805900090 | 006 | 0.21 |  | 51.01 | 0.82 | 0.82 | 4.2922 |  | 2022 | 121 | 16.83 | 183 | 15683.6503 | 70.5 | 221112 | -88.5568 | 30.5296 | 1950 | 125 | 120 |  | 189.4 | N | Natural Gas | Y | N | N | 9999 | N |  | Combined Cycle | 8271 | 8268.8799 | 7065
6073_B_2 | MS | 28059 | MISSISSIPPI POWER COMPANY, PLANT VICTOR |  | 6251011 | 16467213 | 6073 | 2 |  |  | 2805900090 | 002 | 321.63 | 0.1 | 2560.5241 | 40.8 | 40.8 | 153.0132 | 33.38 | 2022 | 621 | 26.17 | 132 | 27432.6338 | 51 | 221112 | -88.5572 | 30.5327 | 5460 | 125 | 100 |  |  |  |  | Y | N | N |  | N |  |  | 5511 | 5501.2002
6073_B_1 | MS | 28059 | MISSISSIPPI POWER COMPANY, PLANT VICTOR |  | 6251011 | 16467713 | 6073 | 1 |  |  | 2805900090 | 001 | 106.47 | 0.1 | 2160.2531 | 20.02 | 20.02 | 131.9771 | 25.05 | 2022 | 621 | 26.17 | 131 | 25281.0505 | 47 | 221112 | -88.5572 | 30.5327 | 5460 | 125 | 100 |  |  |  |  | Y | N | N |  | N |  |  | 6665 | 4511.6694
7988_G_1 | MS | 28065 | COOPERATIVE ENERGY, A MISSISSIPPI ELECTR | Silver Creek | 9455211 | 53523513 | 7988 | 1 | 7988 | 1 | 2806500032 | 001 | 11.92 |  | 4.8886 | 2.1661 | 2.1661 | 0.0971 | 0.23 | 2020 | 56 | 15 | 1000 | 24232.9504 | 137.2 | 221112 | -89.9469 | 31.6001 | 1110 | 125 | 120 |  | 75 | N | Natural Gas | Y | N | N | 9999 | N |  | Combustion Turbine |  | 469.6099 | 12614
7988_G_2 | MS | 28065 | COOPERATIVE ENERGY, A MISSISSIPPI ELECTR | Silver Creek | 9455211 | 53523613 | 7988 | 2 | 7988 | 2 | 2806500032 | 002 | 10.63 |  | 4.6609 | 1.8817 | 1.8817 | 0.1136 | 0.2 | 2020 | 56 | 15 | 1000 | 24232.9504 | 137.2 | 221112 | -89.9469 | 31.6001 | 1110 | 125 | 120 |  | 75 | N | Natural Gas | Y | N | N | 9999 | N |  | Combustion Turbine |  | 446.05 | 12614
7988_G_3 | MS | 28065 | COOPERATIVE ENERGY, A MISSISSIPPI ELECTR | Silver Creek | 9455211 | 53523713 | 7988 | 3 | 7988 | 3 | 2806500032 | 003 | 9.32 |  | 3.3493 | 1.641 | 1.641 | 0.0847 | 0.18 | 2022 | 56 | 15 | 1000 | 24232.9504 | 137.2 | 221112 | -89.9469 | 31.6001 | 1110 | 125 | 120 |  | 75 | N | Natural Gas | Y | N | N | 9999 | N |  | Combustion Turbine |  | 323.15 | 12614
2070_G_4 | MS | 28067 | COOPERATIVE ENERGY, MOSELLE GENERATING P | Moselle | 7139511 | 14101713 | 2070 | **4 | 2070 | 4 | 2806700035 | 005 | 0.2 |  | 12.5642 | 1.21 | 1.21 | 0.174 | 0.04 | 2022 | 95 | 13.5 | 1007 | 22504.3171 | 157.3 | 221112 | -89.2997 | 31.5283 | 1550 | 125 | 120 |  | 75 | N | Natural Gas, Distillate Fuel Oil | Y | N | N | 9999 | N |  | Combustion Turbine | 715 | 715.48 | 12700
2070_G_5 | MS | 28067 | COOPERATIVE ENERGY, MOSELLE GENERATING P | Moselle | 7139511 | 64015013 | 2070 | 5 | 2070 | 5 | 2806700035 | 008 | 31.27 |  | 11.4252 | 5.37 | 5.37 | 0.2836 | 0.28 | 2022 | 56 | 14.4 | 998 | 24725.9171 | 151.9 | 221112 | -89.2997 | 31.5283 | 1140 | 125 | 120 |  | 75 | N | Natural Gas | Y | N | N | 9999 | N |  | Combustion Turbine | 1075 | 1074.5605 | 12700
2070_B_3 | MS | 28067 | COOPERATIVE ENERGY, MOSELLE GENERATING P |  | 7139511 | 14101413 | 2070 | 3 |  |  | 2806700035 | 003 | 9.95 |  | 49.0465 | 0.9 | 0.9 | 0.0804 | 0.65 | 2022 | 101 | 9 | 285 | 4485.0167 | 70.5 | 221112 | -89.2997 | 31.5283 | 869 | 125 | 100 |  |  |  |  | Y | N | N |  | N |  |  | 896 | 896.1797
57037_G_1A | MS | 28069 | MISSISSIPPI POWER COMPANY, DAVID M RATCL | Ratcliffe | 16908111 | 110448713 | 57037 | AB-001 | 57037 | 1A | 2806900017 | 008 | 14.44 | 50.7734 | 79.9399 | 44.05 | 44.05 | 4.3022 | 14.44 | 2022 | 325 | 24 | 202 | 19366.7837 | 42.8 | 221112 | -88.7574 | 32.6538 | 3010 | 125 | 140 |  | 189.4 | N | Natural Gas | Y | N | N | 9999 | N | 57037_G_1A;57037_G_1C | Combined Cycle | 7792 | 7742.2397 | 7604
57037_G_1B | MS | 28069 | MISSISSIPPI POWER COMPANY, DAVID M RATCL | Ratcliffe | 16908111 | 110448813 | 57037 | AB-002 | 57037 | 1B | 2806900017 | 009 | 29.96 | 52.662 | 77.4716 | 41.2 | 41.2 | 4.4679 | 14.98 | 2022 | 325 | 24 | 202 | 19366.7837 | 42.8 | 221112 | -88.7574 | 32.6538 | 3010 | 125 | 140 |  | 189.4 | N | Natural Gas | Y | N | N | 9999 | N |  | Combined Cycle | 8103 | 8092.3999 | 7604
7960_G_GT1 | MS | 28069 | TENNESSEE VALLEY AUTHORITY, TVA, KEMPER | Kemper County | 7356611 | 8108213 | 7960 | KCT1 | 7960 | GT1 | 2806900015 | 001 | 9.56 |  | 8.1807 | 4.13 | 4.13 | 0.1628 | 2.37 | 2020 | 56 | 14.78 | 958 | 28294.5338 | 165 | 221112 | -88.6057 | 32.7974 | 1280 | 125 | 120 |  | 73.3 | N | Natural Gas, Distillate Fuel Oil | Y | N | N | 9999 | N |  | Combustion Turbine |  | 559.8201 | 12134
7960_G_GT2 | MS | 28069 | TENNESSEE VALLEY AUTHORITY, TVA, KEMPER | Kemper County | 7356611 | 8108113 | 7960 | KCT2 | 7960 | GT2 |  |  | 8.18 |  | 7.5736 | 4.01 | 4.01 | 0.1811 | 2.31 |  | 56 | 14.78 | 958 | 28294.5338 | 165 | 221112 | -88.6057 | 32.7974 |  | 125 | 120 |  | 73.3 | N | Natural Gas, Distillate Fuel Oil | Y | N | N | 9999 | N |  | Combustion Turbine |  | 614.6199 | 12134
7960_G_GT3 | MS | 28069 | TENNESSEE VALLEY AUTHORITY, TVA, KEMPER | Kemper County | 7356611 | 8108013 | 7960 | KCT3 | 7960 | GT3 | 2806900015 | 003 | 8.83 |  | 7.8912 | 4.51 | 4.51 | 0.1843 | 2.6 | 2020 | 56 | 14.78 | 958 | 28294.5338 | 165 | 221112 | -88.6057 | 32.7974 | 1280 | 125 | 120 |  | 73.3 | N | Natural Gas, Distillate Fuel Oil | Y | N | N | 9999 | N |  | Combustion Turbine |  | 622.58 | 12134
7960_G_GT4 | MS | 28069 | TENNESSEE VALLEY AUTHORITY, TVA, KEMPER | Kemper County | 7356611 | 8108313 | 7960 | KCT4 | 7960 | GT4 | 2806900015 | 004 | 8.62 |  | 7.238 | 4.5 | 4.5 | 0.1634 | 2.59 | 2020 | 15 | 14.78 | 958 | 28294.5338 | 165 | 221112 | -88.6057 | 32.7974 | 1280 | 125 | 120 |  | 73.3 | N | Natural Gas, Distillate Fuel Oil | Y | N | N | 9999 | N |  | Combustion Turbine |  | 555.9001 | 12134
2048_G_A | MS | 28075 | MISSISSIPPI POWER COMPANY, PLANT SWEATT | Sweatt | 7155511 | 14073113 |  |  | 2048 | A | 2807500032 | 003 | 0.53 |  | 4.4 | 0.04 | 0.03 |  | 0.01 | 2022 | 19 | 13.5 | 873 | -1 | 44.8 | 221112 | -88.7449 | 32.2929 | 632 | 125 | 120 |  | 32 | N | Natural Gas | N | N | N | 9999 | N |  | Combustion Turbine | 62 |  | 14840
50184_B_PKG | MS | 28087 | INTERNATIONAL PAPER, COLUMBUS MILL | Columbus MS | 8215811 | 5737713 |  |  | 50184 | PKG | 2808700044 | 115 | 2.17 |  | 11.14 | 1.47 | 1.47 | 8.02 | 0.26 | 2022 | 165 | 6 | 410 | 1732.3333 | 61.3 | 322120 | -88.458 | 33.3608 | 400 | 133 | 100 |  | 5.5 | Y | Natural Gas | N | Y | N | 9999 | N |  | O/G Steam | 1180 |  | 8300
50184_B_REC | MS | 28087 | INTERNATIONAL PAPER, COLUMBUS MILL | Columbus MS | 8215811 | 5736713 |  |  | 50184 | REC | 2808700044 | 101 | 1075.68 |  | 514.81 | 102.85 | 81.83 | 6.81 | 40.44 | 2022 | 300 | 13 | 410 | 9976.4001 | 75.2 | 322120 | -88.458 | 33.3608 |  | 133 | 100 |  | 64 | Y | Non-Fossil Waste | N | Y | N | 9999 | N |  | Non-Fossil Waste | 8410 |  | 4225
55197_G_CTG1 | MS | 28087 | TVA CALEDONIA COMBINED CYCLE PLANT | Caledonia | 8215911 | 5734913 | 55197 | AA-001 | 55197 | CTG1 | 2808700053 | 001 | 4.56 | 16.23 | 60.607 | 46.4 | 46.4 | 3.6226 | 12.39 | 2022 | 150 | 18 | 190 | 17295.117 | 68 | 221112 | -88.275 | 33.6475 | 1960 | 125 | 120 |  | 157 | N | Natural Gas | Y | N | N | 9999 | N | 55197_G_STG1;55197_G_CTG1 | Combined Cycle | 8760 | 7044.2197 | 7182
55197_G_CTG2 | MS | 28087 | TVA CALEDONIA COMBINED CYCLE PLANT | Caledonia | 8215911 | 5734713 | 55197 | AA-002 | 55197 | CTG2 | 2808700053 | 002 | 49.2 | 15.24 | 48.8217 | 36.1 | 36.1 | 2.7942 | 9.65 | 2022 | 150 | 18 | 190 | 17295.117 | 68 | 221112 | -88.275 | 33.6475 | 1960 | 125 | 120 |  | 157 | N | Natural Gas | Y | N | N | 9999 | N | 55197_G_STG2;55197_G_CTG2 | Combined Cycle | 8760 | 5372.8989 | 7182
55197_G_CTG3 | MS | 28087 | TVA CALEDONIA COMBINED CYCLE PLANT | Caledonia | 8215911 | 5734813 | 55197 | AA-003 | 55197 | CTG3 | 2808700053 | 003 | 12.9 | 14 | 58.9133 | 56 | 56 | 3.56 | 12.16 | 2022 | 150 | 18 | 190 | 17295.117 | 68 | 221112 | -88.275 | 33.6475 | 1960 | 125 | 120 |  | 157 | N | Natural Gas | Y | N | N | 9999 | N | 55197_G_STG3;55197_G_CTG3 | Combined Cycle | 8760 | 6898.2778 | 7182
50184_G_TG2 | MS | 28087 | INTERNATIONAL PAPER, COLUMBUS MILL |  | 8215811 | 5737313 |  |  |  |  | 2808700044 | 110 | 629.54 |  | 488.63 | 30.24 | 30.24 | 174.06 | 20.31 | 2022 | 251 | 15 | 340 | 9361.1335 | 53 | 322120 | -88.458 | 33.3608 | 1400 | 133 | 100 |  |  |  |  | N | N | N |  | N | 50184_G_TG2;50184_B_COMB |  | 8302
55063_G_CTG1 | MS | 28107 | COOPERATIVE ENERGY, A MISSISSIPPI ELECTR | Batesville Generation Facility | 6993011 | 14911013 | 55063 | 1 | 55063 | CTG1 | 2810700054 | 001 | 152.14 |  | 148.2436 | 28.17 | 28.17 | 3.1697 | 1.46 | 2022 | 120 | 19 | 185 | 19270.1837 | 68 | 221112 | -89.9272 | 34.3356 | 185000 | 125 | 120 |  | 176 | N | Natural Gas | Y | N | N | 9999 | N |  | Combined Cycle | 5634 | 5634.251 | 7350
55063_G_CTG2 | MS | 28107 | COOPERATIVE ENERGY, A MISSISSIPPI ELECTR | Batesville Generation Facility | 6993011 | 14910513 | 55063 | 2 | 55063 | CTG2 |  |  | 95.99 |  | 87.3533 | 18.15 | 18.15 | 2.045 | 0.92 |  | 120 | 19 | 185 | 19270.1837 | 68 | 221112 | -89.9272 | 34.3356 |  | 125 | 120 |  | 176 | N | Natural Gas | Y | N | N | 9999 | N |  | Combined Cycle |  | 3555.1709 | 7350
55063_G_CTG3 | MS | 28107 | COOPERATIVE ENERGY, A MISSISSIPPI ELECTR | Batesville Generation Facility | 6993011 | 14910613 | 55063 | 3 | 55063 | CTG3 | 2810700054 | 003 | 188.12 |  | 164.8317 | 34.84 | 34.84 | 3.8856 | 1.81 | 2022 | 120 | 19 | 185 | 19270.1837 | 68 | 221112 | -89.9272 | 34.3356 | 185000 | 125 | 120 |  | 176 | N | Natural Gas | Y | N | N | 9999 | N |  | Combined Cycle | 6968 | 6967.5605 | 7350
10233_B_PB | MS | 28111 | LEAF RIVER CELLULOSE, LLC | Leaf River Cellulose LLC | 8216311 | 5727813 |  |  | 10233 | PB | 2811100005 | 025 | 50.68 |  | 217.91 | 16.24 | 14.27 | 4.22 | 4.23 | 2022 | 300 | 9.5 | 350 | 4739.6167 | 66.9 | 32211 | -89.0454 | 31.2444 | 642 | 133 | 100 |  | 26 | Y | Non-Fossil Waste | N | Y | N | 9999 | N |  | Non-Fossil Waste | 8473 |  | 5075
10233_B_RB | MS | 28111 | LEAF RIVER CELLULOSE, LLC | Leaf River Cellulose LLC | 8216311 | 5729413 |  |  | 10233 | RB | 2811100005 | 020 | 409.02 |  | 576.64 | 123.4 | 84.26 | 14.88 | 40.23 | 2022 | 300 | 13.5 | 372 | 10386.6168 | 72.6 | 32211 | -89.0454 | 31.2444 | 1610 | 133 | 100 |  | 26 | Y | Non-Fossil Waste | N | Y | N | 9999 | N |  | Non-Fossil Waste | 8455 |  | 5075
7989_G_1 | MS | 28129 | COOPERATIVE ENERGY, A MISSISSIPPI ELECTR | Sylvarena | 7304911 | 11102413 | 7989 | 1 | 7989 | 1 | 2812900048 | 001 | 37.5676 | 2.9341 | 44.8197 | 0.14168 | 0.086835 | 0.2327 | 0.9369 | 2022 | 45 | 9 | 811 | 9436.0168 | 148.4 | 221112 | -89.4127 | 31.9819 | 418 | 125 | 120 |  | 43 | N | Natural Gas | Y | N | N | 9999 | N |  | Combustion Turbine |  | 2417.5564 | 10745
7989_G_2 | MS | 28129 | COOPERATIVE ENERGY, A MISSISSIPPI ELECTR | Sylvarena | 7304911 | 11102313 | 7989 | 2 | 7989 | 2 | 2812900048 | 002 | 36.3804 | 2.8414 | 9.2481 | 0.1372 | 0.08409 | 0.0497 | 0.90729 | 2021 | 45 | 9 | 811 | 9436.0168 | 148.4 | 221112 | -89.4127 | 31.9819 | 418 | 125 | 120 |  | 43 | N | Natural Gas | Y | N | N | 9999 | N |  | Combustion Turbine |  | 525.27 | 10745
7989_G_3 | MS | 28129 | COOPERATIVE ENERGY, A MISSISSIPPI ELECTR | Sylvarena | 7304911 | 11102813 | 7989 | 3 | 7989 | 3 | 2812900048 | 003 | 33.9573 | 2.6521 | 50.0766 | 0.12807 | 0.07849 | 0.2626 | 0.84687 | 2022 | 45 | 9 | 811 | 9436.0168 | 148.4 | 221112 | -89.4127 | 31.9819 | 418 | 125 | 120 |  | 43 | N | Natural Gas | Y | N | N | 9999 | N |  | Combustion Turbine |  | 2725.7639 | 10745
2050_B_1 | MS | 28149 | ENTERGY MISSISSIPPI INC, BAXTER WILSON P | Baxter Wilson | 8233711 | 5616513 | 2050 | 1 | 2050 | 1 | 2814900027 | 001 | 258.74 |  | 303.2358 | 12.11 | 12.1 | 1.0231 | 8.74 | 2022 | 490 | 19 | 225 | 22390.2504 | 79 | 221112 | -90.9302 | 32.2836 | 4790 | 125 | 100 |  | 494 | N | Natural Gas | Y | N | N | 9999 | N |  | O/G Steam | 1403 | 1396.7698 | 10885
8054_B_1 | MS | 28151 | ENTERGY MISSISSIPPI INC, GERALD ANDRUS P | Gerald Andrus | 7083911 | 64689313 | 8054 | 1 | 8054 | 1 | 2815100048 | 010 | 342.74 |  | 1146.81 | 31.07 | 31.04 | 2.9156 | 22.44 | 2022 | 499 | 28.8 | 322 | 41896.1841 | 64.5 | 221112 | -91.1154 | 33.3511 | 7280 | 125 | 100 |  | 706 | N | Natural Gas, Residual Fuel Oil | Y | N | N | 9999 | N |  | O/G Steam | 2526 | 2514.2102 | 11828
55234_G_GT1 | MO | 29007 | AMEREN MISSOURI AUDRAIN POWER STATION | Audrain Generating Station | 6998911 | 14700413 | 55234 | CT1 | 55234 | GT1 | 0053 | 2 | 11.101 |  | 4.5277 | 1.3043 | 1.3043 | 0.1101 | 0.3865 | 2022 | 93 | 15 | 920 | -1 | 136.48 | 221112 | -91.5381 | 39.3075 | 1160 | 125 | 120 |  | 75 | N | Natural Gas | Y | N | N | 9999 | N |  | Combustion Turbine |  | 527.3197 | 11927
55234_G_GT2 | MO | 29007 | AMEREN MISSOURI AUDRAIN POWER STATION | Audrain Generating Station | 6998911 | 109323113 | 55234 | CT2 | 55234 | GT2 | 0053 | 11 | 11.1277 |  | 4.981 | 1.3074 | 1.3074 | 0.1096 | 0.3874 | 2022 | 93 | 15 | 920 | -1 | 136.48 | 221112 | -91.5381 | 39.3075 | 971 | 125 | 120 |  | 75 | N | Natural Gas | Y | N | N | 9999 | N |  | Combustion Turbine |  | 528.5097 | 11924
55234_G_GT3 | MO | 29007 | AMEREN MISSOURI AUDRAIN POWER STATION | Audrain Generating Station | 6998911 | 109323213 | 55234 | CT3 | 55234 | GT3 | 0053 | 12 | 10.6624 |  | 4.5102 | 1.2527 | 1.2527 | 0.1068 | 0.3712 | 2022 | 93 | 15 | 920 | -1 | 136.48 | 221112 | -91.5381 | 39.3075 | 971 | 125 | 120 |  | 75 | N | Natural Gas | Y | N | N | 9999 | N |  | Combustion Turbine |  | 503.7498 | 11924
55234_G_GT4 | MO | 29007 | AMEREN MISSOURI AUDRAIN POWER STATION | Audrain Generating Station | 6998911 | 109323313 | 55234 | CT4 | 55234 | GT4 | 0053 | 13 | 9.6493 |  | 3.8227 | 1.1337 | 1.1337 | 0.0949 | 0.336 | 2022 | 93 | 15 | 920 | -1 | 136.48 | 221112 | -91.5381 | 39.3075 | 971 | 125 | 120 |  | 75 | N | Natural Gas | Y | N | N | 9999 | N |  | Combustion Turbine |  | 461.5498 | 11924
55234_G_GT5 | MO | 29007 | AMEREN MISSOURI AUDRAIN POWER STATION | Audrain Generating Station | 6998911 | 109323413 | 55234 | CT5 | 55234 | GT5 |  |  | 10.5979 |  | 4.6996 | 1.2451 | 1.2451 | 0.1041 | 0.369 |  | 93 | 15 | 920 | -1 | 136.48 | 221112 | -91.5381 | 39.3075 |  | 125 | 120 |  | 75 | N | Natural Gas | Y | N | N | 9999 | N |  | Combustion Turbine |  | 505.4398 | 11924
55234_G_GT6 | MO | 29007 | AMEREN MISSOURI AUDRAIN POWER STATION | Audrain Generating Station | 6998911 | 109323513 | 55234 | CT6 | 55234 | GT6 | 0053 | 15 | 10.1028 |  | 4.9424 | 1.187 | 1.187 | 0.1019 | 0.3517 | 2022 | 93 | 15 | 920 | -1 | 136.48 | 221112 | -91.5381 | 39.3075 | 971 | 125 | 120 |  | 75 | N | Natural Gas | Y | N | N | 9999 | N |  | Combustion Turbine |  | 478.2298 | 11924
55234_G_GT7 | MO | 29007 | AMEREN MISSOURI AUDRAIN POWER STATION | Audrain Generating Station | 6998911 | 109323613 | 55234 | CT7 | 55234 | GT7 |  |  | 9.9776 |  | 4.8113 | 1.1723 | 1.1723 | 0.1009 | 0.3474 |  | 93 | 15 | 920 | -1 | 136.48 | 221112 | -91.5381 | 39.3075 |  | 125 | 120 |  | 75 | N | Natural Gas | Y | N | N | 9999 | N |  | Combustion Turbine |  | 466.7698 | 11924
55234_G_GT8 | MO | 29007 | AMEREN MISSOURI AUDRAIN POWER STATION | Audrain Generating Station | 6998911 | 109323713 | 55234 | CT8 | 55234 | GT8 | 0053 | 17 | 8.8394 |  | 3.6829 | 1.0385 | 1.0385 | 0.0835 | 0.3078 | 2022 | 93 | 15 | 920 | -1 | 136.48 | 221112 | -91.5381 | 39.3075 | 971 | 125 | 120 |  | 75 | N | Natural Gas | Y | N | N | 9999 | N |  | Combustion Turbine |  | 431.8599 | 11924
6650_G_1 | MO | 29007 | AMEREN MISSOURI MEXICO COMBUSTION TURBINE | Mexico | 6998211 | 14705313 | 6650 | CT01 | 6650 | 1 | 0012 | 547 | 0.0818 |  | 29.7451 | 0.2809 | 0.2744 | 12.3961 | 0.0102 | 2022 | 32 | 15 | 1050 | -1 | 103.8 | 221112 | -91.8334 | 39.1483 | 55 | 125 | 120 |  | 54 | N | Distillate Fuel Oil | Y | N | N | 9999 | N |  | Combustion Turbine |  | 55.64 | 15788
2115_G_NG1 | MO | 29013 | BUTLER MUNICIPAL POWER PLANT | Butler Municipal Power Plant | 7131711 | 14438313 |  |  | 2115 | NG1 | 0029 | 5 | 0.0116 |  | 0.1606 | 0.014 | 0.014 | 0.0004 | 0.0022 | 2022 | 32.4 | 1.33 | 946 | -1 | 72.37 | 221112 | -94.3438 | 38.2642 | 2 | 125 | 160 |  | 1.8 | N | Distillate Fuel Oil | N | N | N | 9999 | N |  | Combustion Turbine |  |  | 19621
2115_G_NG2 | MO | 29013 | BUTLER MUNICIPAL POWER PLANT | Butler Municipal Power Plant | 7131711 | 14438113 |  |  | 2115 | NG2 | 0029 | 6 | 0.0095 |  | 0.124 | 0.0108 | 0.0108 | 0.0003 | 0.0017 | 2020 | 32.4 | 1.33 | 946 | -1 | 189.03 | 221112 | -94.3438 | 38.2642 | 2 | 125 | 160 |  | 1.8 | N | Distillate Fuel Oil | N | N | N | 9999 | N |  | Combustion Turbine |  |  | 15639
2115_G_SG1 | MO | 29013 | BUTLER MUNICIPAL POWER PLANT | Butler Municipal Power Plant | 7131711 | 14437613 |  |  | 2115 | SG1 | 0029 | 7 | 0.0097 |  | 0.1338 | 0.0117 | 0.0117 | 0.0003 | 0.0018 | 2022 | 32.4 | 1.33 | 946 | -1 | 189.03 | 221112 | -94.3438 | 38.2642 | 2 | 125 | 160 |  | 1.8 | N | Distillate Fuel Oil | N | N | N | 9999 | N |  | Combustion Turbine |  |  | 18621
2115_G_SG2 | MO | 29013 | BUTLER MUNICIPAL POWER PLANT | Butler Municipal Power Plant | 7131711 | 14438213 |  |  | 2115 | SG2 | 0029 | 8 | 0.0091 |  | 0.1255 | 0.0109 | 0.0109 | 0.0003 | 0.0017 | 2020 | 32.4 | 1.33 | 946 | -1 | 189.03 | 221112 | -94.3438 | 38.2642 | 2 | 125 | 160 |  | 1.8 | N | Distillate Fuel Oil | N | N | N | 9999 | N |  | Combustion Turbine |  |  | 15847
2123_B_8 | MO | 29019 | COLUMBIA MUNICIPAL POWER PLANT | Columbia (MO) | 7164511 | 14383913 | 2123 | 8 | 2123 | 8 | 0002 | 2037 | 0.0336 | 0.0519 | 0.2943 | 0.1232 | 0.1232 | 0.0158 | 0.0891 | 2022 | 63 | 5 | 320 | -1 | 69 | 221112 | -92.3175 | 38.9656 | 490 | 125 | 100 | 205 | 35 | N | Natural Gas | Y | N | N | 9999 | N |  | O/G Steam |  | 196.36 | 13380
2123_G_6 | MO | 29019 | COLUMBIA MUNICIPAL POWER PLANT | Columbia (MO) | 7164511 | 14383213 |  |  | 2123 | 6 | 0002 | 2525 | 0.5698 |  | 2.2235 | 0.0459 | 0.0459 | 0.0042 | 0.0146 | 2022 | [5 empty] | 221112 | -92.3175 | 38.9656 | 260 | 125 | 120 |  | 12.5 | N | Natural Gas | N | N | N | 9999 | N |  | Combustion Turbine |  |  | 16463
55447_G_CT04 | MO | 29019 | COLUMBIA ENERGY CENTER PEABODY ROAD | Columbia Energy Center | 6345611 | 15427813 |  |  | 55447 | CT04 | 0105 | 1 | 7.623 |  | 4.3414 | 0.6135 | 0.6135 | 0.0558 | 0.1952 | 2022 | 46 | 11 | 974 | -1 | 138.45 | 221112 | -92.2613 | 39.0179 | 2180 | 125 | 120 |  | 35 | N | Natural Gas | Y | N | N | 9999 | N | 55447_G_CT04;55447_G_CT01;55447_G_CT02;55447_G_CT03 | Combustion Turbine |  |  | 13304
2098_B_1 | MO | 29021 | EVERGY INC LAKE ROAD GENERATING STATION | Lake Road (MO) | 6346411 | 15422513 |  |  | 2098 | 1 | 0004 | 2526 | 5.6502 | 0.2165 | 18.8486 | 0.5149 | 0.5134 | 0.0545 | 0.3697 | 2022 | 92 | 4.4 | 785 | -1 | 74.18 | 221112 | -94.8758 | 39.7253 | 5 | 125 | 100 |  | 6.5 | Y | Natural Gas | N | Y | N | 9999 | N |  | O/G Steam |  |  | 10957
2098_B_2 | MO | 29021 | EVERGY INC LAKE ROAD GENERATING STATION | Lake Road (MO) | 6346411 | 15422613 |  |  | 2098 | 2 | 0004 | 2639 | 7.7613 | 0.329 | 26.2726 | 0.8035 | 0.7624 | 0.4424 | 0.5041 | 2022 | 92 | 4.4 | 785 | -1 | 74.18 | 221112 | -94.8758 | 39.7253 | 5 | 125 | 100 |  | 6.5 | Y | Natural Gas | N | Y | N | 9999 | N |  | O/G Steam |  |  | 10957
2098_B_4 | MO | 29021 | EVERGY INC LAKE ROAD GENERATING STATION | Lake Road (MO) | 6346411 | 15422813 |  |  | 2098 | 4 | 0004 | 3008 | 14.0028 | 0.5804 | 47.2405 | 1.4092 | 1.3514 | 0.6438 | 0.9111 | 2022 | 150 | 6 | 327 | -1 | 67.2 | 221112 | -94.8758 | 39.7253 | 12 | 125 | 100 |  | 14.5 | Y | Natural Gas | N | Y | N | 9999 | N |  | O/G Steam |  |  | 10957
2098_B_5 | MO | 29021 | EVERGY INC LAKE ROAD GENERATING STATION | Lake Road (MO) | 6346411 | 15422013 |  |  | 2098 | 5 | 0004 | 3189 | 1.8946 | 1.3959 | 550.6254 | 8.1925 | 7.9904 | 543.8883 | 2.785 | 2022 | 150 | 7 | 314 | -1 | 56.04 | 221112 | -94.8758 | 39.7253 | 14 | 125 | 100 |  | 18.2 | Y | Natural Gas | N | Y | N | 9999 | N |  | O/G Steam |  |  | 10957
2098_B_8 | MO | 29021 | EVERGY INC LAKE ROAD GENERATING STATION | Lake Road (MO) | 6346411 | 58923713 |  |  | 2098 | 8 | 0004 | 3190 | 5.899 | 1.7637 | 0.0176 | 4.2898 | 4.1004 | 2.0863 | 2.7477 | 2022 | 225 | 10 | 300 | -1 | 50 | 221112 | -94.8773 | 39.7245 | 358 | 125 | 100 |  | 1.8 | Y | Natural Gas | N | Y | N | 9999 | N |  | O/G Steam |  |  | 10957
2098_G_5 | MO | 29021 | EVERGY INC LAKE ROAD GENERATING STATION | Lake Road (MO) | 6346411 | 15421913 | 2098 | GT5 | 2098 | 5 | 0004 | 3185 | 16.3776 | 1.6052 | 82.0854 | 1.3942 | 1.3942 | 0.2665 | 0.4217 | 2022 | 52 | 12.37 | 435 | -1 | 130.57 | 221112 | -94.8758 | 39.7253 | 867 | 125 | 120 |  | 48 | N | Natural Gas | Y | N | N | 9999 | N |  | Combustion Turbine |  | 910.1502 | 22351
2098_G_6 | MO | 29021 | EVERGY INC LAKE ROAD GENERATING STATION | Lake Road (MO) | 6346411 | 15422413 | 2098 | 6 | 2098 | 6 | 0004 | 3187 | 9.6101 | 0.3809 | 25.1595 | 0.9141 | 0.8959 | 0.1247 | 0.6274 | 2022 | 225 | 10 | 314 | -1 | 27.45 | 221112 | -94.8758 | 39.7253 | 1570 | 125 | 100 |  | 20.3 | N | Distillate Fuel Oil | Y | N | N | 2030 | N |  | Combustion Turbine |  | 837.58 | 21958
2098_G_6 | MO | 29021 | EVERGY INC LAKE ROAD GENERATING STATION | Lake Road (MO) | 6346411 | 15422313 |  |  | 2098 | 6 | 0004 | 3184 | 0.0418 | 0.6036 | 11.1534 | 0.1458 | 0.1458 | 0.128 | 0.0052 | 2022 | 20 | 11 | 425 | -1 | 62.36 | 221112 | -94.8758 | 39.7253 | 20.9 | 125 | 120 |  | 20.3 | N | Distillate Fuel Oil | Y | N | N | 2030 | N |  | Combustion Turbine |  |  | 21958
2098_G_7 | MO | 29021 | EVERGY INC LAKE ROAD GENERATING STATION | Lake Road (MO) | 6346411 | 15422113 |  |  | 2098 | 7 | 0004 | 3183 | 0.0349 | 0.5035 | 9.3039 | 0.1216 | 0.1216 | 0.1068 | 0.0043 | 2022 | 20 | 11 | 425 | -1 | 62.36 | 221112 | -94.8758 | 39.7253 | 68 | 125 | 120 |  | 21.1 | N | Distillate Fuel Oil | N | N | N | 9999 | N |  | Combustion Turbine |  |  | 21739
7392_G_1 | MO | 29023 | POPLAR BLUFF MUNICIPAL UTILITIES GENERATING PLANT | Poplar Bluff Generating Station | 6321511 | 16016813 |  |  | 7392 | 1 | 0050 | 3219 | 1.0988 | 0.1627 | 25.7929 | 0.192 | 0.192 | 0.0397 | 1.0607 | 2022 | 62.1 | 4.5 | 920 | -1 | 1.57 | 221112 | -90.3907 | 36.7594 | 7 | 125 | 160 |  | 7 | N | Distillate Fuel Oil | N | N | N | 9999 | N |  | Combustion Turbine |  |  | 11092
7392_G_2 | MO | 29023 | POPLAR BLUFF MUNICIPAL UTILITIES GENERATING PLANT | Poplar Bluff Generating Station | 6321511 | 16016613 |  |  | 7392 | 2 | 0050 | 3220 | 1.5392 | 0.2284 | 36.1813 | 0.2676 | 0.2676 | 0.0495 | 1.4866 | 2022 | 62.1 | 4.5 | 920 | -1 | 1.57 | 221112 | -90.3907 | 36.7594 | 7 | 125 | 160 |  | 6.7 | N | Distillate Fuel Oil | N | N | N | 9999 | N |  | Combustion Turbine |  |  | 11078
7392_G_3 | MO | 29023 | POPLAR BLUFF MUNICIPAL UTILITIES GENERATING PLANT | Poplar Bluff Generating Station | 6321511 | 16016413 |  |  | 7392 | 3 | 0050 | 3226 | 0.0803 | 0.026 | 4.5041 | 0.1115 | 0.1115 | 0.2775 | 0.2654 | 2022 | 64.1 | 3.8 | 614 | -1 | 1.55 | 221112 | -90.3907 | 36.7594 | 7 | 125 | 160 |  | 6.7 | N | Natural Gas | N | N | N | 9999 | N |  | Combustion Turbine |  |  | 11085
2126_G_IC3 | MO | 29027 | FULTON POWER PLANT FULTON | Fulton (MO) | 6323111 | 15998713 |  |  | 2126 | IC3 | 0007 | 3662 | 0.8924 | 0.1921 | 3.4827 | 0.0718 | 0.0718 | 0.0005 | 0.0229 | 2022 | 35 | 6 | 1100 | -1 | 0.2 | 221112 | -91.9476 | 38.8683 | 6 | 125 | 120 |  | 6.2 | N | Natural Gas, Distillate Fuel Oil | N | N | N | 9999 | N |  | Combustion Turbine |  |  | 12315
2137_G_7 | MO | 29031 | JACKSON MUNICIPAL UTILITIES | Jackson (MO) | 6339311 | 15967313 |  |  | 2137 | 7 | 0061 | 4022 | 0.1398 |  | 0.5278 | 0.0095 | 0.0091 | 0.0002 | 0.0139 | 2022 | 36 | 3 | 400 | -1 | 56.67 | 221112 | -89.662 | 37.3845 | 6 | 125 | 160 |  | 6.5 | N | Natural Gas, Distillate Fuel Oil | N | N | N | 9999 | N |  | Combustion Turbine |  |  | 20500
2092_G_3 | MO | 29037 | EVERGY INC RALPH GREEN GENERATING STATION | Ralph Green | 7357911 | 11009513 | 2092 | 3 | 2092 | 3 | 0003 | 4812 | 8.9708 |  | 55.6795 | 1.9735 | 1.9735 | 0.1748 | 0.628 | 2022 | 52 | 13.25 | 1005 | -1 | 159.98 | 221112 | -94.2767 | 38.787 | 1190 | 125 | 120 |  | 69.4 | N | Natural Gas | Y | N | N | 9999 | N |  | Combustion Turbine |  | 1570.3203 | 23157
55178_G_CT-1 | MO | 29037 | DOGWOOD ENERGY FACILITY | Dogwood Energy Facility | 7359211 | 10993813 | 55178 | CT-1 | 55178 | CT-1 | 0056 | 1 | 7.0187 | 7.4176 | 57.2245 | 13.08 | 13.08 | 2.0773 | 1.0806 | 2022 | 170 | 17.7 | 200 | -1 | 125 | 221112 | -94.3006 | 38.7931 | 2370 | 125 | 120 |  | 200.3 | N | Natural Gas | Y | N | N | 9999 | N |  | Combined Cycle |  | 3879.4102 | 7852
55178_G_CT-2 | MO | 29037 | DOGWOOD ENERGY FACILITY | Dogwood Energy Facility | 7359211 | 10993713 | 55178 | CT-2 | 55178 | CT-2 | 0056 | 2 | 6.783 | 7.1622 | 56.1942 | 12.6311 | 12.6311 | 2.0121 | 1.0439 | 2022 | 170 | 17.7 | 200 | -1 | 125 | 221112 | -94.3006 | 38.7931 | 2370 | 125 | 120 |  | 199.1 | N | Natural Gas | Y | N | N | 9999 | N |  | Combined Cycle |  | 3790.907 | 7852
55178_G_ST-1 | MO | 29037 | DOGWOOD ENERGY FACILITY | Dogwood Energy Facility | 7359211 | 10993913 |  |  | 55178 | ST-1 | 0056 | 4 | 0.5624 |  | 0.6695 | 0.0509 | 0.0509 | 0.004 | 0.0368 | 2022 | 36 | 1.83 | 89 | -1 | 27.98 | 221112 | -94.3006 | 38.7931 | 250 | 125 | 100 |  | 257.1 | N | Natural Gas | N | N | N | 9999 | N |  | Combined Cycle |  |  | 7852
56151_G_GT1 | MO | 29037 | EVERGY INC SOUTH HARPER GENERATING STATION | South Harper | 10734511 | 59224813 | 56151 | 1 | 56151 | GT1 | 0063 | 1 | 38.9761 |  | 25.3865 | 3.1371 | 3.1371 | 0.2844 | 0.9982 | 2022 | 70 | 25 | 1000 | -1 | 22.48 | 221112 | -94.4809 | 38.6817 | 1460 | 125 | 120 |  | 103.6 | N | Natural Gas | Y | N | N | 9999 | N |  | Combustion Turbine |  | 882.1302 | 14337
56151_G_GT2 | MO | 29037 | EVERGY INC SOUTH HARPER GENERATING STATION | South Harper | 10734511 | 59225013 | 56151 | 2 | 56151 | GT2 | 0063 | 2 | 34.6172 |  | 22.8595 | 2.7863 | 2.7863 | 0.2498 | 0.8865 | 2022 | 70 | 25 | 1000 | -1 | 22.48 | 221112 | -94.4809 | 38.6817 | 1460 | 125 | 120 |  | 104.6 | N | Natural Gas | Y | N | N | 9999 | N |  | Combustion Turbine |  | 792.3502 | 14337
56151_G_GT3 | MO | 29037 | EVERGY INC SOUTH HARPER GENERATING STATION | South Harper | 10734511 | 59224913 | 56151 | 3 | 56151 | GT3 |  |  | 36.3558 |  | 23.5974 | 2.9262 | 2.9262 | 0.2586 | 0.9311 |  | 70 | 25 | 1000 | -1 | 22.48 | 221112 | -94.4809 | 38.6817 |  | 125 | 120 |  | 103.6 | N | Natural Gas | Y | N | N | 9999 | N |  | Combustion Turbine |  | 811.7699 | 14337
2082_G_1 | MO | 29051 | AMEREN MISSOURI FAIRGROUNDS COMBUSTION TURBINE | Fairgrounds | 7543511 | 11983013 | 2082 | CT01 | 2082 | 1 | 0049 | 5928 | 0.06 |  | 21.8175 | 0.206 | 0.2013 | 9.0923 | 0.0076 | 2022 | 32 | 15 | 1050 | -1 | 103.8 | 221112 | -92.2203 | 38.5934 | 55 | 125 | 120 |  | 55 | N | Distillate Fuel Oil | Y | N | N | 9999 | N |  | Combustion Turbine |  | 40.81 | 23497
56896_G_1 | MO | 29051 | AMERESCO JEFFERSON CITY LLC | Ameresco Jefferson City | 13577611 | 79204913 |  |  | 56896 | 1 | 0075 | 1 | 28.8584 |  | 10.5554 | 0.0054 | 0.0054 | 2.9448 | 0.2107 | 2022 | 30 | 1.5 | 360 | 51 | 28.8484 | 221118 | -92.0451 | 38.5539 | 11.4 | 125 | 160 |  | 0.9 | N | Landfill Gas | N | N | N | 9999 | N |  | Landfill Gas |  |  | 13500
56896_G_2 | MO | 29051 | AMERESCO JEFFERSON CITY LLC | Ameresco Jefferson City | 13577611 | 79205013 |  |  | 56896 | 2 | 0075 | 2 | 30.4721 |  | 10.6992 | 0.0056 | 0.0056 | 3.0669 | 0.2093 | 2022 | 30 | 1.5 | 360 | 51 | 28.8484 | 221118 | -92.0451 | 38.5539 | 10 | 125 | 160 |  | 0.9 | N | Landfill Gas | N | N | N | 9999 | N |  | Landfill Gas |  |  | 13500
56896_G_3 | MO | 29051 | AMERESCO JEFFERSON CITY LLC | Ameresco Jefferson City | 13577611 | 79205113 |  |  | 56896 | 3 | 0075 | 3 | 22.5637 |  | 5.0212 | 0.0052 | 0.0052 | 2.8092 | 0.3216 | 2022 | 30 | 1.5 | 360 | 51 | 28.8484 | 221118 | -92.0451 | 38.5539 | 10 | 125 | 160 |  | 0.9 | N | Landfill Gas | N | N | N | 9999 | N |  | Landfill Gas |  |  | 13500
6652_G_1 | MO | 29051 | AMEREN MISSOURI MOREAU COMBUSTION TURBINE | Moreau | 7542511 | 11994813 | 6652 | CT01 | 6652 | 1 | 0008 | 6190 | 0.0711 |  | 25.8534 | 0.2441 | 0.2385 | 10.7745 | 0.0088 | 2022 | 32 | 15 | 1050 | 18269.12 | 103.8 | 221112 | -92.1024 | 38.5556 | 55 | 125 | 120 |  | 54 | N | Distillate Fuel Oil | Y | N | N | 9999 | N |  | Combustion Turbine |  | 48.36 | 22314
2139_G_10 | MO | 29069 | KENNETT GENERATING PLANT ANTHONY STREET | Kennett | 6031511 | 24467713 |  |  | 2139 | 10 | 0063 | 6782 | 0.4797 |  | 1.8113 | 0.0324 | 0.0312 | 0.0009 | 0.0476 | 2022 | 56 | 3 | 617 | -1 | 72.9 | 221112 | -90.0512 | 36.2342 | 6 | 125 | 160 |  | 5.6 | N | Natural Gas, Distillate Fuel Oil | N | N | N | 9999 | N |  | Combustion Turbine |  |  | 18000
2139_G_11 | MO | 29069 | KENNETT GENERATING PLANT ANTHONY STREET | Kennett | 6031511 | 24467413 |  |  | 2139 | 11 | 0063 | 6783 | 0.475 |  | 3.381 | 0.0239 | 0.0239 | 0.0007 | 0.1381 | 2022 | 56 | 3 | 692 | -1 | 67.5 | 221112 | -90.0512 | 36.2342 | 6 | 125 | 160 |  | 5.6 | N | Natural Gas, Distillate Fuel Oil | N | N | N | 9999 | N |  | Combustion Turbine |  |  | 18000
2139_G_12 | MO | 29069 | KENNETT GENERATING PLANT ANTHONY STREET | Kennett | 6031511 | 24467313 |  |  | 2139 | 12 | 0063 | 6784 | 0.59 |  | 4.2857 | 0.0644 | 0.0644 | 0.0088 | 0.7292 | 2022 | 51.8 | 3.312 | 736 | -1 | 90.56 | 221112 | -90.0512 | 36.2342 | 6 | 125 | 160 |  | 5.7 | N | Natural Gas | N | N | N | 9999 | N |  | Combustion Turbine |  |  | 18000
2139_G_13 | MO | 29069 | KENNETT GENERATING PLANT ANTHONY STREET | Kennett | 6031511 | 24467213 |  |  | 2139 | 13 | 0063 | 6785 | 0.8017 |  | 4.7838 | 0.2114 | 0.2114 | 0.0097 | 1.0816 | 2022 | 51.8 | 3.312 | 741 | -1 | 91 | 221112 | -90.0512 | 36.2342 | 6 | 125 | 160 |  | 5.7 | N | Natural Gas | N | N | N | 9999 | N |  | Combustion Turbine |  |  | 18000
2142_G_8 | MO | 29069 | MALDEN MUNICIPAL POWER AND LIGHT S BECKWITH | Malden | 6031211 | 24468213 |  |  | 2142 | 8 | 0034 | 6822 | 0.7097 |  | 3.2975 | 0.0764 | 0.0764 | 0.2167 | 0.1752 | 2022 | 30 | 2 | 450 | -1 | 67.5 | 221112 | -89.9683 | 36.5554 | 4 | 125 | 160 |  | 3.8 | N | Distillate Fuel Oil | N | N | N | 9999 | N |  | Combustion Turbine |  |  | 10745
7604_G_1 | MO | 29069 | ST FRANCIS POWER PLANT CAMPBELL | St Francis Energy Facility | 6031711 | 24465413 | 7604 | 1 | 7604 | 1 | 0066 | 1 | 2.4407 | 21.4796 | 30.5896 | 14.6442 | 0.0156 | 1.4362 | 2.4407 | 2022 | 100 | 18.5 | 200 | -1 | 66.56 | 221112 | -90.1768 | 36.5847 | 1760 | 125 | 120 |  | 244 | N | Natural Gas | Y | N | N | 9999 | N |  | Combined Cycle |  | 3485.2004 | 7516
7604_G_2 | MO | 29069 | ST FRANCIS POWER PLANT CAMPBELL | St Francis Energy Facility | 6031711 | 24465613 | 7604 | 2 | 7604 | 2 |  |  | 1.0794 | 21.6058 | 24.5659 | 7.2858 | 0.0157 | 1.4464 | 0.1227 |  | 100 | 18.5 | 200 | -1 | 66.56 | 221112 | -90.1768 | 36.5847 |  | 125 | 120 |  | 216 | N | Natural Gas | Y | N | N | 9999 | N |  | Combined Cycle |  | 3585.9414 | 7516
2103_B_2 | MO | 29071 | AMEREN MISSOURI LABADIE ENERGY CENTER | Labadie | 6032111 | 24464013 | 2103 | 2 | 2103 | 2 | 0003 | 7087 | 541.6456 | 0.6111 | 1759.7674 | 512.2299 | 340.1233 | 10090.2759 | 64.9296 | 2022 | 700 | 20.5 | 340 | -1 | 92 | 221112 | -90.8373 | 38.5642 | 6180 | 125 | 100 |  | 593 | N | Subbituminous | Y | N | N | 2042 | N |  | Coal Steam |  | 7340.689 | 10397
2103_B_3 | MO | 29071 | AMEREN MISSOURI LABADIE ENERGY CENTER | Labadie | 6032111 | 24464113 | 2103 | 3 | 2103 | 3 | 0003 | 7262 | 629.949 | 0.7107 | 2102.2207 | 595.7301 | 395.5691 | 12051.7645 | 75.5142 | 2022 | 700 | 20.5 | 340 | -1 | 92 | 221112 | -90.8373 | 38.5642 | 6110 | 125 | 100 |  | 593 | N | Subbituminous | Y | N | N | 2036 | N |  | Coal Steam |  | 8240.8398 | 10427
2103_B_4 | MO | 29071 | AMEREN MISSOURI LABADIE ENERGY CENTER | Labadie | 6032111 | 24464513 | 2103 | 4 | 2103 | 4 | 0003 | 7408 | 579.5383 | 0.6539 | 1935.1474 | 548.0636 | 363.9179 | 10982.0881 | 69.472 | 2022 | 700 | 20.5 | 340 | -1 | 92 | 221112 | -90.8373 | 38.5642 | 6110 | 125 | 100 |  | 593 | N | Subbituminous | Y | N | N | 2036 | N |  | Coal Steam |  | 8048.9697 | 10397
2103_B_1 | MO | 29071 | AMEREN MISSOURI LABADIE ENERGY CENTER | Labadie | 6032111 | 24463913 | 2103 | 1 | 2103 | 1 | 0003 | 6964 | 598.921 | 0.6758 | 1959.3338 | 566.4355 | 376.1119 | 11103.8027 | 71.8004 | 2022 | 700 | 20.5 | 340 | -1 | 92 | 221112 | -90.8373 | 38.5642 | 6180 | 125 | 100 |  | 593 | N | Subbituminous | Y | N | N | 2042 | N |  | Coal Steam |  | 7848.8096 | 10396
6195_B_1 | MO | 29077 | CITY UTILITIES OF SPRINGFIELD MISSOURI JOHN TWITTY ENERGY CENTER | John Twitty Energy Center | 7496411 | 11215213 | 6195 | 1 | 6195 | 1 | 0039 | 984 | 173.1478 | 4.0843 | 650.2802 | 73.3779 | 73.3779 | 2543.4717 | 19.8407 | 2022 | 385 | 12 | 295 | -1 | 78.35 | 221112 | -93.3877 | 37.1529 | 1990 | 125 | 100 |  | 184 | N | Subbituminous | Y | N | N | 9999 | N |  | Coal Steam |  | 6945.3794 | 10328
6195_B_2 | MO | 29077 | CITY UTILITIES OF SPRINGFIELD MISSOURI JOHN TWITTY ENERGY CENTER | John Twitty Energy Center | 7496411 | 91542013 | 6195 | 2 | 6195 | 2 | 0039 | 994 | 741.1675 | 14.3969 | 516.5657 | 73.5089 | 73.5089 | 598.06 | 3.9792 | 2022 | 513 | 14 | 187 | -1 | 93.86 | 221112 | -93.3892 | 37.1519 | 2720 | 125 | 100 | 119&127&139&204&205&207&41 | 275 | N | Subbituminous | Y | N | N | 9999 | N |  | Coal Steam |  | 6159.8501 | 10188
2161_G_GT1 | MO | 29077 | CITY UTILITIES OF SPRINGFIELD MISSOURI JAMES RIVER POWER PLANT | James River Power Station | 7494511 | 11237913 | 2161 | **GT1 | 2161 | GT1 | 0005 | 1313 | 9.0803 |  | 78.1864 | 4.0168 | 4.0168 | 0.554 | 0.5551 | 2022 | 52 | 11 | 1014 | -1 | 136.55 | 221112 | -93.2583 | 37.1082 | 1060 | 125 | 120 |  | 75 | N | Natural Gas, Distillate Fuel Oil | Y | N | N | 9999 | N |  | Combustion Turbine |  | 1544.7008 | 14274
2161_G_GT2 | MO | 29077 | CITY UTILITIES OF SPRINGFIELD MISSOURI JAMES RIVER POWER PLANT | James River Power Station | 7494511 | 11237613 | 2161 | **GT2 | 2161 | GT2 | 0005 | 1312 | 13.5121 |  | 69.0506 | 3.6744 | 3.6744 | 0.4805 | 1.5664 | 2022 | 52 | 12 | 1014 | -1 | 136.55 | 221112 | -93.2583 | 37.1082 | 1030 | 125 | 120 |  | 80 | N | Natural Gas, Distillate Fuel Oil | Y | N | N | 9999 | N |  | Combustion Turbine |  | 1368.1295 | 14274
6195_G_GT1 | MO | 29077 | CITY UTILITIES OF SPRINGFIELD MISSOURI JOHN TWITTY ENERGY CENTER | John Twitty Energy Center | 7496411 | 11216513 | 6195 | CT1B | 6195 | GT1 | 0039 | 963 | 12.353 |  | 15.9025 | 1.3846 | 1.3846 | 0.1172 | 1.3418 | 2022 | 47 | 12.36 | 875 | -1 | 99.16 | 221112 | -93.3877 | 37.1529 | 52 | 125 | 120 | 213 | 52 | N | Natural Gas | Y | N | N | 9999 | N |  | Combustion Turbine |  | 877.9999 | 15558
6195_G_GT2 | MO | 29077 | CITY UTILITIES OF SPRINGFIELD MISSOURI JOHN TWITTY ENERGY CENTER | John Twitty Energy Center | 7496411 | 11218013 | 6195 | CT2B | 6195 | GT2 | 0039 | 961 | 20.6546 |  | 28.9455 | 2.316 | 2.316 | 0.1858 | 2.2435 | 2022 | 47 | 12.36 | 804 | -1 | 84.66 | 221112 | -93.3877 | 37.1529 | 585 | 125 | 120 |  | 52 | N | Natural Gas | Y | N | N | 9999 | N |  | Combustion Turbine |  | 1416.4089 | 15558
7903_G_MGS1 | MO | 29077 | CITY UTILITIES OF SPRINGFIELD N L MCCARTNEY DIST GENERATION | McCartney | 7498011 | 11196113 | 7903 | MGS1A | 7903 | MGS1 |  |  | 13.2485 |  | 13.7651 | 0.4294 | 0.4294 | 0.1052 | 0.5963 |  | 60 | 9.5 | 866 | -1 | 84.89 | 221112 | -93.17 | 37.2483 |  | 125 | 120 |  | 50 | N | Natural Gas | Y | N | N | 9999 | N |  | Combustion Turbine |  | 1255.4703 | 12017
7903_G_MSG2 | MO | 29077 | CITY UTILITIES OF SPRINGFIELD N L MCCARTNEY DIST GENERATION | McCartney | 7498011 | 11196013 | 7903 | MGS2A | 7903 | MSG2 | 0164 | 3 | 19.4996 |  | 19.4438 | 0.7692 | 0.7692 | 0.1583 | 0.4143 | 2022 | 60 | 9.5 | 871 | -1 | 85.38 | 221112 | -93.17 | 37.2483 | 50 | 125 | 120 |  | 50 | N | Natural Gas | Y | N | N | 9999 | N |  | Combustion Turbine |  | 1862.3408 | 12017
6195_G_GT2A | MO | 29077 | CITY UTILITIES OF SPRINGFIELD MISSOURI JOHN TWITTY ENERGY CENTER |  | 7496411 | 11217013 | 6195 | CT2A |  |  | 0039 | 962 | 19.4129 |  | 24.5065 | 1.6651 | 1.6651 | 0.1724 | 2.1086 | 2022 | 47 | 12.36 | 812 | 10098.73 | 84.17 | 221112 | -93.3892 | 37.1519 | 585 | 125 | 120 |  |  |  |  | Y | N | N |  | N |  |  |  | 1293.6991
7903_G_MGS2B | MO | 29077 | CITY UTILITIES OF SPRINGFIELD N L MCCARTNEY DIST GENERATION |  | 7498011 | 11195813 | 7903 | MGS2B |  |  | 0164 | 4 | 17.831 |  | 19.1383 | 0.7823 | 0.7823 | 0.1584 | 0.3941 | 2022 | 60 | 9.5 | 866 | -1 | 84.79 | 221112 | -93.17 | 37.2483 | 265 | 125 | 120 |  |  |  |  | Y | N | N |  | N |  |  |  | 1873.8105
6195_G_GT1A | MO | 29077 | CITY UTILITIES OF SPRINGFIELD MISSOURI JOHN TWITTY ENERGY CENTER |  | 7496411 | 11215013 | 6195 | CT1A |  |  | 0039 | 964 | 10.9907 |  | 13.9236 | 0.8818 | 0.8818 | 0.1027 | 1.1938 | 2022 | 47 | 12.36 | 825 | -1 | 79 | 221112 | -93.3877 | 37.1529 | 52 | 125 | 120 |  |  |  |  | Y | N | N |  | N |  |  |  | 732.6098
7903_G_MGS1B | MO | 29077 | CITY UTILITIES OF SPRINGFIELD N L MCCARTNEY DIST GENERATION |  | 7498011 | 11195913 | 7903 | MGS1B |  |  | 0164 | 2 | 5.55 |  | 6.0991 | 0.1927 | 0.1927 | 0.0391 | 0.2559 | 2022 | 60 | 9.5 | 870 | -1 | 85.26 | 221112 | -93.17 | 37.2483 | 265 | 125 | 120 | 213 |  |  |  | Y | N | N |  | N |  |  |  | 509.2
698_G_3 | MO | 29079 | TRENTON MUNICIPAL UTILITIES TRENTON PEAKING PLANT | Trenton North | 7528911 | 11609513 |  |  | 698 | 3 | 0027 | 7555 | 0.0957 |  | 0.3614 | 0.0065 | 0.0062 | 0.0002 | 0.0095 | 2022 | 20 | 2 | 650 | -1 | 117.25 | 221112 | -93.608 | 40.096 | 3 | 125 | 160 |  | 2.7 | N | Distillate Fuel Oil | N | N | N | 9999 | N |  | Combustion Turbine |  |  | 12282
59664_G_UNIT1 | MO | 29091 | CITY OF WEST PLAINS-POWER STATION | City of West Plains Power Station | 7544611 | 11572513 |  |  | 59664 | UNIT1 | 0068 | 1 | 0.8237 |  | 1.0755 | 0.0319 | 0.0316 | 0.0562 | 0.0067 | 2022 | 43 | 14.1 | 900 | -1 | 79.19 | 221112 | -91.8677 | 36.7501 | 0.01 | 125 | 120 |  | 21 | N | Natural Gas, Distillate Fuel Oil | N | N | N | 9999 | N |  | Combustion Turbine |  |  | 18538
59664_G_UNIT2 | MO | 29091 | CITY OF WEST PLAINS-POWER STATION | City of West Plains Power Station | 7544611 | 11572213 |  |  | 59664 | UNIT2 | 0068 | 2 | 0.5853 |  | 1.4986 | 0.0442 | 0.0433 | 0.1252 | 0.0039 | 2020 | 43 | 14.1 | 900 | -1 | 79.19 | 221112 | -91.8677 | 36.7501 | 0.01 | 125 | 120 |  | 21 | N | Natural Gas, Distillate Fuel Oil | N | N | N | 9999 | N |  | Combustion Turbine |  |  | 18556
58205_B_1 | MO | 29095 | VICINITY ENERGY KANSAS CITY INC GRAND AVENUE STATION | Grand Ave Plant | 7663611 | 12450313 |  |  | 58205 | 1 | 0021 | 24670 | 23.3901 | 17.5426 | 165.6797 | 7.4069 | 7.4069 | 0.5847 | 5.3602 | 2022 | 282 | 16.75 | 253 | -1 | 50 | 221330 | -94.5814 | 39.114 | 991 | 125 | 100 |  | 4.8 | Y | Natural Gas | N | Y | N | 9999 | N |  | O/G Steam |  |  | 8300
2079_B_5A | MO | 29095 | EVERGY INC HAWTHORN GENERATING STATION | Hawthorn | 7663711 | 12449713 | 2079 | 5A | 2079 | 5A | 0022 | 24676 | 1542.03 | 0.695 | 1169.6133 | 98.7827 | 84.3341 | 1351.7086 | 4.8496 | 2022 | 602 | 20.34 | 283 | -1 | 123.1 | 221112 | -94.4775 | 39.13 | 6600 | 125 | 100 |  | 552 | N | Subbituminous | Y | N | N | 9999 | N |  | Coal Steam |  | 7652.6401 | 10285
2079_G_7 | MO | 29095 | EVERGY INC HAWTHORN GENERATING STATION | Hawthorn | 7663711 | 12449413 | 2079 | 7 | 2079 | 7 | 0022 | 24673 | 27.3444 | 2.0913 | 9.8204 | 2.2009 | 2.2009 | 0.199 | 0.7003 | 2022 | 56 | 17 | 998 | -1 | 159 | 221112 | -94.4782 | 39.1298 | 925 | 125 | 120 |  | 76.2 | N | Natural Gas | Y | N | N | 9999 | N |  | Combustion Turbine |  | 927.3302 | 12917
2079_G_8 | MO | 29095 | EVERGY INC HAWTHORN GENERATING STATION | Hawthorn | 7663711 | 12448813 | 2079 | 8 | 2079 | 8 | 0022 | 24674 | 32.079 | 2.4535 | 10.7312 | 2.582 | 2.582 | 0.2307 | 0.8215 | 2022 | 56 | 17 | 998 | -1 | 159 | 221112 | -94.4782 | 39.1298 | 925 | 125 | 120 |  | 77.2 | N | Natural Gas | Y | N | N | 9999 | N |  | Combustion Turbine |  | 1204.87 | 12917
2079_G_9 | MO | 29095 | EVERGY INC HAWTHORN GENERATING STATION | Hawthorn | 7663711 | 12448313 | 2079 | 9 | 2079 | 9 | 0022 | 24675 | 6.0275 | 5.8723 | 12.097 | 6.1386 | 6.1386 | 0.5398 | 1.9532 | 2022 | 205 | 16 | 157 | -1 | 60 | 221112 | -94.4782 | 39.1298 | 2440 | 125 | 100 |  | 103.8 | N | Natural Gas | Y | N | N | 9999 | N |  | Combined Cycle |  | 1656.6305 | 9784
2081_G_11 | MO | 29095 | EVERGY INC NORTHEAST STATION | Northeast (MO) | 7663811 | 12447413 | 2081 | 11 | 2081 | 11 |  |  | 0.1019 |  | 37.0398 | 0.3549 | 0.3549 | 0.9264 | 0.0127 |  | 38 | 23.5 | 960 | -1 | 41.08 | 221112 | -94.5596 | 39.1222 |  | 125 | 120 |  | 46.6 | N | Distillate Fuel Oil | Y | N | N | 9999 | N |  | Combustion Turbine |  | 259 | 25000
2081_G_12 | MO | 29095 | EVERGY INC NORTHEAST STATION | Northeast (MO) | 7663811 | 12447613 | 2081 | 12 | 2081 | 12 | 0023 | 10107 | 0.0621 |  | 22.5703 | 0.2163 | 0.2163 | 0.5623 | 0.0077 | 2022 | 38 | 23.5 | 960 | -1 | 41.08 | 221112 | -94.5596 | 39.1222 | 1200 | 125 | 120 |  | 46 | N | Distillate Fuel Oil | Y | N | N | 9999 | N |  | Combustion Turbine |  | 155.5 | 25000
2081_G_13 | MO | 29095 | EVERGY INC NORTHEAST STATION | Northeast (MO) | 7663811 | 12447213 | 2081 | 13 | 2081 | 13 | 0023 | 10108 | 0.066 |  | 23.9915 | 0.2299 | 0.2299 | 0.6009 | 0.0082 | 2022 | 38 | 23.5 | 960 | -1 | 41.08 | 221112 | -94.5596 | 39.1222 | 1200 | 125 | 120 |  | 46.1 | N | Distillate Fuel Oil | Y | N | N | 9999 | N |  | Combustion Turbine |  | 167.5 | 25000
2081_G_14 | MO | 29095 | EVERGY INC NORTHEAST STATION | Northeast (MO) | 7663811 | 12447713 | 2081 | 14 | 2081 | 14 | 0023 | 10109 | 0.0797 |  | 28.9833 | 0.2778 | 0.2778 | 0.7229 | 0.0099 | 2022 | 38 | 23.5 | 960 | -1 | 41.08 | 221112 | -94.5596 | 39.1222 | 1200 | 125 | 120 |  | 47.5 | N | Distillate Fuel Oil | Y | N | N | 9999 | N |  | Combustion Turbine |  | 191 | 25000
2081_G_15 | MO | 29095 | EVERGY INC NORTHEAST STATION | Northeast (MO) | 7663811 | 12447513 | 2081 | 15 | 2081 | 15 | 0023 | 10110 | 0.0968 |  | 35.1872 | 0.3372 | 0.3372 | 0.8784 | 0.012 | 2022 | 38 | 14.4 | 960 | -1 | 109.4 | 221112 | -94.5596 | 39.1222 | 1200 | 125 | 120 |  | 47.5 | N | Distillate Fuel Oil | Y | N | N | 9999 | N |  | Combustion Turbine |  | 253.5 | 25000
2081_G_16 | MO | 29095 | EVERGY INC NORTHEAST STATION | Northeast (MO) | 7663811 | 12447813 | 2081 | 16 | 2081 | 16 | 0023 | 10111 | 0.0688 |  | 25.024 | 0.2399 | 0.2399 | 0.6244 | 0.0086 | 2022 | 32 | 14.4 | 960 | -1 | 109.4 | 221112 | -94.5596 | 39.1222 | 1200 | 125 | 120 |  | 46 | N | Distillate Fuel Oil | Y | N | N | 9999 | N |  | Combustion Turbine |  | 174.5 | 25000
2081_G_17 | MO | 29095 | EVERGY INC NORTHEAST STATION | Northeast (MO) | 7663811 | 12447913 | 2081 | 17 | 2081 | 17 | 0023 | 10112 | 0.1142 |  | 41.5242 | 0.398 | 0.398 | 1.0396 | 0.0142 | 2022 | 32 | 14.4 | 960 | -1 | 109.4 | 221112 | -94.5596 | 39.1222 | 1200 | 125 | 120 |  | 53.2 | N | Distillate Fuel Oil | Y | N | N | 9999 | N |  | Combustion Turbine |  | 270 | 25000
2081_G_18 | MO | 29095 | EVERGY INC NORTHEAST STATION | Northeast (MO) | 7663811 | 12448013 | 2081 | 18 | 2081 | 18 | 0023 | 10113 | 0.1121 |  | 40.7815 | 0.3908 | 0.3908 | 1.0204 | 0.0139 | 2022 | 32 | 14.4 | 960 | -1 | 109.4 | 221112 | -94.5596 | 39.1222 | 1200 | 125 | 120 |  | 47 | N | Distillate Fuel Oil | Y | N | N | 9999 | N |  | Combustion Turbine |  | 266.5 | 25000
2134_G_1 | MO | 29095 | INDEPENDENCE POWER AND LIGHT SUB STATION J | Jackson Square | 7577411 | 11539713 |  |  | 2134 | 1 | 0224 | 9117 | 0.0417 |  | 11.1095 | 0.7756 | 0.757 | 0.6358 | 0.0052 | 2022 | 37 | 12 | 930 | -1 | 65.36 | 221112 | -94.4107 | 39.094 | 281 | 125 | 120 |  | 15 | N | Distillate Fuel Oil | N | N | N | 9999 | N |  | Combustion Turbine |  |  | 25000
2134_G_2 | MO | 29095 | INDEPENDENCE POWER AND LIGHT SUB STATION J | Jackson Square | 7577411 | 11539813 |  |  | 2134 | 2 | 0224 | 9116 | 0.0383 |  | 10.2254 | 0.7139 | 0.6968 | 0.5852 | 0.0048 | 2022 | 37 | 12 | 930 | -1 | 65.36 | 221112 | -94.4107 | 39.094 | 281 | 125 | 120 |  | 15 | N | Distillate Fuel Oil | N | N | N | 9999 | N |  | Combustion Turbine |  |  | 25000
2135_G_1 | MO | 29095 | INDEPENDENCE POWER AND LIGHT SUB STATION H | Station H | 7577311 | 11540013 |  |  | 2135 | 1 | 0223 | 9118 | 2.2997 |  | 9.0156 | 0.188 | 0.188 | 0.0189 | 0.1512 | 2022 | 31 | 11.83 | 885 | -1 | 79.1 | 221112 | -94.38 | 39.106 | 19 | 125 | 120 |  | 19 | N | Natural Gas, Distillate Fuel Oil | N | N | N | 9999 | N |  | Combustion Turbine |  |  | 24403
2135_G_2 | MO | 29095 | INDEPENDENCE POWER AND LIGHT SUB STATION H | Station H | 7577311 | 11539913 |  |  | 2135 | 2 | 0223 | 9119 | 0.0001 |  | 0.0224 | 0.0016 | 0.0015 | 0.0013 |  | 2022 | 31 | 11.83 | 885 | -1 | 72.41 | 221112 | -94.38 | 39.106 | 20 | 125 | 120 |  | 20 | N | Natural Gas, Distillate Fuel Oil | N | N | N | 9999 | N |  | Combustion Turbine |  |  | 24403
2136_G_1 | MO | 29095 | INDEPENDENCE POWER AND LIGHT SUB STATION I | Station I | 7577211 | 11540113 |  |  | 2136 | 1 | 0222 | 9120 | 0.0577 |  | 15.3754 | 1.0735 | 1.0477 | 0.8799 | 0.0072 | 2022 | 31 | 12 | 885 | -1 | 72.41 | 221112 | -94.3928 | 39.058 | 19 | 125 | 120 |  | 19 | N | Distillate Fuel Oil | N | N | N | 9999 | N |  | Combustion Turbine |  |  | 23635
2136_G_2 | MO | 29095 | INDEPENDENCE POWER AND LIGHT SUB STATION I | Station I | 7577211 | 11540213 |  |  | 2136 | 2 | 0222 | 9121 | 0.0615 |  | 16.3898 | 1.1443 | 1.1168 | 0.9379 | 0.0076 | 2022 | 31 | 12 | 885 | -1 | 72.41 | 221112 | -94.3928 | 39.058 | 19 | 125 | 120 |  | 19 | N | Distillate Fuel Oil | N | N | N | 9999 | N |  | Combustion Turbine |  |  | 23677
6074_G_1 | MO | 29095 | EVERGY INC GREENWOOD GENERATING STATION | Greenwood (MO) | 7668211 | 11760213 | 6074 | 1 | 6074 | 1 | 0139 | 9346 | 9.7623 |  | 48.102 | 0.9985 | 0.9985 | 8.4782 | 0.2562 | 2022 | 42 | 14.755 | 1025 | -1 | 125.4 | 221112 | -94.299 | 38.8617 | 1010 | 125 | 120 |  | 62.7 | N | Natural Gas | Y | N | N | 9999 | N |  | Combustion Turbine |  | 1238.0708 | 25000
6074_G_2 | MO | 29095 | EVERGY INC GREENWOOD GENERATING STATION | Greenwood (MO) | 7668211 | 11760313 | 6074 | 2 | 6074 | 2 | 0139 | 9344 | 12.777 |  | 45.6078 | 1.1176 | 1.1176 | 3.4848 | 0.3298 | 2022 | 42 | 14.755 | 1025 | -1 | 125.4 | 221112 | -94.299 | 38.8617 | 1010 | 125 | 120 |  | 63 | N | Natural Gas | Y | N | N | 9999 | N |  | Combustion Turbine |  | 1053.3695 | 25000
6074_G_3 | MO | 29095 | EVERGY INC GREENWOOD GENERATING STATION | Greenwood (MO) | 7668211 | 11760413 | 6074 | 3 | 6074 | 3 | 0139 | 9342 | 9.8716 |  | 31.2688 | 0.8423 | 0.8423 | 2.8285 | 0.2542 | 2022 | 42 | 14.755 | 1025 | -1 | 125.4 | 221112 | -94.299 | 38.8617 | 1010 | 125 | 120 |  | 62.1 | N | Natural Gas | Y | N | N | 9999 | N |  | Combustion Turbine |  | 861.9898 | 25000
6074_G_4 | MO | 29095 | EVERGY INC GREENWOOD GENERATING STATION | Greenwood (MO) | 7668211 | 11760013 | 6074 | 4 | 6074 | 4 | 0139 | 9340 | 6.4203 |  | 30.9033 | 0.627 | 0.627 | 5.3076 | 0.1676 | 2022 | 42 | 14.755 | 1025 | -1 | 125.4 | 221112 | -94.299 | 38.8617 | 1010 | 125 | 120 |  | 61.4 | N | Natural Gas | Y | N | N | 9999 | N |  | Combustion Turbine |  | 629.3499 | 25000
2121_G_10 | MO | 29097 | CARTHAGE WATER AND ELECTRIC | Carthage | 5339111 | 26480313 |  |  | 2121 | 10 | 0110 | 10506 |  | 0.0037 | 0.7792 | 0.0181 | 0.0181 | 0.0512 | 0.0509 | 2022 | 50 | 2.5 | 125 | -1 | 85.38 | 221112 | -94.3001 | 37.1765 | 6 | 125 | 160 |  | 6 | N | Natural Gas, Distillate Fuel Oil | N | N | N | 9999 | N |  | Combustion Turbine |  |  | 18000
2121_G_11 | MO | 29097 | CARTHAGE WATER AND ELECTRIC | Carthage | 5339111 | 59040013 |  |  | 2121 | 11 | 0110 | 10517 | 0.0749 | 0.0264 | 4.5194 | 0.0549 | 0.0549 | 0.0942 | 0.0897 | 2022 | 40 | 2.5 | 175 | -1 | 133.2 | 221112 | -94.3001 | 37.1765 | 40 | 125 | 160 |  | 4 | N | Natural Gas, Distillate Fuel Oil | N | N | N | 9999 | N |  | Combustion Turbine |  |  | 18000
2121_G_12 | MO | 29097 | CARTHAGE WATER AND ELECTRIC | Carthage | 5339111 | 59039913 |  |  | 2121 | 12 | 0110 | 10518 | 0.1134 | 0.0394 | 6.7122 | 0.0801 | 0.0801 | 0.134 | 0.132 | 2022 | 40 | 2.5 | 175 | -1 | 133.26 | 221112 | -94.3001 | 37.1765 | 40 | 125 | 160 |  | 4 | N | Natural Gas, Distillate Fuel Oil | N | N | N | 9999 | N |  | Combustion Turbine |  |  | 18000
2121_G_13 | MO | 29097 | CARTHAGE WATER AND ELECTRIC | Carthage | 5339111 | 59039813 |  |  | 2121 | 13 | 0110 | 10519 | 0.1478 | 0.0662 | 11.1756 | 0.1283 | 0.1283 | 0.2024 | 0.1385 | 2022 | 45 | 2.5 | 200 | -1 | 179.48 | 221112 | -94.3001 | 37.1765 | 54 | 125 | 160 |  | 5.5 | N | Natural Gas, Distillate Fuel Oil | N | N | N | 9999 | N |  | Combustion Turbine |  |  | 18000
2121_G_14 | MO | 29097 | CARTHAGE WATER AND ELECTRIC | Carthage | 5339111 | 59039713 |  |  | 2121 | 14 | 0110 | 10520 | 0.2336 | 0.0998 | 16.6722 | 0.1798 | 0.1798 | 0.2548 | 0.2029 | 2022 | 45 | 2.5 | 200 | -1 | 179.48 | 221112 | -94.3001 | 37.1765 | 54 | 125 | 160 |  | 5.5 | N | Natural Gas, Distillate Fuel Oil | N | N | N | 9999 | N |  | Combustion Turbine |  |  | 18000
6223_G_3 | MO | 29097 | EMPIRE DISTRICT ELECTRIC CO EMPIRE ENERGY CENTER | Empire Energy Center | 5338211 | 59036413 | 6223 | 3A | 6223 | 3 | 0062 | 10645 | 6.8282 |  | 21.0785 | 1.7563 | 1.7535 | 0.2876 | 0.5239 | 2022 | 60 | 12.9 | 828 | -1 | 52.73 | 221112 | -94.1044 | 37.1384 | 275 | 125 | 120 |  | 40 | N | Natural Gas, Distillate Fuel Oil | Y | N | N | 9999 | N |  | Combustion Turbine |  | 2371.5972 | 12621
6223_G_4 | MO | 29097 | EMPIRE DISTRICT ELECTRIC CO EMPIRE ENERGY CENTER | Empire Energy Center | 5338211 | 59036613 | 6223 | 4A | 6223 | 4 | 0062 | 10647 | 7.1893 |  | 22.1351 | 1.8432 | 1.8403 | 0.2732 | 0.5518 | 2022 | 60 | 12.9 | 828 | -1 | 52.73 | 221112 | -94.1044 | 37.1384 | 275 | 125 | 120 |  | 40 | N | Natural Gas, Distillate Fuel Oil | Y | N | N | 9999 | N |  | Combustion Turbine |  | 2700.3367 | 12621
7296_G_1 | MO | 29097 | EMPIRE DISTRICT ELECTRIC CO STATE LINE FACILITY | State Line Combined Cycle | 5339011 | 26481013 | 7296 | 1 | 7296 | 1 | 0104 | 10520 | 62.3701 |  | 35.1491 | 5.1646 | 5.1574 | 0.8102 | 1.5547 | 2022 | 50 | 22.112 | 1025 | -1 | 19.72 | 221112 | -94.614 | 37.0659 | 1350 | 125 | 120 |  | 94 | N | Natural Gas, Distillate Fuel Oil | Y | N | N | 9999 | N |  | Combustion Turbine |  | 1653.5977 | 12689
7296_G_2-1 | MO | 29097 | EMPIRE DISTRICT ELECTRIC CO STATE LINE FACILITY | State Line Combined Cycle | 5339011 | 26481613 | 7296 | 2-1 | 7296 | 2-1 | 0104 | 10527 | 73.2288 | 34.9076 | 52.2661 | 13.2819 | 13.2819 | 2.3002 | 1.6901 | 2022 | 175 | 19 | 206 | -1 | 47.34 | 221112 | -94.6127 | 37.066 | 2040 | 125 | 120 | 139&205 | 175 | N | Natural Gas | Y | N | N | 9999 | N |  | Combined Cycle |  | 5840.2295 | 7389
7296_G_2-2 | MO | 29097 | EMPIRE DISTRICT ELECTRIC CO STATE LINE FACILITY | State Line Combined Cycle | 5339011 | 26481213 | 7296 | 2-2 | 7296 | 2-2 | 0104 | 10524 | 49.7045 | 38.5112 | 51.8648 | 20.7024 | 20.7024 | 2.5818 | 1.11 | 2022 | 175 | 19 | 207 | -1 | 51.12 | 221112 | -94.6127 | 37.066 | 2040 | 125 | 120 |  | 175 | N | Natural Gas | Y | N | N | 9999 | N |  | Combined Cycle |  | 6425.98 | 7389
7296_G_2-3 | MO | 29097 | EMPIRE DISTRICT ELECTRIC CO STATE LINE FACILITY | State Line Combined Cycle | 5339011 | 26480813 |  |  | 7296 | 2-3 | 0104 | 10529 | 0.1404 |  | 0.6523 | 0.0459 | 0.0459 | 0.0429 | 0.0532 | 2022 | 12 | 0.667 | 1187 | -1 | 217.2 | 221112 | -94.6127 | 37.066 | 178 | 125 | 160 |  | 186 | N | Natural Gas | N | N | N | 9999 | N |  | Combined Cycle |  |  | 7389
6223_G_1 | MO | 29097 | EMPIRE DISTRICT ELECTRIC CO EMPIRE ENERGY CENTER | Empire Energy Center | 5338211 | 26497213 | 6223 | 1 | 6223 | 1 | 0062 | 10641 | 17.2867 |  | 83.5887 | 3.6187 | 3.6098 | 0.5544 | 1.0422 | 2022 | 60 | 25 | 1040 | -1 | 65.51 | 221112 | -94.1029 | 37.1372 | 1340 | 125 | 120 |  | 82 | N | Natural Gas, Distillate Fuel Oil | Y | N | N | 2036 | N |  | Combustion Turbine |  | 1446.2781 | 12621
6223_G_2 | MO | 29097 | EMPIRE DISTRICT ELECTRIC CO EMPIRE ENERGY CENTER | Empire Energy Center | 5338211 | 26497113 | 6223 | 2 | 6223 | 2 |  |  | 12.6275 |  | 57.2344 | 2.6312 | 2.6241 | 0.4108 | 0.7502 |  | 60 | 22.953 | 1040 | -1 | 65.51 | 221112 | -94.1044 | 37.1384 |  | 125 | 120 |  | 82 | N | Natural Gas, Distillate Fuel Oil | Y | N | N | 2036 | N |  | Combustion Turbine |  | 1053.3403 | 12621
6223_G_4B | MO | 29097 | EMPIRE DISTRICT ELECTRIC CO EMPIRE ENERGY CENTER |  | 5338211 | 59036313 | 6223 | 4B |  |  | 0062 | 10648 | 8.1845 |  | 24.3494 | 2.0242 | 2.023 | 0.2778 | 0.6295 | 2022 | 60 | 12.9 | 828 | -1 | 52.73 | 221112 | -94.1044 | 37.1384 | 275 | 125 | 120 |  |  |  |  | Y | N | N |  | N |  |  |  | 2722.2844
6223_G_3B | MO | 29097 | EMPIRE DISTRICT ELECTRIC CO EMPIRE ENERGY CENTER |  | 5338211 | 59036513 | 6223 | 3B |  |  |  |  | 6.3033 |  | 18.7684 | 1.5469 | 1.5463 | 0.182 | 0.485 |  | 60 | 12.9 | 828 | -1 | 52.73 | 221112 | -94.1044 | 37.1384 |  | 125 | 120 |  |  |  |  | Y | N | N |  | N |  |  |  | 2279.625
6155_B_1 | MO | 29099 | AMEREN MISSOURI RUSH ISLAND ENERGY CENTER | Rush Island | 5258811 | 26073613 | 6155 | 1 | 6155 | 1 | 0016 | 11565 | 386.2996 | 0.4352 | 1095.3909 | 191.7135 | 73.5585 | 6058.499 | 46.2607 | 2022 | 700 | 20.714 | 270 | -1 | 82 | 221112 | -90.2625 | 38.1306 | 5920 | 125 | 100 |  | 622 | N | Subbituminous | Y | N | N | 2024 | N |  | Coal Steam |  | 5120.4604 | 10226
6155_B_2 | MO | 29099 | AMEREN MISSOURI RUSH ISLAND ENERGY CENTER | Rush Island | 5258811 | 26073013 | 6155 | 2 | 6155 | 2 |  |  | 344.6658 | 0.3886 | 950.786 | 172.6915 | 65.5812 | 5680.8123 | 41.2997 |  | 700 | 29 | 270 | -1 | 82 | 221112 | -90.2625 | 38.1306 |  | 125 | 100 |  | 622 | N | Subbituminous | Y | N | N | 2024 | N |  | Coal Steam |  | 4867.7505 | 10149
7848_G_11 | MO | 29101 | HOLDEN POWER PLANT | Holden | 5245111 | 26016913 | 7848 | 1 | 7848 | 11 | 0051 | 1 | 14.2969 |  | 13.9199 | 2.0268 | 2.0268 | 0.2938 | 1.0009 | 2022 | 90 | 17.9 | 1037 | -1 | 120 | 221112 | -93.9983 | 38.7538 | 78 | 125 | 120 | 205&213 | 90 | N | Natural Gas, Distillate Fuel Oil | Y | N | N | 9999 | N |  | Combustion Turbine |  | 996.0399 | 11939
7848_G_12 | MO | 29101 | HOLDEN POWER PLANT | Holden | 5245111 | 26017013 | 7848 | 2 | 7848 | 12 | 0051 | 2 | 13.2387 |  | 12.6011 | 1.8822 | 1.8822 | 0.2707 | 0.9268 | 2022 | 90 | 17.9 | 1037 | -1 | 120 | 221112 | -93.9983 | 38.7538 | 78 | 125 | 120 |  | 89 | N | Natural Gas, Distillate Fuel Oil | Y | N | N | 9999 | N |  | Combustion Turbine |  | 926.9595 | 11957
7848_G_13 | MO | 29101 | HOLDEN POWER PLANT | Holden | 5245111 | 26017213 | 7848 | 3 | 7848 | 13 | 0051 | 3 | 9.1186 |  | 9.3077 | 1.6984 | 1.6984 | 0.2089 | 0.6387 | 2022 | 90 | 17.9 | 1037 | -1 | 120 | 221112 | -93.9983 | 38.7538 | 78 | 125 | 120 |  | 88 | N | Natural Gas, Distillate Fuel Oil | Y | N | N | 9999 | N |  | Combustion Turbine |  | 671.4297 | 11948
2131_G_4 | MO | 29107 | HIGGINSVILLE MUNICIPAL POWER FACILITY | Higginsville | 7269411 | 9960613 | 2131 | 4B | 2131 | 4 | 0038 | 12514 | 1.6789 | 0.1786 | 37.9241 | 0.3694 | 0.3694 | 0.0362 | 0.1175 | 2022 | 34 | 2.5 | 680 | -1 | 89.11 | 221112 | -93.7151 | 39.0731 | 38 | 125 | 120 |  | 37.5 | N | Natural Gas, Distillate Fuel Oil | Y | N | N | 9999 | N |  | Combustion Turbine |  | 383.0893 | 15856
2131_G_5 | MO | 29107 | HIGGINSVILLE MUNICIPAL POWER FACILITY | Higginsville | 7269411 | 59062913 |  |  | 2131 | 5 | 0038 | 12516 | 0.0169 | 0.0039 | 0.2124 | 0.0038 | 0.0037 | 0.0001 | 0.0056 | 2022 | 36 | 1.17 | 811 | -1 | 165.88 | 221112 | -93.7144 | 39.0734 | 1230 | 125 | 160 |  | 1.2 | N | Natural Gas, Distillate Fuel Oil | N | N | N | 9999 | N |  | Combustion Turbine |  |  | 15009
2131_G_6 | MO | 29107 | HIGGINSVILLE MUNICIPAL POWER FACILITY | Higginsville | 7269411 | 59063213 |  |  | 2131 | 6 | 0038 | 12515 | 0.0053 | 0.0083 | 0.0349 | 0.0017 | 0.0017 | 0.0002 | 0.0001 | 2022 | 30 | 3.5 | 935 | -1 | 188.91 | 221112 | -93.7144 | 39.0734 | 0.01 | 125 | 120 |  | 4.5 | N | Distillate Fuel Oil | N | N | N | 9999 | N |  | Combustion Turbine |  |  | 14348
2131_G_4A | MO | 29107 | HIGGINSVILLE MUNICIPAL POWER FACILITY |  | 7269411 | 9960013 | 2131 | 4A |  |  | 0038 | 12513 | 1.4541 | 0.1547 | 32.9983 | 0.3198 | 0.3198 | 0.0312 | 0.1018 | 2022 | 34 | 2.5 | 680 | -1 | 89.11 | 221112 | -93.7151 | 39.0731 | 2 | 125 | 120 |  |  |  |  | Y | N | N |  | N |  |  |  | 333.3298
2122_G_D5 | MO | 29117 | CHILLICOTHE MUNICIPAL UTILITIES | Chillicothe | 7297211 | 59066113 |  |  | 2122 | D5 | 0002 | 13260 | 0.0366 |  | 0.907 | 0.018 | 0.018 | 0.0007 | 0.0237 | 2022 | 35 | 1.33 | 970 | -1 | 196.7 | 221112 | -93.5641 | 39.7832 | 96.7 | 125 | 160 |  | 2 | N | Distillate Fuel Oil | N | N | N | 9999 | N | 2122_G_D3;2122_G_D5;2122_G_D2;2122_G_D1;2122_G_D4 | Combustion Turbine |  |  | 10745
2141_G_1 | MO | 29121 | MACON MUNICIPAL UTILITIES |  | 6698811 | 13185913 |  |  |  |  | 0004 | 13364 | 0.0012 |  | 0.0044 | 0.0001 | 0.0001 | 0.0001 | 0.0001 | 2020 | 45 | 2 | 930 | -1 | 173.8 | 221112 | -92.4677 | 39.7377 | 5 | 125 | 160 |  |  |  |  | N | N | N |  | N
2167_B_1 | MO | 29143 | NEW MADRID POWER PLANT MARSTON | New Madrid | 5363811 | 26290513 | 2167 | 1 | 2167 | 1 | 0004 | 14944 | 1850.525 | 15.7096 | 6936.2681 | 363.3691 | 225.9625 | 7040.0238 | 126.1513 | 2022 | 800 | 20 | 324 | -1 | 68.16 | 221112 | -89.5617 | 36.5147 | 6730 | 125 | 100 |  | 575 | N | Subbituminous | Y | N | N | 9999 | N |  | Coal Steam |  | 8035.9194 | 9859
2167_B_2 | MO | 29143 | NEW MADRID POWER PLANT MARSTON | New Madrid | 5363811 | 26289613 | 2167 | 2 | 2167 | 2 | 0004 | 14942 | 1052.6013 | 8.5287 | 8438.6236 | 376.5814 | 257.9633 | 6711.7224 | 118.7704 | 2022 | 800 | 20 | 338 | -1 | 70 | 221112 | -89.5617 | 36.5147 | 6980 | 125 | 100 |  | 571 | N | Subbituminous | Y | N | N | 9999 | N |  | Coal Steam |  | 7927.5796 | 9814
7754_G_1 | MO | 29147 | NODAWAY POWER PLANT CONCEPTION JUNCTION | Nodaway | 5255311 | 24936413 | 7754 | 1 | 7754 | 1 | 0032 | 1 | 0.1932 |  | 5.6636 | 0.3091 | 0.3091 | 0.0379 | 0.1353 | 2022 | 50 | 20.41 | 980 | -1 | 82.48 | 221112 | -94.7913 | 40.2877 | 1400 | 125 | 120 |  | 90 | N | Natural Gas | Y | N | N | 9999 | N |  | Combustion Turbine |  | 136.05 | 12317
7754_G_2 | MO | 29147 | NODAWAY POWER PLANT CONCEPTION JUNCTION | Nodaway | 5255311 | 24936313 | 7754 | 2 | 7754 | 2 | 0032 | 2 | 0.143 |  | 5.0849 | 0.2985 | 0.2985 | 0.0367 | 0.1306 | 2022 | 50 | 20.41 | 980 | -1 | 82.48 | 221112 | -94.7913 | 40.2877 | 1400 | 125 | 120 |  | 88 | N | Natural Gas | Y | N | N | 9999 | N |  | Combustion Turbine |  | 128.91 | 12327
7964_G_GT1 | MO | 29163 | AMEREN MISSOURI PENO CREEK ENERGY CENTER | Peno Creek | 6794611 | 13109413 | 7964 | CT1A | 7964 | GT1 | 0047 | 1 | 1.483 |  | 11.6107 | 0.9194 | 0.9194 | 0.0071 | 0.2925 | 2022 | 60.5 | 9.5 | 834 | -1 | 125.39 | 221112 | -91.2285 | 39.3528 | 47 | 125 | 120 |  | 47 | N | Natural Gas, Distillate Fuel Oil | Y | N | N | 9999 | N |  | Combustion Turbine |  | 1241.13 | 11264
7964_G_GT2 | MO | 29163 | AMEREN MISSOURI PENO CREEK ENERGY CENTER | Peno Creek | 6794611 | 109323013 | 7964 | CT2A | 7964 | GT2 | 0047 | 8 | 0.63 |  | 7.5203 | 0.6137 | 0.6137 | 0.0043 | 0.1953 | 2022 | 60.5 | 9.5 | 834 | -1 | 125.39 | 221112 | -91.2285 | 39.3528 | 325 | 125 | 120 |  | 47 | N | Natural Gas, Distillate Fuel Oil | Y | N | N | 9999 | N |  | Combustion Turbine |  | 877.0201 | 11265
7964_G_GT3 | MO | 29163 | AMEREN MISSOURI PENO CREEK ENERGY CENTER | Peno Creek | 6794611 | 109322913 | 7964 | CT3A | 7964 | GT3 | 0047 | 7 | 0.675 |  | 9.7722 | 0.774 | 0.774 | 0.0091 | 0.2463 | 2022 | 60.5 | 9.5 | 834 | -1 | 125.39 | 221112 | -91.2285 | 39.3528 | 325 | 125 | 120 |  | 47 | N | Natural Gas, Distillate Fuel Oil | Y | N | N | 9999 | N |  | Combustion Turbine |  | 1035.64 | 11265
7964_G_GT4 | MO | 29163 | AMEREN MISSOURI PENO CREEK ENERGY CENTER | Peno Creek | 6794611 | 109322813 | 7964 | CT4A | 7964 | GT4 | 0047 | 6 | 0.108 |  | 1.0589 | 0.0838 | 0.0838 | 0.0043 | 0.0267 | 2022 | 60.5 | 9.5 | 834 | -1 | 125.39 | 221112 | -91.2285 | 39.3528 | 325 | 125 | 120 |  | 47 | N | Natural Gas, Distillate Fuel Oil | Y | N | N | 9999 | N |  | Combustion Turbine |  | 108.6 | 11265
7964_G_GT1x | MO | 29163 | AMEREN MISSOURI PENO CREEK ENERGY CENTER |  | 6794611 | 109322413 | 7964 | CT1B |  |  | 0047 | 2 | 1.029 |  | 11.7554 | 0.9258 | 0.9258 | 0.0065 | 0.2946 | 2022 | 60.5 | 9.5 | 834 | -1 | 125.39 | 221112 | -91.2285 | 39.3528 | 325 | 125 | 120 |  |  |  |  | Y | N | N |  | N |  |  |  | 1238.77
7964_G_GT3x | MO | 29163 | AMEREN MISSOURI PENO CREEK ENERGY CENTER |  | 6794611 | 109322613 | 7964 | CT3B |  |  | 0047 | 4 | 0.996 |  | 9.9499 | 0.8272 | 0.8272 | 0.0335 | 0.2632 | 2022 | 60.5 | 9.5 | 834 | -1 | 125.39 | 221112 | -91.2285 | 39.3528 | 325 | 125 | 120 |  |  |  |  | Y | N | N |  | N |  |  |  | 1057.9298
7964_G_GT2x | MO | 29163 | AMEREN MISSOURI PENO CREEK ENERGY CENTER |  | 6794611 | 109322513 | 7964 | CT2B |  |  | 0047 | 3 | 0.876 |  | 6.5446 | 0.5939 | 0.5939 | 0.0011 | 0.189 | 2022 | 60.5 | 9.5 | 834 | -1 | 125.39 | 221112 | -91.2285 | 39.3528 | 325 | 125 | 120 |  |  |  |  | Y | N | N |  | N |  |  |  | 823.65
7964_G_GT4x | MO | 29163 | AMEREN MISSOURI PENO CREEK ENERGY CENTER |  | 6794611 | 109322713 | 7964 | CT4B |  |  | 0047 | 5 | 0.131 |  | 2.226 | 0.1803 | 0.1803 | 0.003 | 0.0574 | 2022 | 60.5 | 9.5 | 834 | -1 | 125.39 | 221112 | -91.2285 | 39.3528 | 325 | 125 | 120 |  |  |  |  | Y | N | N |  | N |  |  |  | 241.11
6065_B_1 | MO | 29165 | EVERGY INC IATAN GENERATING STATION | Iatan | 6795111 | 13105713 | 6065 | 1 | 6065 | 1 | 0007 | 16912 | 44 | 0.0054 | 534.933 | 35.1603 | 21.641 | 122.9038 | 0.4722 | 2022 | 615 | 28.41 | 132 | -1 | 54.76 | 221112 | -94.9788 | 39.4501 | 7800 | 125 | 100 |  | 703 | N | Subbituminous | Y | N | N | 2039 | N |  | Coal Steam |  | 4344.98 | 9632
6065_B_2 | MO | 29165 | EVERGY INC IATAN GENERATING STATION | Iatan | 6795111 | 91539513 | 6065 | 2 | 6065 | 2 | 0007 | 16928 | 171.9 | 0.0076 | 954.4751 | 84.6151 | 54.3616 | 263.5375 | 1.2587 | 2022 | 615 | 30.3 | 135 | -1 | 48.98 | 221112 | -94.9791 | 39.4476 | 8100 | 125 | 100 |  | 877 | N | Subbituminous | Y | N | N | 9999 | N |  | Coal Steam |  | 6254.3804 | 9502
2168_B_MB1 | MO | 29175 | THOMAS HILL ENERGY CENTER POWER DIVISION THOMAS HILL | Thomas Hill | 6688411 | 12909013 | 2168 | MB1 | 2168 | MB1 | 0001 | 17431 | 234.6677 | 30.9352 | 2556.4738 | 125.9541 | 63.0522 | 2239.9043 | 36.6057 | 2022 | 411 | 17.34 | 318 | -1 | 54.23 | 221112 | -92.6374 | 39.5507 | 2180 | 125 | 100 |  | 165 | N | Subbituminous | Y | N | N | 9999 | N |  | Coal Steam |  | 7500.7593 | 9907
2168_B_MB2 | MO | 29175 | THOMAS HILL ENERGY CENTER POWER DIVISION THOMAS HILL | Thomas Hill | 6688411 | 12908413 | 2168 | MB2 | 2168 | MB2 | 0001 | 17566 | 808.4426 | 25.6973 | 4088.7888 | 121.4042 | 111.1702 | 3715.3441 | 64.6744 | 2022 | 400 | 17.34 | 315 | -1 | 54.46 | 221112 | -92.6374 | 39.5507 | 3580 | 125 | 100 |  | 269 | N | Subbituminous | Y | N | N | 9999 | N |  | Coal Steam |  | 8207.9102 | 9930
2168_B_MB3 | MO | 29175 | THOMAS HILL ENERGY CENTER POWER DIVISION THOMAS HILL | Thomas Hill | 6688411 | 12908813 | 2168 | MB3 | 2168 | MB3 | 0001 | 17575 | 5250.7942 | 1.0829 | 3657.0262 | 227.6994 | 221.0376 | 7566.5441 | 65.5184 | 2022 | 622 | 30.6 | 298 | -1 | 58.33 | 221112 | -92.6374 | 39.5507 | 8180 | 125 | 100 |  | 701 | N | Subbituminous | Y | N | N | 9999 | N |  | Coal Steam |  | 5942.9497 | 9903
6651_G_1 | MO | 29175 | AMEREN MISSOURI MOBERLY COMBUSTION TURBINE | Moberly | 6688611 | 12905513 | 6651 | CT01 | 6651 | 1 | 0010 | 17539 | 0.0078 |  | 2.7798 | 0.0263 | 0.0257 | 1.1583 | 0.0009 | 2022 | 32 | 15 | 1050 | -1 | 103.8 | 221112 | -92.4842 | 39.4239 | 55 | 125 | 120 |  | 54 | N | Distillate Fuel Oil | Y | N | N | 9999 | N |  | Combustion Turbine |  | 5.2 | 24030
2107_B_1 | MO | 29183 | AMEREN MISSOURI SIOUX ENERGY CENTER | Sioux | 6783411 | 13832613 | 2107 | 1 | 2107 | 1 | 0001 | 17911 | 222.0179 | 0.2507 | 2115.2994 | 140.1387 | 130.8041 | 684.2907 | 48.8094 | 2022 | 496.5 | 23.6 | 139 | -1 | 46.76 | 221112 | -90.2905 | 38.9161 | 4920 | 125 | 100 |  | 487 | N | Bituminous, Subbituminous | Y | N | N | 2030 | N |  | Coal Steam |  | 4906.1704 | 11127
2107_B_2 | MO | 29183 | AMEREN MISSOURI SIOUX ENERGY CENTER | Sioux | 6783411 | 13831813 | 2107 | 2 | 2107 | 2 | 0001 | 18103 | 307.3647 | 0.3471 | 2841.8679 | 192.5303 | 180.4696 | 965.2708 | 67.5791 | 2022 | 496.5 | 23.6 | 137 | -1 | 46.84 | 221112 | -90.2905 | 38.9161 | 4920 | 125 | 100 |  | 487 | N | Bituminous, Subbituminous | Y | N | N | 2030 | N |  | Coal Steam |  | 6110.9204 | 11339
2104_B_4 | MO | 29189 | AMEREN MISSOURI MERAMEC ENERGY CENTER |  | 6816611 | 13792813 | 2104 | 4 |  |  | 0010 | 21421 | 21.8561 | 0.2673 | 52.9775 | 5.3527 | 2.6818 | 206.4296 | 2.2649 | 2022 | 350 | 16 | 374 | -1 | 123.28 | 221112 | -90.3349 | 38.4013 | 3780 | 125 | 100 |  |  |  |  | Y | N | N |  | N |  |  |  | 715.1199
2104_B_3 | MO | 29189 | AMEREN MISSOURI MERAMEC ENERGY CENTER |  | 6816611 | 13793013 | 2104 | 3 |  |  | 0010 | 21423 | 92.299 | 0.1351 | 38.5038 | 2.2746 | 1.2051 | 102.313 | 1.0711 | 2022 | 350 | 14 | 345 | -1 | 135.4 | 221112 | -90.3349 | 38.4013 | 3170 | 125 | 100 |  |  |  |  | Y | N | N |  | N |  |  |  | 432.31
2104_B_2 | MO | 29189 | AMEREN MISSOURI MERAMEC ENERGY CENTER |  | 6816611 | 13792613 | 2104 | 2 |  |  | 0010 | 21424 | 11.12 | 1.4827 | 23.5488 | 3.5213 | 3.5213 | 0.2324 | 2.5483 | 2022 | 250 | 11 | 326 | -1 | 99.12 | 221112 | -90.3349 | 38.4013 | 1570 | 125 | 100 |  |  |  |  | Y | N | N |  | N |  |  |  | 2079.4202
2104_B_1 | MO | 29189 | AMEREN MISSOURI MERAMEC ENERGY CENTER |  | 6816611 | 13792113 | 2104 | 1 |  |  | 0010 | 21425 | 8.7804 | 1.1707 | 18.6236 | 2.7804 | 2.7804 | 0.1623 | 2.0122 | 2022 | 250 | 11 | 326 | -1 | 101.62 | 221112 | -90.3349 | 38.4013 | 1570 | 125 | 100 |  |  |  |  | Y | N | N |  | N |  |  |  | 1534.6296
2144_G_10 | MO | 29195 | MARSHALL MUNICIPAL UTILITIES | Marshall (MO) | 7593811 | 11517413 |  |  | 2144 | 10 | 0010 | 21922 | 0.9826 | 0.0339 | 10.9684 | 0.2317 | 0.2249 | 0.0058 | 0.8531 | 2022 | 66 | 3 | 830 | -1 | 118.96 | 221112 | -93.2079 | 39.1208 | 6 | 125 | 160 |  | 6.3 | N | Natural Gas, Distillate Fuel Oil | N | N | N | 9999 | N |  | Combustion Turbine |  |  | 10745
2144_G_11 | MO | 29195 | MARSHALL MUNICIPAL UTILITIES | Marshall (MO) | 7593811 | 11517813 |  |  | 2144 | 11 | 0010 | 21923 | 0.9114 | 0.0357 | 11.5727 | 0.2445 | 0.2372 | 0.0062 | 0.9001 | 2022 | 66 | 3 | 830 | -1 | 118.96 | 221112 | -93.2079 | 39.1208 | 6 | 125 | 160 |  | 6.3 | N | Natural Gas, Distillate Fuel Oil | N | N | N | 9999 | N |  | Combustion Turbine |  |  | 10745
2144_G_7 | MO | 29195 | MARSHALL MUNICIPAL UTILITIES | Marshall (MO) | 7593811 | 11517913 |  |  | 2144 | 7 | 0010 | 21924 | 0.0023 | 0.0011 | 0.16 | 0.0029 | 0.0028 |  | 0.0042 | 2022 | 10 | 1 | 937 | -1 | 432.63 | 221112 | -93.2079 | 39.1208 | 1 | 125 | 160 |  | 0.9 | N | Distillate Fuel Oil | N | N | N | 9999 | N |  | Combustion Turbine |  |  | 10745
2144_G_8 | MO | 29195 | MARSHALL MUNICIPAL UTILITIES | Marshall (MO) | 7593811 | 11518113 |  |  | 2144 | 8 | 0010 | 21925 | 0.0022 | 0.001 | 0.1556 | 0.0028 | 0.0027 |  | 0.0041 | 2022 | 10 | 1 | 937 | -1 | 432.63 | 221112 | -93.2079 | 39.1208 | 1 | 125 | 160 |  | 0.9 | N | Distillate Fuel Oil | N | N | N | 9999 | N |  | Combustion Turbine |  |  | 10745
2144_G_9 | MO | 29195 | MARSHALL MUNICIPAL UTILITIES | Marshall (MO) | 7593811 | 11517313 |  |  | 2144 | 9 | 0010 | 21926 | 0.0019 | 0.0009 | 0.1359 | 0.0024 | 0.0023 |  | 0.0036 | 2022 | 10 | 1 | 937 | -1 | 432.63 | 221112 | -93.2079 | 39.1208 | 1 | 125 | 160 |  | 0.9 | N | Distillate Fuel Oil | N | N | N | 9999 | N |  | Combustion Turbine |  |  | 10745
2144_G_GT1 | MO | 29195 | MARSHALL MUNICIPAL UTILITIES | Marshall (MO) | 7593811 | 11517513 |  |  | 2144 | GT1 | 0010 | 21927 | 3.6941 |  | 10.0037 | 0.2973 | 0.2973 | 0.1532 | 0.0946 | 2022 | 28 | 11 | 750 | -1 | 82.43 | 221112 | -93.2079 | 39.1208 | 14 | 125 | 120 |  | 14 | N | Natural Gas, Distillate Fuel Oil | N | N | N | 9999 | N |  | Combustion Turbine |  |  | 17619
6768_B_1 | MO | 29201 | SIKESTON POWER STATION | Sikeston Power Station | 7595411 | 59159713 | 6768 | 1 | 6768 | 1 | 0017 | 22256 | 792.8889 | 0.3043 | 866.3342 | 366.2352 | 344.723 | 4787.965 | 27.6614 | 2022 | 450 | 15 | 280 | -1 | 50 | 221112 | -89.6214 | 36.8788 | 2860 | 125 | 100 |  | 240 | N | Subbituminous | Y | N | N | 9999 | N |  | Coal Steam |  | 7716.9395 | 10648
7405_G_G1 | MO | 29205 | SHELBINA POWER PLANT | Shelbina Power #1 | 5052711 | 25601213 |  |  | 7405 | G1 | 0011 | 22346 | 0.0196 |  | 0.3715 | 0.0025 | 0.0025 | 0.0001 | 0.0049 | 2022 | 22 | 1.4 | 961 | -1 | 153.96 | 221112 | -92.0467 | 39.6941 | 3 | 125 | 160 |  | 3 | N | Distillate Fuel Oil | N | N | N | 9999 | N |  | Combustion Turbine |  |  | 11711
7405_G_G2 | MO | 29205 | SHELBINA POWER PLANT | Shelbina Power #1 | 5052711 | 25601113 |  |  | 7405 | G2 | 0011 | 22347 | 0.0195 |  | 0.3684 | 0.0024 | 0.0024 | 0.0001 | 0.0049 | 2022 | 22 | 1.4 | 961 | -1 | 153.96 | 221112 | -92.0467 | 39.6941 | 2 | 125 | 160 |  | 1.6 | N | Distillate Fuel Oil | N | N | N | 9999 | N |  | Combustion Turbine |  |  | 11410
7406_G_G3 | MO | 29205 | SHELBINA POWER PLANT | Shelbina Power #2 | 5052711 | 25600813 |  |  | 7406 | G3 | 0011 | 22348 | 0.019 |  | 0.3594 | 0.0024 | 0.0024 | 0.0001 | 0.0048 | 2022 | 22 | 1.4 | 961 | -1 | 153.96 | 221112 | -92.0467 | 39.6941 | 2 | 125 | 160 |  | 1.6 | N | Distillate Fuel Oil | N | N | N | 9999 | N |  | Combustion Turbine |  |  | 10745
7406_G_G4 | MO | 29205 | SHELBINA POWER PLANT | Shelbina Power #2 | 5052711 | 25600913 |  |  | 7406 | G4 | 0011 | 22349 | 0.0193 |  | 0.3654 | 0.0023 | 0.0023 | 0.0001 | 0.0049 | 2022 | 28 | 2.1 | 961 | -1 | 68.43 | 221112 | -92.0467 | 39.6941 | 2 | 125 | 160 |  | 1.6 | N | Distillate Fuel Oil | N | N | N | 9999 | N |  | Combustion Turbine |  |  | 10745
7406_G_G6 | MO | 29205 | SHELBINA POWER PLANT | Shelbina Power #2 | 5052711 | 25601413 |  |  | 7406 | G6 | 0011 | 22362 | 0.0075 |  | 0.4349 | 0.0029 | 0.0029 | 0.0002 | 0.0071 | 2022 | 22 | 1.3 | 901 | -1 | 182.16 | 221112 | -92.0467 | 39.6941 | 2 | 125 | 160 |  | 1.8 | N | Distillate Fuel Oil | N | N | N | 9999 | N |  | Combustion Turbine |  |  | 10745
7860_G_G7 | MO | 29205 | SHELBINA POWER PLANT | Shelbina Power #3 | 5052711 | 25601613 |  |  | 7860 | G7 | 0011 | 22368 | 0.0022 |  | 0.0363 | 0.0008 | 0.0008 |  | 0.0021 | 2022 | 22 | 1.27 | 834 | -1 | 204.81 | 221112 | -92.0467 | 39.6941 | 2 | 125 | 160 |  | 1.8 | N | Distillate Fuel Oil | N | N | N | 9999 | N |  | Combustion Turbine |  |  | 12164
7860_G_G8 | MO | 29205 | SHELBINA POWER PLANT | Shelbina Power #3 | 5052711 | 25602313 |  |  | 7860 | G8 | 0011 | 22369 | 0.0019 |  | 0.0322 | 0.0007 | 0.0007 |  | 0.0018 | 2022 | 22 | 1.27 | 834 | -1 | 204.81 | 221112 | -92.0467 | 39.6941 | 2 | 125 | 160 |  | 1.8 | N | Distillate Fuel Oil | N | N | N | 9999 | N |  | Combustion Turbine |  |  | 12836
7749_G_1 | MO | 29207 | ESSEX POWER PLANT | Essex | 5201711 | 25438613 | 7749 | 1 | 7749 | 1 | 0064 | 1 | 30.6855 |  | 38.4358 | 2.8224 | 2.8224 | 0.2487 | 0.898 | 2022 | 50 | 21.7 | 987 | -1 | 86.4 | 221112 | -89.8393 | 36.8685 | 1400 | 125 | 120 |  | 96 | N | Natural Gas | Y | N | N | 9999 | N |  | Combustion Turbine |  | 800.23 | 11488
2090_G_1 | MO | 29217 | EVERGY INC NEVADA GAS TURBINE | Nevada | 5204311 | 25407613 |  |  | 2090 | 1 | 0034 | 22905 | 0.0472 |  | 12.5774 | 0.1644 | 0.1644 | 0.1444 | 0.0059 | 2022 | 28 | 11.92 | 870 | -1 | 75.58 | 221112 | -94.3783 | 37.8564 | 20 | 125 | 120 |  | 16 | N | Distillate Fuel Oil | N | N | N | 9999 | N |  | Combustion Turbine |  |  | 17445
55749_B_PC1 | MT | 30003 | ROCKY MOUNTAIN POWER | Hardin Generator Project | 7851511 | 3395313 | 55749 | U1 | 55749 | PC1 | 003-0018 | 1 | 59.76 |  | 280.7002 | 15.2255 | 13.3223 | 230.6098 | 3.0451 | 2022 | 350 | 11 | 325 | 95.0333 | 1 | 221112 | -107.5996 | 45.7643 | 1400 | 125 | 100 |  | 107 | N | Subbituminous | Y | N | N | 9999 | N |  | Coal Steam |  | 6655.2192 | 12466
2177_G_1 | MT | 30017 | MDU - MILES CITY | Miles City GT | 7398611 | 9302913 |  |  | 2177 | 1 | 017-0002 | 1 | 0.2093 |  | 2.7609 | 0.0431 | 0.0431 | 0.0554 | 0.0363 | 2022 | 32 | 13.5 | 905 | -1 | 0.2 | 221112 | -105.795 | 46.4113 | 301 | 125 | 120 |  | 23.6 | N | Natural Gas, Distillate Fuel Oil | N | N | N | 9999 | N |  | Combustion Turbine |  |  | 21852
2176_G_GT1 | MT | 30021 | MDU - GLENDIVE | Glendive GT | 8150511 | 5485713 |  |  | 2176 | GT1 | 021-0005 | 1 | 0.4107 |  | 3.423 | 0.0515 | 0.0515 | 0.05 | 0.061 | 2022 | 34 | 13.8 | 1000 | -1 | 0.2 | 221112 | -104.74 | 47.0539 | 393 | 125 | 120 |  | 34.8 | N | Natural Gas, Distillate Fuel Oil | N | N | N | 9999 | N |  | Combustion Turbine |  |  | 17225
2176_G_GT-2 | MT | 30021 | MDU - GLENDIVE | Glendive GT | 8150511 | 5485913 | 2176 | GT-2 | 2176 | GT-2 | 021-0005 | 3 | 0.1658 |  | 1.8098 | 0.0789 | 0.0789 | 0.0599 | 0.0813 | 2022 | [5 empty] | 221112 | -104.74 | 47.0539 | 421 | 125 | 120 |  | 40.1 | N | Natural Gas, Distillate Fuel Oil | Y | N | N | 9999 | N |  | Combustion Turbine |  | 93.77 | 17224
56908_G_1 | MT | 30023 | DAVE GATES GENERATING STATION AT MILL CREEK | Dave Gates Generating Station | 14496011 | 87303813 |  |  | 56908 | 1 | 023-0002 | 1 | 8.0648 |  | 7.5892 | 7.0154 | 7.0154 | 0.4444 | 1.1441 | 2022 | 20 | 0.3 | 31 | -1 | 0.2 | 221112 | -112.8756 | 46.1056 | 593 | 125 | 120 |  | 44.1 | N | Natural Gas, Distillate Fuel Oil | N | N | N | 9999 | N |  | Combustion Turbine |  |  | 12179
56908_G_2 | MT | 30023 | DAVE GATES GENERATING STATION AT MILL CREEK | Dave Gates Generating Station | 14496011 | 87303513 |  |  | 56908 | 2 | 023-0002 | 2 | 11.9274 |  | 15.5797 | 3.5394 | 3.5394 | 0.6792 | 3.1044 | 2022 | 20 | 0.3 | 31 | -1 | 0.2 | 221112 | -112.8756 | 46.1056 | 593 | 125 | 120 |  | 44.1 | N | Natural Gas, Distillate Fuel Oil | N | N | N | 9999 | N |  | Combustion Turbine |  |  | 12179
56908_G_3 | MT | 30023 | DAVE GATES GENERATING STATION AT MILL CREEK | Dave Gates Generating Station | 14496011 | 87303413 |  |  | 56908 | 3 | 023-0002 | 3 | 12.1615 |  | 10.755 | 6.2713 | 6.2713 | 0.4937 | 2.3759 | 2022 | 20 | 0.3 | 31 | -1 | 0.2 | 221112 | -112.8756 | 46.1056 | 593 | 125 | 120 |  | 44.1 | N | Natural Gas, Distillate Fuel Oil | N | N | N | 9999 | N |  | Combustion Turbine |  |  | 12179
6089_G_2 | MT | 30083 | MDU - LEWIS & CLARK STATION | Lewis & Clark | 7618511 | 126770613 |  |  | 6089 | 2 | 083-0003 | 6 | 0.0228 |  | 0.0241 | 0.0862 | 0.0862 | 0.0483 | 0.1892 | 2022 | 65 | 3.94 | 694 | -1 | 76.8 | 221112 | -104.1569 | 47.6787 | 9140 | 125 | 160 |  | 9.1 | N | Natural Gas | N | N | N | 9999 | N |  | Combustion Turbine |  |  | 10745
6089_G_3 | MT | 30083 | MDU - LEWIS & CLARK STATION | Lewis & Clark | 7618511 | 126770713 |  |  | 6089 | 3 | 083-0003 | 7 | 0.048 |  | 0.0832 | 0.45 | 0.2475 | 0.0028 | 0.141 | 2022 | 65 | 3.94 | 694 | -1 | 76.8 | 221112 | -104.1569 | 47.6787 | 9140 | 125 | 160 |  | 9.1 | N | Natural Gas | N | N | N | 9999 | N |  | Combustion Turbine |  |  | 10745
56606_G_01 | MT | 30085 | BASIN ELECTRIC POWER COOPERATIVE | Culbertson Generation Station | 14766611 | 90334113 | 56606 | CT01 | 56606 | 01 | 085-0061 | 1 | 3.2068 |  | 64.9706 | 11.877 | 11.877 | 0.4511 | 2.5536 | 2022 | 86 | 2 | 792 | -1 | 47.9 | 221112 | -104.3919 | 48.2104 | 100 | 125 | 120 |  | 85 | N | Natural Gas | Y | N | N | 9999 | N |  | Combustion Turbine |  | 3959.2261 | 10745
6076_B_3 | MT | 30087 | COLSTRIP STEAM ELECTRIC STATION | Colstrip | 7765611 | 1786413 | 6076 | 3 | 6076 | 3 | 087-0008 | 3 | 817.674 | 0.0915 | 4148.1958 | 731.49 | 606.1637 | 2414.9231 | 98.0857 | 2022 | 692 | 24 | 210 | -1 | 110 | 221112 | -106.6121 | 45.8829 | 8040 | 125 | 100 |  | 740 | N | Subbituminous | Y | N | N | 9999 | N |  | Coal Steam |  | 7734.1807 | 10791
6076_B_4 | MT | 30087 | COLSTRIP STEAM ELECTRIC STATION | Colstrip | 7765611 | 1786513 | 6076 | 4 | 6076 | 4 | 087-0008 | 4 | 868.2215 | 0.0972 | 4631.376 | 776.6542 | 643.5898 | 2502.6039 | 104.1442 | 2022 | 692 | 24 | 210 | -1 | 110 | 221112 | -106.6121 | 45.8829 | 8040 | 125 | 100 |  | 740 | N | Subbituminous | Y | N | N | 9999 | N |  | Coal Steam |  | 8258.1504 | 10803
10784_B_BLR1 | MT | 30087 | COLSTRIP ENERGY LTD PARTNERSHIP | Colstrip Energy LP | 7854911 | 2808213 | 10784 | CBLR | 10784 | BLR1 | 087-0007 | 1 | 0.332 |  | 865.444 | 7.5265 | 5.6178 | 1157.142 | 6.4384 | 2022 | 200 | 8.25 | 320 | 3950 | 73.6 | 221112 | -106.6553 | 45.9755 | 505 | 125 | 100 |  | 38 | N | Waste Coal | N | N | N | 9999 | N |  | Coal Steam |  |  | 13936
50931_B_BLR1 | MT | 30111 | YELLOWSTONE POWER PLANT | Yellowstone Energy LP | 5270711 | 24917913 |  |  | 50931 | BLR1 | 111-0023 | 1 | 31.4498 |  | 426.2706 | 3.0876 | 1.9413 | 1447.18 | 8.994 | 2022 | 199 | 8 | 330 | -1 | 157 | 221118 | -108.427 | 45.8083 | 68 | 125 | 100 |  | 26 | Y | Petroleum Coke | N | Y | N | 9999 | N |  | Coal Steam |  |  | 10449
2244_B_5 | NE | 31001 | North Denver Station | North Denver | 5098411 | 24700813 |  |  | 2244 | 5 | 55721 | 001 | 0.08652 | 0 | 0.2884 | 0.020228 | 0.020228 | 0.000618 | 0.005665 | 2022 | 65 | 8 | 310 | 1105.8333 | 22 | 926130 | -98.3893 | 40.5988 | 16.5 | 125 | 100 |  | 25 | N | Natural Gas | N | N | N | 9999 | N |  | O/G Steam | 8760 |  | 14500
60_B_1 | NE | 31001 | Whelan Energy Center | Whelan Energy Center | 8399211 | 724613 | 60 | 1 | 60 | 1 | 58048 | 001 | 121.858 | 0 | 469.5414 | 33.0744 | 22.9846 | 2048.8743 | 10.1873 | 2022 | 250 | 9.75 | 289 | 87.3458 | 1.1698 | 221112 | -98.3119 | 40.5809 | 835 | 125 | 100 |  | 77 | N | Subbituminous | Y | N | N | 9999 | N |  | Coal Steam | 8760 | 7726.3901 | 12708
60_B_2 | NE | 31001 | Whelan Energy Center | Whelan Energy Center | 8399211 | 104525113 | 60 | 2 | 60 | 2 | 58048 | 010 | 176.2 | 0.96 | 487.2488 | 9.6701 | 6.7701 | 594.312 | 23.7171 | 2022 | 275 | 15 | 176 | 79.4 | 0.4493 | 221112 | -98.3109 | 40.5803 | 2210 | 125 | 100 |  | 232 | N | Subbituminous | Y | N | N | 9999 | N |  | Coal Steam | 8760 | 6405.6001 | 12132
2243_G_1 | NE | 31001 | Don Henry Power Center | Don Henry | 5099011 | 24698913 |  |  | 2243 | 1 | 58345 | 001 | 1.6125 | 0 | 6.2925 | 0.22166 | 0.22166 | 0.012512 | 0.041288 | 2022 | 21 | 11.84 | 900 | -1 | 1.3316 | 926130 | -98.4203 | 40.5835 | 18.6 | 125 | 120 |  | 18 | N | Natural Gas, Distillate Fuel Oil | N | N | N | 9999 | N |  | Combustion Turbine | 8760 |  | 25000
2233_G_5 | NE | 31023 | David City Municipal Power | David City | 7574511 | 11904113 |  |  | 2233 | 5 | 4016 | 001 | 0.0037306 |  | 0.046816 | 0.0008383 | 0.00081343 | 2.216e-05 | 0.0013167 | 2022 | 36.6 | 2 | 490 | 1124.6901 | 358 | 221112 | -97.1187 | 41.2547 | 1 | 125 | 160 |  | 1.3 | N | Distillate Fuel Oil | N | N | N | 9999 | N |  | Combustion Turbine | 4 |  | 10745
2233_G_6 | NE | 31023 | David City Municipal Power | David City | 7574511 | 11903913 |  |  | 2233 | 6 | 4016 | 002 | 0.0026779 |  | 0.020776 | 0.00044092 | 0.00042784 | 6.04e-06 | 0.001539 | 2022 | 36.6 | 2 | 490 | 1124.6901 | 358 | 221112 | -97.1187 | 41.2547 | 1 | 125 | 160 |  | 1.3 | N | Distillate Fuel Oil | N | N | N | 9999 | N |  | Combustion Turbine | 4 |  | 10745
55972_G_CT-1 | NE | 31025 | OPPD Cass County Station | Cass County | 9445711 | 55517013 | 55972 | CT1 | 55972 | CT-1 | 70919 | 001 | 0.23519 |  | 40.1882 | 4.4512 | 4.4512 | 0.3397 | 1.2347 | 2022 | 50 | 26.13 | 1160 | 46402.3675 | 86.6 | 221112 | -95.9646 | 40.9479 | 2060 | 125 | 120 |  | 162 | N | Natural Gas | Y | N | N | 9999 | N |  | Combustion Turbine | 920 | 836.0401 | 11896
55972_G_CT-2 | NE | 31025 | OPPD Cass County Station | Cass County | 9445711 | 55517113 | 55972 | CT2 | 55972 | CT-2 | 70919 | 002 | 0.18147 |  | 30.9882 | 3.7852 | 3.7852 | 0.3518 | 1.2703 | 2022 | 50 | 26.13 | 1160 | 46402.3675 | 86.6 | 221112 | -95.9646 | 40.9479 | 2060 | 125 | 120 |  | 161.8 | N | Natural Gas | Y | N | N | 9999 | N |  | Combustion Turbine | 928 | 844.4302 | 11896
2249_G_1 | NE | 31027 | Laurel Municipal Plant | Laurel | 7575311 | 11899513 |  |  | 2249 | 1 | 4880 | 001 | 0.01408 |  | 0.033795 | 0.00072079 | 0.00069941 |  | 0.0024783 | 2022 | 29 | 1.5 | 350 | -1 | 1.6666 | 221112 | -97.091 | 42.4306 | 1430 | 125 | 160 |  | 1.1 | N | Natural Gas, Distillate Fuel Oil | N | N | N | 9999 | N |  | Combustion Turbine | 8760 |  | 18000
2313_G_3 | NE | 31039 | West Point Power Plant | West Point Municipal | 7460011 | 11696613 |  |  | 2313 | 3 | 6737 | 002 | 0.1981 |  | 0.47551 | 0.010412 | 0.010111 | 0.000168 | 0.034871 | 2022 | 32 | 2 | 350 | -1 | 1.6666 | 221118 | -96.7134 | 41.845 | 2320 | 125 | 160 |  | 1.2 | N | Natural Gas, Distillate Fuel Oil | N | N | N | 9999 | N |  | Combustion Turbine | 8760 |  | 18000
2313_G_4 | NE | 31039 | West Point Power Plant | West Point Municipal | 7460011 | 11696713 |  |  | 2313 | 4 | 6737 | 003 | 0.1071 |  | 0.25707 | 0.0056288 | 0.0054661 | 9.1e-05 | 0.018852 | 2022 | 39 | 1.25 | 350 | -1 | 1.6666 | 221118 | -96.7134 | 41.845 | 1250 | 125 | 160 |  | 2.3 | N | Natural Gas, Distillate Fuel Oil | N | N | N | 9999 | N |  | Combustion Turbine | 8760 |  | 18000
2316_G_3 | NE | 31039 | Wisner Municipal Power Plant | Wisner | 7460111 | 11696213 |  |  | 2316 | 3 | 6808 | 001 | 0.041281 |  | 0.15541 | 0.0027829 | 0.0027003 |  | 0.004371 | 2022 | 31 | 1.08 | 350 | -1 | 1.6666 | 221112 | -96.9162 | 41.9881 | 800 | 125 | 160 |  | 0.8 | N | Distillate Fuel Oil | N | N | N | 9999 | N |  | Combustion Turbine | 8760 |  | 13937
2313_G_5 | NE | 31039 | West Point Power Plant |  | 7460011 | 11696413 |  |  |  |  | 6737 | 004 | 0.0724 |  | 0.17379 | 0.0038053 | 0.0036954 | 6.1e-05 | 0.012745 | 2022 | 38 | 1.25 | 350 | -1 | 1.6666 | 221118 | -96.7134 | 41.845 | 900 | 125 | 160 |  |  |  |  | N | N | N |  | N |  |  | 8760
2214_G_2 | NE | 31041 | Ansley Light Plant | Ansley | 7460611 | 11694913 |  |  | 2214 | 2 | 7083 | 001 | 0.0414 |  | 0.09945 | 0.0021776 | 0.0021147 | 0.0001 | 0.007293 | 2022 | 22 | 1.17 | 350 | -1 | 1.6666 | 926130 | -99.3865 | 41.2891 | 1 | 125 | 160 |  | 0.8 | N | Natural Gas, Distillate Fuel Oil | N | N | N | 9999 | N |  | Combustion Turbine | 8760 |  | 11366
2214_G_3 | NE | 31041 | Ansley Light Plant | Ansley | 7460611 | 11695013 |  |  | 2214 | 3 | 7083 | 002 | 0.0031552 |  | 0.096667 | 0.012133 | 0.011133 | 0.0001104 | 0.0078912 | 2022 | 22 | 1.17 | 350 | -1 | 1.6666 | 926130 | -99.3865 | 41.2891 | 1 | 125 | 160 |  | 0.5 | N | Distillate Fuel Oil | N | N | N | 9999 | N |  | Combustion Turbine | 8760 |  | 11753
2221_G_2 | NE | 31041 | Broken Bow Power Plant | Broken Bow | 7460411 | 11695313 |  |  | 2221 | 2 | 55093 | 002 | 0.0084991 |  | 0.217 | 0.0047514 | 0.0046141 | 0.060277 | 0.015913 | 2022 | 25 | 2 | 350 | -1 | 1.6666 | 926130 | -99.6395 | 41.4045 | 3660 | 125 | 160 |  | 3.5 | N | Natural Gas, Distillate Fuel Oil | N | N | N | 9999 | N |  | Combustion Turbine | 8760 |  | 10745
2221_G_4 | NE | 31041 | Broken Bow Power Plant | Broken Bow | 7460411 | 11695513 |  |  | 2221 | 4 | 55093 | 004 | 0.00033628 |  | 0.089676 | 0.0019636 | 0.0019068 | 0.02491 | 0.0065762 | 2022 | 25 | 1.21 | 350 | -1 | 1.6666 | 926130 | -99.6395 | 41.4045 | 850 | 125 | 160 |  | 0.7 | N | Natural Gas, Distillate Fuel Oil | N | N | N | 9999 | N |  | Combustion Turbine | 8760 |  | 10745
2221_G_5 | NE | 31041 | Broken Bow Power Plant | Broken Bow | 7460411 | 11695613 |  |  | 2221 | 5 | 55093 | 005 | 0.0028084 |  | 0.092331 | 0.0020217 | 0.0019633 | 0.025648 | 0.0067709 | 2022 | 25 | 1.21 | 350 | -1 | 1.6666 | 926130 | -99.6395 | 41.4045 | 1090 | 125 | 160 |  | 1 | N | Natural Gas, Distillate Fuel Oil | N | N | N | 9999 | N |  | Combustion Turbine | 8760 |  | 10745
2221_G_6 | NE | 31041 | Broken Bow Power Plant | Broken Bow | 7460411 | 11695713 |  |  | 2221 | 6 | 55093 | 006 | 0.0080984 |  | 0.17621 | 0.0037583 | 0.0036468 | 0.048947 | 0.012922 | 2022 | 25 | 1.51 | 350 | -1 | 1.6666 | 926130 | -99.6395 | 41.4045 | 2220 | 125 | 160 | 312 | 2 | N | Natural Gas, Distillate Fuel Oil | N | N | N | 9999 | N |  | Combustion Turbine | 8760 |  | 10745
2300_G_1 | NE | 31041 | Sargent Municipal Utilities | Sargent | 7460711 | 11694813 |  |  | 2300 | 1 | 58354 | 001 | 0.0064743 |  | 0.11618 | 0.0020492 | 0.0019875 | 0.0001 | 0.0032674 | 2022 | 25 | 1.25 | 620 | -1 | 2.6833 | 926130 | -99.3699 | 41.6414 | 1070 | 125 | 160 |  | 1.1 | N | Distillate Fuel Oil | N | N | N | 9999 | N |  | Combustion Turbine | 8760 |  | 25000
2300_G_3 | NE | 31041 | Sargent Municipal Utilities | Sargent | 7460711 | 11694713 |  |  | 2300 | 3 | 58354 | 002 | 1.0725 |  | 29.1536 | 0.51424 | 0.49875 | 1e-05 | 0.81995 | 2022 | 25 | 1.13 | 620 | -1 | 2.6166 | 926130 | -99.3699 | 41.6414 | 859 | 125 | 160 |  | 0.9 | N | Distillate Fuel Oil | N | N | N | 9999 | N |  | Combustion Turbine | 8760 |  | 25000
2235_G_2 | NE | 31051 | Emerson Municipal Utilities | Emerson | 6703911 | 12885413 |  |  | 2235 | 2 | 7748 | 001 | 0.00654 |  | 0.015687 | 0.00033457 | 0.00032466 |  | 0.0011504 | 2022 | 25 | 1.5 | 500 | -1 | 1.6666 | 926130 | -96.7291 | 42.2761 | 1 | 125 | 160 |  | 1.1 | N | Natural Gas, Distillate Fuel Oil | N | N | N | 9999 | N |  | Combustion Turbine | 8760 |  | 11198
2235_G_3 | NE | 31051 | Emerson Municipal Utilities | Emerson | 6703911 | 12885613 |  |  | 2235 | 3 | 7748 | 002 | 0.0012943 |  | 0.011781 | 0.00082817 | 0.00082817 | 0.00077473 |  | 2022 | 18 | 0.83 | 500 | -1 | 1.6666 | 926130 | -96.7291 | 42.2761 | 1 | 125 | 160 |  | 0.1 | N | Distillate Fuel Oil | N | N | N | 9999 | N |  | Combustion Turbine | 8760 |  | 12846
2240_B_6 | NE | 31053 | Lon D Wright Power Plant | Lon Wright | 7766111 | 1753613 |  |  | 2240 | 6 | 48518 | 001 | 14.9273 | 0.16051 | 277.9459 | 4.6496 | 4.4816 | 179.3398 | 1.5794 | 2022 | 176 | 7.27 | 325 | 1577.4016 | 38 | 221112 | -96.4619 | 41.4277 | 219 | 125 | 100 |  | 15.5 | N | Subbituminous | N | N | N | 9999 | N |  | Coal Steam | 5929 |  | 12282
2240_B_7 | NE | 31053 | Lon D Wright Power Plant | Lon Wright | 7766111 | 1753313 |  |  | 2240 | 7 | 48518 | 002 | 17.2845 | 0.18041 | 324.8849 | 5.9698 | 5.5418 | 210.0541 | 1.8368 | 2022 | 176 | 7.27 | 325 | 1577.4016 | 38 | 221112 | -96.4621 | 41.4278 | 272 | 125 | 100 |  | 21 | N | Subbituminous | N | N | N | 9999 | N |  | Coal Steam | 6566 |  | 12341
2240_B_8 | NE | 31053 | Lon D Wright Power Plant | Lon Wright | 7766111 | 1753213 | 2240 | 8 | 2240 | 8 | 48518 | 003 | 58.6761 | 0.73347 | 385.2526 | 17.1629 | 16.583 | 584.9595 | 6.0571 | 2022 | 196 | 9.71 | 199 | 2962.0223 | 40 | 221112 | -96.4625 | 41.4277 | 1190 | 125 | 100 |  | 82 | N | Subbituminous | Y | N | N | 9999 | N |  | Coal Steam | 5452 | 5425.8896 | 12240
2240_G_5OT | NE | 31053 | Lon D Wright Power Plant | Lon Wright | 7766111 | 91096713 | 2240 | 50T | 2240 | 5OT |  |  |  |  | 51.0838 |  |  | 0.0248 |  |  | 82 | 12.14 | 1013 | 4282.8116 | 37 | 221112 | -96.4622 | 41.4277 |  | 125 | 120 |  | 38 | N | Natural Gas, Distillate Fuel Oil | Y | N | N | 9999 | N |  | Combustion Turbine |  | 252.39 | 14432
2291_B_4 | NE | 31055 | Omaha Public Power District - North Omaha Power Station | North Omaha | 6732411 | 105526413 | 2291 | 4 | 2291 | 4 | 0002 | 4BB | 98.51 | 0.16 | 1095.4925 | 88.48 | 63.9158 | 2163.5863 | 11.86 | 2022 | 204 | 9.6 | 300 | 8737 | 121 | 221112 | -95.9458 | 41.3299 | 1690 | 125 | 100 |  | 120 | N | Natural Gas | Y | N | N | 9999 | N |  | O/G Steam |  | 7929.9785 | 10592
2291_B_5 | NE | 31055 | Omaha Public Power District - North Omaha Power Station | North Omaha | 6732411 | 105526513 | 2291 | 5 | 2291 | 5 | 0002 | 5BC | 171.19 | 0.26 | 1799.195 | 152.6 | 103.9675 | 3315.1393 | 20.44 | 2022 | 204 | 11.5 | 300 | 12495 | 120 | 221112 | -95.9458 | 41.3299 | 2590 | 125 | 100 |  | 216 | N | Natural Gas | Y | N | N | 9999 | N |  | O/G Steam |  | 8234.1602 | 10811
2290_G_1 | NE | 31055 | Omaha Public Power District - Jones Street Power Station | Jones Street | 6732511 | 105527613 | 2290 | 1 | 2290 | 1 | 0003 | 1 | 0.11 |  | 85.4845 | 0.39 | 0.25974 | 3.5989 | 0.01 | 2022 | 41 | 1.8 | 1045 | -1 | 50 | 221112 | -95.9222 | 41.2517 | 795 | 125 | 120 |  | 61.2 | N | Distillate Fuel Oil | Y | N | N | 9999 | N |  | Combustion Turbine |  | 179.21 | 25000
2290_G_2 | NE | 31055 | Omaha Public Power District - Jones Street Power Station | Jones Street | 6732511 | 105527713 | 2290 | 2 | 2290 | 2 | 0003 | 2 | 0.12 |  | 74.0512 | 0.4 | 0.2664 | 3.1171 | 0.01 | 2022 | 41 | 1.8 | 1045 | -1 | 50 | 221112 | -95.9222 | 41.2517 | 795 | 125 | 120 |  | 62.2 | N | Distillate Fuel Oil | Y | N | N | 9999 | N |  | Combustion Turbine |  | 155.24 | 25000
2291_B_3 | NE | 31055 | Omaha Public Power District - North Omaha Power Station |  | 6732411 | 105526313 | 2291 | 3 |  |  | 0002 | 3BA | 10.32 | 1.38 | 32.0998 | 3.27 | 3.2667 | 0.2604 | 2.37 | 2022 | 204 | 14.5 | 300 | 19799 | 120 | 221112 | -95.9458 | 41.3299 | 1360 | 125 | 100 |  |  |  |  | Y | N | N |  | N | 2291_G_3;2291_B_3 |  |  | 2079.6099
2291_B_1 | NE | 31055 | Omaha Public Power District - North Omaha Power Station |  | 6732411 | 105526113 | 2291 | 1 |  |  | 0002 | 1BA | 0.93 | 0.12 | 3.2164 | 0.29 | 0.28971 | 0.0254 | 0.21 | 2022 | 204 | 14.5 | 300 | 19799 | 120 | 221112 | -95.9458 | 41.3299 | 1010 | 125 | 100 |  |  |  |  | Y | N | N |  | N | 2291_G_1;2291_B_1 |  |  | 228.77
2291_B_2 | NE | 31055 | Omaha Public Power District - North Omaha Power Station |  | 6732411 | 105526213 | 2291 | 2 |  |  | 0002 | 2BA | 1.08 | 0.14 | 2.5952 | 0.34 | 0.33966 | 0.0202 | 0.25 | 2022 | 204 | 14.5 | 300 | 19799 | 120 | 221112 | -95.9458 | 41.3299 | 1510 | 125 | 100 |  |  |  |  | Y | N | N |  | N | 2291_B_2;2291_G_2 |  |  | 219.11
2218_G_1 | NE | 31057 | Benkelman Municipal Power |  | 6712511 | 12869613 |  |  |  |  | 58358 | 001 | 0.0052966 |  | 0.14016 | 0.0023075 | 0.002238 | 0.02 | 0.0041172 | 2022 | 21 | 3.33 | 350 | -1 | 1.6666 | 221112 | -101.538 | 40.0445 | 900 | 125 | 160 |  |  |  |  | N | N | N |  | N |  |  | 8760
2238_G_2 | NE | 31061 | Franklin Municipal Power Plant | Franklin (NE) | 6713411 | 12868413 |  |  | 2238 | 2 | 22547 | 001 | 4.891e-05 |  | 0.00061376 | 1.099e-05 | 1.066e-05 | 2.9e-07 | 1.726e-05 | 2022 | 36.1 | 1.25 | 697 | 2.0453 | 1.6666 | 221118 | -98.9544 | 40.0955 | 9.2 | 125 | 160 |  | 1.3 | N | Natural Gas, Distillate Fuel Oil | N | N | N | 9999 | N |  | Combustion Turbine | 8 |  | 13659
2232_G_2 | NE | 31063 | Curtis Power Plant | Curtis | 6830411 | 13776713 |  |  | 2232 | 2 | 58332 | 001 | 0.09977 |  | 0.23944 | 0.0052429 | 0.0050914 | 0.00027 | 0.017559 | 2022 | 27 | 1.05 | 350 | -1 | 1.6666 | 221118 | -100.515 | 40.6314 | 1360 | 125 | 160 |  | 0.8 | N | Natural Gas, Distillate Fuel Oil | N | N | N | 9999 | N |  | Combustion Turbine | 8760 |  | 18000
2232_G_3 | NE | 31063 | Curtis Power Plant | Curtis | 6830411 | 13776613 |  |  | 2232 | 3 | 58332 | 002 | 0.0702 |  | 0.16848 | 0.0036891 | 0.0035825 | 0.00019 | 0.012355 | 2022 | 25 | 1 | 350 | 1.3089 | 1.6666 | 221118 | -100.515 | 40.6315 | 1140 | 125 | 160 |  | 1 | N | Natural Gas, Distillate Fuel Oil | N | N | N | 9999 | N |  | Combustion Turbine | 8760 |  | 18000
2232_G_4 | NE | 31063 | Curtis Power Plant | Curtis | 6830411 | 13776813 |  |  | 2232 | 4 | 58332 | 003 | 0.05451 |  | 0.13082 | 0.0028645 | 0.0027818 | 0.00015 | 0.0095938 | 2022 | 25 | 1 | 350 | 1.3089 | 1.6666 | 221118 | -100.5152 | 40.6315 | 900 | 125 | 160 |  | 1.2 | N | Natural Gas, Distillate Fuel Oil | N | N | N | 9999 | N |  | Combustion Turbine | 8760 |  | 18000
2217_G_1 | NE | 31065 | Beaver City Municipal Plant | Beaver City | 6831111 | 13775713 |  |  | 2217 | 1 | 22856 | 001 | 0 |  | 0 | 0 | 0 |  | 0 | 2021 | 24 | 1 | 350 | -1 | 1.6666 | 221118 | -99.8276 | 40.1302 | 430 | 125 | 160 |  | 0.4 | N | Distillate Fuel Oil | N | N | N | 9999 | N |  | Combustion Turbine |  |  | 11532
2217_G_2 | NE | 31065 | Beaver City Municipal Plant | Beaver City | 6831111 | 13775813 |  |  | 2217 | 2 | 22856 | 002 | 0 |  | 0 | 0 | 0 |  | 0 | 2021 | 24 | 1 | 350 | -1 | 1.6666 | 221118 | -99.8276 | 40.1302 | 300 | 125 | 160 |  | 0.3 | N | Natural Gas | N | N | N | 9999 | N |  | Combustion Turbine |  |  | 11398
2217_G_4 | NE | 31065 | Beaver City Municipal Plant | Beaver City | 6831111 | 13775913 |  |  | 2217 | 4 | 22856 | 003 | 0 |  | 0 | 0 | 0 |  | 0 | 2021 | 24 | 1 | 350 | -1 | 1.6666 | 221118 | -99.8276 | 40.1302 | 350 | 125 | 160 |  | 0.8 | N | Natural Gas | N | N | N | 9999 | N |  | Combustion Turbine |  |  | 10745
2295_G_2 | NE | 31065 | Oxford Light Plant | Oxford (NE) | 6831311 | 13775013 |  |  | 2295 | 2 | 22872 | 001 | 0.0264 |  | 0.06336 | 0.0013874 | 0.0013472 | 7e-05 | 0.0046464 | 2022 | 33 | 1 | 550 | -1 | 1.6666 | 221112 | -99.6367 | 40.2496 | 675 | 125 | 160 |  | 0.5 | N | Natural Gas, Distillate Fuel Oil | N | N | N | 9999 | N |  | Combustion Turbine | 8760 |  | 12747
2295_G_3 | NE | 31065 | Oxford Light Plant | Oxford (NE) | 6831311 | 13774913 |  |  | 2295 | 3 | 22872 | 002 | 0.03671 |  | 0.088101 | 0.0019291 | 0.0018733 | 0.0001 | 0.0064607 | 2022 | 36 | 1.17 | 350 | -1 | 1.6666 | 221112 | -99.6367 | 40.2496 | 900 | 125 | 160 |  | 0.8 | N | Natural Gas, Distillate Fuel Oil | N | N | N | 9999 | N |  | Combustion Turbine | 8760 |  | 12570
2295_G_4 | NE | 31065 | Oxford Light Plant | Oxford (NE) | 6831311 | 13775213 |  |  | 2295 | 4 | 22872 | 003 | 0.02182 |  | 0.05238 | 0.0011469 | 0.0011138 | 6e-05 | 0.0038412 | 2022 | 36 | 1 | 350 | -1 | 1.6666 | 221112 | -99.6367 | 40.2496 | 675 | 125 | 160 |  | 0.5 | N | Natural Gas, Distillate Fuel Oil | N | N | N | 9999 | N |  | Combustion Turbine | 8760 |  | 12747
2295_G_5 | NE | 31065 | Oxford Light Plant | Oxford (NE) | 6831311 | 13775113 |  |  | 2295 | 5 | 22872 | 004 | 0.05818 |  | 0.13963 | 0.0030575 | 0.0029691 | 0.00016 | 0.01024 | 2022 | 30 | 1.5 | 350 | -1 | 1.6666 | 221112 | -99.6367 | 40.2496 | 1360 | 125 | 160 |  | 1.2 | N | Natural Gas, Distillate Fuel Oil | N | N | N | 9999 | N |  | Combustion Turbine | 8760 |  | 12425
8000_G_CT1 | NE | 31067 | NPPD Beatrice Power Station | Beatrice | 9434711 | 55640913 | 8000 | 1 | 8000 | CT1 | 76739 | 001 | 0.9226 |  | 12.407 | 4.8832 | 4.8832 | 0.5679 | 1.4059 | 2022 | 121 | 15.05 | 1000 | 8847.2939 | 49.7333 | 221112 | -96.8085 | 40.3304 | 1230 | 125 | 120 |  | 69 | N | Natural Gas | Y | N | N | 9999 | N | 8000_G_CT1;8000_G_ST1 | Combined Cycle | 8760 | 2380.9104 | 8498
8000_G_CT2 | NE | 31067 | NPPD Beatrice Power Station | Beatrice | 9434711 | 55641013 | 8000 | 2 | 8000 | CT2 | 76739 | 002 | 0.88031 |  | 13.3682 | 10.5111 | 10.5111 | 0.5499 | 1.3414 | 2022 | 121 | 15.05 | 1000 | 8381.8029 | 47.1166 | 221112 | -96.8085 | 40.3299 | 1230 | 125 | 120 |  | 68 | N | Natural Gas | Y | N | N | 9999 | N |  | Combined Cycle | 8760 | 2286.2905 | 8498
2222_G_1 | NE | 31071 | Burwell Light Plant | Burwell | 6714511 | 12865613 |  |  | 2222 | 1 | 23972 | 001 | 0.018865 |  | 0.23674 | 0.0042391 | 0.0041133 | 0.03726 | 0.0066582 | 2022 | 26 | 1.41 | 601 | -1 | 125 | 221112 | -99.1361 | 41.7805 | 1360 | 125 | 160 |  | 1.3 | N | Distillate Fuel Oil | N | N | N | 9999 | N |  | Combustion Turbine | 8760 |  | 11179
2222_G_2 | NE | 31071 | Burwell Light Plant | Burwell | 6714511 | 12865413 |  |  | 2222 | 2 | 23972 | 002 | 0.011179 |  | 0.14029 | 0.002512 | 0.0024375 | 0.02208 | 0.0039456 | 2022 | 28 | 1.35 | 617 | -1 | 133.3333 | 221112 | -99.1361 | 41.7805 | 1140 | 125 | 160 |  | 1.1 | N | Distillate Fuel Oil | N | N | N | 9999 | N |  | Combustion Turbine | 8760 |  | 11518
2222_G_3 | NE | 31071 | Burwell Light Plant | Burwell | 6714511 | 12865713 |  |  | 2222 | 3 | 23972 | 003 | 0.0087338 |  | 0.1096 | 0.0019625 | 0.0019043 | 0.01725 | 0.0030825 | 2022 | 30 | 1.18 | 586 | 144.8 | 133.3333 | 221112 | -99.1361 | 41.7805 | 900 | 125 | 160 |  | 0.9 | N | Distillate Fuel Oil | N | N | N | 9999 | N |  | Combustion Turbine | 8760 |  | 11394
2222_G_4 | NE | 31071 | Burwell Light Plant | Burwell | 6714511 | 12865313 |  |  | 2222 | 4 | 23972 | 004 | 0.04658 |  | 0.17536 | 0.00314 | 0.0030469 | 0.0276 | 0.004932 | 2022 | 28 | 0.92 | 547 | -1 | 100 | 221112 | -99.1361 | 41.7805 | 675 | 125 | 160 |  | 0.6 | N | Distillate Fuel Oil | N | N | N | 9999 | N |  | Combustion Turbine | 8760 |  | 11651
2226_B_1 | NE | 31073 | NPPD Canaday Station | Canaday | 8211811 | 6705913 | 2226 | 1 | 2226 | 1 | 8512 | 003 | 3.0438 |  | 34.1587 | 0.96388 | 0.96388 | 0.0678 | 0.69755 | 2022 | 167 | 12.8 | 250 | 7183 | 57 | 221112 | -99.7015 | 40.6944 | 1280 | 125 | 100 |  | 99 | N | Natural Gas | Y | N | N | 9999 | N |  | O/G Steam | 8760 | 916.28 | 9741
59_B_1 | NE | 31079 | Platte Generating Station | Platte | 8212011 | 6705013 | 59 | 1 | 59 | 1 | 58027 | 001 | 73.6599 | 0.11116 | 533.3855 | 0.018897 | 0.0098588 | 450.0222 | 8.8251 | 2022 | 412 | 12.01 | 482 | 2.8861 | 0.0254 | 926130 | -98.3487 | 40.8551 | 1500 | 125 | 100 |  | 100 | N | Subbituminous | Y | N | N | 9999 | N |  | Coal Steam | 6115 | 6209.6904 | 11578
2241_G_GT1 | NE | 31079 | C W Burdick Generating Station | C W Burdick | 6714711 | 12864613 |  |  | 2241 | GT1 | 54712 | 008 | 0.0030922 |  | 0.014354 | 0.0010091 | 0.0010091 | 0.00094395 | 0.0011718 | 2022 | 21 | 0.5 | 100 | 0.3272 | 1.6666 | 221112 | -98.3262 | 40.9232 | 0.01 | 125 | 160 |  | 13.6 | N | Natural Gas, Distillate Fuel Oil | N | N | N | 9999 | N |  | Combustion Turbine | 3 |  | 25000
2241_B_B-2 | NE | 31079 | C W Burdick Generating Station |  | 6714711 | 12864213 |  |  |  |  | 54712 | 003 | 4.1437 |  | 1.2 | 0.33351 | 0.096011 | 0 | 0.10612 | 2022 | 82 | 12.1 | 1011 | 4055.3191 | 35.2666 | 221112 | -98.3269 | 40.9228 | 0.01 | 125 | 120 |  |  |  |  | N | N | N |  | N |  |  | 382
2241_B_B-1 | NE | 31079 | C W Burdick Generating Station |  | 6714711 | 12864013 |  |  |  |  | 54712 | 001 | 0.057903 |  | 0.22596 | 0.0046605 | 0.0046605 | 0.066376 | 0.0014829 | 2022 | 36.8 | 10.66 | 895 | 8924.9191 | 100 | 221112 | -98.3269 | 40.9228 | 0.01 | 125 | 120 |  |  |  |  | N | N | N |  | N |  |  | 7
2241_B_B-3 | NE | 31079 | C W Burdick Generating Station |  | 6714711 | 12864313 | 2241 | B-3 |  |  | 54712 | 006 | 0.00037252 |  | 0 | 0.0013546 | 0.0013546 | 0 | 4.628e-05 | 2022 | 65.6 | 12.1 | 1011 | 4055.3191 | 35.2666 | 221112 | -98.3269 | 40.9228 | 640 | 125 | 120 |  |  |  |  | N | N | N |  | N |  |  | 390
2305_G_1 | NE | 31089 | Stuart Municipal Power Plant | Stuart (NE) | 6717811 | 12853713 |  |  | 2305 | 1 | 26807 | 001 | 0.00467 |  | 0.083637 | 0.0018313 | 0.0017784 | 1e-05 | 0.0061334 | 2022 | 25 | 1 | 350 | 1.3089 | 1.6666 | 926130 | -99.1437 | 42.5991 | 675 | 125 | 160 |  | 0.7 | N | Distillate Fuel Oil | N | N | N | 9999 | N |  | Combustion Turbine | 8760 |  | 14085
2305_G_3 | NE | 31089 | Stuart Municipal Power Plant | Stuart (NE) | 6717811 | 12853613 |  |  | 2305 | 3 | 26807 | 003 | 0.0041922 |  | 0.015782 | 0.00027839 | 0.00027 | 0.00143 | 0.00044388 | 2022 | 25 | 1 | 350 | 1.3089 | 1.6666 | 926130 | -99.1437 | 42.5991 | 250 | 125 | 160 |  | 0.2 | N | Distillate Fuel Oil | N | N | N | 9999 | N |  | Combustion Turbine | 8760 |  | 12843
2305_G_5 | NE | 31089 | Stuart Municipal Power Plant | Stuart (NE) | 6717811 | 12853813 |  |  | 2305 | 5 | 26807 | 004 | 0.018166 |  | 0.22797 | 0.0040211 | 0.0039 | 0.02064 | 0.0064116 | 2022 | 25 | 1 | 350 | 1.3089 | 1.6666 | 926130 | -99.1437 | 42.5991 | 784 | 125 | 160 |  | 0.8 | N | Distillate Fuel Oil | N | N | N | 9999 | N |  | Combustion Turbine | 8760 |  | 13226
2308_G_1 | NE | 31097 | Tecumseh Plant | Tecumseh | 6718911 | 12851013 |  |  | 2308 | 1 | 27522 | 001 | 0.006171 |  | 0.02 | 0.000416 | 0.00040366 | 1.1e-05 | 0.00059459 | 2022 | 26 | 3.5 | 350 | -1 | 1.6666 | 221112 | -96.1905 | 40.3666 | 1 | 125 | 160 |  | 0.6 | N | Distillate Fuel Oil | N | N | N | 9999 | N |  | Combustion Turbine | 3 |  | 11724
2308_G_2 | NE | 31097 | Tecumseh Plant | Tecumseh | 6718911 | 12850713 |  |  | 2308 | 2 | 27522 | 002 | 0.24238 |  | 0.52 | 0.011973 | 0.011618 | 0.00031656 | 0.04179 | 2022 | 26 | 3.5 | 350 | -1 | 1.6666 | 221112 | -96.1905 | 40.3666 | 1 | 125 | 160 |  | 1.4 | N | Natural Gas, Distillate Fuel Oil | N | N | N | 9999 | N |  | Combustion Turbine | 36 |  | 11710
2308_G_3 | NE | 31097 | Tecumseh Plant | Tecumseh | 6718911 | 12850913 |  |  | 2308 | 3 | 27522 | 003 | 0.16227 |  | 0.36 | 0.0080157 | 0.0077779 | 0.00021193 | 0.027978 | 2022 | 26 | 3.5 | 350 | -1 | 1.6666 | 221112 | -96.1905 | 40.3666 | 1 | 125 | 160 |  | 1 | N | Natural Gas, Distillate Fuel Oil | N | N | N | 9999 | N |  | Combustion Turbine | 32 |  | 11720
2308_G_4 | NE | 31097 | Tecumseh Plant | Tecumseh | 6718911 | 12851113 |  |  | 2308 | 4 | 27522 | 004 | 0.22174 |  | 0.45 | 0.010953 | 0.010628 | 0.0002896 | 0.038231 | 2022 | 26 | 3.5 | 350 | -1 | 1.6666 | 221112 | -96.1905 | 40.3666 | 1 | 125 | 160 |  | 1.2 | N | Natural Gas, Distillate Fuel Oil | N | N | N | 9999 | N |  | Combustion Turbine | 32 |  | 11716
2308_G_5A | NE | 31097 | Tecumseh Plant | Tecumseh | 6718911 | 12850813 |  |  | 2308 | 5A | 27522 | 005 | 0.32284 |  | 0.67 | 0.015947 | 0.015474 | 0.00042164 | 0.055662 | 2022 | 26 | 3.5 | 350 | -1 | 1.6666 | 221112 | -96.1905 | 40.3666 | 2 | 125 | 160 |  | 2.4 | N | Natural Gas, Distillate Fuel Oil | N | N | N | 9999 | N |  | Combustion Turbine | 26 |  | 11732
2248_G_1 | NE | 31105 | Kimball Municipal Power Plant | Kimball | 5280711 | 25620413 |  |  | 2248 | 1 | 58348 | 001 | 0.01674 |  | 0.054792 | 0.0011686 | 0.001134 | 0.00123 | 0.0040181 | 2022 | 25 | 1.25 | 350 | -1 | 1.6666 | 926130 | -103.666 | 41.2386 | 1000 | 125 | 160 |  | 0.7 | N | Distillate Fuel Oil | N | N | N | 9999 | N |  | Combustion Turbine | 8760 |  | 10745
2248_G_2 | NE | 31105 | Kimball Municipal Power Plant | Kimball | 5280711 | 25619913 |  |  | 2248 | 2 | 58348 | 002 | 0.01674 |  | 0.076635 | 0.0016345 | 0.001586 | 0.00172 | 0.0056199 | 2022 | 25 | 1.25 | 350 | -1 | 1.6666 | 926130 | -103.666 | 41.2386 | 1000 | 125 | 160 |  | 0.7 | N | Distillate Fuel Oil | N | N | N | 9999 | N |  | Combustion Turbine | 8760 |  | 10745
2248_G_3 | NE | 31105 | Kimball Municipal Power Plant | Kimball | 5280711 | 25620013 |  |  | 2248 | 3 | 58348 | 003 | 0.07833 |  | 0.25635 | 0.0054674 | 0.0053052 | 0.00576 | 0.018799 | 2022 | 23 | 1.25 | 350 | -1 | 1.6666 | 926130 | -103.666 | 41.2386 | 1250 | 125 | 160 |  | 1 | N | Distillate Fuel Oil | N | N | N | 9999 | N |  | Combustion Turbine | 8760 |  | 10745
2248_G_4 | NE | 31105 | Kimball Municipal Power Plant | Kimball | 5280711 | 25620113 |  |  | 2248 | 4 | 58348 | 004 | 0.07645 |  | 0.25019 | 0.0053362 | 0.0051778 | 0.00562 | 0.018347 | 2022 | 25 | 1.25 | 350 | -1 | 1.6666 | 926130 | -103.666 | 41.2386 | 1250 | 125 | 160 |  | 1 | N | Distillate Fuel Oil | N | N | N | 9999 | N |  | Combustion Turbine | 8760 |  | 10745
2248_G_5 | NE | 31105 | Kimball Municipal Power Plant | Kimball | 5280711 | 25620213 |  |  | 2248 | 5 | 58348 | 005 | 0.02434 |  | 0.079659 | 0.001699 | 0.0016486 | 0.00179 | 0.0058417 | 2022 | 25 | 1.25 | 350 | -1 | 1.6666 | 926130 | -103.666 | 41.2386 | 900 | 125 | 160 |  | 0.6 | N | Distillate Fuel Oil | N | N | N | 9999 | N |  | Combustion Turbine | 8760 |  | 10745
2248_G_6 | NE | 31105 | Kimball Municipal Power Plant | Kimball | 5280711 | 25620313 |  |  | 2248 | 6 | 58348 | 006 | 0.3212 |  | 1.0512 | 0.02242 | 0.021755 | 0.02362 | 0.077089 | 2022 | 38 | 2.17 | 350 | -1 | 1.6666 | 926130 | -103.666 | 41.2386 | 3900 | 125 | 160 |  | 3.6 | N | Distillate Fuel Oil | N | N | N | 9999 | N |  | Combustion Turbine | 8760 |  | 10745
2277_B_1 | NE | 31109 | NPPD Sheldon Station | Sheldon | 5281111 | 25619513 | 2277 | 1 | 2277 | 1 | 00005 | 001 | 232.9627 | 0.2425 | 1438.9197 | 1.1843 | 0.5603 | 1525.4607 | 17.2378 | 2022 | 174 | 11.6 | 304 | 7733 | 73 | 221112 | -96.7843 | 40.5595 | 1500 | 125 | 100 |  | 104 | N | Subbituminous | Y | N | N | 9999 | N |  | Coal Steam |  | 5705.7505 | 11681
2277_B_2 | NE | 31109 | NPPD Sheldon Station | Sheldon | 5281111 | 25619413 | 2277 | 2 | 2277 | 2 | 00005 | 002 | 274.9615 | 0.2657 | 1455.2974 | 1.3836 | 0.6472 | 1789.1882 | 20.3458 | 2022 | 174 | 11.6 | 304 | 7733 | 73 | 221112 | -96.784 | 40.5591 | 1620 | 125 | 100 |  | 115 | N | Subbituminous | Y | N | N | 9999 | N |  | Coal Steam |  | 6340.2192 | 11706
6373_G_1 | NE | 31109 | LES Rokeby Generating Station | Rokeby | 5281411 | 25619113 | 6373 | 1 | 6373 | 1 | 00130 | 001 | 14.02 | 1.3314 | 23.7996 | 0.5025 | 0.5025 | 0.0802 | 0.156 | 2022 | 32 | 8 | 1593 | -1 | 144 | 221112 | -96.7364 | 40.7317 | 660 | 125 | 120 |  | 70.5 | N | Natural Gas, Distillate Fuel Oil | Y | N | N | 9999 | N |  | Combustion Turbine |  | 396.2499 | 13644
6373_G_2 | NE | 31109 | LES Rokeby Generating Station | Rokeby | 5281411 | 91231513 | 6373 | 2 | 6373 | 2 | 00130 | 002 | 59.16 | 3.6262 | 41.0858 | 1.36 | 1.36 | 0.1498 | 0.4295 | 2022 | 62 | 15.5 | 936 | -1 | 150 | 221112 | -96.7367 | 40.7321 | 882 | 125 | 120 |  | 90.4 | N | Natural Gas, Distillate Fuel Oil | Y | N | N | 9999 | N |  | Combustion Turbine |  | 624.6598 | 13650
6373_G_3 | NE | 31109 | LES Rokeby Generating Station | Rokeby | 5281411 | 91231613 | 6373 | 3 | 6373 | 3 | 00130 | 003 | 49.28 | 3.4049 | 16.5903 | 1.161 | 1.161 | 0.1943 | 0.6445 | 2022 | 62 | 15.5 | 937 | -1 | 159 | 221112 | -96.7367 | 40.7326 | 1040 | 125 | 120 |  | 94.2 | N | Natural Gas, Distillate Fuel Oil | Y | N | N | 9999 | N |  | Combustion Turbine |  | 536.96 | 13647
7887_G_2 | NE | 31109 | LES Terry Bundy Generating Station | Terry Bundy Generating Station | 9428811 | 57627413 | 7887 | SVGS2 | 7887 | 2 |  |  |  |  | 19.7126 |  |  | 0.4295 |  |  | 100 | 10.2 | 300 | -1 | 150 | 221112 | -96.6134 | 40.9097 |  | 125 | 120 |  | 46 | N | Natural Gas, Distillate Fuel Oil | Y | N | N | 9999 | N | 7887_G_2;7887_G_1 | Combined Cycle |  | 2187.4111 | 8660
7887_G_3 | NE | 31109 | LES Terry Bundy Generating Station | Terry Bundy Generating Station | 9428811 | 58448013 | 7887 | SVGS3 | 7887 | 3 | 00240 | 003 |  |  | 16.6316 |  |  | 0.1603 |  | 2022 | 100 | 10.2 | 300 | -1 | 150 | 221112 | -96.6134 | 40.9095 | 461 | 125 | 120 |  | 45.2 | N | Natural Gas, Distillate Fuel Oil | Y | N | N | 9999 | N |  | Combined Cycle |  | 2024.5312 | 8660
7887_G_4 | NE | 31109 | LES Terry Bundy Generating Station | Terry Bundy Generating Station | 9428811 | 91234113 | 7887 | SVGS4 | 7887 | 4 | 00240 | 004 |  |  | 5.9532 |  |  | 0.1355 |  | 2022 | 100 | 10.2 | 848 | -1 | 150 | 221112 | -96.6132 | 40.9093 | 439 | 125 | 120 |  | 45.4 | N | Natural Gas, Distillate Fuel Oil | Y | N | N | 9999 | N |  | Combustion Turbine |  | 1724.6996 | 11020
6077_B_1 | NE | 31111 | NPPD Gerald Gentleman Station | Gerald Gentleman | 7766511 | 1736213 | 6077 | 1 | 6077 | 1 | 34385 | 33 | 2410.19 | 0.84482 | 3680.3293 | 123.8738 | 69.5909 | 10117.4803 | 63.9147 | 2022 | 550 | 28 | 310 | 49332.0115 | 80.1166 | 221112 | -101.1418 | 41.0814 | 7540 | 125 | 100 |  | 665 | N | Subbituminous | Y | N | N | 9999 | N |  | Coal Steam | 8760 | 7471.5 | 10041
6077_B_2 | NE | 31111 | NPPD Gerald Gentleman Station | Gerald Gentleman | 7766511 | 1736413 | 6077 | 2 | 6077 | 2 | 34385 | 34 | 3342.71 | 0.82789 | 2946.9131 | 148.908 | 79.0428 | 11090.5912 | 67.1555 | 2022 | 550 | 28 | 300 | 48685.4717 | 79.0666 | 221112 | -101.1415 | 41.0803 | 7540 | 125 | 100 |  | 700 | N | Subbituminous | Y | N | N | 9999 | N |  | Coal Steam | 8760 | 8271.25 | 10068
2215_G_1 | NE | 31127 | Auburn Generating Plant | Auburn | 5105811 | 24688813 |  |  | 2215 | 1 | 36919 | 001 | 0.0023164 |  | 0.056727 | 0.0012421 | 0.0012062 | 0.015757 | 0.00416 | 2022 | 35 | 2.33 | 350 | -1 | 1.6666 | 221112 | -95.8461 | 40.3883 | 2410 | 125 | 160 |  | 2.2 | N | Natural Gas, Distillate Fuel Oil | N | N | N | 9999 | N |  | Combustion Turbine | 8760 |  | 10745
2215_G_2 | NE | 31127 | Auburn Generating Plant | Auburn | 5105811 | 24688413 |  |  | 2215 | 2 | 36919 | 002 | 5.833e-05 |  | 0.012069 | 0.00026427 | 0.00025663 | 0.0033525 | 0.00088506 | 2022 | 25 | 1.33 | 350 | -1 | 1.6666 | 221112 | -95.8461 | 40.3883 | 1000 | 125 | 160 | 312 | 0.9 | N | Natural Gas, Distillate Fuel Oil | N | N | N | 9999 | N |  | Combustion Turbine | 8760 |  | 10745
2215_G_4A | NE | 31127 | Auburn Generating Plant | Auburn | 5105811 | 24688313 |  |  | 2215 | 4A | 36919 | 003 | 0.013598 |  | 0.1931 | 0.0042282 | 0.004106 | 0.05364 | 0.014161 | 2022 | 54 | 2.33 | 350 | -1 | 1.6666 | 221112 | -95.8461 | 40.3883 | 3750 | 125 | 160 |  | 3.7 | N | Natural Gas, Distillate Fuel Oil | N | N | N | 9999 | N |  | Combustion Turbine | 8760 |  | 10745
2215_G_5 | NE | 31127 | Auburn Generating Plant | Auburn | 5105811 | 24688513 |  |  | 2215 | 5 | 36919 | 004 | 0.016052 |  | 0.1038 | 0.0022728 | 0.0022071 | 0.028833 | 0.0076118 | 2022 | 48 | 2 | 350 | -1 | 1.6666 | 221112 | -95.8461 | 40.3883 | 3350 | 125 | 160 |  | 3 | N | Natural Gas, Distillate Fuel Oil | N | N | N | 9999 | N |  | Combustion Turbine | 8760 |  | 10745
2215_G_6 | NE | 31127 | Auburn Generating Plant | Auburn | 5105811 | 24688613 |  |  | 2215 | 6 | 36919 | 005 | 0.011458 |  | 0.10741 | 0.002352 | 0.002284 | 0.029837 | 0.0078771 | 2022 | 32 | 2.5 | 350 | -1 | 1.6666 | 221112 | -95.8461 | 40.3883 | 2750 | 125 | 160 | 312 | 2.5 | N | Natural Gas, Distillate Fuel Oil | N | N | N | 9999 | N |  | Combustion Turbine | 8760 |  | 10745
2215_G_7 | NE | 31127 | Auburn Generating Plant | Auburn | 5105811 | 24688713 |  |  | 2215 | 7 | 36919 | 006 | 0.019389 |  | 0.2462 | 0.0053909 | 0.0052351 | 0.06839 | 0.018055 | 2022 | 51 | 2.66 | 350 | -1 | 1.6666 | 221112 | -95.8461 | 40.3883 | 5600 | 125 | 160 |  | 5.2 | N | Natural Gas, Distillate Fuel Oil | N | N | N | 9999 | N |  | Combustion Turbine | 8760 |  | 10745
6096_B_1 | NE | 31131 | OPPD Nebraska City Station | Nebraska City | 7303711 | 8402913 | 6096 | 1 | 6096 | 1 |  |  | 2418 | 0.58656 | 3364.7908 | 54.4385 | 33.2227 | 8372.227 | 61.7434 |  | 700 | 23.6 | 360 | 43087.383 | 98.5 | 221122 | -95.7733 | 40.6208 |  | 125 | 100 |  | 654 | N | Subbituminous | Y | N | N | 9999 | N |  | Coal Steam |  | 7797.6602 | 9818
6096_B_2 | NE | 31131 | OPPD Nebraska City Station | Nebraska City | 7303711 | 91099913 | 6096 | 2 | 6096 | 2 | 58343 | 027 | 853 | 335.992 | 1230.5273 | 63.7852 | 45.3095 | 1820.0056 | 20.9519 | 2022 | 400 | 22.5 | 165 | 31689.3432 | 79.7 | 221122 | -95.7733 | 40.6208 | 7110 | 125 | 100 |  | 691 | N | Subbituminous | Y | N | N | 9999 | N |  | Coal Steam | 7711 | 7700.3501 | 10016
2255_G_10 | NE | 31131 | Nebraska City Power Plant No 1 | Nebraska City # 1 | 5106711 | 24685313 |  |  | 2255 | 10 | 37388 | 008 | 0.19461 |  | 0.46707 | 0.010227 | 0.0099316 | 0.01816 | 0.034252 | 2022 | 40 | 1.67 | 350 | -1 | 1.6666 | 221112 | -95.8477 | 40.6805 | 6500 | 125 | 160 |  | 5.8 | N | Natural Gas | N | N | N | 9999 | N |  | Combustion Turbine | 8760 |  | 12283
2255_G_2 | NE | 31131 | Nebraska City Power Plant No 1 | Nebraska City # 1 | 5106711 | 24685013 |  |  | 2255 | 2 | 37388 | 001 | 0.000654 |  | 0.015687 | 0.00034349 | 0.00033356 | 0.00061 | 0.0011504 | 2022 | 18 | 1.17 | 350 | -1 | 1.6666 | 221112 | -95.8477 | 40.6805 | 1500 | 125 | 160 |  | 1 | N | Distillate Fuel Oil | N | N | N | 9999 | N |  | Combustion Turbine | 8760 |  | 12283
2255_G_3 | NE | 31131 | Nebraska City Power Plant No 1 | Nebraska City # 1 | 5106711 | 24685613 |  |  | 2255 | 3 | 37388 | 002 | 0 |  | 0 | 0 | 0 | 0 | 0 | 2022 | 25 | 1.5 | 350 | -1 | 1.6666 | 221112 | -95.8477 | 40.6805 | 2500 | 125 | 160 |  | 2 | N | Natural Gas | N | N | N | 9999 | N |  | Combustion Turbine | 8760 |  | 12283
2255_G_4 | NE | 31131 | Nebraska City Power Plant No 1 | Nebraska City # 1 | 5106711 | 24685513 |  |  | 2255 | 4 | 37388 | 003 | 0.04828 |  | 0.11587 | 0.002537 | 0.0024637 | 0.00451 | 0.0084968 | 2022 | 35 | 1.67 | 350 | -1 | 1.6666 | 221112 | -95.8477 | 40.6805 | 3100 | 125 | 160 |  | 2.7 | N | Natural Gas | N | N | N | 9999 | N |  | Combustion Turbine | 8760 |  | 12283
2255_G_5 | NE | 31131 | Nebraska City Power Plant No 1 | Nebraska City # 1 | 5106711 | 24685413 |  |  | 2255 | 5 | 37388 | 004 | 0.13165 |  | 0.31596 | 0.0069184 | 0.0067184 | 0.01229 | 0.023171 | 2022 | 18 | 1.17 | 350 | -1 | 1.6666 | 221112 | -95.8477 | 40.6805 | 2000 | 125 | 160 |  | 1.7 | N | Natural Gas | N | N | N | 9999 | N |  | Combustion Turbine | 8760 |  | 12283
2255_G_8 | NE | 31131 | Nebraska City Power Plant No 1 | Nebraska City # 1 | 5106711 | 24685213 |  |  | 2255 | 8 | 37388 | 005 | 0.13075 |  | 0.31379 | 0.0068709 | 0.0066723 | 0.0122 | 0.023012 | 2022 | 35 | 1.67 | 350 | -1 | 1.6666 | 221112 | -95.8477 | 40.6805 | 4100 | 125 | 160 |  | 3.6 | N | Natural Gas | N | N | N | 9999 | N |  | Combustion Turbine | 8760 |  | 12283
2255_G_9 | NE | 31131 | Nebraska City Power Plant No 1 | Nebraska City # 1 | 5106711 | 24685113 |  |  | 2255 | 9 | 37388 | 006 | 0.19612 |  | 0.47069 | 0.010306 | 0.010009 | 0.0183 | 0.034517 | 2022 | 35 | 1.67 | 350 | -1 | 1.6666 | 221112 | -95.8477 | 40.6805 | 6420 | 125 | 160 |  | 5.8 | N | Natural Gas | N | N | N | 9999 | N |  | Combustion Turbine | 8760 |  | 12283
2271_G_1 | NE | 31145 | NPPD Mc Cook Peaking Unit | McCook | 7767711 | 1717513 |  |  | 2271 | 1 | 39986 | 001 | 0.025462 |  | 6.7898 | 0.03978 | 0.03978 | 0.0053069 | 0.0031634 | 2022 | 32 | 8.96 | 900 | 13350 | 212 | 221112 | -100.651 | 40.2208 | 31.9 | 125 | 120 |  | 39.7 | N | Distillate Fuel Oil | N | N | N | 9999 | N |  | Combustion Turbine | 8760 |  | 18536
2237_G_1 | NE | 31147 | Falls City Power Plant | Falls City | 7629411 | 12544813 |  |  | 2237 | 1 | 40565 | 001 | 0.045936 |  | 0.10692 | 0.002376 | 0.001188 | 0.001188 | 0.00792 | 2022 | 31.5 | 2.6 | 475 | 11.061 | 2.0833 | 926130 | -95.6075 | 40.0566 | 2.75 | 125 | 160 |  | 0.6 | N | Distillate Fuel Oil | N | N | N | 9999 | N |  | Combustion Turbine | 3 |  | 18340
2237_G_3 | NE | 31147 | Falls City Power Plant | Falls City | 7629411 | 12545013 |  |  | 2237 | 3 | 40565 | 003 | 0 |  | 0 | 0 | 0 | 0 | 0 | 2022 | 31.3 | 2.3 | 425 | 5.8166 | 1.4 | 926130 | -95.6075 | 40.0566 | 2 | 125 | 160 |  | 2.3 | N | Natural Gas, Distillate Fuel Oil | N | N | N | 9999 | N |  | Combustion Turbine | 1 |  | 18000
2237_G_4 | NE | 31147 | Falls City Power Plant | Falls City | 7629411 | 12544513 |  |  | 2237 | 4 | 40565 | 004 | 0.013978 |  | 0.032535 | 0.000723 | 0.0005784 | 0.0003615 | 0.00241 | 2022 | 38 | 2.6 | 514 | 10.1761 | 1.9166 | 926130 | -95.6075 | 40.0566 | 2 | 125 | 160 |  | 0.8 | N | Natural Gas, Distillate Fuel Oil | N | N | N | 9999 | N |  | Combustion Turbine | 1 |  | 18000
2237_G_5 | NE | 31147 | Falls City Power Plant | Falls City | 7629411 | 12544713 |  |  | 2237 | 5 | 40565 | 005 | 0.0021736 |  | 0.0066312 | 0.0007368 | 0.00017683 | 0.00025788 | 0.0005526 | 2022 | 33 | 3.6 | 805 | 12.5538 | 1.2333 | 926130 | -95.6075 | 40.0566 | 6.25 | 125 | 160 |  | 1.4 | N | Natural Gas, Distillate Fuel Oil | N | N | N | 9999 | N |  | Combustion Turbine | 12 |  | 18000
2237_G_6 | NE | 31147 | Falls City Power Plant | Falls City | 7629411 | 12544613 |  |  | 2237 | 6 | 40565 | 006 | 0.0037589 |  | 0.011468 | 0.0012742 | 0.00017839 | 0.00044597 | 0.00095565 | 2022 | 32 | 2.6 | 845 | 12.8307 | 2.4166 | 926130 | -95.6075 | 40.0566 | 6 | 125 | 160 |  | 2 | N | Natural Gas, Distillate Fuel Oil | N | N | N | 9999 | N |  | Combustion Turbine | 23 |  | 18000
2237_G_7 | NE | 31147 | Falls City Power Plant | Falls City | 7629411 | 12544413 |  |  | 2237 | 7 | 40565 | 007 |  |  |  | 3.5837 | 2.6255 |  |  | 2022 | 31.3 | 1.6 | 309 | 2.6808 | 1.3333 | 926130 | -95.6075 | 40.0566 | 2250 | 125 | 160 |  | 5.9 | N | Natural Gas, Distillate Fuel Oil | N | N | N | 9999 | N |  | Combustion Turbine | 52 |  | 18000
2237_G_8 | NE | 31147 | Falls City Power Plant | Falls City | 7629411 | 12545113 |  |  | 2237 | 8 | 40565 | 008 | [6 empty] | 9.54 | 2022 | 31.5 | 2.6 | 475 | 11.061 | 2.0833 | 926130 | -95.6075 | 40.0566 | 18000 | 125 | 160 |  | 6 | N | Natural Gas, Distillate Fuel Oil | N | N | N | 9999 | N |  | Combustion Turbine | 52 |  | 18000
2231_G_1 | NE | 31151 | Crete Municipal Plant |  | 7630111 | 12540713 |  |  |  |  | 57951 | 001 | 0.42257 |  | 1.0102 | 0.022119 | 0.02148 | 0.00056 | 0.07408 | 2022 | 34 | 2.67 | 350 | -1 | 1.6666 | 221112 | -96.9602 | 40.6267 | 6 | 125 | 160 |  |  |  |  | N | N | N |  | N |  |  | 8760
2292_G_1 | NE | 31153 | OPPD Sarpy County Station | Sarpy County | 7631011 | 12530713 |  |  | 2292 | 1 | 42638 | 001 | 14.7574 |  | 42.7 | 0.74816 | 0.74816 | 0.108 | 0.37793 | 2022 | 53.2 | 29.08 | 986 | 16543.1669 | 24.908 | 221112 | -95.9692 | 41.1706 | 1000 | 125 | 120 |  | 55.4 | N | Natural Gas, Distillate Fuel Oil | Y | N | N | 9999 | N |  | Combustion Turbine | 1000 |  | 13381
2292_G_2 | NE | 31153 | OPPD Sarpy County Station | Sarpy County | 7631011 | 12531513 |  |  | 2292 | 2 | 42638 | 003 | 16.4163 |  | 47.9 | 0.83226 | 0.83226 | 0.12 | 0.42042 | 2022 | 53.2 | 29.08 | 986 | 16543.1669 | 24.908 | 221112 | -95.9692 | 41.1706 | 1000 | 125 | 120 |  | 55.9 | N | Natural Gas, Distillate Fuel Oil | Y | N | N | 9999 | N |  | Combustion Turbine | 1100 |  | 13382
2292_G_3 | NE | 31153 | OPPD Sarpy County Station | Sarpy County | 7631011 | 12532613 |  |  | 2292 | 3 | 42638 | 008 | 18.9694 |  | 16.7 | 1.3366 | 1.3366 | 0.19 | 0.67518 | 2022 | 73 | 22.67 | 1000 | 65578.3346 | 162.4678 | 221112 | -95.9692 | 41.1706 | 1420 | 125 | 120 |  | 107.8 | N | Natural Gas, Distillate Fuel Oil | N | N | N | 9999 | N |  | Combustion Turbine | 950 |  | 13381
2292_G_2x | NE | 31153 | OPPD Sarpy County Station |  | 7631011 | 12530613 |  |  |  |  | 42638 | 004 | 0.049883 |  | 6.33 | 0.077934 | 0.077934 | 0.01 | 0.0061976 | 2022 | 53.2 | 29.08 | 986 | 16543.1669 | 24.908 | 221112 | -95.9692 | 41.1706 | 1000 | 125 | 120 |  |  |  |  | N | N | N |  | N |  |  | 90
2292_G_3x | NE | 31153 | OPPD Sarpy County Station |  | 7631011 | 12532513 |  |  |  |  | 42638 | 009 | 2.2913 |  | 3.65 | 0.17791 | 0.17791 | 0.028 | 0.014148 | 2022 | 73 | 22.67 | 1000 | 65578.3346 | 162.4678 | 221112 | -95.9692 | 41.1706 | 1420 | 125 | 120 |  |  |  |  | N | N | N |  | N |  |  | 104
2292_G_1x | NE | 31153 | OPPD Sarpy County Station |  | 7631011 | 12530813 |  |  |  |  | 42638 | 002 | 0.025351 |  | 3 | 0.039606 | 0.039606 | 0.006 | 0.0031496 | 2022 | 53.2 | 29.08 | 986 | 16543.1669 | 24.908 | 221112 | -95.9692 | 41.1706 | 1000 | 125 | 120 |  |  |  |  | N | N | N |  | N |  |  | 55
2310_G_1 | NE | 31155 | Wahoo Power Plant | Wahoo | 7644211 | 12526313 |  |  | 2310 | 1 | 43328 | 001 | 0.015225 |  | 0.03654 | 0.00077934 | 0.00075622 | 0.00012982 | 0.0026796 | 2022 | 29 | 2.33 | 490 | -1 | 1.6666 | 926130 | -96.6121 | 41.212 | 2 | 125 | 160 |  | 2.1 | N | Natural Gas, Distillate Fuel Oil | N | N | N | 9999 | N |  | Combustion Turbine | 2 |  | 10745
2310_G_3 | NE | 31155 | Wahoo Power Plant | Wahoo | 7644211 | 12526413 |  |  | 2310 | 3 | 43328 | 003 | 0.0041687 |  | 0.083097 | 0.0018195 | 0.0017669 | 0.00029524 | 0.0060938 | 2022 | 36 | 2.5 | 900 | 490.8738 | 100 | 926130 | -96.6121 | 41.212 | 4 | 125 | 160 |  | 4.4 | N | Natural Gas, Distillate Fuel Oil | N | N | N | 9999 | N |  | Combustion Turbine | 2 |  | 10745
2310_G_5 | NE | 31155 | Wahoo Power Plant | Wahoo | 7644211 | 12526113 |  |  | 2310 | 5 | 43328 | 005 | 0.0038572 |  | 0.03906 | 0.00085526 | 0.00083055 | 0.00013878 | 0.0028644 | 2022 | 42 | 2.33 | 567 | 426.3848 | 100 | 926130 | -96.6121 | 41.212 | 2 | 125 | 160 |  | 2.2 | N | Natural Gas, Distillate Fuel Oil | N | N | N | 9999 | N |  | Combustion Turbine | 2 |  | 10745
2310_G_6 | NE | 31155 | Wahoo Power Plant | Wahoo | 7644211 | 12526013 |  |  | 2310 | 6 | 43328 | 006 | 0.0022361 |  | 0.0603 | 0.0012861 | 0.0012479 | 0.00021424 | 0.004422 | 2022 | 34 | 2.33 | 900 | 426.3848 | 100 | 926130 | -96.6121 | 41.212 | 3 | 125 | 160 |  | 3.4 | N | Natural Gas, Distillate Fuel Oil | N | N | N | 9999 | N |  | Combustion Turbine | 2 |  | 10745
2266_G_1 | NE | 31169 | NPPD Hebron Peaking Unit | Hebron | 6898611 | 13709013 |  |  | 2266 | 1 | 58034 | 001 | 0.028145 |  | 7.5054 | 0.043972 | 0.043972 | 0.0047292 | 0.0034969 | 2022 | 32 | 8.96 | 900 | 14050 | 222.828 | 221112 | -97.5779 | 40.1879 | 33.1 | 125 | 120 |  | 41.5 | N | Distillate Fuel Oil | N | N | N | 9999 | N |  | Combustion Turbine | 8760 |  | 17685
2312_G_4 | NE | 31179 | Wayne Municipal Power Plant | Wayne IC | 6727011 | 12753113 |  |  | 2312 | 4 | 47263 | 001 | 0.0014847 |  | 0.018632 | 0.00032865 | 0.00031875 | 0.01356 | 0.00052402 | 2022 | 39 | 1.35 | 350 | -1 | 1.6666 | 221118 | -97.0179 | 42.2276 | 1500 | 125 | 160 |  | 1.9 | N | Distillate Fuel Oil | N | N | N | 9999 | N |  | Combustion Turbine | 8760 |  | 10745
2299_G_2 | NE | 31181 | Red Cloud Municipal Plant | Red Cloud | 7515011 | 12751713 |  |  | 2299 | 2 | 56098 | 002 | 0.014061 |  | 0.17646 | 0.0036048 | 0.0035111 | 0.01598 | 0.0049628 | 2022 | 20 | 1.25 | 350 | -1 | 1.6666 | 221112 | -98.5188 | 40.0976 | 984 | 125 | 160 |  | 0.6 | N | Distillate Fuel Oil | N | N | N | 9999 | N |  | Combustion Turbine | 8760 |  | 16978
2299_G_3 | NE | 31181 | Red Cloud Municipal Plant | Red Cloud | 7515011 | 12751813 |  |  | 2299 | 3 | 56098 | 003 | 0.010987 |  | 0.13788 | 0.0028167 | 0.0027434 | 0.01249 | 0.0038778 | 2022 | 27 | 1.46 | 350 | -1 | 1.6666 | 221112 | -98.5188 | 40.0976 | 1360 | 125 | 160 |  | 1.2 | N | Distillate Fuel Oil | N | N | N | 9999 | N |  | Combustion Turbine | 8760 |  | 17050
2299_G_4 | NE | 31181 | Red Cloud Municipal Plant | Red Cloud | 7515011 | 12751913 |  |  | 2299 | 4 | 56098 | 004 | 0.016908 |  | 0.21219 | 0.0043347 | 0.004222 | 0.01921 | 0.0059677 | 2022 | 27 | 1.46 | 350 | -1 | 1.6666 | 221112 | -98.5188 | 40.0976 | 1360 | 125 | 160 |  | 1.2 | N | Distillate Fuel Oil | N | N | N | 9999 | N |  | Combustion Turbine | 8760 |  | 17050
2299_G_5 | NE | 31181 | Red Cloud Municipal Plant | Red Cloud | 7515011 | 12752013 |  |  | 2299 | 5 | 56098 | 005 | 0.027249 |  | 0.34195 | 0.0069857 | 0.0068041 | 0.03097 | 0.0096174 | 2022 | 36 | 2.25 | 350 | -1 | 1.6666 | 221112 | -98.5188 | 40.0976 | 2280 | 125 | 160 |  | 2.2 | N | Distillate Fuel Oil | N | N | N | 9999 | N |  | Combustion Turbine | 8760 |  | 17054
7481_G_1 | NE | 31181 | Blue Hill City Light & Water | City Light & Water | 7515111 | 12751613 |  |  | 7481 | 1 | 47499 | 001 | 0.010539 |  | 0.039675 | 0.00069983 | 0.00067875 | 0.0062445 | 0.0011159 | 2021 | 28 | 1.5 | 600 | -1 | 2.6833 | 221112 | -98.4506 | 40.3275 | 800 | 125 | 160 |  | 0.9 | N | Distillate Fuel Oil | N | N | N | 9999 | N |  | Combustion Turbine |  |  | 16167
7481_G_2 | NE | 31181 | Blue Hill City Light & Water | City Light & Water | 7515111 | 12751513 |  |  | 7481 | 2 | 47499 | 002 | 0.005706 |  | 0.021482 | 0.00037891 | 0.0003675 | 0.01 | 0.00060417 | 2021 | 28 | 1 | 600 | -1 | 2.6166 | 221112 | -98.4506 | 40.3275 | 400 | 125 | 160 |  | 0.4 | N | Distillate Fuel Oil | N | N | N | 9999 | N |  | Combustion Turbine |  |  | 16553
10761_G_GEN1 | NV | 32003 | SWG Nevada Holdings LLC | Las Vegas Generating Station | 9399211 | 55525313 | 10761 | 1 | 10761 | GEN1 | 0329 | 01 | 3.13 |  | 3.7982 | 1.12 | 1.12 | 0.1089 | 0.73 | 2022 | 100 | 9 | 300 | -1 | 87.8 | 221112 | -115.1237 | 36.2316 | 44 | 125 | 120 |  | 41 | N | Natural Gas | Y | N | N | 9999 | N | 10761_G_GEN1;10761_G_GEN2 | Combined Cycle |  | 1277.1802 | 8608
10761_G_GEN3 | NV | 32003 | SWG Nevada Holdings LLC | Las Vegas Generating Station | 9399211 | 55525513 | 10761 | 2 | 10761 | GEN3 | 0329 | 03 | 0.68 |  | 2.8818 | 2.43 | 2.43 | 0.1812 | 1.94 | 2022 | 100 | 9 | 285 | -1 | 85 | 221112 | -115.1237 | 36.2316 | 44 | 125 | 120 |  | 45 | N | Natural Gas | Y | N | N | 9999 | N | 10761_G_GEN3;55952_G_GEN7;55952_G_GEN3;10761_G_GEN7 | Combined Cycle |  | 1944.9192 | 8608
10761_G_GEN4 | NV | 32003 | SWG Nevada Holdings LLC | Las Vegas Generating Station | 9399211 | 55525613 | 10761 | 3 | 10761 | GEN4 | 0329 | 04 | 0.45 |  | 3.207 | 2.39 | 2.39 | 0.1777 | 1.91 | 2022 | 100 | 9 | 285 | -1 | 85 | 221112 | -115.1237 | 36.2316 | 44 | 125 | 120 | 109&139 | 45 | N | Natural Gas | Y | N | N | 9999 | N | 10761_G_GEN4;55952_G_GEN4 | Combined Cycle |  | 1911.639 | 8608
10761_G_GEN5 | NV | 32003 | SWG Nevada Holdings LLC | Las Vegas Generating Station | 9399211 | 55525713 | 10761 | 4 | 10761 | GEN5 | 0329 | 05 | 0.52 |  | 2.5751 | 2.3 | 2.3 | 0.1723 | 1.84 | 2022 | 100 | 9 | 285 | -1 | 85 | 221112 | -115.1237 | 36.2316 | 44 | 125 | 120 |  | 45 | N | Natural Gas | Y | N | N | 9999 | N | 10761_G_GEN5;10761_G_GEN8;55952_G_GEN5;55952_G_GEN8 | Combined Cycle |  | 1837.7391 | 8608
10761_G_GEN6 | NV | 32003 | SWG Nevada Holdings LLC | Las Vegas Generating Station | 9399211 | 55525813 | 10761 | 5 | 10761 | GEN6 | 0329 | 06 | 0.63 |  | 2.9809 | 2.37 | 2.37 | 0.1776 | 1.92 | 2022 | 100 | 9 | 285 | -1 | 85 | 221112 | -115.1237 | 36.2316 | 44 | 125 | 120 |  | 45 | N | Natural Gas | Y | N | N | 9999 | N | 55952_G_GEN6;10761_G_GEN6 | Combined Cycle |  | 1893.1597 | 8608
2322_G_11 | NV | 32003 | Nevada Power Clark Station | Clark (NVE) | 8211211 | 67144013 |  |  | 2322 | 11 | 0007 | 27 | 0.57 |  | 4.08 | 2.15 | 2.15 | 0.24 | 0.68 | 2022 | 58 | 18 | 900 | -1 | 53.5 | 22111 | -115.0474 | 36.0878 | 58 | 125 | 120 |  | 52 | N | Natural Gas | N | N | N | 9999 | N |  | Combustion Turbine |  |  | 10971
2322_G_12 | NV | 32003 | Nevada Power Clark Station | Clark (NVE) | 8211211 | 67144113 |  |  | 2322 | 12 | 0007 | 28 | 0.34 |  | 2.46 | 1.25 | 1.25 | 0.14 | 0.39 | 2022 | 58 | 18 | 900 | -1 | 53.5 | 22111 | -115.048 | 36.0878 | 58 | 125 | 120 |  | 52 | N | Natural Gas | N | N | N | 9999 | N |  | Combustion Turbine |  |  | 10971
2322_G_13 | NV | 32003 | Nevada Power Clark Station | Clark (NVE) | 8211211 | 67144213 |  |  | 2322 | 13 | 0007 | 29 | 0.23 |  | 1.78 | 0.96 | 0.96 | 0.11 | 0.3 | 2022 | 58 | 18 | 900 | -1 | 53.5 | 22111 | -115.0474 | 36.0874 | 58 | 125 | 120 |  | 52 | N | Natural Gas | N | N | N | 9999 | N |  | Combustion Turbine |  |  | 10971
2322_G_14 | NV | 32003 | Nevada Power Clark Station | Clark (NVE) | 8211211 | 67144313 |  |  | 2322 | 14 | 0007 | 30 | 0.27 |  | 2.09 | 1.07 | 1.07 | 0.12 | 0.34 | 2022 | 58 | 18 | 900 | -1 | 53.5 | 22111 | -115.0479 | 36.0874 | 58 | 125 | 120 |  | 52 | N | Natural Gas | N | N | N | 9999 | N |  | Combustion Turbine |  |  | 10971
2322_G_15 | NV | 32003 | Nevada Power Clark Station | Clark (NVE) | 8211211 | 67144413 |  |  | 2322 | 15 | 0007 | 31 | 0.45 |  | 3.54 | 1.79 | 1.79 | 0.2 | 0.56 | 2022 | 58 | 18 | 900 | -1 | 53.5 | 22111 | -115.0474 | 36.0882 | 58 | 125 | 120 |  | 52 | N | Natural Gas | N | N | N | 9999 | N |  | Combustion Turbine |  |  | 10971
2322_G_16 | NV | 32003 | Nevada Power Clark Station | Clark (NVE) | 8211211 | 67144513 |  |  | 2322 | 16 | 0007 | 32 | 0.26 |  | 1.97 | 0.99 | 0.99 | 0.11 | 0.31 | 2022 | 58 | 18 | 900 | -1 | 53.5 | 22111 | -115.048 | 36.0883 | 58 | 125 | 120 |  | 52 | N | Natural Gas | N | N | N | 9999 | N |  | Combustion Turbine |  |  | 10971
2322_G_17 | NV | 32003 | Nevada Power Clark Station | Clark (NVE) | 8211211 | 67144613 |  |  | 2322 | 17 | 0007 | 33 | 0.37 |  | 2.52 | 1.32 | 1.32 | 0.15 | 0.42 | 2022 | 58 | 18 | 900 | -1 | 53.5 | 22111 | -115.0474 | 36.0887 | 58 | 125 | 120 |  | 52 | N | Natural Gas | N | N | N | 9999 | N |  | Combustion Turbine |  |  | 10971
2322_G_18 | NV | 32003 | Nevada Power Clark Station | Clark (NVE) | 8211211 | 67144713 |  |  | 2322 | 18 | 0007 | 34 | 0.27 |  | 3.26 | 1.64 | 1.64 | 0.18 | 0.51 | 2022 | 58 | 18 | 900 | -1 | 53.5 | 22111 | -115.0479 | 36.0887 | 58 | 125 | 120 |  | 52 | N | Natural Gas | N | N | N | 9999 | N |  | Combustion Turbine |  |  | 10971
2322_G_19 | NV | 32003 | Nevada Power Clark Station | Clark (NVE) | 8211211 | 67144813 |  |  | 2322 | 19 | 0007 | 35 | 0.34 |  | 2.35 | 1.24 | 1.24 | 0.14 | 0.39 | 2022 | 58 | 18 | 900 | -1 | 53.5 | 22111 | -115.0492 | 36.0882 | 58 | 125 | 120 |  | 52 | N | Natural Gas | N | N | N | 9999 | N |  | Combustion Turbine |  |  | 10971
2322_G_20 | NV | 32003 | Nevada Power Clark Station | Clark (NVE) | 8211211 | 67144913 |  |  | 2322 | 20 | 0007 | 36 | 0.24 |  | 2.22 | 1.08 | 1.08 | 0.12 | 0.34 | 2022 | 58 | 18 | 900 | -1 | 53.5 | 22111 | -115.0498 | 36.0882 | 58 | 125 | 120 |  | 52 | N | Natural Gas | N | N | N | 9999 | N |  | Combustion Turbine |  |  | 10971
2322_G_21 | NV | 32003 | Nevada Power Clark Station | Clark (NVE) | 8211211 | 67145013 |  |  | 2322 | 21 | 0007 | 37 | 0.2 |  | 1.75 | 0.81 | 0.81 | 0.09 | 0.25 | 2022 | 58 | 6 | 900 | -1 | 53.5 | 22111 | -115.0492 | 36.0886 | 58 | 125 | 120 |  | 52 | N | Natural Gas | N | N | N | 9999 | N |  | Combustion Turbine |  |  | 10971
2322_G_22 | NV | 32003 | Nevada Power Clark Station | Clark (NVE) | 8211211 | 67145113 |  |  | 2322 | 22 | 0007 | 38 | 0.19 |  | 1.63 | 0.8 | 0.8 | 0.09 | 0.25 | 2022 | 58 | 6 | 900 | -1 | 53.5 | 22111 | -115.0498 | 36.0886 | 58 | 125 | 120 |  | 52 | N | Natural Gas | N | N | N | 9999 | N |  | Combustion Turbine |  |  | 10971
2322_G_GT4 | NV | 32003 | Nevada Power Clark Station | Clark (NVE) | 8211211 | 67143013 |  |  | 2322 | GT4 | 0007 | 04 | 3.61 |  | 14.46 | 1.38 | 1.38 | 0.07 | 0.79 | 2022 | 60 | 6.9 | 219 | -1 | 80 | 22111 | -115.0489 | 36.0868 | 60 | 125 | 120 |  | 55 | N | Natural Gas | N | N | N | 9999 | N |  | Combustion Turbine |  |  | 10971
2322_G_GT5 | NV | 32003 | Nevada Power Clark Station | Clark (NVE) | 8211211 | 67143113 |  |  | 2322 | GT5 | 0007 | 05 | 19.67 |  | 18.96 | 26.6 | 26.6 | 1.77 | 5.45 | 2022 | 60 | 6.9 | 219 | -1 | 80 | 22111 | -115.0502 | 36.0874 | 85 | 125 | 120 |  | 73 | N | Natural Gas | N | N | N | 9999 | N | 2322_G_9;2322_G_GT5 | Combined Cycle |  |  | 9392
2322_G_GT6 | NV | 32003 | Nevada Power Clark Station | Clark (NVE) | 8211211 | 67143213 |  |  | 2322 | GT6 | 0007 | 06 | 28.69 |  | 13.26 | 22.15 | 22.15 | 1.47 | 4.54 | 2022 | 60 | 6.9 | 219 | -1 | 80 | 22111 | -115.0507 | 36.0874 | 85 | 125 | 120 |  | 73 | N | Natural Gas | N | N | N | 9999 | N |  | Combined Cycle |  |  | 9392
2322_G_GT7 | NV | 32003 | Nevada Power Clark Station | Clark (NVE) | 8211211 | 67143313 |  |  | 2322 | GT7 | 0007 | 07 | 20.33 |  | 20.03 | 31.91 | 31.91 | 2.12 | 6.54 | 2022 | 60 | 6.9 | 219 | -1 | 80 | 22111 | -115.0512 | 36.0874 | 85 | 125 | 120 |  | 73 | N | Natural Gas | N | N | N | 9999 | N | 2322_G_10;2322_G_GT7 | Combined Cycle |  |  | 9392
2322_G_GT8 | NV | 32003 | Nevada Power Clark Station | Clark (NVE) | 8211211 | 67143413 |  |  | 2322 | GT8 | 0007 | 08 | 27.25 |  | 15.5 | 22.67 | 22.67 | 1.51 | 4.65 | 2022 | 60 | 6.9 | 219 | -1 | 80 | 22111 | -115.0518 | 36.0874 | 85 | 125 | 120 |  | 73 | N | Natural Gas | N | N | N | 9999 | N |  | Combined Cycle |  |  | 9392
54854_G_5657 | NV | 32003 | Nevada Sun Peak Partnerships | Sun Peak Generating Station | 10626511 | 58434713 | 54854 | 3 | 54854 | 5657 | 0423 | 01 | 3.25 |  | 11.7883 | 0.49 | 0.49 | 0.0522 | 0.18 | 2022 | 19.8 | 15.4 | 806 | -1 | 123.4 | 22111 | -115.0357 | 36.1391 | 84.5 | 125 | 120 |  | 74 | N | Natural Gas, Distillate Fuel Oil | Y | N | N | 9999 | N |  | Combustion Turbine |  | 197.1 | 12323
54854_G_5658 | NV | 32003 | Nevada Sun Peak Partnerships | Sun Peak Generating Station | 10626511 | 58434813 | 54854 | 4 | 54854 | 5658 |  |  | 3.06 |  | 12.3456 | 0.52 | 0.52 | 0.0554 | 0.19 |  | 19.8 | 15.4 | 806 | -1 | 123.4 | 22111 | -115.0357 | 36.1391 |  | 125 | 120 |  | 74 | N | Natural Gas, Distillate Fuel Oil | Y | N | N | 9999 | N |  | Combustion Turbine |  | 205.9799 | 12323
54854_G_5659 | NV | 32003 | Nevada Sun Peak Partnerships | Sun Peak Generating Station | 10626511 | 58434913 | 54854 | 5 | 54854 | 5659 | 0423 | 03 | 1.83 |  | 8.422 | 0.36 | 0.36 | 0.0385 | 0.13 | 2022 | 19.8 | 15.4 | 806 | -1 | 123.4 | 22111 | -115.0357 | 36.1391 | 84.5 | 125 | 120 |  | 74 | N | Natural Gas, Distillate Fuel Oil | Y | N | N | 9999 | N |  | Combustion Turbine |  | 142.14 | 12323
54271_G_CTG2 | NV | 32003 | Saguaro Power Company | Saguaro Power | 8177511 | 67158313 |  |  | 54271 | CTG2 | 0393 | 02 | 10.598 | 13.662 | 40.001 | 7.7 | 7.7 | 0.832 | 2.834 | 2022 | 81 | 12 | 414 | -1 | 70 | 22111 | -115.0116 | 36.0422 | 34.5 | 125 | 120 |  | 36 | Y | Natural Gas, Distillate Fuel Oil | N | Y | N | 9999 | N |  | Combined Cycle |  |  | 6824
54271_G_STG | NV | 32003 | Saguaro Power Company | Saguaro Power | 8177511 | 67158213 |  |  | 54271 | STG | 0393 | 01 | 9.604 | 15.193 | 38.456 | 7.635 | 7.635 | 0.825 | 2.81 | 2022 | 81 | 12 | 414 | -1 | 70 | 22111 | -115.0116 | 36.0422 | 34.5 | 125 | 120 |  | 29 | Y | Natural Gas, Distillate Fuel Oil | N | Y | N | 9999 | N | 54271_G_CTG1;54271_G_STG | Combined Cycle |  |  | 6824
54349_G_GTA | NV | 32003 | Nevada Cogeneration Associates 2 | Nevada Cogen Associates 2 Black Mountain | 7758511 | 67157513 |  |  | 54349 | GTA | 0391 | 01 | 10.99 | 26.64 | 36.6 | 16.28 | 16.28 | 2.9 | 8.38 | 2022 | 70 | 6.9 | 417 | -1 | 84 | 22111 | -114.8788 | 36.225 | 22.2 | 125 | 120 |  | 21.7 | Y | Natural Gas | N | Y | N | 2031 | N | 54349_G_STM;54349_G_GTA | Combined Cycle |  |  | 9202
54349_G_GTB | NV | 32003 | Nevada Cogeneration Associates 2 | Nevada Cogen Associates 2 Black Mountain | 7758511 | 67157913 |  |  | 54349 | GTB | 0391 | 02 | 12.18 | 25.13 | 35.65 | 15.36 | 15.36 | 2.74 | 7.91 | 2022 | 70 | 6.9 | 417 | -1 | 84 | 22111 | -114.8788 | 36.2247 | 22.2 | 125 | 120 |  | 21.7 | Y | Natural Gas | N | Y | N | 2031 | N |  | Combined Cycle |  |  | 9202
54349_G_GTC | NV | 32003 | Nevada Cogeneration Associates 2 | Nevada Cogen Associates 2 Black Mountain | 7758511 | 67158013 |  |  | 54349 | GTC | 0391 | 03 | 16.11 | 26.64 | 36.59 | 16.29 | 16.29 | 2.91 | 8.38 | 2022 | 70 | 6.9 | 417 | -1 | 84 | 22111 | -114.8788 | 36.2244 | 22.2 | 125 | 120 |  | 21.7 | Y | Natural Gas | N | Y | N | 2031 | N |  | Combined Cycle |  |  | 9202
55322_G_CTG1 | NV | 32003 | Nevada Power (Chuck Lenzie) | Chuck Lenzie Generating Station | 12768311 | 67164413 | 55322 | CTG-1 | 55322 | CTG1 | 1513 | 01 | 4.63 |  | 43.3179 | 84.87 | 84.87 | 3.0425 | 33.92 | 2022 | 170 | 18 | 194 | -1 | 66.2 | 22111 | -114.9221 | 36.3839 | 292 | 125 | 120 |  | 165 | N | Natural Gas | Y | N | N | 9999 | N |  | Combined Cycle |  | 6008.6396 | 7244
55322_G_CTG2 | NV | 32003 | Nevada Power (Chuck Lenzie) | Chuck Lenzie Generating Station | 12768311 | 67164513 | 55322 | CTG-2 | 55322 | CTG2 | 1513 | 03 | 5.96 |  | 44.2766 | 83.33 | 83.33 | 3.0118 | 33.3 | 2022 | 170 | 18 | 194 | -1 | 66.2 | 22111 | -114.9215 | 36.3839 | 292 | 125 | 120 |  | 165 | N | Natural Gas | Y | N | N | 9999 | N |  | Combined Cycle |  | 5899.7686 | 7244
55322_G_CTG3 | NV | 32003 | Nevada Power (Chuck Lenzie) | Chuck Lenzie Generating Station | 12768311 | 67164913 | 55322 | CTG-3 | 55322 | CTG3 | 1513 | 05 | 7.02 |  | 44.3451 | 93.38 | 93.38 | 3.1423 | 37.32 | 2022 | 170 | 18 | 194 | -1 | 66.2 | 22111 | -114.921 | 36.3839 | 292 | 125 | 120 |  | 165 | N | Natural Gas | Y | N | N | 9999 | N |  | Combined Cycle |  | 6610.73 | 7244
55322_G_CTG4 | NV | 32003 | Nevada Power (Chuck Lenzie) | Chuck Lenzie Generating Station | 12768311 | 67165013 | 55322 | CTG-4 | 55322 | CTG4 | 1513 | 07 | 6.05 |  | 46.3686 | 89.32 | 89.32 | 3.0184 | 35.69 | 2022 | 170 | 18 | 194 | -1 | 66.2 | 22111 | -114.9205 | 36.3839 | 292 | 125 | 120 |  | 165 | N | Natural Gas | Y | N | N | 9999 | N |  | Combined Cycle |  | 6323.2617 | 7244
55514_G_CTG1 | NV | 32003 | Las Vegas Power Company-Apex Generating Station | Apex Generating Station | 9398511 | 90104013 | 55514 | CTG01 | 55514 | CTG1 | 1520 | A01 | 9.852 | 0 | 50.3852 | 36.769 | 36.769 | 2.8102 | 8.225 | 2022 | 170 | 16.8 | 360 | -1 | 70 | 22111 | -114.9598 | 36.4146 | 170 | 125 | 120 |  | 164.6 | N | Natural Gas | Y | N | N | 9999 | N | 55514_G_STG1;55514_G_CTG1 | Combined Cycle |  | 6452.6421 | 7099
55514_G_CTG2 | NV | 32003 | Las Vegas Power Company-Apex Generating Station | Apex Generating Station | 9398511 | 90104113 | 55514 | CTG02 | 55514 | CTG2 | 1520 | A03 | 8.855 | 0 | 56.8268 | 35.455 | 35.455 | 2.8198 | 7.846 | 2022 | 170 | 16.8 | 360 | -1 | 70 | 22111 | -114.9598 | 36.4143 | 170 | 125 | 120 |  | 164.6 | N | Natural Gas | Y | N | N | 9999 | N |  | Combined Cycle |  | 6180.2715 | 7099
55687_G_A01 | NV | 32003 | NV Energy-Walter Higgins | Higgins Generating Station | 9398411 | 97436413 | 55687 | BHG1 | 55687 | A01 | 1550 | A01 | 19.45 |  | 47.4794 | 40.97 | 40.97 | 3.0387 | 12.28 | 2022 | 156 | 19 | 182 | -1 | 54.6 | 22111 | -115.3559 | 35.6131 | 159 | 125 | 120 |  | 157 | N | Natural Gas | Y | N | N | 9999 | N |  | Combined Cycle |  | 6897.8188 | 7501
55687_G_A02 | NV | 32003 | NV Energy-Walter Higgins | Higgins Generating Station | 9398411 | 97436513 | 55687 | BHG2 | 55687 | A02 | 1550 | A03 | 16.92 |  | 45.8092 | 40.22 | 40.22 | 2.9977 | 12.06 | 2022 | 156 | 19 | 182 | -1 | 54.6 | 22111 | -115.3559 | 35.6131 | 159 | 125 | 120 |  | 157 | N | Natural Gas | Y | N | N | 9999 | N |  | Combined Cycle |  | 6783.8892 | 7501
55687_G_ST1 | NV | 32003 | NV Energy-Walter Higgins | Higgins Generating Station | 9398411 | 55599513 |  |  | 55687 | ST1 | 1550 | A05 | 0.59 |  | 0.29 | 0.08 | 0.08 | 0.01 | 0.03 | 2022 | 15 | 3 | 265 | -1 | 75 | 22111 | -115.3559 | 35.6131 | 40 | 125 | 100 |  | 236 | N | Natural Gas | N | N | N | 9999 | N |  | Combined Cycle |  |  | 7501
55841_G_CT1 | NV | 32003 | Nevada Power Silverhawk | Silverhawk | 12770211 | 67165513 | 55841 | A01 | 55841 | CT1 | 1584 | A01,2 | 28.88 |  | 38.9618 | 42.16 | 42.16 | 2.2314 | 24.34 | 2022 | 150 | 5.5 | 360 | -1 | 21 | 22111 | -114.9607 | 36.4093 | 170 | 125 | 120 |  | 157 | N | Natural Gas | Y | N | N | 9999 | N | 55841_G_CT1;55841_G_ST1 | Combined Cycle |  | 5004.3193 | 7661
55841_G_CT2 | NV | 32003 | Nevada Power Silverhawk | Silverhawk | 12770211 | 67165613 | 55841 | A03 | 55841 | CT2 | 1584 | A03,4 | 26.77 |  | 39.3847 | 38.72 | 38.72 | 2.0334 | 22.35 | 2022 | 150 | 5.5 | 360 | -1 | 21 | 22111 | -114.96 | 36.4093 | 170 | 125 | 120 |  | 157 | N | Natural Gas | Y | N | N | 9999 | N |  | Combined Cycle |  | 4595.5688 | 7661
7082_G_5 | NV | 32003 | Nevada Power Company (Harry Allen) | Harry Allen | 9399011 | 67161113 | 7082 | **5 | 7082 | 5 | 0533 | 03 | 18.48 |  | 48.6844 | 42.6 | 42.6 | 3.155 | 23.71 | 2022 | 100 | 19 | 202 | -1 | 56.7 | 221112 | -114.9009 | 36.4304 | 185 | 125 | 120 |  | 151.6 | N | Natural Gas | Y | N | N | 9999 | N | 7082_G_5;7082_G_7 | Combined Cycle |  | 7409.1099 | 7078
7082_G_6 | NV | 32003 | Nevada Power Company (Harry Allen) | Harry Allen | 9399011 | 67161013 | 7082 | **6 | 7082 | 6 | 0533 | 04 | 19.46 |  | 43.9404 | 39.52 | 39.52 | 2.9682 | 22 | 2022 | 100 | 19 | 202 | -1 | 56.7 | 221112 | -114.9013 | 36.4309 | 185 | 125 | 120 |  | 151.6 | N | Natural Gas | Y | N | N | 9999 | N |  | Combined Cycle |  | 6873.6094 | 7078
7082_G_GT1 | NV | 32003 | Nevada Power Company (Harry Allen) | Harry Allen | 9399011 | 55526813 | 7082 | **3 | 7082 | GT1 | 0533 | 01 | 11.09 |  | 17.033 | 6.2 | 6.2 | 0.2568 | 0.93 | 2022 | 123 | 11.5 | 982 | -1 | 59.1 | 221112 | -114.9002 | 36.4283 | 75 | 125 | 120 | 109&139 | 72 | N | Natural Gas | Y | N | N | 9999 | N |  | Combustion Turbine |  | 1239.1606 | 11653
7082_G_GT4 | NV | 32003 | Nevada Power Company (Harry Allen) | Harry Allen | 9399011 | 67161213 | 7082 | **4 | 7082 | GT4 |  |  | 2.73 |  | 8.2792 | 5.19 | 5.19 | 0.1765 | 0.94 |  | 60 | 14 | 959 | -1 | 179 | 221112 | -114.9006 | 36.4285 |  | 125 | 120 |  | 72 | N | Natural Gas | Y | N | N | 9999 | N |  | Combustion Turbine |  | 892.27 | 11653
54350_G_GTA | NV | 32003 | Nevada Cogeneration Associates 1 |  | 7756911 | 67156613 |  |  |  |  | 0360 | 01 | 15.42 | 26.8 | 34.73 | 16.39 | 16.39 | 2.91 | 8.45 | 2022 | 70 | 6.9 | 422 | -1 | 84 | 22111 | -114.9204 | 36.3432 | 21.7 | 125 | 120 |  |  |  |  | N | N | N |  | N | 54350_G_GTA;54350_G_STM
54350_G_GTB | NV | 32003 | Nevada Cogeneration Associates 1 |  | 7756911 | 67156913 |  |  |  |  | 0360 | 02 | 9.93 | 27.11 | 37.94 | 16.58 | 16.58 | 2.95 | 8.55 | 2022 | 70 | 6.9 | 422 | -1 | 84 | 22111 | -114.9204 | 36.3432 | 21.7 | 125 | 120 |  |  |  |  | N | N | N |  | N
54350_G_GTC | NV | 32003 | Nevada Cogeneration Associates 1 |  | 7756911 | 67157013 |  |  |  |  | 0360 | 03 | 12.67 | 26.19 | 35.91 | 16.02 | 16.02 | 2.85 | 8.26 | 2022 | 70 | 6.9 | 422 | -1 | 84 | 22111 | -114.9204 | 36.3432 | 21.7 | 125 | 120 |  |  |  |  | N | N | N |  | N
55077_G_ED01 | NV | 32003 | San Diego Gas and Electric |  | 7757511 | 1853913 | 55077 | EDE1 |  |  | 0652 | A01 | 25.61 |  | 33.241 | 13.51 | 13.51 | 1.7126 | 12.9 | 2022 | 100 | 19 | 367 | -1 | 56 | 221112 | -114.993 | 35.7865 | 165 | 125 | 120 |  |  |  |  | Y | N | N |  | N | 55077_G_ED01;55077_G_ED03 |  |  | 3859.5916
55077_G_ED02 | NV | 32003 | San Diego Gas and Electric |  | 7757511 | 1854013 | 55077 | EDE2 |  |  | 0652 | A02 | 24.71 |  | 33.6218 | 13.1 | 13.1 | 1.665 | 12.45 | 2022 | 100 | 19 | 367 | -1 | 56 | 221112 | -114.9938 | 35.7865 | 165 | 125 | 120 |  |  |  |  | Y | N | N |  | N |  |  |  | 3704.0005
56224_B_BLR100 | NV | 32011 | TS POWER PLANT | TS Power Plant | 12758911 | 97868713 | 56224 | 001 | 56224 | BLR100 | A0359 | 10029 | 6.6753 |  | 315.1403 | 66.7525 | 66.7525 | 174.0797 | 1.8388 | 2022 | 350 | 16 | 190 | 13270.0002 | 65.9995 | 221112 | -116.5306 | 40.7474 | 2460 | 125 | 100 |  | 218 | N | Natural Gas | Y | N | N | 9999 | N |  | O/G Steam | 7662 | 7661.8301 | 10573
8224_B_1 | NV | 32013 | NORTH VALMY GENERATING STATION |  | 7302011 | 97874013 | 8224 | 1 |  |  | A0375 | 10158 | 568.313 |  | 1028.0018 | 35.9692 | 30.1062 | 2721.6701 | 3.5969 | 2022 | 504.9 | 18.44 | 285 | 11248.8502 | 42.1038 | 221112 | -117.1528 | 40.8813 | 2560 | 125 | 100 |  |  |  |  | Y | N | N |  | N |  |  | 4811 | 6441.5405
8224_B_2 | NV | 32013 | NORTH VALMY GENERATING STATION |  | 7302011 | 97874113 | 8224 | 2 |  |  | A0375 | 10159 | 1413.16 |  | 1239.9595 | 99.5852 | 83.3528 | 729.9454 | 0 | 2022 | 450.2 | 17 | 203 | 11066.5168 | 48.7358 | 221112 | -117.1528 | 40.8813 | 3050 | 125 | 100 |  |  |  |  | Y | N | N |  | N |  |  | 6668 | 6649.5
2330_B_1 | NV | 32019 | FORT CHURCHILL GENERATING STATION |  | 8209811 | 97830513 | 2330 | 1 |  |  | A0028 | 2004 | 630.57 |  | 212.4651 | 12.3803 | 12.3803 | 0.8883 | 56.124 | 2022 | 162 | 11.2 | 268 | 6886.5001 | 69.8711 | 221112 | -119.1313 | 39.128 | 1320 | 125 | 100 |  |  |  |  | Y | N | N |  | N |  |  | 6394 | 6393.8301
2330_B_2 | NV | 32019 | FORT CHURCHILL GENERATING STATION |  | 8209811 | 97830613 | 2330 | 2 |  |  | A0028 | 2007 | 608.557 |  | 201.9624 | 11.9519 | 11.9519 | 0.8748 | 54.1818 | 2022 | 162 | 11.2 | 304 | 6855.0001 | 69.5795 | 221112 | -119.1317 | 39.1282 | 1320 | 125 | 100 |  |  |  |  | Y | N | N |  | N |  |  | 6588 | 6587.7607
2336_B_3 | NV | 32029 | TRACY GENERATING STATION | Tracy | 7302811 | 97830913 | 2336 | 3 | 2336 | 3 |  |  | 112.998 |  | 44.563 | 2.576 | 2.576 | 0.1879 | 3.7094 |  | 300 | 9.83 | 350 | 5904.4167 | 77.8 | 221112 | -119.5196 | 39.5613 |  | 125 | 100 |  | 108 | N | Natural Gas | Y | N | N | 9999 | N |  | O/G Steam |  | 1478.99 | 12280
2336_G_5 | NV | 32029 | TRACY GENERATING STATION | Tracy | 7302811 | 97831213 | 2336 | 6 | 2336 | 5 | A0029 | 2025 | 51.3677 |  | 230.9765 | 9.0644 | 9.0644 | 0.9006 | 8.0699 | 2022 | 225 | 12 | 367 | 8018.6001 | 70.8999 | 221112 | -119.5231 | 39.5613 | 920 | 125 | 140 |  | 40 | N | Natural Gas | Y | N | N | 9999 | N | 2336_G_5;2336_G_4 | Combined Cycle | 4849 | 4849.1089 | 7673
2336_G_8 | NV | 32029 | TRACY GENERATING STATION | Tracy | 7302811 | 111114013 | 2336 | 8 | 2336 | 8 | A0029 | 23922 | 5.92 |  | 30.3921 | 22.1676 | 22.1676 | 3.319 | 2.2168 | 2022 | 150 | 18 | 173 | 16031.5476 | 63 | 221112 | -119.522 | 39.5613 | 2380 | 125 | 140 | 99 | 145 | N | Natural Gas | Y | N | N | 9999 | N | 2336_G_10;2336_G_8 | Combined Cycle | 7253 | 7252.938 | 7673
2336_G_9 | NV | 32029 | TRACY GENERATING STATION | Tracy | 7302811 | 111114113 | 2336 | 9 | 2336 | 9 | A0029 | 23923 | 6.06 |  | 28.6095 | 17.107 | 17.107 | 3.4191 | 2.8512 | 2022 | 150 | 18 | 173 | 16031.5476 | 63 | 221112 | -119.522 | 39.5613 | 2380 | 125 | 140 | 99 | 145 | N | Natural Gas | Y | N | N | 9999 | N |  | Combined Cycle | 1919 | 7313.7993 | 7673
2336_G_GT3 | NV | 32029 | TRACY GENERATING STATION | Tracy | 7302811 | 97831013 | 2336 | 4 | 2336 | GT3 | A0029 | 2023 | 10.63 |  | 22.0069 | 4.8877 | 4.8877 | 0.4896 | 3.1104 | 2022 | 55 | 13.92 | 1000 | 22768.5837 | 149.6124 | 221112 | -119.5196 | 39.5613 | 1010 | 125 | 140 |  | 66.3 | N | Natural Gas | Y | N | N | 9999 | N |  | Combustion Turbine | 2508 | 2511.23 | 13489
2336_G_GT4 | NV | 32029 | TRACY GENERATING STATION | Tracy | 7302811 | 97831113 | 2336 | 5 | 2336 | GT4 | A0029 | 2024 | 18.87 |  | 20.3991 | 4.7895 | 4.7895 | 0.4668 | 3.0478 | 2022 | 55 | 13.83 | 1000 | 22768.5837 | 151.566 | 221112 | -119.5208 | 39.5613 | 1010 | 125 | 140 |  | 66.3 | N | Natural Gas | Y | N | N | 9999 | N |  | Combustion Turbine | 1 | 2380.5212 | 13489
56500_G_A101 | NV | 32029 | WESTERN 102 POWER PLANT | Western 102 Power Plant | 12762111 | 97806713 |  |  | 56500 | A101 | A0016 | 1098 | 17.3499 |  | 15.6041 | 6.0275 | 6.0275 | 11.4563 | 1.0211 | 2022 | 54.8 | 3.7 | 726 | 1109.4833 | 103.1875 | 221112 | -119.5105 | 39.5595 | 0.01 |  | 140 |  | 8.8 | N | Natural Gas | N | N | N | 9999 | N |  | Combustion Turbine | 3879 |  | 10872
50739_B_0100 | NH | 33003 | PINETREE POWER - TAMWORTH | Stored Solar Tamworth, LLC | 5209311 | 26128113 |  |  | 50739 | 0100 | 3300300019 | 001 | 102.723 | 1.0633 | 34.4705 | 7.6903 | 7.6155 | 0.12484 | 1.7478 | 2020 | 197 | 8.5 | 420 | 3001.8167 | 52.9 | 221117 | -71.1969 | 43.8358 | 404 | 125 | 100 | 121&128&139&140&99 | 20 | N | Biomass | N | N | N | 9999 | N |  | Biomass |  |  | 17144
58054_B_ST01 | NH | 33007 | BURGESS BIOPOWER | Burgess BioPower | 17167211 | 114382213 | 58054 | ST01 | 58054 | ST01 | 3300790137 | 001 | 162.1 | 0.28762 | 258.1929 | 24.534 | 23.7528 | 17.5921 | 7.3472 | 2022 | 320 | 11.25 | 369 | 6366.6667 | 64.05 | 221117 | -71.1752 | 44.4713 | 1010 | 125 | 100 |  | 68 | N | Biomass | Y | N | N | 9999 | N |  | Biomass | 8272 | 8280.7109 | 13694
50208_B_B1 | NH | 33009 | PINETREE POWER - BETHLEHEM | Stored Solar Bethlehem LLC | 7868311 | 3382613 |  |  | 50208 | B1 | 3300900026 | 001 | 114.651 | 0.64205 | 27.0593 | 5.9326 | 5.7663 | 0.28892 | 1.7014 | 2020 | 197 | 7.5 | 420 | 2385.65 | 54 | 221117 | -71.6805 | 44.3278 | 289 | 125 | 100 |  | 15 | N | Biomass | N | N | N | 9999 | N |  | Biomass |  |  | 15924
10290_B_EU1 | NH | 33009 | BRIDGEWATER POWER COMPANY | Bridgewater Power LP | 7758611 | 1840213 |  |  | 10290 | EU1 | 3300900021 | 001 | 194.228 | 4.1297 | 74.962 | 50.4885 | 46.1521 | 1.0437 | 1.0514 | 2022 | 196 | 6 | 370 | 1916.6667 | 67.8 | 221117 | -71.6589 | 43.7139 | 250 | 125 | 100 |  | 16 | N | Biomass | N | N | N | 9999 | N |  | Biomass |  |  | 15710
58595_B_B1 | NH | 33009 | INDECK ENERGY - ALEXANDRIA LLC |  | 14563111 | 88257213 |  |  |  |  | 3300900029 | 001 | 0 | 0 | 0 | 0 | 0 | 0 | 0 | 2020 | 150 | 5 | 305 | 1488.0833 | 75.8 | 221117 | -71.7808 | 43.5612 | 250 | 125 | 100 |  |  |  |  | N | N | N |  | N
2364_B_1 | NH | 33013 | GSP MERRIMACK LLC | Merrimack | 8178911 | 6758313 | 2364 | 1 | 2364 | 1 | 3301300026 | 001 | 15.1094 | 0.045532 | 158.3372 | 17.6615 | 16.6585 | 44.7698 | 3.3126 | 2022 | 445 | 21.5 | 131 | 22710.3337 | 62.5 | 221112 | -71.4675 | 43.1411 | 1090 | 125 | 100 | 128&139&215 | 108 | N | Bituminous | Y | N | N | 9999 | N |  | Coal Steam | 1359 | 1359.1803 | 11390
2364_B_2 | NH | 33013 | GSP MERRIMACK LLC | Merrimack | 8178911 | 6757913 | 2364 | 2 | 2364 | 2 | 3301300026 | 002 | 21.6847 | 0.029093 | 258.5333 | 25.0062 | 23.5872 | 62.8012 | 4.7558 | 2022 | 445 | 21.5 | 131 | 22710.3337 | 62.5 | 221112 | -71.4675 | 43.1411 | 3470 | 125 | 100 | 128&139&215 | 330 | N | Bituminous | Y | N | N | 9999 | N |  | Coal Steam | 868 | 869.38 | 10988
50873_B_B1 | NH | 33013 | WHEELABRATOR CONCORD COMPANY LP | Wheelabrator Concord Facility | 7301111 | 8527813 |  |  | 50873 | B1 | 3301300102 | 001 | 13.99 | 0.24144 | 130.77 | 5.2793 | 5.2793 | 13.71 | 0.40377 | 2020 | 240 | 5.7 | 277 | 2148.9833 | 85.4 | 562213 | -71.5769 | 43.2867 | 108 | 103 | 270 | 127&140&207&42 | 6 | N | MSW | N | Y | N | 9999 | N |  | Municipal Solid Waste | 8326 |  | 20068
50873_B_B2 | NH | 33013 | WHEELABRATOR CONCORD COMPANY LP | Wheelabrator Concord Facility | 7301111 | 8527913 |  |  | 50873 | B2 | 3301300102 | 002 | 13.89 | 0.30307 | 122.91 | 7.1949 | 7.1949 | 15.38 | 0.90798 | 2020 | 240 | 5.7 | 277 | 2148.9833 | 85.4 | 562213 | -71.5769 | 43.2867 | 108 | 103 | 270 |  | 6 | N | MSW | N | Y | N | 9999 | N |  | Municipal Solid Waste | 8303 |  | 20068
2364_G_GT1 | NH | 33013 | GSP MERRIMACK LLC | Merrimack | 8178911 | 6758513 | 2364 | CT1 | 2364 | GT1 | 3301300026 | 003 | 0.31902 |  | 2.0454 | 0.10631 | 0.10387 | 0.014216 | 0.003847 | 2022 | 20 | 13.7 | 840 | 13683.3336 | 92.8 | 221112 | -71.4705 | 43.141 | 319 | 125 | 120 |  | 16.8 | N | Distillate Fuel Oil | Y | N | N | 9999 | N |  | Combustion Turbine | 89 | 21 | 15313
2364_G_GT2 | NH | 33013 | GSP MERRIMACK LLC | Merrimack | 8178911 | 6758113 | 2364 | CT2 | 2364 | GT2 | 3301300026 | 004 | 0.54244 |  | 1.5748 | 0.12543 | 0.12255 | 0.016772 | 0.0045388 | 2022 | 20 | 13.7 | 840 | 13683.3336 | 92.8 | 221112 | -71.4708 | 43.1409 | 319 | 125 | 120 |  | 16.8 | N | Distillate Fuel Oil | Y | N | N | 9999 | N |  | Combustion Turbine | 98 | 16 | 15322
8002_B_1 | NH | 33015 | GSP NEWINGTON LLC | Newington | 7288011 | 8537013 | 8002 | 1 | 8002 | 1 | 3301500054 | 001 | 25.4996 |  | 192.7939 | 8.3453 | 8.1065 | 353.8976 | 4.2245 | 2022 | 410 | 20.8 | 500 | 28566.6672 | 84.5 | 221112 | -70.7911 | 43.0997 | 4350 | 125 | 100 | 128&205 | 400 | N | Natural Gas, Residual Fuel Oil | Y | N | N | 9999 | N |  | O/G Steam | 741 | 741.2601 | 12657
2367_G_GT1 | NH | 33015 | GSP SCHILLER LLC | Schiller | 7287811 | 8539213 | 2367 | CT1 | 2367 | GT1 | 3301500012 | 003 | 0.40682 |  | 1.2248 | 0.066834 | 0.066834 | 0.0088049 | 0.0023828 | 2022 | 20 | 13.7 | 905 | 9906.4335 | 67.4 | 221112 | -70.785 | 43.0978 | 290 | 125 | 120 |  | 17 | N | Distillate Fuel Oil | Y | N | N | 9999 | N |  | Combustion Turbine |  | 11 | 15699
55170_G_CT11 | NH | 33015 | GRANITE RIDGE ENERGY LLC | Granite Ridge | 7458411 | 12074913 | 55170 | 0002 | 55170 | CT11 | 3301590782 | 001 | 181.507 | 48.4685 | 60.8297 | 7.5071 | 7.5071 | 3.9399 | 4.0423 | 2022 | 132 | 20.7 | 190 | 15853.2503 | 47.2 | 221112 | -71.4261 | 42.9039 | 2850 | 125 | 120 |  | 222 | N | Natural Gas | Y | N | N | 9999 | N |  | Combined Cycle | 5484 | 6164.6685 | 7348
55170_G_CT12 | NH | 33015 | GRANITE RIDGE ENERGY LLC | Granite Ridge | 7458411 | 12074713 | 55170 | 0001 | 55170 | CT12 | 3301590782 | 002 | 192.921 | 64.3529 | 54.3471 | 14.9926 | 14.9926 | 3.4759 | 4.563 | 2022 | 132 | 20.7 | 190 | 15853.2503 | 47.2 | 221112 | -71.4258 | 42.9036 | 2850 | 125 | 120 |  | 222 | N | Natural Gas | Y | N | N | 9999 | N |  | Combined Cycle | 6165 | 5484.0688 | 7348
55170_G_STG | NH | 33015 | GRANITE RIDGE ENERGY LLC | Granite Ridge | 7458411 | 12075013 |  |  | 55170 | STG | 3301590782 | 004 | 0.003013 |  | 0.029082 | 0.0010114 | 0.0010114 | 0.000917 | 0.000786 | 2022 | 10 | 0.5 | 1000 | 16.6666 | 84.9 | 221112 | -71.4264 | 42.9036 | 1.41 | 125 | 160 |  | 234 | N | Natural Gas | N | N | N | 9999 | N |  | Combined Cycle | 26 |  | 7348
55661_G_GT-1 | NH | 33015 | ESSENTIAL POWER NEWINGTON LLC | Newington | 7458511 | 12074413 | 55661 | 1 | 55661 | GT-1 | 3301590793 | 001 | 60.919 | 4.716 | 33.9458 | 17.2625 | 17.2625 | 1.539 | 2.1809 | 2022 | 150 | 16.8 | 315 | 17628.2503 | 80 | 221112 | -70.8053 | 43.1033 | 2220 | 125 | 120 |  | 164.4 | N | Natural Gas, Distillate Fuel Oil | Y | N | N | 9999 | N |  | Combined Cycle | 3040 | 2898.0383 | 7529
55661_G_GT-2 | NH | 33015 | ESSENTIAL POWER NEWINGTON LLC | Newington | 7458511 | 12074313 | 55661 | 2 | 55661 | GT-2 | 3301590793 | 002 | 72.995 | 5.341 | 35.0151 | 13.7171 | 13.7171 | 1.5891 | 2.4773 | 2022 | 150 | 16.8 | 315 | 17628.2503 | 80 | 221112 | -70.8053 | 43.1033 | 2220 | 125 | 120 |  | 164.4 | N | Natural Gas, Distillate Fuel Oil | Y | N | N | 9999 | N |  | Combined Cycle | 3270 | 3056.95 | 7529
55661_G_ST | NH | 33015 | ESSENTIAL POWER NEWINGTON LLC | Newington | 7458511 | 12074113 |  |  | 55661 | ST | 3301590793 | 004 | 0.3108 |  | 0.37 | 0.02812 | 0.02812 | 0.00222 | 0.02035 | 2022 | 38 | 2 | 300 | 131.6666 | 41.9 | 221112 | -70.8053 | 43.1033 | 25.2 | 125 | 100 |  | 231.7 | N | Natural Gas, Distillate Fuel Oil | N | N | N | 9999 | N |  | Combined Cycle | 300 |  | 7529
54663_G_GEN1 | NH | 33017 | TURNKEY RECYCLING & ENVIRONMENTAL ENTERPRISES | Turnkey Landfill Gas Recovery | 7237811 | 7568813 |  |  | 54663 | GEN1 | 3301700003 | 002 | 22.2651 |  | 14.2029 | 1.4399 | 1.4399 | 3.103 | 0.042192 | 2020 | 40 | 0.67 | 819 | 102.0666 | 289.5 | 562212 | -70.9672 | 43.2422 | 10 | 104 | 160 |  | 0.8 | N | Landfill Gas | N | N | N | 9999 | N |  | Landfill Gas |  |  | 13500
54663_G_GEN2 | NH | 33017 | TURNKEY RECYCLING & ENVIRONMENTAL ENTERPRISES | Turnkey Landfill Gas Recovery | 7237811 | 7568713 |  |  | 54663 | GEN2 | 3301700003 | 003 | 4.8469 |  | 2.6176 | 0.40001 | 0.40001 | 0.862 | 0.011693 | 2020 | 40 | 0.67 | 819 | 102.0666 | 289.5 | 562212 | -70.9672 | 43.2422 | 10 | 104 | 160 |  | 0.8 | N | Landfill Gas | N | N | N | 9999 | N |  | Landfill Gas |  |  | 13500
54663_G_GEN3 | NH | 33017 | TURNKEY RECYCLING & ENVIRONMENTAL ENTERPRISES | Turnkey Landfill Gas Recovery | 7237811 | 7569013 |  |  | 54663 | GEN3 | 3301700003 | 004 | 0.9367 |  | 0.4023 | 0.08336 | 0.08336 | 0.165 | 0.002392 | 2022 | 40 | 0.67 | 819 | 102.0666 | 289.5 | 562212 | -70.9672 | 43.2422 | 10 | 104 | 160 |  | 0.8 | N | Landfill Gas | N | N | N | 9999 | N |  | Landfill Gas |  |  | 13500
54663_G_GEN4 | NH | 33017 | TURNKEY RECYCLING & ENVIRONMENTAL ENTERPRISES | Turnkey Landfill Gas Recovery | 7237811 | 7569113 |  |  | 54663 | GEN4 | 3301700003 | 005 | 1.97 |  | 1.2173 | 0.16536 | 0.16536 | 0.409 | 0.005001 | 2020 | 40 | 0.67 | 819 | 102.0666 | 289.5 | 562212 | -70.9672 | 43.2422 | 10 | 104 | 160 |  | 0.8 | N | Landfill Gas | N | N | N | 9999 | N |  | Landfill Gas |  |  | 13500
54663_G_GEN5 | NH | 33017 | TURNKEY RECYCLING & ENVIRONMENTAL ENTERPRISES | Turnkey Landfill Gas Recovery | 7237811 | 7568413 |  |  | 54663 | GEN5 | 3301700003 | 012 | 15.7029 |  | 17.0283 | 5.1176 | 5.1176 | 8.3061 | 0.18919 | 2020 | 49 | 4 | 728 | 1481.25 | 117.9 | 562212 | -70.9664 | 43.2422 | 42 | 104 | 120 |  | 2.9 | N | Landfill Gas | N | N | N | 9999 | N |  | Landfill Gas |  |  | 19558
54663_G_GEN6 | NH | 33017 | TURNKEY RECYCLING & ENVIRONMENTAL ENTERPRISES | Turnkey Landfill Gas Recovery | 7237811 | 7568313 |  |  | 54663 | GEN6 | 3301700003 | 013 | 13.9542 |  | 18.7716 | 5.1054 | 5.1054 | 8.26 | 0.18937 | 2020 | 49 | 4 | 432 | 1464.3166 | 116.5 | 562212 | -70.9661 | 43.2422 | 42 | 104 | 120 |  | 2.9 | N | Landfill Gas | N | N | N | 9999 | N |  | Landfill Gas |  |  | 19558
10838_B_BLR1 | NH | 33019 | SPRINGFIELD POWER LLC | Stored Solar Springfield, LLC | 7853911 | 2824413 |  |  | 10838 | BLR1 | 3301900031 | 001 | 16.5138 | 0.039249 | 2.7028 | 0.20524 | 0.20007 | 0.0089034 | 0.059352 | 2020 | 212 | 6.4 | 342 | 1560 | 48.5 | 221117 | -72.056 | 43.443 | 221 | 125 | 100 |  | 16.1 | N | Biomass | N | N | N | 9999 | N |  | Biomass |  |  | 13500
2398_G_2201 | NJ | 34003 | Bergen Generating Station | Bergen Generating Station | 7392311 | 10494713 |  |  | 2398 | 2201 | 02488 | U1 | 69.0292 | 5.8841 | 177.1141 | 38.0544 | 38.0544 | 4.9098 | 5.6967 | 2022 | 213 | 18.417 | 235 | 13583.3336 | 50.9687 | 221112 | -74.025 | 40.8396 | 1520 | 125 | 120 |  | 174 | N | Natural Gas, Distillate Fuel Oil | Y | N | N | 9999 | N | 2398_G_1501;2398_G_1301;2398_G_1201;2398_G_1401;2398_G_2301;2398_G_2101;2398_G_1101;2398_G_2201 | Combined Cycle | 1344 |  | 7813
2399_G_124 | NJ | 34005 | Burlington Generating Station | PSEG Burlington Generating Station | 7310911 | 10701713 |  |  | 2399 | 124 | 45979 | U15 | 26.0223 | 2.8359 | 29.2037 | 1.8285 | 1.8285 | 0.2416 | 1.6957 | 2022 | 100 | 9 | 820 | 9500.0001 | 149.2704 | 221112 | -74.8772 | 40.0765 | 460 | 125 | 120 |  | 42 | N | Natural Gas, Distillate Fuel Oil | Y | N | N | 9999 | N | 2399_G_121;2399_G_124;2399_G_123;2399_G_122 | Combustion Turbine | 666 |  | 10745
10751_G_GEN2 | NJ | 34007 | Camden Plant Holding, LLC | Camden Plant Holdings LLC | 5119811 | 25826013 | 10751 | 002001 | 10751 | GEN2 | 51608 | U1 | 1.77 | 0.35 | 24.5201 | 2.01 | 2.01 | 0.298 | 0.69 | 2022 | 80 | 16 | 250 | 14083.3336 | 70.0165 | 221112 | -75.1181 | 39.9182 | 1140 | 125 | 100 |  | 65.2 | N | Natural Gas | Y | N | N | 9999 | N | 10751_G_GEN1;10751_G_GEN2 | Combined Cycle | 684 | 929.2802 | 8774
10435_B_SG101A | NJ | 34007 | Camden County Energy Recovery Associates L.P. | Camden Resource Recovery Facility | 7391611 | 10514513 |  |  | 10435 | SG101A | 51614 | U1 | 51.33 | 4.92 | 461.41 | 24.22 | 24.22 | 69.63 | 2.94 | 2022 | 365 | 6 | 300 | 1666.6667 | 58.9225 | 562213 | -75.1167 | 39.9094 | 465 | 103 | 270 |  | 11 | N | MSW | N | Y | N | 9999 | N |  | Municipal Solid Waste | 8049 |  | 22061
2434_G_11 | NJ | 34011 | VMEU - Down Station | Howard Down | 7201811 | 66307513 | 2434 | U11 | 2434 | 11 | 75507 | U11 | 3.071 | 1.879 | 4.9647 | 2.44 | 2.384 | 0.2363 | 0.376 | 2022 | 200 | 6.25 | 350 | 11745.0835 | 382.6761 | 221112 | -75.0352 | 39.489 | 590 | 125 | 120 |  | 55 | N | Natural Gas, Distillate Fuel Oil | Y | N | N | 9999 | N |  | Combustion Turbine | 1243 | 1243.0096 | 10745
5083_G_CUMB | NJ | 34011 | Cumberland Energy Center | Cumberland (NJ) | 7201911 | 10062713 | 5083 | 004001 | 5083 | CUMB | 75508 | U1 | 21.866 | 1.706 | 7.8807 | 1.826 | 1.825 | 0.0548 | 0.0425 | 2022 | 65 | 13.417 | 800 | 21666.6671 | 153.1851 | 221112 | -74.9654 | 39.3754 | 84 | 125 | 120 |  | 86.9 | N | Natural Gas, Distillate Fuel Oil | Y | N | N | 9999 | N |  | Combustion Turbine | 50 | 197.92 | 10745
5083_G_CUMB2 | NJ | 34011 | Cumberland Energy Center | Cumberland (NJ) | 7201911 | 10062813 | 5083 | 05001 | 5083 | CUMB2 | 75508 | U4 | 1.9716 | 2.479 | 3.7362 | 2.141 | 2.14 | 0.2306 | 0.61 | 2022 | [5 empty] | 221112 | -74.9652 | 39.3758 | 1150 | 125 | 120 |  | 96.5 | N | Natural Gas, Distillate Fuel Oil | Y | N | N | 9999 | N |  | Combustion Turbine | 967 | 973.1002 | 10745
56884_G_GEN1 | NJ | 34011 | CUMBERLAND GAS TO ENERGY PLANT | Cumberland County Solid Waste Complex | 12741811 | 66074113 |  |  | 56884 | GEN1 | 75697 | U1 | 67.45 | 0 | 12.61 | 6.26 | 6.26 | 11.81 | 1.51 | 2022 | 20 | 2 | 898 | 207.9333 | 66.1606 | 221118 | -75.0963 | 39.4533 | 50 | 125 | 160 |  | 1.6 | N | Landfill Gas | N | N | N | 9999 | N | 56884_G_GEN 3;56884_G_GEN1;56884_G_GEN 2 | Landfill Gas | 561 |  | 13500
58235_G_1 | NJ | 34011 | VMEU - Clayville Station | Clayville | 18994411 | 137443913 | 58235 | U1 | 58235 | 1 | 75808 | U1 | 2.87 | 0.959 | 4.0732 | 0.436 | 0.256 | 0.2063 | 0.323 | 2022 | [5 empty] | 221112 | -75.0196 | 39.4251 | 628 | 125 | 120 | 109&139&99 | 55 | N | Natural Gas | Y | N | N | 9999 | N |  | Combustion Turbine | 1091 | 1090.6904 | 10745
7288_G_SEHR | NJ | 34011 | Sherman Energy Center | Sherman Avenue | 8094711 | 7143213 | 7288 | 1 | 7288 | SEHR | 75476 | U1 | 8.6895 | 1.734 | 10.7917 | 0.386 | 0.385 | 0.0845 | 0.6378 | 2022 | 65 | 13.417 | 317 | 21666.6671 | 153.1851 | 221112 | -75.056 | 39.4498 | 81 | 125 | 120 |  | 86.9 | N | Natural Gas, Distillate Fuel Oil | Y | N | N | 9999 | N |  | Combustion Turbine | 264 | 300.09 | 13167
2379_G_CA1 | NJ | 34011 | Carlls Energy Center | Carlls Corner | 7462211 | 11673713 | 2379 | 002001 | 2379 | CA1 | 75512 | U1 | 14.136 | 0.0936 | 13.0998 | 0.307 | 0.307 | 0.8659 | 0.081 | 2022 | [5 empty] | 221112 | -75.2016 | 39.4539 | 660 | 125 | 120 |  | 37.6 | N | Natural Gas, Distillate Fuel Oil | Y | N | N | 2023 | N |  | Combustion Turbine | 119 | 130.22 | 15982
2379_G_CA2 | NJ | 34011 | Carlls Energy Center | Carlls Corner | 7462211 | 11673813 | 2379 | 003001 | 2379 | CA2 | 75512 | U2 | 19.771 | 0.077 | 15.9567 | 0.291 | 0.291 | 1.7778 | 0.099 | 2022 | [5 empty] | 221112 | -75.2016 | 39.4539 | 660 | 125 | 120 |  | 39.2 | N | Natural Gas, Distillate Fuel Oil | Y | N | N | 2023 | N |  | Combustion Turbine | 26 | 158.25 | 15982
10643_B_3 | NJ | 34013 | Covanta Essex Company | Covanta Essex Company | 8177011 | 6822113 |  |  | 10643 | 3 | 07736 | U1 | 148.897 | 12.526 | 795.2285 | 69.432 | 65.201 | 38.946 | 4.247 | 2022 | 279 | 7.583 | 285 | 3016.6667 | 66.7698 | 562213 | -74.1263 | 40.7389 | 1010 | 103 | 270 |  | 20 | N | MSW | N | Y | N | 9999 | N | 10643_B_3;10643_B_2;10643_B_1 | Municipal Solid Waste | 8111 |  | 20422
58079_G_GT-1 | NJ | 34013 | Newark Energy Center | Newark Energy Center | 17800111 | 124740813 |  |  | 58079 | GT-1 | 08857 | U1 | 5.55 | 23.83 | 91.46 | 14.49 | 14.49 | 5.58 | 7.26 | 2022 | 100 | 22 | 181 | 18684.167 | 49.1319 | 221112 | -74.1268 | 40.7072 | 5060 | 125 | 140 |  | 209.3 | N | Natural Gas | N | N | N | 9999 | N | 58079_G_GT-2;58079_G_GT-1 | Combined Cycle | 5248 |  | 7050
54708_G_1 | NJ | 34013 | MONTCLAIR STATE UNIVERSITY |  | 7463911 | 11654813 |  |  |  |  | 07524 | U1 | 1.207 | 0 | 2.141 | 0.086 | 0.086 | 0.035 | 0.651 | 2022 | [5 empty] | 611310 | -74.2011 | 40.8597 | 57 | 148 | 160 |  |  |  |  | N | N | N |  | N |  |  | 544
50385_G_GEN2 | NJ | 34013 | Newark Bay Cogeneration Partnership LP |  | 7464111 | 11647813 | 50385 | 2001 |  |  | 07617 | U2 | 0.06 | 0.09 | 1.1304 | 0.15 | 0.15 | 0.0176 | 0.008 | 2022 | 175 | 11 | 250 | 8850.0001 | 93.0879 | 221112 | -74.1303 | 40.7202 | 640 | 125 | 120 |  |  |  |  | Y | N | N |  | N |  |  | 103 | 102.7
50385_G_GEN1 | NJ | 34013 | Newark Bay Cogeneration Partnership LP |  | 7464111 | 11647913 | 50385 | 1001 |  |  | 07617 | U1 | 0.04 | 0.04 | 1.0949 | 0.09 | 0.09 | 0.0146 | 0.005 | 2022 | 175 | 11 | 250 | 8016.6668 | 84.3225 | 221112 | -74.1303 | 40.7202 | 640 | 125 | 120 |  |  |  |  | Y | N | N |  | N |  |  | 83 | 83.35
2401_G_9 | NJ | 34013 | ESSEX GENERATING STATION |  | 7478411 | 11647013 | 2401 | 35001 |  |  | 07627 | U1 | 0.4836 | 0.0379 | 0.5488 | 0.0183 | 0.0183 | 0.0034 | 0.0258 | 2022 | 65 | 14.083 | 374 | -1 | 55.8 | 221112 | -74.119 | 40.7382 | 81 | 125 | 120 | 28 |  |  |  | Y | N | N |  | N |  |  | 24 | 13.69
50885_B_BLR2 | NJ | 34015 | WHEELABRATOR GLOUCESTER COMPANY L P | Wheelabrator Gloucester LP | 7701011 | 12110213 |  |  | 50885 | BLR2 | 55793 | U1 | 26.24 | 1.91 | 225.18 | 12.11 | 12.11 | 9.04 | 2.38 | 2022 | 260 | 4 | 250 | 1166.6666 | 92.803 | 562213 | -75.1382 | 39.8736 | 108 | 103 | 270 |  | 6 | N | MSW | N | Y | N | 9999 | N | 50885_B_BLR1;50885_B_BLR2 | Municipal Solid Waste | 8019 |  | 23668
50561_G_GTG2 | NJ | 34015 | Eagle Point Power Generation LLC | Eagle Point Power Generation | 16662211 | 107406013 |  |  | 50561 | GTG2 | 56220 | U99 | 4.29 | 3.14 | 28.77 | 1.61 | 1.61 | 0.04 | 0.9254 | 2022 | 80 | 8 | 300 | 12333.3335 | 245.2651 | 221112 | -75.1558 | 39.8714 | 3250 | 125 | 120 |  | 85 | N | Natural Gas, Distillate Fuel Oil | N | N | N | 9999 | N | 50561_G_STG1;50561_G_GTG1;50561_G_GTG2 | Combined Cycle | 939 |  | 8961
50628_G_GEN1 | NJ | 34015 | Paulsboro Refining Company LLC | Paulsboro Refinery | 7201311 | 10077613 |  |  | 50628 | GEN1 | 55829 | U20 | 32.93 | 0.06 | 229.66 | 15.81 | 15.81 | 3.65 | 6.44 | 2022 | 155 | 4.5 | 515 | 266.6666 | 16.7601 | 324110 | -75.2624 | 39.8444 | 484 | 126 | 100 |  | 27 | Y | Natural Gas | N | Y | N | 9999 | N | 50628_G_GEN1;50628_G_GEN4;50628_B_2B;50628_B_2C;50628_B_2A;50628_B_HRSG | Combustion Turbine | 5151 |  | 8700
56963_G_E101 | NJ | 34015 | West Depford Energy Station | West Deptford Energy Station | 17169211 | 118496413 |  |  | 56963 | E101 | 56078 | U1 | 92.51 | 70.88 | 47.21 | 14.11 | 14.11 | 4.51 | 10.71 | 2022 | 150 | 19 | 194 | 21966.6671 | 77.4448 | 221112 | -75.2212 | 39.8411 | 5370 | 125 | 120 |  | 210.9 | N | Natural Gas | Y | N | N | 9999 | N | 56963_G_E101;56963_G_E102;56963_G_STG1 | Combined Cycle | 1936 |  | 7074
8008_G_MICK | NJ | 34015 | Mickleton Energy Center | Mickleton Station | 7700911 | 12111013 | 8008 | 001001 | 8008 | MICK | 55784 | U1 | 0.9465 | 0.067 | 14.5685 | 0.15 | 0.15 | 0.0146 | 0.0572 | 2022 | 32 | 2.1 | 198 | 111.1 | 31.9 | 221112 | -75.2487 | 39.813 | 59 | 125 | 120 |  | 63.7 | N | Natural Gas | Y | N | N | 2023 | N |  | Combustion Turbine | 63 | 63.1 | 16633
10043_B_B01 | NJ | 34015 | Logan Generating Plant |  | 8093811 | 7154613 | 10043 | 1001 |  |  | 55834 | U1 | 104.99 | 0.0301 | 158.3837 | 15.776 | 15.5763 | 164.2901 | 3.2865 | 2022 | 197.5 | 9 | 317 | 3478 | 54.7 | 221112 | -75.4075 | 39.7916 | 2370 | 125 | 100 |  |  |  |  | Y | N | N |  | N |  |  | 58 | 2290.9897
2404_G_142 | NJ | 34017 | Kearny Generating Station | PSEG Kearny Generating Station | 7217311 | 107401813 |  |  | 2404 | 142 | 12200 | U13 | 21.9255 | 3.7252 | 6.996 | 1.8519 | 1.8519 | 0.5445 | 2.0506 | 2022 | 100 | 11 | 837 | 9971.6668 | 104.886 | 221112 | -74.0972 | 40.738 | 2940 | 125 | 120 |  | 46.9 | N | Natural Gas | Y | N | N | 9999 | N | 2404_G_134;2404_G_133;2404_G_142;2404_G_141;2404_G_131;2404_G_132 | Combustion Turbine | 1108 |  | 10745
2404_G_N124 | NJ | 34017 | Kearny Generating Station | PSEG Kearny Generating Station | 7217311 | 66329213 |  |  | 2404 | N124 | 12200 | U14 | 45.9514 | 3.1867 | 40.9382 | 1.4331 | 1.4331 | 0.2647 | 2.1636 | 2022 | 80 | 9.8 | 820 | 9500.0001 | 125.8945 | 221112 | -74.0972 | 40.738 | 1850 | 125 | 120 |  | 43.7 | N | Natural Gas, Distillate Fuel Oil | N | N | N | 9999 | N | 2404_G_N121;2404_G_N124;2404_G_N123;2404_G_N122 | Combustion Turbine | 943 |  | 10745
56964_G_GT8 | NJ | 34017 | Bayonne Energy Center | Bayonne Energy Center | 15658011 | 99940113 |  |  | 56964 | GT8 | 12863 | U1 | 33.9225 | 33.1099 | 26.5701 | 10.3541 | 10.3541 | 2.4654 | 1.4356 | 2022 | 140 | 11 | 800 | 12594.2502 | 132.4714 | 221112 | -74.094 | 40.6544 | 4820 | 125 | 120 |  | 60.8 | N | Natural Gas, Distillate Fuel Oil | Y | N | N | 9999 | N | 56964_G_GT2;56964_G_GT7;56964_G_GT3;56964_G_GT1;56964_G_GT6;56964_G_GT4;56964_G_GT5;56964_G_GT8 | Combustion Turbine | 2677 |  | 10745
56964_G_GT9 | NJ | 34017 | Bayonne Energy Center | Bayonne Energy Center | 15658011 | 135756313 | 56964 | GT9 | 56964 | GT9 |  |  | 8.7886 | 4.9656 | 6.0004 | 8.2361 | 8.2361 | 0.448 | 1.4043 | [6 empty] | 221112 | -74.0912 | 40.6531 |  | 125 | 120 |  | 62.1 | N | Natural Gas, Distillate Fuel Oil, Hydrogen | Y | N | N | 9999 | N | 56964_G_GT9;56964_G_GT10 | Combustion Turbine |  | 2590.4985 | 10745
2393_G_4 | NJ | 34019 | Gilbert Generating Station | Gilbert | 7312511 | 10666113 | 2393 | 04 | 2393 | 4 | 80002 | U2210 | 3.85 | 0 | 2.606 | 0.52 | 0.52 | 0.0619 | 0.03 | 2022 | 175 | 14.083 | 420 | 16500.0003 | 105.8836 | 221112 | -75.1621 | 40.5667 | 52 | 125 | 120 |  | 49 | N | Natural Gas | Y | N | N | 9999 | N | 2393_G_8;2393_G_4 | Combined Cycle | 333 | 333.25 | 10938
2393_G_5 | NJ | 34019 | Gilbert Generating Station | Gilbert | 7312511 | 10666213 | 2393 | 05 | 2393 | 5 | 80002 | U2211 | 5 | 0 | 3.6022 | 0.63 | 0.63 | 0.0793 | 0.03 | 2022 | 175 | 14.083 | 420 | 16500.0003 | 105.8836 | 221112 | -75.1621 | 40.5667 | 52 | 125 | 120 |  | 53 | N | Natural Gas | Y | N | N | 9999 | N |  | Combined Cycle | 423 | 423.12 | 10938
2393_G_6 | NJ | 34019 | Gilbert Generating Station | Gilbert | 7312511 | 10666913 | 2393 | 06 | 2393 | 6 | 80002 | U2212 | 11 | 0 | 2.3574 | 0.63 | 0.63 | 0.0743 | 0.13 | 2022 | 175 | 14.083 | 420 | 16500.0003 | 105.8836 | 221112 | -75.1621 | 40.5667 | 52 | 125 | 120 |  | 55 | N | Natural Gas | Y | N | N | 9999 | N |  | Combined Cycle | 397 | 397.1 | 10938
2393_G_7 | NJ | 34019 | Gilbert Generating Station | Gilbert | 7312511 | 10666313 | 2393 | 07 | 2393 | 7 | 80002 | U2213 | 3 | 0 | 3.3535 | 0.48 | 0.48 | 0.0719 | 0.09 | 2022 | 175 | 14.083 | 420 | 16500.0003 | 105.8836 | 221112 | -75.1621 | 40.5667 | 52 | 125 | 120 |  | 55.5 | N | Natural Gas | Y | N | N | 9999 | N |  | Combined Cycle | 382 | 381.64 | 10938
2393_G_9 | NJ | 34019 | Gilbert Generating Station | Gilbert | 7312511 | 10667013 | 2393 | 9 | 2393 | 9 |  |  | 7 | 0 | 6.7473 | 0.5 | 0.5 | 0.1541 | 0.04 |  | 80 | 10 | 1060 | 28333.3339 | 360.606 | 221112 | -75.1621 | 40.5667 |  | 125 | 120 |  | 152.7 | N | Distillate Fuel Oil | Y | N | N | 9999 | N |  | Combustion Turbine |  | 108.92 | 16221
50094_G_7213 | NJ | 34021 | Vicinity Energy Trenton, L.P. |  | 8238011 | 5148413 |  |  |  |  | 61015 | U11 | 0.45 | 0.85 | 25.21 | 0.76 | 0.76 | 0.18 | 0.04 | 2022 | 164 | 6.5 | 450 | 1666.6667 | 50.2062 | 221330 | -74.7648 | 40.2169 | 3 | 183 | 150 |  |  |  |  | N | N | N |  | N |  |  | 5640
10308_G_CT1 | NJ | 34023 | SAYREVILLE POWER LP | Sayreville Cogeneration Facility | 6719711 | 12842713 | 10308 | 1001 | 10308 | CT1 |  |  | 10.1 | 0 | 116.5471 | 2.21 | 2.21 | 0.9035 | 1.61 |  | 190 | 18 | 210 | 11333.3335 | 44.5192 | 221112 | -74.3453 | 40.4392 |  | 125 | 120 |  | 112 | N | Natural Gas | Y | N | N | 9999 | N |  | Combined Cycle |  | 2642.5491 | 8500
10308_G_CT2 | NJ | 34023 | SAYREVILLE POWER LP | Sayreville Cogeneration Facility | 6719711 | 12842413 | 10308 | 1002 | 10308 | CT2 | 18072 | U2 | 8.31 | 0 | 111.7093 | 1.84 | 1.84 | 0.8735 | 2.06 | 2022 | 190 | 18 | 210 | 11333.3335 | 44.5192 | 221112 | -74.3453 | 40.4392 | 1400 | 125 | 120 |  | 112 | N | Natural Gas | Y | N | N | 9999 | N |  | Combined Cycle | 2730 | 2550.0693 | 8500
2390_G_GT1 | NJ | 34023 | Sayreville Generating Station | Sayreville | 7621211 | 11835313 | 2390 | 016001 | 2390 | GT1 | 17884 | U4318 | 1.18 | 0.138 | 1.4489 | 0.34 | 0.34 | 1.4202 | 0.06 | 2022 | [5 empty] | 221112 | -74.3539 | 40.4781 | 57 | 125 | 120 |  | 57.1 | N | Natural Gas, Distillate Fuel Oil | Y | N | N | 9999 | N |  | Combustion Turbine | 22 | 30.19 | 22524
2390_G_GT2 | NJ | 34023 | Sayreville Generating Station | Sayreville | 7621211 | 11834913 | 2390 | 015001 | 2390 | GT2 | 17884 | U4319 | 2.01 | 0.15 | 2.6545 | 0.55 | 0.55 | 2.5294 | 0.06 | 2022 | [5 empty] | 221112 | -74.3539 | 40.4781 | 63 | 125 | 120 |  | 56.7 | N | Natural Gas, Distillate Fuel Oil | Y | N | N | 9999 | N |  | Combustion Turbine | 35 | 45.43 | 22529
2390_G_GT3 | NJ | 34023 | Sayreville Generating Station | Sayreville | 7621211 | 11834813 | 2390 | 014001 | 2390 | GT3 | 17884 | U4320 | 1.23 | 0.14 | 1.6234 | 0.57 | 0.57 | 2.0654 | 0.03 | 2022 | [5 empty] | 221112 | -74.3539 | 40.4781 | 57 | 125 | 120 |  | 54.6 | N | Natural Gas, Distillate Fuel Oil | Y | N | N | 9999 | N |  | Combustion Turbine | 3 | 40.61 | 22529
2390_G_GT4 | NJ | 34023 | Sayreville Generating Station | Sayreville | 7621211 | 11834713 | 2390 | 012001 | 2390 | GT4 | 17884 | U4321 | 0.75 | 0.1 | 0.7353 | 0.06 | 0.06 | 0.0176 | 0.04 | 2022 | [5 empty] | 221112 | -74.3539 | 40.4781 | 57 | 125 | 120 |  | 48.5 | N | Natural Gas, Distillate Fuel Oil | Y | N | N | 9999 | N |  | Combustion Turbine | 19 | 22.3 | 22529
2411_G_701 | NJ | 34023 | Sewaren Generating Station | PSEG Sewaren Generating Station | 6719611 | 135735513 | 2411 | 7 | 2411 | 701 | 18068 | U701 | 2.3516 | 8.5451 | 57.4561 | 17.8513 | 16.9215 | 5.5077 | 3.2696 | 2022 | 80 | 10 | 600 | 20000.0004 | 254.5454 | 221112 | -74.2483 | 40.5588 | 4180 | 125 | 140 |  | 338 | N | Natural Gas | Y | N | N | 9999 | N | 2411_G_701;2411_G_702 | Combined Cycle | 2689 | 6510.0498 | 7050
50799_G_GEN4 | NJ | 34023 | EFS Parlin Holdings, LLC | Parlin Power Plant | 6719511 | 12843913 |  |  | 50799 | GEN4 | 18061 | U1 | 1.26 | 0.26 | 6.61 | 0.88 | 0.88 | 0.06 | 0.12 | 2022 | 213 | 11.58 | 292 | 6633 | 62.9547 | 221112 | -74.3276 | 40.4607 | 1310 | 125 | 100 | 139 | 20.6 | N | Natural Gas, Distillate Fuel Oil | N | N | N | 9999 | N | 50799_G_GEN4;50799_G_GEN2;50799_G_GEN1;50799_G_GEN3 | Combined Cycle | 180 |  | 10070
55239_G_0001 | NJ | 34023 | RED OAK POWER LLC | Red Oak Power LLC | 7621611 | 11830313 |  |  | 55239 | 0001 | 18195 | U1 | 35.34 | 29.46 | 121.76 | 31.96 | 31.96 | 4.53 | 20.57 | 2022 | 150 | 19 | 225 | 17833.3336 | 62.8724 | 221112 | -74.349 | 40.4484 | 2180 | 125 | 120 |  | 167.3 | N | Natural Gas | N | N | N | 9999 | N | 55239_G_0001;55239_G_0003;55239_G_0002;55239_G_0004 | Combined Cycle | 4462 |  | 7203
56119_G_300 | NJ | 34023 | MCUA Landfill Gas Utilization Project | Middlesex County Utilities Authority | 6719911 | 12840813 |  |  | 56119 | 300 | 18348 | U1 | 90.022 | 0 | 52.339 | 9.98 | 9.98 | 27.99 | 0.5603 | 2022 | 60 | 5 | 437 | 1283.3333 | 65.3333 | 221118 | -74.3128 | 40.4918 | 0.01 | 125 | 120 |  | 10.6 | Y | Landfill Gas | N | Y | N | 9999 | N |  | Landfill Gas | 7037 |  | 6203
57839_G_CT001 | NJ | 34023 | Woodbridge Energy Center | Woodbridge Energy Center | 17798211 | 124746613 |  |  | 57839 | CT001 | 18940 | U1 | 12.8938 | 19.4882 | 86.2 | 13.1766 | 12.2289 | 0.5426 | 5.6328 | 2022 | 100 | 22 | 177 | -1 | 50 | 221112 | -74.3203 | 40.5158 | 5610 | 125 | 120 |  | 206.8 | N | Natural Gas | N | N | N | 9999 | N | 57839_G_CT002;57839_G_CT001 | Combined Cycle | 4576 |  | 7050
54640_G_GEN1 | NJ | 34029 | Nautilus Power, LLC | NAEA Lakewood LLC | 8174211 | 4463313 |  |  | 54640 | GEN1 | 78896 | U4 | 4.2446 | 5.48 | 28.3717 | 3.9647 | 3.9647 | 0.9496 | 0.2398 | 2022 | 175 | 15 | 354 | 13600.0002 | 76.9292 | 221112 | -74.1686 | 40.0624 | 1190 | 125 | 120 |  | 84.6 | N | Natural Gas, Distillate Fuel Oil | N | N | N | 9999 | N | 54640_G_GEN3;54640_G_GEN1;54640_G_GEN2 | Combined Cycle | 79 |  | 8217
55938_G_OPP4 | NJ | 34029 | Nautilus Power, LLC | NAEA Ocean Peaking Power LLC | 8174211 | 65965113 |  |  | 55938 | OPP4 | 78896 | U11 | 24.8643 | 2.9703 | 33.6232 | 1.6457 | 1.6457 | 0.5904 | 0.0983 | 2022 | 75 | 19 | 1110 | 40828.6674 | 143.9439 | 221112 | -74.1686 | 40.0624 | 3920 | 125 | 120 |  | 162.8 | N | Natural Gas | Y | N | N | 9999 | N | 55938_G_OPP4;55938_G_OPP3 | Combustion Turbine | 630 |  | 10745
7138_G_1 | NJ | 34029 | Forked River Power, LLC | Forked River | 5111011 | 24651913 | 7138 | 002001 | 7138 | 1 | 78912 | U1302 | 0.2439 |  | 4.7632 | 0.2271 | 0.2271 | 0.0151 | 0.0728 | 2022 | 60 | 11.25 | 999 | 11535.9335 | 116.0066 | 221112 | -74.2098 | 39.8154 | 18 | 125 | 120 |  | 34 | N | Natural Gas, Distillate Fuel Oil | Y | N | N | 9999 | N |  | Combustion Turbine | 12 | 173.09 | 14438
7138_G_2 | NJ | 34029 | Forked River Power, LLC | Forked River | 5111011 | 24651813 | 7138 | 003001 | 7138 | 2 | 78912 | U1303 | 1.1828 |  | 3.0862 | 0.1237 | 0.1237 | 0.0138 | 0.0392 | 2022 | 60 | 11.25 | 999 | 11535.9335 | 116.0066 | 221112 | -74.2098 | 39.8154 | 18 | 125 | 120 |  | 31 | N | Natural Gas, Distillate Fuel Oil | Y | N | N | 9999 | N |  | Combustion Turbine | 80 | 98.44 | 14423
10566_B_BOIL1 | NJ | 34033 | CARNEYS POINT GENERATING PLANT |  | 7989011 | 90352313 | 10566 | 1001 |  |  | 65498 | U2 | 31.3409 | 0.4111 | 145.9928 | 10.7711 | 10.7068 | 161.675 | 0.4353 | 2022 | 475 | 10.5 | 174 | 7684.6168 | 88.7113 | 221112 | -75.4856 | 39.6937 | 1580 | 125 | 100 |  |  |  |  | Y | N | N |  | N |  |  | 3737 | 3731.8899
10566_B_BOIL2 | NJ | 34033 | CARNEYS POINT GENERATING PLANT |  | 7989011 | 5126613 | 10566 | 1002 |  |  | 65498 | U1 | 21.7095 | 0.4452 | 139.1645 | 7.303 | 7.2171 | 155.7051 | 1.246 | 2022 | 475 | 10.5 | 174 | 7684.6168 | 88.7113 | 221112 | -75.4856 | 39.6937 | 1580 | 125 | 100 |  |  |  |  | Y | N | N |  | N |  |  | 154 | 3555.01
10099_G_GEN2 | NJ | 34033 | Pedricktown Cogeneration Plant |  | 7988911 | 5127913 | 10099 | 001001 |  |  | 65497 | U1 | 3.8 | 0.4 | 2.8915 | 0.79 | 0.79 | 0.037 | 0.21 | 2022 | 80 | 4 | 275 | 14775.0002 | 1175.2841 | 221112 | -75.4215 | 39.7636 | 79 | 125 | 120 |  |  |  |  | Y | N | N |  | N | 10099_G_GEN2;10099_G_GEN1 |  | 137 | 137.3
50960_B_UNIT3 | NJ | 34039 | Union County Resource Recovery Facility | Union County Resource Recovery | 7906111 | 3199913 |  |  | 50960 | UNIT3 | 41814 | U1 | 38.7395 | 1.3943 | 658.545 | 6.2598 | 5.3208 | 24.3095 | 2.659 | 2022 | 280 | 10.7 | 293 | 6000.0001 | 66.6989 | 562213 | -74.2665 | 40.6008 | 1000 | 103 | 270 |  | 12.5 | N | MSW | N | Y | N | 9999 | N | 50960_B_UNIT3;50960_B_UNIT1;50960_B_UNIT2 | Municipal Solid Waste | 8284 |  | 19383
10805_G_GEN2 | NJ | 34039 | EF KENILWORTH LLC | Kenilworth Energy Facility | 7548611 | 12702413 | 10805 | 002001 | 10805 | GEN2 | 41741 | U2 | 17.297 |  | 119 | 5.6 | 5.6 | 0.509 | 5.317 | 2022 | 85 | 8 | 950 | -1 | 110.3 | 221112 | -74.2748 | 40.6762 | 328 | 125 | 120 |  | 4.5 | Y | Natural Gas, Distillate Fuel Oil | Y | N | N | 9999 | N | 10805_G_GEN1;10805_G_GEN2 | Combined Cycle | 8258 | 8258.3311 | 8180
2406_G_2201 | NJ | 34039 | PARKWAY GEN OPERATING LLC LINDEN GEN STATION | PSEG Linden Generating Station | 7990111 | 66146013 |  |  | 2406 | 2201 | 41810 | U43 | 63.2691 | 20.902 | 157.5676 | 45.3165 | 45.3165 | 13.5251 | 20.9662 | 2022 | 100 | 16 | 197 | 16666.667 | 82.8598 | 221112 | -74.2119 | 40.6244 | 9800 | 125 | 120 |  | 199 | N | Natural Gas, Distillate Fuel Oil | Y | N | N | 9999 | N | 2406_G_2201;2406_G_1101;2406_G_2001;2406_G_1001;2406_G_2101;2406_G_1201 | Combined Cycle | 601 |  | 7298
2406_G_8 | NJ | 34039 | PARKWAY GEN OPERATING LLC LINDEN GEN STATION | PSEG Linden Generating Station | 7990111 | 5103913 |  |  | 2406 | 8 | 41810 | U4 | 18.7641 | 0 | 24.2564 | 2.625 | 2.625 | 0.3077 | 0.5904 | 2022 | 100 | 16 | 990 | 24333.3338 | 120.9753 | 221112 | -74.2119 | 40.6244 | 4700 | 125 | 120 |  | 80.2 | N | Natural Gas, Distillate Fuel Oil | Y | N | N | 9999 | N | 2406_G_6;2406_G_5;2406_G_7;2406_G_8 | Combustion Turbine | 65 |  | 12986
50006_G_GTG1 | NJ | 34039 | Cogen Technologies Linden Venture, L.P. | Linden Cogen Plant | 7990011 | 5104513 | 50006 | 009001 | 50006 | GTG1 | 41809 | U1 | 13.91 | 3.531 | 89.2474 | 11.96 | 9.89 | 2.4086 | 2.942 | 2022 | 190 | 15 | 250 | 12200 | 69.0101 | 221112 | -74.2151 | 40.632 | 1420 | 125 | 120 |  | 98.9 | Y | Natural Gas | Y | N | N | 9999 | N | 50006_G_STG1;50006_G_GTG1 | Combined Cycle |  | 7999.8003 | 6069
50006_G_GTG2 | NJ | 34039 | Cogen Technologies Linden Venture, L.P. | Linden Cogen Plant | 7990011 | 5104913 | 50006 | 008001 | 50006 | GTG2 | 41809 | U2 | 26.84 | 0.683 | 89.8249 | 11.79 | 10.88 | 2.4633 | 4.106 | 2022 | 190 | 15 | 250 | 12200 | 69.0101 | 221112 | -74.2151 | 40.632 | 1420 | 125 | 120 |  | 98.9 | Y | Natural Gas | Y | N | N | 9999 | N |  | Combined Cycle | 8194 | 8191.1206 | 6069
50006_G_GTG3 | NJ | 34039 | Cogen Technologies Linden Venture, L.P. | Linden Cogen Plant | 7990011 | 5104413 | 50006 | 007001 | 50006 | GTG3 | 41809 | U3 | 21.02 | 10.597 | 76.312 | 16.93 | 16.83 | 2.0697 | 0.509 | 2022 | 190 | 15 | 250 | 12200 | 69.0101 | 221112 | -74.2151 | 40.632 | 1420 | 125 | 120 |  | 98.9 | Y | Natural Gas | Y | N | N | 9999 | N |  | Combined Cycle |  | 6949.4194 | 6069
50006_G_GTG4 | NJ | 34039 | Cogen Technologies Linden Venture, L.P. | Linden Cogen Plant | 7990011 | 5105013 | 50006 | 006001 | 50006 | GTG4 | 41809 | U4 | 27.53 | 1.807 | 86.9283 | 11.09 | 10.97 | 2.3538 | 1.676 | 2022 | 190 | 15 | 250 | 12200 | 69.0101 | 221112 | -74.2151 | 40.632 | 1420 | 125 | 120 |  | 98.9 | Y | Natural Gas | Y | N | N | 9999 | N |  | Combined Cycle |  | 7761.7197 | 6069
50006_G_GTG5 | NJ | 34039 | Cogen Technologies Linden Venture, L.P. | Linden Cogen Plant | 7990011 | 5105213 | 50006 | 005001 | 50006 | GTG5 | 41809 | U5 | 25.14 | 4.071 | 88.4312 | 11.229 | 11.2247 | 2.3719 | 2.944 | 2022 | 190 | 15 | 250 | 12200 | 69.0101 | 221112 | -74.2151 | 40.632 | 1420 | 125 | 120 |  | 98.9 | Y | Natural Gas | Y | N | N | 9999 | N | 50006_G_STG3;50006_G_GTG5 | Combined Cycle |  | 7838.2207 | 6069
50006_G_GTG6 | NJ | 34039 | Cogen Technologies Linden Venture, L.P. | Linden Cogen Plant | 7990011 | 65946113 | 50006 | 004001 | 50006 | GTG6 | 41809 | U6 | 2.3604 | 3.369 | 33.7984 | 50.15 | 35.92 | 3.3882 | 0.552 | 2022 | 190 | 18 | 250 | 15184 | 59.6453 | 221112 | -74.2151 | 40.632 | 2120 | 125 | 120 |  | 160.3 | Y | Natural Gas, Distillate Fuel Oil, Hydrogen | Y | N | N | 9999 | N |  | Combined Cycle | 6935 | 6913.9307 | 6069
10061_G_GEN1 | NJ | 34041 | Mars Wrigley Confectionery US, LLC | Mars Wrigley Confectionery US, LLC | 7399311 | 9291313 |  |  | 10061 | GEN1 | 85443 | U47 | 3.124 |  | 8.534 | 2.7029 | 2.7029 | 1.3904 | 0.81 | 2022 | [5 empty] | 311352 | -74.8258 | 40.8636 | 0.01 | 147 | 120 |  | 8.8 | Y | Natural Gas | N | Y | N | 9999 | N |  | Combined Cycle | 7889 |  | 7905
2450_B_1 | NM | 35001 | Reeves Generating Station | Reeves | 7532111 | 12669113 | 2450 | 1 | 2450 | 1 | 00011 | 101 | 1.05 |  | 70.1554 | 2.2078 | 2.2078 | 0.1633 | 1.5978 | 2022 | 118.4 | 9 | 284 | 3142.7 | 49.4 | 221122 | -106.6014 | 35.1729 | 44 | 125 | 100 |  | 42 | N | Natural Gas | Y | N | N | 9999 | N |  | O/G Steam | 2244 | 2039.5093 | 12772
2450_B_2 | NM | 35001 | Reeves Generating Station | Reeves | 7532111 | 12669213 | 2450 | 2 | 2450 | 2 | 00011 | 102 | 0.2 |  | 67.2796 | 2.2409 | 2.2409 | 0.1777 | 1.6217 | 2022 | 118.4 | 9 | 260 | 3161.8 | 49.7 | 221122 | -106.6014 | 35.1729 | 44 | 125 | 100 |  | 41 | N | Natural Gas | Y | N | N | 9999 | N |  | O/G Steam | 2188 | 1982.6387 | 13416
2450_B_3 | NM | 35001 | Reeves Generating Station | Reeves | 7532111 | 12669013 | 2450 | 3 | 2450 | 3 | 00011 | 103 | 207.39 |  | 168.4353 | 5.2708 | 5.2708 | 0.4421 | 3.8144 | 2022 | 118.4 | 10 | 225 | 4429.6 | 56.4 | 221122 | -106.6014 | 35.1729 | 66 | 125 | 100 |  | 63 | N | Natural Gas | Y | N | N | 9999 | N |  | O/G Steam | 3386 | 3192.0083 | 12802
55039_G_GT1 | NM | 35001 | Rio Bravo Generating Station | Rio Bravo | 7532811 | 86709013 | 55039 | GT-1 | 55039 | GT1 | 00368 | 001 | 1.66 |  | 58.8193 | 6.05 | 6.05 | 0.946 | 6.05 | 2022 | 50 | 23.6 | 1081 | 41458.1008 | 98.3 | 221112 | -106.643 | 35.0257 | 150 | 125 | 120 |  | 140.7 | N | Natural Gas, Distillate Fuel Oil | Y | N | N | 9999 | N |  | Combustion Turbine | 2315 | 2325.239 | 11264
2444_B_8 | NM | 35013 | Rio Grande Generating Station | Rio Grande | 7581811 | 82572113 | 2444 | 8 | 2444 | 8 | 122 | EQPT3 | 12.274 | 3.955 | 248.1386 | 9.027 | 9.027 | 0.3344 | 6.798 | 2022 | 135 | 13.33 | 259 | -1 | 33.8 | 221112 | -106.5472 | 31.8047 | 1540 | 125 | 100 |  | 144 | N | Natural Gas | Y | N | N | 9999 | N |  | O/G Steam | 3146 | 3117.8894 | 12258
2444_G_9 | NM | 35013 | Rio Grande Generating Station | Rio Grande | 7581811 | 108981213 | 2444 | 9 | 2444 | 9 | 122 | EQPT22 | 8.597 | 4.72 | 10.9043 | 1.652 | 1.652 | 0.3355 | 2.478 | 2022 | [5 empty] | 221112 | -106.5472 | 31.8047 | 888 | 125 | 120 |  | 83 | N | Natural Gas | Y | N | N | 9999 | N |  | Combustion Turbine | 3848 | 3613.8704 | 10745
55210_G_0002 | NM | 35013 | Afton Generating Station | Afton Generating Station | 7583911 | 82578113 | 55210 | 0001 | 55210 | 0002 | 164 | EQPT6 | 35.7 | 47.8 | 66.7755 | 26.1 | 26.1 | 2.0285 | 0.5 | 2022 | 120 | 17 | 1118 | -1 | 179 | 221112 | -106.8462 | 32.1141 | 164 | 125 | 120 |  | 94.6 | N | Natural Gas | Y | N | N | 9999 | N | 55210_G_0001;55210_G_0002 | Combined Cycle | 5113 | 5113.4688 | 8452
2444_G_6 | NM | 35013 | Rio Grande Generating Station |  | 7581811 | 82572013 | 2444 | 6 |  |  | 122 | EQPT1 | 37.06 | 1.083 | 60.1596 | 0.455 | 0.455 | 0.0507 | 1.862 | 2022 | 118 | 9.33 | 251 | -1 | 29.5 | 221112 | -106.5472 | 31.8047 | 610 | 125 | 100 |  |  |  |  | Y | N | N |  | N | 2444_G_6;2444_B_6 |  | 2200 | 2184.4299
2444_B_7 | NM | 35013 | Rio Grande Generating Station |  | 7581811 | 82571913 | 2444 | 7 |  |  | 122 | EQPT2 | 15.607 | 2.121 | 77.8807 | 0.701 | 0.701 | 0.0741 | 3.646 | 2022 | 118 | 9.33 | 266 | -1 | 26.4 | 221112 | -106.5472 | 31.8047 | 590 | 125 | 100 |  |  |  |  | Y | N | N |  | N | 2444_G_7;2444_B_7 |  | 4670 | 4650.3794
7967_G_GT1 | NM | 35023 | Lordsburg Generating Station | Lordsburg Generating | 7994311 | 82504813 | 7967 | 1 | 7967 | GT1 | 560 | EQPT1 | 16.027 |  | 16.338 | 1.662 | 1.288 | 0.1081 | 3.878 | 2022 | 45 | 9 | 846 | -1 | 166 | 221112 | -108.6981 | 32.3497 | 41.1 | 125 | 120 |  | 41.3 | N | Natural Gas | Y | N | N | 9999 | N |  | Combustion Turbine | 1108 | 1108.1099 | 11948
7967_G_GT2 | NM | 35023 | Lordsburg Generating Station | Lordsburg Generating | 7994311 | 82504913 | 7967 | 2 | 7967 | GT2 | 560 | EQPT2 | 15.994 |  | 15.8662 | 1.594 | 1.214 | 0.1006 | 3.719 | 2022 | 45 | 9 | 846 | -1 | 166 | 221112 | -108.6981 | 32.3497 | 41.1 | 125 | 120 |  | 41.3 | N | Natural Gas | Y | N | N | 9999 | N |  | Combustion Turbine | 1062 | 1062.4299 | 11949
7975_G_1 | NM | 35023 | Pyramid Generating Station | Pyramid | 5213011 | 91583713 | 7975 | 1 | 7975 | 1 | 558 | EQPT1 | 1.4 |  | 5.6526 | 0.26 | 0.26 | 0.0386 | 0.08 | 2022 | 45 | 10 | 845 | -1 | 124.7 | 221112 | -108.5486 | 32.2373 | 45 | 125 | 120 |  | 39.5 | N | Natural Gas, Distillate Fuel Oil | Y | N | N | 9999 | N |  | Combustion Turbine | 252 | 271.08 | 10745
7975_G_2 | NM | 35023 | Pyramid Generating Station | Pyramid | 5213011 | 91583613 | 7975 | 2 | 7975 | 2 | 558 | EQPT2 | 3.9 |  | 15.5918 | 0.87 | 0.87 | 0.0996 | 0.28 | 2022 | 45 | 10 | 845 | -1 | 124.7 | 221112 | -108.5486 | 32.2373 | 45 | 125 | 120 |  | 39.5 | N | Natural Gas, Distillate Fuel Oil | Y | N | N | 9999 | N |  | Combustion Turbine | 795 | 827.8 | 10745
7975_G_3 | NM | 35023 | Pyramid Generating Station | Pyramid | 5213011 | 91583513 | 7975 | 3 | 7975 | 3 | 558 | EQPT3 | 1 |  | 6.3401 | 0.26 | 0.26 | 0.0813 | 0.08 | 2022 | 45 | 10 | 845 | -1 | 124.7 | 221112 | -108.5486 | 32.2373 | 45 | 125 | 120 |  | 39.5 | N | Natural Gas, Distillate Fuel Oil | Y | N | N | 9999 | N |  | Combustion Turbine | 255 | 316.86 | 10745
7975_G_4 | NM | 35023 | Pyramid Generating Station | Pyramid | 5213011 | 91583413 | 7975 | 4 | 7975 | 4 | 558 | EQPT4 | 5.54 |  | 17.0051 | 0.9 | 0.9 | 0.124 | 0.29 | 2022 | [5 empty] | 221112 | -108.5486 | 32.2373 | 45 | 125 | 120 |  | 39.5 | N | Natural Gas, Distillate Fuel Oil | Y | N | N | 9999 | N |  | Combustion Turbine | 839 | 886.7005 | 10745
2446_B_051B | NM | 35025 | Maddox Station | Maddox | 5228411 | 82518613 | 2446 | 051B | 2446 | 051B | 588 | EQPT1 | 12.971 |  | 171.2011 | 9.256 | 9.256 | 0.7075 | 6.698 | 2022 | 156 | 12 | 394 | -1 | 35.9 | 221112 | -103.3018 | 32.7146 | 133 | 125 | 100 |  | 112 | N | Natural Gas | Y | N | N | 2029 | N |  | O/G Steam | 4359 | 4359.7607 | 10994
2454_G_1 | NM | 35025 | Cunningham Station Power Plant | Cunningham | 5229511 | 82534313 | 2454 | 121B | 2454 | 1 | 604 | EQPT8 | 0.038 |  | 26.1609 | 1.233 | 1.233 | 0.0652 | 26.163 | 2022 | 139 | 15 | 275 | -1 | 22.98 | 221112 | -103.3543 | 32.7135 | 784 | 125 | 100 |  | 71 | N | Natural Gas | Y | N | N | 9999 | N |  | O/G Steam | 728 | 727.58 | 10963
2454_G_3 | NM | 35025 | Cunningham Station Power Plant | Cunningham | 5229511 | 82534113 | 2454 | 123T | 2454 | 3 | 604 | EQPT3 | 3.892 |  | 55.901 | 4.669 | 4.669 | 0.5416 | 2.043 | 2022 | 50 | 25.6 | 980 | -1 | 55 | 221112 | -103.3543 | 32.7135 | 1400 | 125 | 120 |  | 106 | N | Natural Gas | Y | N | N | 9999 | N |  | Combustion Turbine | 1869 | 1867.5809 | 11753
2454_G_4 | NM | 35025 | Cunningham Station Power Plant | Cunningham | 5229511 | 82534013 | 2454 | 124T | 2454 | 4 | 604 | EQPT7 | 7.034 |  | 104.2532 | 8.422 | 8.422 | 0.9872 | 3.693 | 2022 | 50 | 25.6 | 980 | -1 | 55 | 221112 | -103.3543 | 32.7135 | 1400 | 125 | 120 |  | 103 | N | Natural Gas | Y | N | N | 9999 | N |  | Combustion Turbine | 3368 | 3368.7969 | 11755
56458_G_GT1 | NM | 35025 | Lea Power - Hobbs Generating Station | Hobbs Generating Station | 14627711 | 91585713 | 56458 | HOBB1 | 56458 | GT1 | 25726 | EQPT1 | 2.8 | 48.2 | 42.5929 | 29.6 | 29.6 | 1.9304 | 10.3 | 2022 | 165 | 18 | 179 | -1 | 80.3 | 221112 | -103.3099 | 32.7301 | 189 | 125 | 120 |  | 160.6 | N | Natural Gas | Y | N | N | 9999 | N |  | Combined Cycle | 7710 | 7709.6299 | 7504
56458_G_GT2 | NM | 35025 | Lea Power - Hobbs Generating Station | Hobbs Generating Station | 14627711 | 91585513 | 56458 | HOBB2 | 56458 | GT2 | 25726 | EQPT11 | 4.8 | 37 | 40.6351 | 27.5 | 27.5 | 1.7997 | 13.1 | 2022 | 165 | 18 | 179 | -1 | 75.3 | 221112 | -103.3099 | 32.7301 | 189 | 125 | 120 |  | 159.5 | N | Natural Gas | Y | N | N | 9999 | N |  | Combined Cycle | 7275 | 7275.3916 | 7504
57872_G_UNIT1 | NM | 35025 | Lea County Electric Cooperative Power Plant | LCEC Generation LLVC | 17129011 | 113939413 |  |  | 57872 | UNIT1 | 29433 | EQPT1 | 0.845 | 0.342 | 0.46 | 0.669 | 0.669 | 0.014 | 0.845 | 2020 | 80 | 4 | 722 | -1 | 85.23 | 221122 | -103.3222 | 32.9708 | 9.34 | 125 | 160 |  | 8.7 | N | Natural Gas | N | N | N | 9999 | N |  | Combustion Turbine |  |  | 10745
57872_G_UNIT2 | NM | 35025 | Lea County Electric Cooperative Power Plant | LCEC Generation LLVC | 17129011 | 113940113 |  |  | 57872 | UNIT2 | 29433 | EQPT8 | 0.96 | 0.388 | 0.523 | 0.76 | 0.76 | 0.016 | 0.96 | 2020 | 80 | 4 | 722 | -1 | 85.23 | 221122 | -103.3222 | 32.9708 | 9.34 | 125 | 160 |  | 8.7 | N | Natural Gas | N | N | N | 9999 | N |  | Combustion Turbine |  |  | 10745
57872_G_UNIT3 | NM | 35025 | Lea County Electric Cooperative Power Plant | LCEC Generation LLVC | 17129011 | 113940213 |  |  | 57872 | UNIT3 | 29433 | EQPT9 | 0.939 | 0.38 | 0.512 | 0.743 | 0.743 | 0.016 | 0.939 | 2020 | 80 | 4 | 722 | -1 | 85.23 | 221122 | -103.3222 | 32.9708 | 9.34 | 125 | 160 |  | 8.7 | N | Natural Gas | N | N | N | 9999 | N |  | Combustion Turbine |  |  | 10745
57872_G_UNIT4 | NM | 35025 | Lea County Electric Cooperative Power Plant | LCEC Generation LLVC | 17129011 | 113939513 |  |  | 57872 | UNIT4 | 29433 | EQPT10 | 0.933 | 0.377 | 0.508 | 0.739 | 0.739 | 0.016 | 0.933 | 2020 | 80 | 4 | 722 | -1 | 85.23 | 221122 | -103.3222 | 32.9708 | 9.34 | 125 | 160 |  | 8.7 | N | Natural Gas | N | N | N | 9999 | N |  | Combustion Turbine |  |  | 10745
57872_G_UNIT5 | NM | 35025 | Lea County Electric Cooperative Power Plant | LCEC Generation LLVC | 17129011 | 113939613 |  |  | 57872 | UNIT5 | 29433 | EQPT11 | 0.947 | 0.383 | 0.516 | 0.75 | 0.75 | 0.016 | 0.947 | 2022 | 80 | 4 | 722 | -1 | 85.23 | 221122 | -103.3222 | 32.9708 | 9.34 | 125 | 160 |  | 8.7 | N | Natural Gas | N | N | N | 9999 | N |  | Combustion Turbine |  |  | 10745
2454_B_122B | NM | 35025 | Cunningham Station Power Plant |  | 5229511 | 82534213 | 2454 | 122B |  |  |  |  | 61.408 |  | 505.3825 | 25.506 | 25.506 | 2.055 | 18.459 |  | 146 | 20 | 275 | -1 | 32.16 | 221112 | -103.3543 | 32.7135 |  | 125 | 100 |  |  |  |  | Y | N | N |  | N |  |  |  | 7061.0801
2446_G_2 | NM | 35025 | Maddox Station |  | 5228411 | 82518513 |  |  |  |  | 588 | EQPT2 | 6.805 |  | 226.842 | 4.99 | 4.99 | 0.583 | 1.588 | 2022 | 35 | 19.2 | 760 | -1 | 77.8 | 221112 | -103.3018 | 32.7146 | 94 | 125 | 120 |  |  |  |  | N | N | N |  | N |  |  | 1931
2446_G_3 | NM | 35025 | Maddox Station |  | 5228411 | 82518413 |  |  |  |  | 588 | EQPT3 | 0.041 |  | 0.576 | 0.012 | 0.012 | 0.001 | 0.004 | 2022 | 21 | 9.3 | 736 | -1 | 5 | 221112 | -103.3018 | 32.7146 | 15 | 125 | 120 |  |  |  |  | N | N | N |  | N |  |  | 25
55343_G_CTG1 | NM | 35029 | Luna Energy Center | Luna Energy Facility | 7404611 | 82437513 | 55343 | CTG1 | 55343 | CTG1 | 878 | EQPT1 | 15.088 | 50.24 | 57.3892 | 17.347 | 17.347 | 3.404 | 8.674 | 2022 | 160 | 18 | 237 | -1 | 70.6 | 221112 | -107.7827 | 32.2995 | 2380 | 125 | 120 |  | 150.5 | N | Natural Gas | Y | N | N | 9999 | N |  | Combined Cycle | 7611 | 7614.9502 | 7809
55343_G_CTG2 | NM | 35029 | Luna Energy Center | Luna Energy Facility | 7404611 | 82437613 | 55343 | CTG2 | 55343 | CTG2 | 878 | EQPT2 | 13.372 | 53.322 | 63.4134 | 18.377 | 18.377 | 3.6312 | 9.204 | 2022 | 160 | 18 | 237 | -1 | 70.6 | 221112 | -107.7827 | 32.2995 | 170 | 125 | 120 |  | 150.5 | N | Natural Gas | Y | N | N | 9999 | N |  | Combined Cycle | 8060 | 7852.5908 | 7809
58125_G_1 | NM | 35037 | SPS - Quay County Generating Plant | Quay County | 17750411 | 123574813 |  |  | 58125 | 1 | 30775 | EQPT1 | 0.016 |  | 1.104 | 0.017 | 0.017 | 0.002 | 0.57 | 2022 | 70 | 12.75 | 865 | -1 | 92.8 | 221122 | -103.7311 | 35.1844 | 23.5 | 125 | 120 |  | 17 | N | Distillate Fuel Oil | N | N | N | 9999 | N |  | Combustion Turbine | 8 |  | 18577
55977_G_CTG1 | NM | 35045 | Bluffview Power Plant | Bluffview | 13646111 | 157585613 | 55977 | CTG-1 | 55977 | CTG1 | 3535 | EQPT10 | 18.2 | 6.59 | 48.9692 | 4.305 | 4.305 | 0.5555 | 0.2 | 2022 | 70 | 13 | 269 | -1 | 37.95 | 221112 | -108.2144 | 36.7143 | 338 | 125 | 120 |  | 31 | N | Natural Gas | Y | N | N | 9999 | N |  | Combined Cycle | 5608 | 5607.4697 | 7883
2451_B_1 | NM | 35045 | San Juan Generating Station |  | 7991911 | 82423613 | 2451 | 1 |  |  | 1421 | EQPT1 | 3696.8 | 13.7 | 1286.8389 | 51.2 | 19.3 | 83.7426 | 16.6 | 2022 | 400 | 20 | 127 | -1 | 74.3 | 221112 | -108.4386 | 36.8025 | 3710 | 125 | 100 |  |  |  |  | Y | N | N |  | N |  |  | 3811 | 3811.29
2451_B_4 | NM | 35045 | San Juan Generating Station |  | 7991911 | 82425213 | 2451 | 4 |  |  | 1421 | EQPT4 | 927.7 | 6.8 | 3048.854 | 83 | 43.3 | 514.6845 | 40 | 2022 | 400 | 28 | 128 | -1 | 58.4 | 221112 | -108.4386 | 36.8025 | 5650 | 125 | 100 |  |  |  |  | Y | N | N |  | N |  |  | 5719 | 5718.9897
55802_G_CTG1 | NM | 35061 | Valencia Power Plant | Valencia Energy Facility | 7799911 | 82635413 | 55802 | CTG1 | 55802 | CTG1 | 1611 | EQPT2 | 6.881 |  | 15.9219 | 6.642 | 6.642 | 0.2458 | 0.886 | 2022 | 14.9 | 6.1 | 839 | -1 | 28.1 | 221112 | -106.7321 | 34.6111 | 160 | 125 | 120 |  | 144.3 | N | Natural Gas | Y | N | N | 9999 | N |  | Combustion Turbine | 671 | 670.9098 | 11850
58284_G_0001 | NM | 35061 | La Luz Energy Center | La Luz Energy Center | 17750511 | 125726613 | 58284 | 1 | 58284 | 0001 | 32274 | EQPT1 | 0.041 | 0.21 | 0.4623 | 0.13 | 0.13 | 0.0237 | 0.13 | 2022 | 45 | 10 | 730 | -1 | 119.6 | 221112 | -106.815 | 34.6162 | 42 | 125 | 120 |  | 40 | N | Natural Gas | Y | N | N | 9999 | N |  | Combustion Turbine | 271 | 269.8403 | 11625
10725_G_GEN5 | NY | 36001 | SELKIRK COGENERATION PROJECT | Selkirk Cogen | 7801111 | 3435013 |  |  | 10725 | GEN5 | 4012200078 | U00002 | 1.8355 | 0.487 | 32.991 | 3.8575 | 3.8542 | 0.76179 | 0.8315 | 2022 | 200 | 15 | 72 | 0.0166 | 0.001 | 221112 | -73.8603 | 42.5757 | 160 | 125 | 140 |  | 119.3 | Y | Natural Gas, Distillate Fuel Oil | N | Y | N | 9999 | N | 10725_G_GEN5;10725_G_GEN4;10725_G_GEN3 | Combined Cycle |  |  | 7915
10725_G_GEN1 | NY | 36001 | SELKIRK COGENERATION PROJECT | Selkirk Cogen | 7801111 | 3434913 | 10725 | CTG101 | 10725 | GEN1 | 4012200078 | U00001 | 10.228 | 0.052253 | 19.5589 | 0.57534 | 0.57473 | 0.1615 | 0.28531 | 2022 | 12 | 0.7 | 1010 | -1 | 123 | 221112 | -73.8603 | 42.5757 | 1220 | 125 | 140 |  | 68.3 | Y | Natural Gas, Distillate Fuel Oil | Y | N | N | 9999 | N | 10725_G_GEN1;10725_G_GEN2 | Combined Cycle |  | 562.59 | 7915
2539_G_5 | NY | 36001 | BETHLEHEM ENERGY CENTER | Bethlehem Energy Center | 7801011 | 64136913 |  |  | 2539 | 5 | 4012200044 | U00010 | 19.3601 | 0.11812 | 107.41 | 46.755 | 46.5252 | 10.564 | 7.4981 | 2022 | 248 | 19 | 308 | 208.0316 | 0.7334 | 221112 | -73.7641 | 42.5935 | 7350 | 125 | 140 |  | 178.4 | N | Natural Gas | N | N | N | 9999 | N | 2539_G_8;2539_G_5;2539_G_7;2539_G_6 | Combined Cycle |  |  | 7056
56987_G_GEN1 | NY | 36003 | HYLAND LANDFILL | Hyland LFGTE Facility | 15449111 | 96597113 |  |  | 56987 | GEN1 | 9023200003 | 1LFGTE | 147.1352 |  | 23.3635 | 6.16e-05 | 6.012e-05 | 58.4672 | 21.3481 | 2022 | 28 | 1.66 | 836 | -1 | 73 | 562212 | -78.0079 | 42.2868 | 4800 | 104 | 160 |  | 1.6 | N | Landfill Gas | N | N | N | 9999 | N | 56987_G_GEN3;56987_G_GEN1;56987_G_GEN2 | Landfill Gas |  |  | 13500
7784_G_1 | NY | 36003 | RG&E ALLEGANY STATION 133 | Allegany Cogen | 8377511 | 1494013 | 10619 | 00001 | 7784 | 1 | 9025800018 | U1GTDB | 4.6135 | 0.2315 | 5.417 | 1.1815 | 1.1773 | 0.0935 | 0.4515 | 2022 | 213 | 11.2 | 210 | -1 | 52 | 221112 | -78.0682 | 42.5029 | 38 | 125 | 120 |  | 40 | N | Natural Gas | Y | N | N | 9999 | N | 7784_G_2;7784_G_1 | Combined Cycle |  | 919.0601 | 8466
7913_G_HG02 | NY | 36005 | HELL GATE | Hell Gate | 9389811 | 55527813 |  |  | 7913 | HG02 | 2600700724 | 100001 | 5.141 | 5.0836 | 7.3976 | 4.1613 | 4.1613 | 0.46538 | 1.3897 | 2022 | 13 | 0.2 | 1120 | -1 | 135 | 221112 | -73.9118 | 40.7962 | 961 | 125 | 120 |  | 40 | N | Natural Gas | Y | N | N | 9999 | N | 7913_G_HG01;7913_G_HG02 | Combustion Turbine |  |  | 11028
7914_G_HR02 | NY | 36005 | HARLEM RIVER YARDS PLANT | Harlem River Yard | 9389711 | 55527913 |  |  | 7914 | HR02 | 2600700726 | 100001 | 5.0529 | 3.8582 | 7.6682 | 4.2176 | 4.2176 | 0.43866 | 2.063 | 2022 | 13 | 0.2 | 1120 | -1 | 135 | 221112 | -73.9142 | 40.798 | 950 | 125 | 120 |  | 40 | N | Natural Gas | Y | N | N | 9999 | N | 7914_G_HR01;7914_G_HR02 | Combustion Turbine |  |  | 11043
54076_G_GEN1 | NY | 36009 | INDECK OLEAN ENERGY CENTER | Indeck Olean Energy Center | 8433511 | 591513 | 54076 | 1 | 54076 | GEN1 | 9041200042 | O00001 | 3.179 | 0.3518 | 16.9969 | 1.8502 | 1.8502 | 0.298 | 0.5074 | 2022 | 175 | 10 | 205 | -1 | 70 | 221112 | -78.4543 | 42.086 | 789 | 125 | 120 |  | 34.1 | Y | Natural Gas, Distillate Fuel Oil | Y | N | N | 9999 | N | 54076_G_GEN1;54076_G_GEN2 | Combined Cycle |  | 1616.75 | 8935
2682_B_10 | NY | 36013 | SAMUEL A CARLSON GENERATING STATION | S A Carlson | 7806011 | 2858513 | 2682 | 10 | 2682 | 10 | 9060800053 | U00004 | 0.25735 | 0.01376 | 0.2502 | 0.032519 | 0.032493 | 0.003 | 0.02365 | 2022 | 195 | 7 | 72 | -1 | 65 | 221112 | -79.2477 | 42.0935 | 190 | 125 | 100 |  | 15 | N | Natural Gas | Y | N | N | 9999 | N |  | O/G Steam |  | 90 | 8300
2682_G_7 | NY | 36013 | SAMUEL A CARLSON GENERATING STATION | S A Carlson | 7806011 | 2858413 | 2682 | 20 | 2682 | 7 | 9060800053 | U00020 | 7.4862 |  | 44.8059 | 1.0819 | 1.0549 | 0.1741 | 0.73906 | 2022 | 200 | 12 | 790 | -1 | 83 | 221112 | -79.2477 | 42.0935 | 554 | 125 | 120 |  | 42 | N | Natural Gas | Y | N | N | 9999 | N | 2682_G_5;2682_B_HRSG;2682_G_7;2682_G_6 | Combustion Turbine |  | 1744.25 | 10745
2682_B_12 | NY | 36013 | SAMUEL A CARLSON GENERATING STATION |  | 7806011 | 2858613 |  |  |  |  | 9060800053 | U00003 | 0.2097 | 0.0208 | 1.2167 | 0.049157 | 0.049117 | 0.0033 | 0.03575 | 2022 | 195 | 10 | 72 | -1 | 65 | 221112 | -79.2477 | 42.0935 | 190 | 125 | 100 |  |  |  |  | N | N | N |  | N | 2682_B_12;2682_B_9
54574_G_GEN1 | NY | 36019 | SARANAC POWER PARTNERS COGENERATION FAC | Saranac Facility | 8375111 | 1671213 | 54574 | 00001 | 54574 | GEN1 | 5094200106 | U00001 | 1.0103 | 0.4891 | 13.2381 | 5.2355 | 2.4971 | 0.2461 | 1.8258 | 2022 | 160 | 16 | 72 | -1 | 60.2 | 221112 | -73.4559 | 44.7131 | 1680 | 125 | 160 |  | 70.7 | N | Natural Gas | Y | N | N | 9999 | N |  | Combined Cycle |  | 1003.42 | 9097
54574_G_GEN2 | NY | 36019 | SARANAC POWER PARTNERS COGENERATION FAC | Saranac Facility | 8375111 | 1671313 | 54574 | 00002 | 54574 | GEN2 | 5094200106 | U00002 | 0.39449 | 0.0411 | 2.3777 | 0.94789 | 0.43924 | 0.0412 | 0.31858 | 2022 | 160 | 16 | 72 | -1 | 64.9 | 221112 | -73.4559 | 44.7131 | 1680 | 125 | 120 |  | 79.9 | N | Natural Gas | Y | N | N | 9999 | N |  | Combined Cycle |  | 196.32 | 9097
54574_G_GEN3 | NY | 36019 | SARANAC POWER PARTNERS COGENERATION FAC | Saranac Facility | 8375111 | 1671413 |  |  | 54574 | GEN3 | 5094200106 | U00003 | 0.24755 | 0 | 18.0235 | 2.4771 | 1.493 | 0.18696 | 1.5733 | 2022 | 120 | 5 | 72 | -1 | 13.4 | 221112 | -73.4559 | 44.7131 | 85 | 125 | 100 |  | 85 | N | Natural Gas | N | N | N | 9999 | N |  | Combined Cycle |  |  | 9097
10305_G_GEN1 | NY | 36027 | DUTCHESS CO RESOURCE RECOVERY FACILITY | Dutchess Cnty Resource Recovery Facility | 7993711 | 4099913 |  |  | 10305 | GEN1 | 3134600019 | 1MBMWC | 60.212 |  | 141.01 | 4.293 | 4.2805 | 1.923 | 21.7194 | 2022 | 200 | 4 | 400 | -1 | 80 | 221118 | -73.9432 | 41.6469 | 84.4 | 103 | 270 | 16&41 | 7.2 | Y | MSW | N | Y | N | 9999 | N |  | Municipal Solid Waste |  |  | 26554
57185_G_U001 | NY | 36027 | Cricket Valley Energy Center | Cricket Valley Energy | 17942411 | 127198913 | 57185 | U001 | 57185 | U001 | 3132600275 | U00001 | 4.0302 | 6.63 | 27.0882 | 26.2482 | 26.2482 | 3.5504 | 1.6198 | 2022 | 283 | 19 | 165 | -1 | 74.7 | 221112 | -73.5798 | 41.6759 | 2800 | 125 | 140 |  | 143.3 | N | Natural Gas, Hydrogen | Y | N | N | 9999 | N |  | Combined Cycle |  | 5457.5103 | 7050
57185_G_U002 | NY | 36027 | Cricket Valley Energy Center | Cricket Valley Energy | 17942411 | 127199013 | 57185 | U002 | 57185 | U002 | 3132600275 | U00002 | 4.55 | 8.53 | 30.7926 | 43.1897 | 43.1897 | 3.8996 | 1.77 | 2022 | 283 | 19 | 165 | -1 | 74.7 | 221112 | -73.5798 | 41.6759 | 2800 | 125 | 140 |  | 143.3 | N | Natural Gas, Hydrogen | Y | N | N | 9999 | N |  | Combined Cycle |  | 5961.8989 | 7050
57185_G_U003 | NY | 36027 | Cricket Valley Energy Center | Cricket Valley Energy | 17942411 | 127199113 | 57185 | U003 | 57185 | U003 | 3132600275 | U00003 | 3.41 | 10.93 | 31.6139 | 28.34 | 28.34 | 3.844 | 1.74 | 2022 | 283 | 19 | 165 | -1 | 74.7 | 221112 | -73.5798 | 41.6759 | 2800 | 125 | 140 |  | 143.3 | N | Natural Gas, Hydrogen | Y | N | N | 9999 | N |  | Combined Cycle |  | 5937.5015 | 7050
50451_G_GEN1 | NY | 36029 | INDECK-YERKES ENERGY SERVICES | Indeck Yerkes Energy Center | 8504111 | 549913 | 50451 | 1 | 50451 | GEN1 | 9146400153 | Y00001 | 0.7901 | 0 | 11.2431 | 1.6916 | 1.6913 | 0.0405 | 0.54519 | 2022 | 150 | 9.8 | 232 | -1 | 74 | 221112 | -78.9179 | 42.9673 | 29 | 125 | 120 |  | 31 | Y | Natural Gas, Distillate Fuel Oil | Y | N | N | 9999 | N |  | Combined Cycle |  | 365 | 10128
50451_G_GEN2 | NY | 36029 | INDECK-YERKES ENERGY SERVICES | Indeck Yerkes Energy Center | 8504111 | 549813 |  |  | 50451 | GEN2 | 9146400153 | Y00002 | 0.3455 | 0.53952 | 5.3545 | 1.275 | 0.015 | 0.10116 | 1.3796 | 2022 | 90 | 2.833 | 311 | 453 | 72 | 221112 | -78.9179 | 42.9673 | 19 | 125 | 100 |  | 14.8 | Y | Natural Gas, Distillate Fuel Oil | N | Y | N | 9999 | N |  | Combined Cycle |  |  | 10128
57003_G_GEN1 | NY | 36035 | INNOVATIVE / FULTON | Fulton LFGTE Facility | 15448511 | 96597413 |  |  | 57003 | GEN1 | 5172800122 | 1FLFGE | 70.0506 | 0.25592 | 12.551 | 5.8134 | 5.8134 | 5.3279 | 34.5577 | 2022 | 35 | 1.25 | 900 | -1 | 168 | 221112 | -74.4718 | 43.0104 | 3200 | 125 | 160 |  | 1.6 | N | Landfill Gas | N | N | N | 9999 | N | 57003_G_GEN2;57003_G_GEN1 | Landfill Gas |  |  | 13500
54593_G_GEN1 | NY | 36037 | BATAVIA POWER PLANT | Batavia Power Plant | 8462711 | 1616913 | 54593 | 1 | 54593 | GEN1 | 8180200045 | 1CMBTN | 0.305 |  | 1.5585 | 0.074781 | 0.074778 | 0.0055 | 0.023793 | 2022 | 150 | 11 | 72 | -1 | 60.2 | 221112 | -78.1592 | 42.9827 | 38 | 125 | 120 |  | 34.3 | N | Natural Gas | Y | N | N | 9999 | N |  | Combined Cycle |  | 58.8 | 9166
55405_G_CT1 | NY | 36039 | ATHENS GENERATING PLANT | Athens Generating Plant | 9333711 | 64138613 | 55405 | 1 | 55405 | CT1 | 4192200055 | U00001 | 236.7835 | 13.3515 | 39.4483 | 26.5935 | 26.5935 | 3.3416 | 1.7715 | 2022 | 180 | 19 | 242 | 457.695 | 1.6136 | 221112 | -73.8504 | 42.2719 | 2800 | 125 | 120 |  | 220.9 | N | Natural Gas | Y | N | N | 9999 | N | 55405_G_CT1;55405_G_ST1 | Combined Cycle |  | 4920.1392 | 7281
55405_G_CT2 | NY | 36039 | ATHENS GENERATING PLANT | Athens Generating Plant | 9333711 | 64138713 | 55405 | 2 | 55405 | CT2 |  |  | 352.039 | 32.268 | 36.5205 | 26.7055 | 26.7055 | 3.0058 | 1.608 |  | 180 | 19 | 242 | 457.695 | 1.6136 | 221112 | -73.8504 | 42.2719 |  | 125 | 120 |  | 220.4 | N | Natural Gas | Y | N | N | 9999 | N | 55405_G_CT2;55405_G_ST2 | Combined Cycle |  | 4465.8501 | 7281
55405_G_CT3 | NY | 36039 | ATHENS GENERATING PLANT | Athens Generating Plant | 9333711 | 64138813 | 55405 | 3 | 55405 | CT3 | 4192200055 | U00003 | 269.3595 | 10.7625 | 36.4108 | 19.946 | 19.946 | 2.8268 | 1.499 | 2022 | 180 | 19 | 242 | 457.695 | 1.6136 | 221112 | -73.8504 | 42.2719 | 2800 | 125 | 120 |  | 222.9 | N | Natural Gas | Y | N | N | 9999 | N | 55405_G_ST3;55405_G_CT3 | Combined Cycle |  | 4164.0093 | 7281
10620_G_GEN1 | NY | 36045 | CARTHAGE ENERGY COGEN FACILITY | Carthage Energy LLC | 8036811 | 3684113 | 10620 | 1 | 10620 | GEN1 | 6226000024 | U00001 | 0.1085 |  | 2.5065 | 0.091195 | 0.090653 | 0.0067 | 0.02907 | 2022 | 213 | 10.8 | 200 | -1 | 58 | 221112 | -75.621 | 43.9842 | 583 | 125 | 120 |  | 40.1 | N | Natural Gas, Distillate Fuel Oil | Y | N | N | 9999 | N |  | Combined Cycle |  | 66.42 | 9865
10620_G_GEN2 | NY | 36045 | CARTHAGE ENERGY COGEN FACILITY | Carthage Energy LLC | 8036811 | 3684213 |  |  | 10620 | GEN2 | 6226000024 | EIC001 | 2.0938 |  | 0.5028 | 0.04228 | 0.041962 | 0.006215 | 0.009 | 2022 | 36.6 | 1.8 | 442 | 0.8416 | 0.3306 | 221112 | -75.621 | 43.9842 |  | 125 | 140 |  | 21 | N | Natural Gas, Distillate Fuel Oil | N | N | N | 9999 | N |  | Combined Cycle |  |  | 9865
10464_B_E0003 | NY | 36045 | BLACK RIVER GENERATION LLC | ReEnergy Black River | 8104811 | 4821513 |  |  | 10464 | E0003 | 6224000009 | U00001 | 121.8256 | 0.031288 | 403.1616 | 14.058 | 7.7592 | 50.5338 | 62.1682 | 2022 | 235 | 8.5 | 300 | -1 | 64 | 221118 | -75.7717 | 44.0367 | 249 | 125 | 100 |  | 18.3 | N | Biomass | Y | N | N | 9999 | N | 10464_B_E0002;10464_B_E0003;10464_B_E0001 | Biomass |  |  | 17949
2494_G_GT48 | NY | 36047 | GOWANUS GENERATING STATION | Gowanus Gas Turbines Generating | 7992311 | 97070713 |  |  | 2494 | GT48 | 2610200116 | G00001 | 10.0185 |  | 48.2355 | 1.1881 | 1.1814 | 0.426 | 0.39335 | 2022 | 57 | 18.07 | 930 | -1 | 31 | 221112 | -74.0018 | 40.6615 | 9570 | 125 | 120 |  | 17.2 | N | Distillate Fuel Oil | N | N | N | 9999 | N | 2494_G_GT34;2494_G_GT35;2494_G_GT36;2494_G_GT38;2494_G_GT32;2494_G_GT33;2494_G_GT26;2494_G_GT28;2494_G_GT41;2494_G_GT43;2494_G_GT45;2494_G_GT23;2494_G_GT31;2494_G_GT48;2494_G_GT15;2494_G_GT16;2494_G_GT22;2494_G_GT37;2494_G_GT42;2494_G_GT44;2494_G_GT24;2494_G_GT12;2494_G_GT27;2494_G_GT11;2494_G_GT17;2494_G_GT18;2494_G_GT21;2494_G_GT25;2494_G_GT46;2494_G_GT47;2494_G_GT13;2494_G_GT14 | Combustion Turbine |  |  | 17314
2499_G_NT18 | NY | 36047 | NARROWS GENERATING STATION | Narrows Gas Turbines Generating | 8039511 | 3677313 |  |  | 2499 | NT18 | 2610200086 | NA0005 | 15.7023 |  | 73.479 | 1.4528 | 1.3597 | 0.66062 | 0.40502 | 2022 | 62 | 15.6 | 905 | 166.6066 | 0.8713 | 221112 | -74.0234 | 40.6499 | 2380 | 125 | 120 |  | 17.7 | N | Natural Gas, Distillate Fuel Oil | N | N | N | 9999 | N | 2499_G_NT14;2499_G_NT16;2499_G_NT12;2499_G_NT18;2499_G_NT15;2499_G_NT11;2499_G_NT17;2499_G_NT13 | Combustion Turbine |  |  | 17192
2499_G_NT28 | NY | 36047 | NARROWS GENERATING STATION | Narrows Gas Turbines Generating | 8039511 | 64125713 |  |  | 2499 | NT28 | 2610200086 | NA0006 | 16.4479 |  | 79.3105 | 1.6185 | 1.4734 | 0.69687 | 0.42573 | 2022 | 57 | 15.6 | 905 | 166.6066 | 0.8713 | 221112 | -74.0234 | 40.6499 | 2380 | 125 | 120 |  | 16.4 | N | Natural Gas, Distillate Fuel Oil | N | N | N | 9999 | N | 2499_G_NT25;2499_G_NT22;2499_G_NT27;2499_G_NT28;2499_G_NT23;2499_G_NT21;2499_G_NT26;2499_G_NT24 | Combustion Turbine |  |  | 17192
54914_G_01 | NY | 36047 | BROOKLYN NAVY YARD COGENERATION PLANT | Brooklyn Navy Yard Cogeneration | 8105011 | 4819613 | 54914 | 1 | 54914 | 01 | 2610100185 | U00001 | 5.5414 | 7.1425 | 29.7139 | 8.5855 | 7.2513 | 2.58 | 4.8074 | 2022 | 310 | 17 | 240 | -1 | 70 | 221112 | -73.9767 | 40.6993 | 85 | 125 | 120 |  | 90 | Y | Natural Gas, Distillate Fuel Oil | Y | N | N | 9999 | N |  | Combined Cycle |  | 8579.2012 | 5884
54914_G_02 | NY | 36047 | BROOKLYN NAVY YARD COGENERATION PLANT | Brooklyn Navy Yard Cogeneration | 8105011 | 4819713 | 54914 | 2 | 54914 | 02 | 2610100185 | U00002 | 12.3814 | 5.062 | 24.7861 | 7.4159 | 6.2753 | 2.2841 | 4.2426 | 2022 | 310 | 17 | 240 | -1 | 70 | 221112 | -73.9767 | 40.6993 | 85 | 125 | 120 | 139&65 | 90 | Y | Natural Gas, Distillate Fuel Oil | Y | N | N | 9999 | N |  | Combined Cycle |  | 7563.4292 | 5884
54914_G_03 | NY | 36047 | BROOKLYN NAVY YARD COGENERATION PLANT | Brooklyn Navy Yard Cogeneration | 8105011 | 4819813 |  |  | 54914 | 03 | 2610100185 | U00003 | 0.0135 |  | 0.76468 | 0.0078465 | 0.007768 | 0.0005405 | 0.0057065 | 2022 | 135 | 1.2 | 690 | -1 | 55.1 | 221112 | -73.9767 | 40.6993 | 30 | 125 | 120 |  | 35 | Y | Natural Gas, Distillate Fuel Oil | N | Y | N | 9999 | N |  | Combined Cycle |  |  | 5884
54914_G_04 | NY | 36047 | BROOKLYN NAVY YARD COGENERATION PLANT | Brooklyn Navy Yard Cogeneration | 8105011 | 4819913 |  |  | 54914 | 04 | 2610100185 | U00004 | 0.014125 |  | 0.723 | 0.0096885 | 0.0095916 | 0.0006115 | 0.006459 | 2022 | 135 | 1.2 | 690 | -1 | 55.1 | 221112 | -73.9767 | 40.6993 | 30 | 125 | 120 |  | 35 | Y | Natural Gas, Distillate Fuel Oil | N | Y | N | 9999 | N |  | Combined Cycle |  |  | 5884
7910_G_2 | NY | 36047 | 23RD AND 3RD PLANT | Joseph J Seymour Power Project | 9326011 | 55489013 |  |  | 7910 | 2 | 2610200482 | 100001 | 5.4111 | 5.2161 | 7.9693 | 4.2418 | 4.2418 | 0.50345 | 2.1061 | 2022 | 10 | 0.4 | 983 | -1 | 61.9 | 221112 | -74.0007 | 40.6618 | 1010 | 125 | 120 |  | 39.9 | N | Natural Gas | N | N | N | 9999 | N | 7910_G_1;7910_G_2 | Combustion Turbine |  |  | 11015
7915_G_N01 | NY | 36047 | N 1ST STREET PLANT | North 1st | 9326111 | 55488913 | 7915 | NO1 | 7915 | N01 | 2610101077 | 100001 | 4.3902 | 2.4022 | 4.0711 | 1.7777 | 1.743 | 0.166 | 0.90343 | 2022 | 107 | 12 | 719 | -1 | 77 | 221112 | -73.9664 | 40.7147 | 475 | 125 | 120 |  | 46 | N | Natural Gas | Y | N | N | 9999 | N |  | Combustion Turbine |  | 1685.4348 | 10821
50743_B_1 | NY | 36047 | STARRETT CITY POWER PLANT |  | 7943911 | 2535913 |  |  |  |  | 2610500263 | 000001 | 44.4154 | 0.25909 | 100.4634 | 3.9987 | 3.9955 | 0.31725 | 7.2346 | 2022 | 99 | 4.7 | 800 | 21.3616 | 1.2307 | 53111 | -73.8797 | 40.6495 | 140 |  | 100 |  |  |  |  | N | N | N |  | N
2496_G_GT5 | NY | 36047 | CON EDISON - HUDSON AVE STATION |  | 8038811 | 3680213 |  |  |  |  | 2610100042 | HA0005 | 0.2165 |  | 2.1945 | 0.045831 | 0.038974 | 0.1915 | 0.028023 | 2022 | 47 | 16.4 | 935 | -1 | 35.2 | 22133 | -73.9803 | 40.7049 | 705 | 183 | 120 |  |  |  |  | N | N | N |  | N | 2496_G_GT3;2496_G_GT5;2496_G_4
10617_G_GEN1 | NY | 36049 | BEAVER FALLS GENERATING FACILITY | CH Resources Beaver Falls | 8469511 | 570213 | 10617 | 1 | 10617 | GEN1 | 6232000018 | U00001 | 19.3049 |  | 0.6876 | 3.1454 | 2.6564 | 0.0155 | 0.51794 | 2022 | 213 | 11.2 | 200 | -1 | 73 | 221112 | -75.4343 | 43.8864 | 52 | 125 | 140 |  | 49.7 | Y | Natural Gas, Distillate Fuel Oil | Y | N | N | 9999 | N | 10617_G_GEN2;10617_G_GEN1 | Combined Cycle |  | 94.43 | 6669
10025_B_41 | NY | 36055 | Red-Rochester LLC At Eastman Business Park |  | 17052711 | 114204213 |  |  |  |  | 8269900126 | U00015 | 120.279 | 11.2578 | 225.6325 | 5.6896 | 2.946 | 2.1108 | 23.3671 | 2022 | 408 | 12 | 265 | -1 | 43.1 | 221112 | -77.6658 | 43.1979 | 3130 | 183 | 100 |  |  |  |  | N | N | N |  | N | 10025_B_44;10025_B_43;10025_B_41;10025_B_42
2511_B_10 | NY | 36059 | EF BARRETT POWER STATION | E F Barrett | 7221611 | 7563413 | 2511 | 10 | 2511 | 10 | 1282000553 | U00001 | 358.3151 | 14.2396 | 404.2291 | 36.6331 | 35.6022 | 34.1636 | 24.1244 | 2022 | 250 | 16 | 309 | -1 | 47 | 221112 | -73.6476 | 40.6161 | 2300 | 125 | 100 |  | 194 | N | Natural Gas, Distillate Fuel Oil | Y | N | N | 9999 | N |  | O/G Steam |  | 6826.7104 | 10937
2511_B_20 | NY | 36059 | EF BARRETT POWER STATION | E F Barrett | 7221611 | 7563313 | 2511 | 20 | 2511 | 20 | 1282000553 | U00002 | 158.0381 | 6.2653 | 107.3524 | 16.2176 | 15.7606 | 12.5656 | 10.6424 | 2022 | 350 | 10.2 | 309 | -1 | 115 | 221112 | -73.6476 | 40.6161 | 2000 | 125 | 100 |  | 178 | N | Natural Gas | Y | N | N | 9999 | N |  | O/G Steam |  | 3179.3894 | 11042
10642_B_3 | NY | 36059 | HEMPSTEAD RESOURCE RECOVERY FACILITY | Covanta Hempstead | 7993311 | 4102513 |  |  | 10642 | 3 | 1282001727 | UUNITS | 147.673 | 25.1733 | 1035.611 | 2.4466 | 2.1212 | 51.2349 | 1.4428 | 2022 | 381 | 8 | 310 | -1 | 80.92 | 562213 | -73.5904 | 40.7381 | 1010 | 103 | 270 |  | 23.9 | N | MSW | N | Y | N | 9999 | N | 10642_B_3;10642_B_1;10642_B_2 | Municipal Solid Waste |  |  | 17909
2511_G_9 | NY | 36059 | EF BARRETT POWER STATION | E F Barrett | 7221611 | 118548113 |  |  | 2511 | 9 | 1282000553 | UCTPWN | 77.001 | 3.0901 | 399.563 | 6.5486 | 6.51 | 3.2041 | 1.9769 | 2022 | 36 | 7.6 | 1150 | -1 | 110 | 221112 | -73.6483 | 40.6177 | 2160 | 125 | 120 |  | 41.2 | N | Natural Gas, Distillate Fuel Oil | N | N | N | 9999 | N | 2511_G_11;2511_G_12;2511_G_9;2511_G_10 | Combustion Turbine |  |  | 16044
2511_G_GT1 | NY | 36059 | EF BARRETT POWER STATION | E F Barrett | 7221611 | 118548013 |  |  | 2511 | GT1 | 1282000553 | UCTGEN | 35.0518 | 1.4354 | 149.8622 | 2.8996 | 2.884 | 0.28278 | 0.92049 | 2022 | 52 | 9.9 | 1028 | -1 | 46 | 221112 | -73.6483 | 40.6177 | 2210 | 125 | 120 |  | 17.4 | N | Natural Gas, Distillate Fuel Oil | N | N | N | 9999 | N | 2511_G_4;2511_G_7;2511_G_8;2511_G_GT2;2511_G_3;2511_G_GT1;2511_G_5;2511_G_6 | Combustion Turbine |  |  | 16046
2514_G_GT2 | NY | 36059 | GLENWOOD MAIN POWER STATION | Glenwood | 7222811 | 7558713 | 2514 | U00020 | 2514 | GT2 |  |  | 0.049697 | 0.0875 | 8.8943 | 0.226 | 0.16671 | 0.0098 | 0.010815 |  | 59 | 20.9 | 980 | -1 | 35 | 221112 | -73.6475 | 40.8259 |  | 125 | 120 |  | 49 | N | Distillate Fuel Oil | Y | N | N | 9999 | N |  | Combustion Turbine |  | 64 | 15453
2514_G_GT3 | NY | 36059 | GLENWOOD MAIN POWER STATION | Glenwood | 7222811 | 7558513 | 2514 | U00021 | 2514 | GT3 | 1282200481 | U00021 | 0.023616 | 0.0415 | 4.199 | 0.1075 | 0.079222 | 0.0044 | 0.00529 | 2022 | 59 | 20.9 | 980 | -1 | 35 | 221112 | -73.6475 | 40.8259 | 51 | 125 | 120 |  | 55.1 | N | Distillate Fuel Oil | Y | N | N | 9999 | N |  | Combustion Turbine |  | 34 | 15482
2678_G_2 | NY | 36059 | FREEPORT POWER PLANT 1 | Plant No 1 Freeport | 7221211 | 7565913 |  |  | 2678 | 2 | 1282000357 | 100001 | 0.04604 |  | 0.14896 | 0.00342 | 0.00332 | 6.5e-05 | 0.0045034 | 2022 | 46 | 2.5 | 72 | -1 | 72.9 | 221112 | -73.5926 | 40.6564 | 2 | 125 | 160 |  | 2.2 | N | Distillate Fuel Oil | N | N | N | 9999 | N |  | Combustion Turbine |  |  | 14144
2678_G_3 | NY | 36059 | FREEPORT POWER PLANT 1 | Plant No 1 Freeport | 7221211 | 7565813 |  |  | 2678 | 3 | 1282000357 | 100002 | 0.11958 |  | 0.25746 | 0.00708 | 0.00688 | 0.00017 | 0.011738 | 2022 | 40 | 2.5 | 72 | -1 | 72.9 | 221112 | -73.5926 | 40.6564 | 3 | 125 | 160 |  | 2 | N | Distillate Fuel Oil | N | N | N | 9999 | N |  | Combustion Turbine |  |  | 14140
2679_G_3 | NY | 36059 | FREEPORT POWER PLANT 2 | Plant No 2 Freeport | 7221311 | 7565613 |  |  | 2679 | 3 | 1282000358 | 200004 | 0.0097983 |  | 1.2025 | 0.024549 | 0.020865 | 0.002625 | 0.001255 | 2022 | 80 | 8 | 72 | -1 | 61.7 | 221112 | -73.5682 | 40.6448 | 17 | 125 | 120 |  | 16.8 | N | Distillate Fuel Oil | N | N | N | 9999 | N |  | Combustion Turbine |  |  | 10745
2679_G_CT5 | NY | 36059 | FREEPORT POWER PLANT 2 | Plant No 2 Freeport | 7221311 | 64114913 | 2679 | 5 | 2679 | CT5 | 1282000358 | U00005 | 0.9304 | 0.05296 | 3.8235 | 3.2349 | 2.8014 | 0.2973 | 3.5224 | 2022 | 180 | 10.5 | 850 | 165.2783 | 1.9079 | 221112 | -73.5682 | 40.6448 | 475 | 125 | 120 |  | 49 | N | Natural Gas, Distillate Fuel Oil | Y | N | N | 9999 | N |  | Combustion Turbine |  | 1461.8654 | 10745
50292_G_GEN1 | NY | 36059 | TBG COGEN FACILITY | Bethpage Power Plant | 7223311 | 118513413 |  |  | 50292 | GEN1 | 1282400947 | U00010 | 17.5781 |  | 109.3778 | 12.6339 | 12.6339 | 0.54143 | 2.0079 | 2022 | 100 | 6.58 | 830 | -1 | 85 | 221112 | -73.4992 | 40.7465 | 254 | 125 | 120 |  | 22.2 | N | Natural Gas | N | N | N | 9999 | N | 50292_G_GEN3;50292_G_GEN2;50292_G_GEN1 | Combined Cycle |  |  | 8914
50292_G_GEN4 | NY | 36059 | TBG COGEN FACILITY | Bethpage Power Plant | 7223311 | 64116413 | 50292 | GT3 | 50292 | GEN4 | 1282400947 | U00002 | 9.515 | 2.228 | 7.1517 | 5.7697 | 5.6197 | 0.4166 | 5.3054 | 2022 | 80 | 9.2 | 72 | 0.0166 | 0.001 | 221112 | -73.4992 | 40.7465 | 525 | 125 | 120 |  | 0.4 | N | Distillate Fuel Oil | Y | N | N | 9999 | N | 50292_G_GEN4;50292_G_GEN5 | Combustion Turbine |  | 4272.292 | 12283
50292_G_GEN6 | NY | 36059 | TBG COGEN FACILITY | Bethpage Power Plant | 7223311 | 64116513 | 50292 | GT4 | 50292 | GEN6 | 1282400947 | U00003 | 1.6731 | 0.024427 | 2.405 | 0.58521 | 0.56947 | 0.2191 | 2.099 | 2022 | 100 | 6.58 | 830 | -1 | 85 | 221112 | -73.4992 | 40.7465 | 730 | 125 | 120 |  | 49 | N | Natural Gas | Y | N | N | 9999 | N | 50292_G_GEN6;50292_G_GEN7 | Combined Cycle |  | 1987.66 | 8914
56032_G_0001 | NY | 36059 | EQUUS FREEPORT POWER GENERATING STATION | Equus Freeport Power | 10680411 | 58686613 | 56032 | 0001 | 56032 | 0001 | 1282004508 | U00001 | 4.9069 | 1.6485 | 4.1132 | 2.3183 | 2.2765 | 0.1609 | 2.6283 | 2022 | 187 | 10.5 | 850 | -1 | 115 | 221112 | -73.5682 | 40.6443 | 500 | 125 | 120 |  | 45.9 | N | Natural Gas, Distillate Fuel Oil | Y | N | N | 9999 | N |  | Combustion Turbine |  | 1455.22 | 10745
7869_G_GT5 | NY | 36059 | GLENWOOD ENERGY CENTER - new turbs | Glenwood Landing | 10680511 | 58686713 |  |  | 7869 | GT5 | 1282402146 | UCT001 | 121.3055 | 11.125 | 10.178 | 10.5819 | 7.2244 | 0.7005 | 3.2271 | 2022 | 125 | 10 | 879 | -1 | 124.4 | 221112 | -73.6474 | 40.8319 | 914 | 125 | 120 |  | 42.5 | N | Natural Gas, Distillate Fuel Oil | N | N | N | 9999 | N | 7869_G_GT5;7869_G_GT4 | Combustion Turbine |  |  | 10745
52056_G_GT1 | NY | 36059 | TRIGEN CENTRL UTILITY PLT - MITCHL FIELD |  | 7222111 | 7561213 | 52056 | 00004 |  |  | 1282001015 | 1GTADB | 6.427 |  | 145.4313 | 0.34789 | 0.0043869 | 0.3167 | 0.19262 | 2022 | 125 | 12 | 300 | -1 | 32.4 | 221112 | -73.5894 | 40.7266 | 633 | 125 | 140 |  |  |  |  | Y | N | N |  | N |  |  |  | 3166.8201
52056_G_ST1 | NY | 36059 | TRIGEN CENTRL UTILITY PLT - MITCHL FIELD |  | 7222111 | 7561313 |  |  |  |  | 1282001015 | 1SBSGU | 8.2477 | 0.064287 | 10.0866 | 0.78134 | 0.73775 | 1.1607 | 0.53735 | 2022 | 50 | 4.5 | 382 | 7.7366 | 0.4862 | 221112 | -73.5894 | 40.7266 | 12 | 125 | 100 |  |  |  |  | N | N | N |  | N
2695_G_8 | NY | 36059 | ROCKVILLE CENTRE POWER PLANT |  | 7221911 | 7561913 |  |  |  |  | 1282000753 | 1RVCPP | 0.5585 | 0.0205 | 0.4115 | 0.14598 | 0.13739 | 0.00055 | 0.20425 | 2022 | 90 | 3.2 | 850 | 15.555 | 1.9333 | 221112 | -73.6401 | 40.6585 | 3 | 125 | 160 |  |  |  |  | N | N | N |  | N
2493_B_70 | NY | 36061 | CON ED-EAST RIVER GENERATING STATION | East River | 7994011 | 4097013 |  |  | 2493 | 70 | 2620600012 | ER0001 | 492.5755 | 19.021 | 754.6975 | 46.001 | 45.1233 | 50.522 | 79.1253 | 2022 | 370 | 15 | 325 | -1 | 33 | 221112 | -73.9733 | 40.7278 | 1930 | 125 | 100 |  | 184 | N | Natural Gas | Y | N | N | 9999 | N | 2493_B_60;2493_B_70 | O/G Steam |  |  | 9437
2493_G_1 | NY | 36061 | CON ED-EAST RIVER GENERATING STATION | East River | 7994011 | 4097113 | 2493 | 1 | 2493 | 1 |  |  | 51.0085 | 13.6825 | 42.6464 | 40.1503 | 39.3454 | 3.5679 | 20.8596 |  | 370 | 21.5 | 360 | -1 | 28 | 221112 | -73.9733 | 40.7278 |  | 125 | 120 |  | 155.1 | N | Natural Gas, Distillate Fuel Oil | Y | N | N | 9999 | N |  | Combustion Turbine |  | 7082.25 | 10745
2493_G_2 | NY | 36061 | CON ED-EAST RIVER GENERATING STATION | East River | 7994011 | 64129013 | 2493 | 2 | 2493 | 2 | 2620600012 | ER0003 | 5.2245 | 10.7965 | 45.6968 | 37.2856 | 37.2856 | 3.6689 | 14.6165 | 2022 | 368 | 21.2 | 50 | 179.9566 | 0.5096 | 221112 | -73.9733 | 40.7278 | 3160 | 125 | 120 |  | 155.8 | N | Natural Gas, Distillate Fuel Oil | Y | N | N | 9999 | N |  | Combustion Turbine |  | 7523.5 | 10745
2504_B_122 | NY | 36061 | CON ED-74TH STREET STA |  | 7995311 | 4074613 |  |  |  |  | 2620400019 | 740020 | 191.9157 | 8.3246 | 171.253 | 12.5116 | 11.9611 | 65.3 | 21.3066 | 2022 | 494 | 16 | 363 | -1 | 112 | 221112 | -73.9526 | 40.7682 | 2510 | 125 | 100 |  |  |  |  | N | N | N |  | N | 2504_B_121;2504_B_122;2504_B_120
2503_B_4BLRS | NY | 36061 | CON ED-59TH ST STA |  | 7986111 | 5576613 |  |  |  |  | 2620200032 | 590020 | 58.2892 | 6.0858 | 219.992 | 14.7351 | 14.6996 | 3.5365 | 10.3892 | 2022 | 507 | 16.5 | 370 | -1 | 61 | 221112 | -73.99 | 40.77 | 2150 | 125 | 100 |  |  |  |  | N | N | N |  | N
2504_G_GT2 | NY | 36061 | CON ED-74TH STREET STA |  | 7995311 | 4074513 |  |  |  |  | 2620400019 | EI0001 | 0.2431 |  | 1.1183 | 0.02618 | 0.02618 | 0.074239 | 0.24219 | 2022 | [5 empty] | 221112 | -73.9526 | 40.7682 | 446 | 125 | 120 |  |  |  |  | N | N | N |  | N | 2504_G_GT1;2504_G_GT2
2503_G_GT1 | NY | 36061 | CON ED-59TH ST STA |  | 7986111 | 5576513 | 2503 | CT0001 |  |  | 2620200032 | 590005 | 0.4235 |  | 1.1435 | 0.018232 | 0.018232 | 0.0093925 | 0.0058012 | 2022 | 119 | 12 | 660 | -1 | 68 | 221112 | -73.99 | 40.77 | 220 | 125 | 120 |  |  |  |  | N | N | N |  | N
50472_B_BLR4 | NY | 36063 | COVANTA NIAGARA LP | Covanta Niagara I, LLC | 7417011 | 7979813 |  |  | 50472 | BLR4 | 9291100113 | U00001 | 62.3606 | 4.535 | 676.92 | 1.3807 | 1.3565 | 60.7 | 3.3782 | 2022 | 210 | 10 | 400 | -1 | 50 | 221118 | -79.0068 | 43.0837 |  | 103 | 270 |  | 9 | Y | MSW | N | Y | N | 9999 | N | 50472_B_BLR2;50472_B_BLR4;50472_B_BLR1;50472_B_BLR3 | Municipal Solid Waste |  |  | 6783
54041_G_GEN3 | NY | 36063 | LOCKPORT COGENERATION FACILITY | Lockport Energy Associates LP | 7417511 | 7977913 |  |  | 54041 | GEN3 | 9292600016 | U3GTDB | 7.0925 | 0.26918 | 17.0117 | 6.2118 | 6.0291 | 0.55047 | 1.3303 | 2022 | 100 | 13 | 1002 | 11945.9002 | 89.9637 | 221112 | -78.7447 | 43.162 | 45 | 125 | 120 |  | 42.3 | Y | Natural Gas, Distillate Fuel Oil | N | Y | N | 9999 | N | 54041_G_GEN3;54041_G_GEN2;54041_G_GEN4;54041_G_GEN1 | Combined Cycle |  |  | 8570
54131_G_GEN1 | NY | 36063 | FORTISTAR NORTH TONAWANDA INC | Fortistar North Tonawanda | 7417211 | 7978813 | 54131 | NTCT1 | 54131 | GEN1 | 9291200059 | U00001 | 0.0073502 | 5.723e-05 | 18.0968 | 0.017233 | 0.017233 | 0.1001 | 0.0032925 | 2022 | 165 | 10.5 | 222 | 6407 | 74 | 221112 | -78.8539 | 43.0484 | 40 | 125 | 120 |  | 36.8 | Y | Natural Gas, Distillate Fuel Oil | Y | N | N | 9999 | N |  | Combined Cycle |  | 958.58 | 7553
54131_G_GEN2 | NY | 36063 | FORTISTAR NORTH TONAWANDA INC | Fortistar North Tonawanda | 7417211 | 7979113 |  |  | 54131 | GEN2 | 9291200059 | U00002 | 0.05797 |  | 0.2691 | 0.006146 | 0.0061459 | 0.017696 | 0.021643 | 2022 | 68 | 1.4 | 918 | -1 | 115 | 221112 | -78.8539 | 43.0484 | 16 | 125 | 160 |  | 20 | Y | Natural Gas, Distillate Fuel Oil | N | Y | N | 9999 | N |  | Combined Cycle |  |  | 7553
50744_G_GEN1 | NY | 36065 | STERLING ENERGY FACILITY | Sterling Power Plant | 7243711 | 7486713 | 50744 | 00001 | 50744 | GEN1 | 6301400011 | 1CMBTN | 0.66209 |  | 2.3968 | 0.12168 | 0.12135 | 0.0089 | 0.054894 | 2022 | 150 | 11 | 72 | -1 | 60.2 | 221112 | -75.601 | 43.0804 | 551 | 125 | 140 |  | 38.8 | N | Natural Gas | Y | N | N | 9999 | N | 50744_G_GEN1;50744_G_GEN2 | Combined Cycle |  | 86.42 | 9569
50662_B_UNIT3 | NY | 36067 | ONONDAGA CO RESOURCE RECOVERY FACILITY | Onondaga County Resource Recovery | 7982011 | 6452313 |  |  | 50662 | UNIT3 | 7314200028 | 1MBMWF | 19.7775 | 1.315 | 600.6445 | 1.9555 | 1.7853 | 8.745 | 3.4611 | 2022 | 274 | 5.5 | 72 | -1 | 47.1 | 562213 | -76.1147 | 43.0048 | 495 | 103 | 270 |  | 10 | N | MSW | N | Y | N | 9999 | N | 50662_B_UNIT1;50662_B_UNIT3;50662_B_UNIT2 | Municipal Solid Waste |  |  | 19383
10621_G_GEN1 | NY | 36067 | WPS SYRACUSE GENERATION LLC | CH Resources Syracuse | 7435911 | 7947513 | 10621 | 1 | 10621 | GEN1 | 7313200035 | U00001 | 19.6576 | 0.002096 | 3.5997 | 5.2509 | 0.47941 | 0.0085 | 4.707 | 2022 | 223 | 13.5 | 194 | -1 | 60 | 221112 | -76.2246 | 43.0667 | 59 | 125 | 120 |  | 58.3 | N | Natural Gas | Y | N | N | 9999 | N |  | Combined Cycle |  | 65.79 | 8495
10621_G_GEN2 | NY | 36067 | WPS SYRACUSE GENERATION LLC | CH Resources Syracuse | 7435911 | 7947613 |  |  | 10621 | GEN2 | 7313200035 | U00006 | 0.7665 | 0.0044713 | 0.9125 | 0.069008 | 0.068953 | 0.005475 | 0.050188 | 2022 | 40 | 0.8 | 535 | -1 | 28 | 221112 | -76.2246 | 43.0667 | 34 | 125 | 100 |  | 28.8 | N | Natural Gas | N | N | N | 9999 | N |  | Combined Cycle |  |  | 8495
50978_G_GEN2 | NY | 36067 | CARR STREET GENERATING STATION | Carr Street Generating Station | 7435811 | 7947913 |  |  | 50978 | GEN2 | 7312600127 | 1TURBS | 23.5441 | 3.2284 | 18.1535 | 4.217 | 4.217 | 0.37584 | 1.9967 | 2022 | 125 | 10.5 | 215 | -1 | 58 | 221112 | -76.08 | 43.06 | 96 | 125 | 140 |  | 35 | N | Natural Gas, Distillate Fuel Oil | N | N | N | 9999 | N | 50978_G_GEN2;50978_G_GEN1;50978_G_GEN3 | Combined Cycle |  |  | 8755
2480_B_1 | NY | 36071 | DANSKAMMER GENERATING STATION | Danskammer Generating Station | 8427711 | 1625313 | 2480 | 1 | 2480 | 1 | 3334600011 | UD0001 | 0.216 | 0.0288 | 0.7422 | 0.068063 | 0.068008 | 0.0037 | 0.054948 | 2022 | 220 | 12 | 330 | -1 | 42 | 221112 | -73.9646 | 41.573 | 709 | 125 | 100 |  | 68 | N | Natural Gas, Residual Fuel Oil | Y | N | N | 9999 | N |  | O/G Steam |  | 40.7 | 12463
2480_B_2 | NY | 36071 | DANSKAMMER GENERATING STATION | Danskammer Generating Station | 8427711 | 1625013 | 2480 | 2 | 2480 | 2 | 3334600011 | UD0002 | 0.228 | 0.0304 | 0.916 | 0.071845 | 0.071787 | 0.0038 | 0.057987 | 2022 | 220 | 12 | 330 | -1 | 42 | 221112 | -73.9646 | 41.573 | 904 | 125 | 100 |  | 66 | N | Natural Gas, Residual Fuel Oil | Y | N | N | 9999 | N |  | O/G Steam |  | 45.96 | 12463
2480_B_3 | NY | 36071 | DANSKAMMER GENERATING STATION | Danskammer Generating Station | 8427711 | 1625613 | 2480 | 3 | 2480 | 3 | 3334600011 | UD0003 | 0.288 |  | 2.6221 | 0.091205 | 0.087192 | 0.0152 | 0.066 | 2022 | 240 | 9.4 | 302 | -1 | 90 | 221112 | -73.9646 | 41.573 | 1340 | 125 | 100 | 204 | 138 | N | Natural Gas | Y | N | N | 9999 | N |  | O/G Steam |  | 120.99 | 11798
2480_B_4 | NY | 36071 | DANSKAMMER GENERATING STATION | Danskammer Generating Station | 8427711 | 1625413 | 2480 | 4 | 2480 | 4 | 3334600011 | UD0004 | 0.9 | 0.0384 | 3.1258 | 0.090751 | 0.090664 | 0.022 | 0.20625 | 2022 | 240 | 12.6 | 304 | -1 | 90 | 221112 | -73.9646 | 41.573 | 2420 | 125 | 100 |  | 226 | N | Natural Gas | Y | N | N | 9999 | N |  | O/G Steam |  | 145.1 | 11798
8006_B_1 | NY | 36071 | ROSETON GENERATING STATION | Roseton Generating Facility | 8427811 | 1624513 | 8006 | 1 | 8006 | 1 | 3334600075 | UR0001 | 48.9708 | 6.517 | 255.9367 | 21.259 | 18.2355 | 492.171 | 8.0506 | 2022 | 260 | 23 | 265 | -1 | 60 | 221112 | -73.975 | 41.5717 | 7030 | 125 | 100 |  | 599 | N | Natural Gas, Residual Fuel Oil | Y | N | N | 9999 | N |  | O/G Steam |  | 976.76 | 11156
8006_B_2 | NY | 36071 | ROSETON GENERATING STATION | Roseton Generating Facility | 8427811 | 1624813 | 8006 | 2 | 8006 | 2 | 3334600075 | UR0002 | 41.3713 | 4.4491 | 189.5129 | 10.8379 | 9.5105 | 226.9112 | 6.0111 | 2022 | 260 | 23 | 265 | -1 | 60 | 221112 | -73.975 | 41.5717 | 6990 | 125 | 100 |  | 606 | N | Natural Gas, Residual Fuel Oil | Y | N | N | 9999 | N |  | O/G Steam |  | 864.8201 | 11140
2632_G_SHOE | NY | 36071 | SHOEMAKER GAS TURBINE FACILITY | Shoemaker | 8427211 | 1626913 | 2632 | 1 | 2632 | SHOE | 3330900040 | 100001 | 0.32939 |  | 2.4558 | 0.026512 | 0.026512 | 0.0023 | 0.0084357 | 2022 | 45 | 1.7 | 72 | -1 | 60.2 | 221112 | -74.4185 | 41.4276 | 37 | 125 | 120 |  | 33 | N | Natural Gas, Distillate Fuel Oil | Y | N | N | 9999 | N |  | Combustion Turbine |  | 17.95 | 17800
56940_G_CTG1 | NY | 36071 | CPV VALLEY ENERGY CENTER | CPV Valley Energy Center | 18918211 | 137077213 | 56940 | 1 | 56940 | CTG1 | 3335600136 | U00001 | 3.9282 |  | 53.7648 | 29.9646 | 29.9646 | 5.0581 | 14.7887 | 2022 | 275 | 19 | 195 | -1 | 72 | 221112 | -74.4374 | 41.4121 | 2000 | 125 | 120 |  | 182.9 | N | Natural Gas, Distillate Fuel Oil | Y | N | N | 9999 | N | 56940_G_CTG1;56940_G_STG | Combined Cycle |  | 7788.7593 | 7050
56940_G_CTG2 | NY | 36071 | CPV VALLEY ENERGY CENTER | CPV Valley Energy Center | 18918211 | 137076713 | 56940 | 2 | 56940 | CTG2 | 3335600136 | U00002 | 9.3328 |  | 51.8514 | 23.3852 | 23.3852 | 4.917 | 14.4074 | 2022 | 275 | 19 | 195 | -1 | 72 | 221112 | -74.4374 | 41.4121 | 2000 | 125 | 120 |  | 183.3 | N | Natural Gas, Distillate Fuel Oil | Y | N | N | 9999 | N |  | Combined Cycle |  | 7595.4106 | 7050
2594_B_5 | NY | 36075 | OSWEGO HARBOR POWER | Oswego Harbor Power | 7980511 | 6466313 | 2594 | 5 | 2594 | 5 | 7351200030 | U00005 | 5.607 | 0.7956 | 31.879 | 1.501 | 0.69206 | 71.3248 | 0.78042 | 2022 | 700 | 2.3 | 186 | -1 | 58.9 | 221112 | -76.5316 | 43.4586 | 9420 | 125 | 100 |  | 797 | N | Residual Fuel Oil | Y | N | N | 9999 | N |  | O/G Steam |  | 147.37 | 11549
2594_B_6 | NY | 36075 | OSWEGO HARBOR POWER | Oswego Harbor Power | 7980511 | 6466613 | 2594 | 6 | 2594 | 6 | 7351200030 | U00006 | 7.314 | 1.0832 | 37.0072 | 0.94694 | 0.47023 | 100.0119 | 1.0499 | 2022 | 700 | 2.3 | 186 | -1 | 58.9 | 221112 | -76.5316 | 43.4586 | 9490 | 125 | 100 |  | 816 | N | Residual Fuel Oil | Y | N | N | 9999 | N |  | O/G Steam |  | 213.16 | 11480
50450_G_GEN1 | NY | 36075 | INDECK-OSWEGO LIMITED PARTNERSHIP | Indeck Oswego Energy Center | 8538911 | 462613 | 50450 | 1 | 50450 | GEN1 | 7351200005 | W00001 | 1.002 | 0 | 7.3342 | 0.43374 | 0.43373 | 0.0283 | 0.13601 | 2022 | 150 | 11 | 225 | -1 | 60 | 221112 | -76.4933 | 43.472 | 570 | 125 | 140 |  | 37.8 | Y | Natural Gas, Distillate Fuel Oil | Y | N | N | 9999 | N | 50450_G_GEN2;50450_G_GEN1 | Combined Cycle |  | 310.75 | 9313
50907_G_UNT2 | NY | 36075 | OSWEGO CO ENERGY RECOVERY FAC | Oswego County Energy Recovery | 7980711 | 6464313 |  |  | 50907 | UNT2 | 7355800013 | 1INCIN | 12.5404 |  | 134.6847 | 4.3502 | 4.037 | 24.3299 |  | 2022 | 155 | 3.5 | 250 | -1 | 55 | 562213 | -76.4256 | 43.3492 |  | 103 | 270 |  | 1.7 | Y | MSW | N | Y | N | 9999 | N | 50907_G_UNT2;50907_G_UNT1 | Municipal Solid Waste |  |  | 6064
54547_G_4 | NY | 36075 | INDEPENDENCE STATION | Sithe Independence Station | 8539211 | 461113 |  |  | 54547 | 4 | 7355600040 | 100GTU | 354.9245 |  | 193.0335 | 24.4478 | 21.8811 | 7.972 | 5.328 | 2022 | 195 | 18.5 | 200 | -1 | 38 | 221112 | -76.4505 | 43.4951 | 2130 | 125 | 120 |  | 159.2 | Y | Natural Gas | Y | Y | N | 9999 | N | 54547_G_3;54547_G_2;54547_G_1;54547_G_4 | Combined Cycle |  |  | 6744
54547_G_6 | NY | 36075 | INDEPENDENCE STATION | Sithe Independence Station | 8539211 | 461013 |  |  | 54547 | 6 | 7355600040 | 100AUX | 0.1666 | 0.34905 | 11.4825 | 0.82491 | 0.82424 | 0.0146 | 0.028375 | 2022 | 195 | 6 | 341 | -1 | 90 | 221112 | -76.4505 | 43.4951 |  | 125 | 100 |  | 171.7 | Y | Natural Gas | N | Y | N | 9999 | N | 54547_G_6;54547_G_5 | Combined Cycle |  |  | 6744
2500_B_10 | NY | 36081 | RAVENSWOOD GENERATING STATION | Ravenswood | 8309011 | 202213 | 2500 | 10 | 2500 | 10 | 2630400024 | U00010 | 18.5452 | 2.5112 | 52.5645 | 6.0277 | 5.8644 | 11.4116 | 9.984 | 2022 | 499 | 13.333 | 260 | -1 | 62.8 | 221112 | -73.946 | 40.7597 | 4200 | 125 | 100 |  | 368 | N | Natural Gas | Y | N | N | 9999 | N |  | O/G Steam |  | 1105.02 | 11015
2500_B_20 | NY | 36081 | RAVENSWOOD GENERATING STATION | Ravenswood | 8309011 | 202113 | 2500 | 20 | 2500 | 20 | 2630400024 | U00020 | 27.0605 | 3.6187 | 107.3414 | 8.5778 | 8.5271 | 3.3339 | 15.2644 | 2022 | 499 | 13.5 | 260 | -1 | 62.8 | 221112 | -73.946 | 40.7597 | 4170 | 125 | 100 |  | 373 | N | Natural Gas | Y | N | N | 9999 | N |  | O/G Steam |  | 1716.58 | 11033
2500_B_30 | NY | 36081 | RAVENSWOOD GENERATING STATION | Ravenswood | 8309011 | 203413 | 2500 | 30 | 2500 | 30 | 2630400024 | U00030 | 24.7986 | 3.3283 | 88.5723 | 8.1905 | 8.036 | 6.4181 | 13.8043 | 2022 | 499 | 23.5 | 270 | 48750 | 112 | 221112 | -73.946 | 40.7597 | 9380 | 125 | 100 |  | 990 | N | Natural Gas | Y | N | N | 9999 | N |  | O/G Steam |  | 599.57 | 11031
8906_B_20 | NY | 36081 | ASTORIA GENERATING STATION | Astoria Generating Station | 7982311 | 6451013 | 8906 | 20 | 8906 | 20 | 2630100185 | AS0001 | 5.37 | 0.2536 | 5.4224 | 0.70156 | 0.70107 | 0.0447 | 0.5005 | 2022 | 299 | 13.7 | 270 | -1 | 71 | 221112 | -73.9128 | 40.7874 | 1630 | 125 | 100 |  | 172 | N | Natural Gas | Y | N | N | 9999 | N |  | O/G Steam |  | 186.64 | 14137
8906_B_30 | NY | 36081 | ASTORIA GENERATING STATION | Astoria Generating Station | 7982311 | 6450913 |  |  | 8906 | 30 | 2630100185 | AS0002 | 193.2047 | 7.6577 | 111 | 18.3745 | 18.2527 | 1.5 | 12.8615 | 2022 | 299 | 14 | 270 | -1 | 71 | 221112 | -73.9128 | 40.7874 | 3960 | 125 | 100 |  | 371 | N | Natural Gas | N | N | N | 9999 | N |  | O/G Steam |  |  | 12256
8906_B_50 | NY | 36081 | ASTORIA GENERATING STATION | Astoria Generating Station | 7982311 | 6450813 |  |  | 8906 | 50 | 2630100185 | AS0004 | 59.9501 | 8.099 | 128 | 19.5108 | 19.0314 | 1.6 | 13.4329 | 2022 | 299 | 14 | 280 | 185.54 | 1.2048 | 221112 | -73.9128 | 40.7874 | 4190 | 125 | 100 |  | 375 | N | Natural Gas | N | N | N | 9999 | N |  | O/G Steam |  |  | 11763
2500_G_4 | NY | 36081 | RAVENSWOOD GENERATING STATION | Ravenswood | 8309011 | 64122913 | 2500 | UCC001 | 2500 | 4 | 2630400024 | UCC001 | 6.3673 | 6.6124 | 42.0153 | 56.3395 | 55.2134 | 3.4221 | 2.1148 | 2022 | 400 | 18.5 | 283 | 336.0033 | 1.2494 | 221112 | -73.946 | 40.7597 | 2160 | 125 | 120 |  | 161.8 | N | Natural Gas, Distillate Fuel Oil | Y | N | N | 9999 | N | 2500_G_4;2500_G_4S | Combined Cycle |  | 6631.4702 | 7425
2500_G_GT10 | NY | 36081 | RAVENSWOOD GENERATING STATION | Ravenswood | 8309011 | 202613 | 2500 | CT0010 | 2500 | GT10 | 2630400024 | UCT010 | 2.6796 |  | 18.5908 | 0.21568 | 0.21561 | 0.11111 | 0.10186 | 2022 | 35 | 12.5 | 750 | -1 | 60.2 | 221112 | -73.946 | 40.7597 | 21 | 125 | 120 |  | 16 | N | Natural Gas, Distillate Fuel Oil | Y | N | N | 9999 | N |  | Combustion Turbine |  | 284 | 16885
54114_G_GEN1 | NY | 36081 | KIAC COGENERATION PLANT-JFK AIRPORT | Kennedy International Airport Cogen | 8310711 | 97071513 | 54114 | GT1 | 54114 | GEN1 | 2630800096 | U00001 | 8.8908 | 5.6883 | 41.7106 | 10.2673 | 10.2673 | 0.8004 | 3.2669 | 2022 | 110 | 9.5 | 261 | -1 | 70 | 221112 | -73.7851 | 40.6468 | 718 | 125 | 120 |  | 50.1 | Y | Natural Gas, Distillate Fuel Oil | Y | N | N | 9999 | N | 54114_G_GEN1;54114_G_GEN3 | Combined Cycle |  | 7287.6328 | 8773
54114_G_GEN2 | NY | 36081 | KIAC COGENERATION PLANT-JFK AIRPORT | Kennedy International Airport Cogen | 8310711 | 97071613 | 54114 | GT2 | 54114 | GEN2 | 2630800096 | U00002 | 4.4081 | 2.7421 | 30.7224 | 7.5099 | 7.5014 | 0.5449 | 2.3563 | 2022 | 110 | 9.5 | 261 | -1 | 70 | 221112 | -73.7851 | 40.6468 | 718 | 125 | 120 |  | 48.6 | Y | Natural Gas, Distillate Fuel Oil | Y | N | N | 9999 | N |  | Combined Cycle |  | 5239.811 | 8773
55699_G_1 | NY | 36081 | BAYSWATER / JAMAICA BAY PEAKING FACILITY | Bayswater Peaking Facility LLC | 9333411 | 55489413 | 55699 | 1 | 55699 | 1 | 2630800513 | U00001 | 4.906 | 1.823 | 3.3578 | 0.9545 | 0.95389 | 0.1833 | 0.58957 | 2022 | 110 | 14.6 | 851 | -1 | 77 | 221112 | -73.7614 | 40.6106 | 625 | 125 | 120 |  | 52.8 | N | Natural Gas | Y | N | N | 9999 | N |  | Combustion Turbine |  | 1035.4779 | 11048
56141_G_2 | NY | 36081 | BAYSWATER / JAMAICA BAY PEAKING FACILITY | Jamaica Bay Peaking | 9333411 | 55489513 | 55699 | 2 | 56141 | 2 | 2630800513 | U00002 | 5.0078 | 2.5145 | 3.7911 | 2.3072 | 2.3034 | 0.2304 | 0.73456 | 2022 | 110 | 15 | 723 | -1 | 77 | 221112 | -73.7614 | 40.6106 | 625 | 125 | 120 |  | 55.8 | N | Distillate Fuel Oil | Y | N | N | 9999 | N |  | Combustion Turbine |  | 1274.4429 | 11792
56196_G_CT02 | NY | 36081 | POLETTI POWER PROJECT | 500MW CC | 7982211 | 64122213 |  |  | 56196 | CT02 | 2630100084 | U00003 | 11.861 | 8.2046 | 80.3646 | 57.6922 | 57.6837 | 6.0123 | 11.8112 | 2022 | 250 | 18.5 | 50 | 296.6283 | 1.103 | 221112 | -73.9064 | 40.789 | 4120 | 125 | 120 |  | 153.3 | N | Natural Gas, Distillate Fuel Oil | N | N | N | 9999 | N | 56196_G_CA01;56196_G_CT01;56196_G_CT02 | Combined Cycle |  |  | 7509
57664_G_CT4 | NY | 36081 | ASTORIA ENERGY LLC & ASTORIA ENERGY II LLC | Astoria Energy II | 7763311 | 64122013 |  |  | 57664 | CT4 | 2630100072 | U00001 | 11.7174 | 34.9854 | 176.6011 | 174.5676 | 159.4694 | 16.959 | 27.559 | 2022 | 269 | 37 | 328 | -1 | 75.6 | 221112 | -73.8964 | 40.7813 | 9110 | 125 | 120 |  | 156 | N | Natural Gas, Distillate Fuel Oil | N | N | N | 9999 | N | 57664_G_ST2;57664_G_CT3;55375_G_CT1;55375_G_CT2;55375_G_ST1;57664_G_CT4 | Combined Cycle |  |  | 7477
7909_G_VG03 | NY | 36081 | VERNON BLVD PLANT | Vernon Boulevard | 9333511 | 55487013 |  |  | 7909 | VG03 | 2630401377 | 100001 | 5.5038 | 5.9878 | 10.0525 | 4.5537 | 4.5536 | 0.40214 | 1.5811 | 2022 | 30 | 3 | 983 | -1 | 61.9 | 221112 | -73.9506 | 40.7539 | 885 | 125 | 120 |  | 39.9 | N | Natural Gas | N | N | N | 9999 | N | 7909_G_VG03;7909_G_VG02 | Combustion Turbine |  |  | 11752
8906_G_1 | NY | 36081 | ASTORIA GENERATING STATION | Astoria Generating Station | 7982311 | 64122313 | 8906 | CT0001 | 8906 | 1 | 2630100185 | AS0005 | 0.96565 |  | 4.8176 | 0.077723 | 0.077723 | 0.040039 | 0.02473 | 2022 | 28 | 9.9 | 970 | 117.555 | 1.5265 | 221112 | -73.9128 | 40.7874 | 243 | 125 | 120 |  | 13.6 | N | Natural Gas | Y | N | N | 9999 | N |  | Combustion Turbine |  | 108.46 | 18734
55243_G_13 | NY | 36081 | ASTORIA GAS TURBINE POWER |  | 12681711 | 64122513 |  |  |  |  | 2630100191 | U00001 | 117.8385 |  | 15.712 | 1.1884 | 1.1444 | 3.619 | 0.64079 | 2022 | 12 | 0.3 | 72 | 0.0166 | 0.2356 | 221112 | -73.9051 | 40.7873 | 8220 | 125 | 120 |  |  |  |  | N | N | N |  | N | 55243_G_2-2;55243_G_7;55243_G_12;55243_G_3-4;55243_G_11;55243_G_3-1;55243_G_3-3;55243_G_4-2;55243_G_4-4;55243_G_10;55243_G_4-1;55243_G_13;55243_G_5;55243_G_2-1;55243_G_2-3;55243_G_2-4;55243_G_3-2;55243_G_4-3;55243_G_8
10190_G_GEN1 | NY | 36083 | EPCOR POWER CASTLETON | Castleton Energy Center | 7864311 | 3599713 | 10190 | 1 | 10190 | GEN1 |  |  | 30.1542 |  | 60.7693 | 3.1081 | 2.8767 | 0.5163 | 0.83865 |  | 145 | 12 | 250 | -1 | 52 | 221112 | -73.7451 | 42.5397 |  | 125 | 120 |  | 44.2 | N | Natural Gas, Distillate Fuel Oil | Y | N | N | 9999 | N |  | Combined Cycle |  | 3136.511 | 9066
10190_G_GEN2 | NY | 36083 | EPCOR POWER CASTLETON | Castleton Energy Center | 7864311 | 3599813 |  |  | 10190 | GEN2 | 4384400008 | 100AUX | 0.3276 | 0.01248 | 0.195 | 0.029494 | 0.02947 | 0.00234 | 0.02145 | 2022 | 85 | 3.333 | 375 | -1 | 50 | 221112 | -73.7451 | 42.5397 | 25 | 125 | 100 |  | 23.5 | N | Natural Gas, Distillate Fuel Oil | N | N | N | 9999 | N |  | Combined Cycle |  |  | 9066
54034_G_GEN1 | NY | 36083 | RENSSELAER COGEN FACILITY | Rensselaer Cogen | 7863911 | 3601013 | 54034 | 1GTDBS | 54034 | GEN1 | 4381400029 | 1GTDBS | 4.6486 | 0.7763 | 9.5225 | 2.4535 | 2.3858 | 0.193 | 0.14621 | 2022 | 150 | 11.5 | 266 | -1 | 76 | 221112 | -73.7483 | 42.6255 | 787 | 125 | 120 |  | 47 | N | Natural Gas, Distillate Fuel Oil | Y | N | N | 9999 | N | 54034_G_GEN1;54034_G_GEN2 | Combined Cycle |  | 1006.94 | 8977
56259_G_CT11 | NY | 36083 | EMPIRE POWER PLANT | Empire Generating Co LLC | 15473111 | 96599013 |  |  | 56259 | CT11 | 4381400052 | 1CTDBR | 18.7725 | 13.072 | 98.52 | 23.752 | 23.752 | 7.4659 | 1.3855 | 2022 | 248 | 19 | 171 | -1 | 58 | 221112 | -73.7481 | 42.6254 | 5500 | 125 | 120 |  | 155 | Y | Natural Gas, Distillate Fuel Oil | N | Y | N | 9999 | N | 56259_G_CT11;56259_G_ST13;56259_G_CT12 | Combined Cycle |  |  | 7315
2490_B_30 | NY | 36085 | ARTHUR KILL GENERATING STATION | Arthur Kill Generating Station | 7844111 | 3597313 |  |  | 2490 | 30 | 2640300014 | AK0001 | 440.9181 | 16.7969 | 427.2 | 39.6964 | 39.6644 | 3.3 | 28.8695 | 2022 | 193.8 | 7.8 | 324 | 32.9733 | 0.6897 | 221112 | -74.1994 | 40.5915 | 5500 | 125 | 100 |  | 519 | N | Natural Gas | Y | N | N | 9999 | N | 2490_B_30;2490_B_20 | O/G Steam |  |  | 11227
2490_G_GT1 | NY | 36085 | ARTHUR KILL GENERATING STATION | Arthur Kill Generating Station | 7844111 | 3597513 | 2490 | CT0001 | 2490 | GT1 | 2640300014 | AK0005 | 1.344 |  | 5.0227 | 0.10818 | 0.10818 | 0.055728 | 0.03442 | 2022 | 47 | 16.4 | 935 | -1 | 61.9 | 221112 | -74.1994 | 40.5915 | 15 | 125 | 120 |  | 12.3 | N | Natural Gas | Y | N | N | 9999 | N |  | Combustion Turbine |  | 131.47 | 19635
8053_G_N01 | NY | 36085 | POUCH TERMINAL | Pouch | 9330411 | 55492713 | 8053 | PT01 | 8053 | N01 | 2640200295 | 100001 | 2.6681 | 2.6182 | 3.5723 | 2.2325 | 2.2325 | 0.1415 | 0.77821 | 2022 | 10 | 0.4 | 983 | -1 | 61.9 | 221112 | -74.0681 | 40.6189 | 517 | 125 | 120 |  | 45.1 | N | Natural Gas | Y | N | N | 9999 | N |  | Combustion Turbine |  | 1429.249 | 10745
2625_B_1 | NY | 36087 | BOWLINE POINT GENERATING STATION | Bowline Point | 8175411 | 4454713 | 2625 | 1 | 2625 | 1 | 3392200003 | 100001 | 126.059 | 17.0093 | 584.9387 | 43.7652 | 42.4785 | 93.751 | 31.3527 | 2022 | 286 | 18.8 | 292 | -1 | 114 | 221112 | -73.966 | 41.2055 | 7000 | 125 | 100 |  | 586 | N | Natural Gas, Residual Fuel Oil | Y | N | N | 9999 | N |  | O/G Steam |  | 2652.0996 | 10814
2625_B_2 | NY | 36087 | BOWLINE POINT GENERATING STATION | Bowline Point | 8175411 | 4454813 | 2625 | 2 | 2625 | 2 | 3392200003 | 100002 | 198.8139 | 7.5832 | 291.434 | 17.9594 | 17.9279 | 7.3082 | 14.4262 | 2022 | 286 | 18.8 | 268 | -1 | 84 | 221112 | -73.966 | 41.2055 | 7600 | 125 | 100 |  | 574 | N | Natural Gas, Residual Fuel Oil | Y | N | N | 9999 | N |  | O/G Steam |  | 1413.0502 | 11120
2628_G_GEN1 | NY | 36087 | ALLIANCE ENERGY- HILLBURN GAS TURBINE FACILITY | Hillburn | 7952711 | 3502213 | 2628 | 001 | 2628 | GEN1 | 3392600059 | 100001 | 0.96284 |  | 5.7442 | 0.077497 | 0.077497 | 0.0069 | 0.024658 | 2022 | 45 | 1.7 | 72 | -1 | 60.2 | 221112 | -74.1639 | 41.1266 | 38 | 125 | 120 |  | 33.1 | N | Natural Gas, Distillate Fuel Oil | Y | N | N | 9999 | N |  | Combustion Turbine |  | 45.76 | 17931
54592_G_GEN1 | NY | 36089 | MASSENA ENERGY FACILITY | Massena Energy Facility | 7968411 | 3491713 | 54592 | 001 | 54592 | GEN1 | 6405800046 | 100GTU | 0.0275 |  | 0.095 | 0.0145 | 0.0145 | 0.0014 | 0.0085 | 2022 | [5 empty] | 221112 | -74.8926 | 44.95 | 46 | 125 | 120 |  | 46 | N | Natural Gas, Distillate Fuel Oil | Y | N | N | 9999 | N |  | Combined Cycle |  | 9.15 | 9766
10803_B_HRSG A | NY | 36089 | OGDENSBURG ENERGY FACILITY |  | 7968011 | 3495513 | 10803 | 1 |  |  | 6401200053 | 1AXBLR | 4.767 | 0.1816 | 5.711 | 0.42916 | 0.42882 | 0.03405 | 0.31212 | 2022 | 175 | 3 | 72 | -1 | 36.6 | 221112 | -75.4423 | 44.7258 | 536 | 125 | 100 |  |  |  |  | N | N | N |  | N
50458_G_GEN1 | NY | 36091 | INDECK-CORINTH ENERGY CENTER | Indeck Corinth Energy Center | 7819511 | 3429313 | 50458 | 1 | 50458 | GEN1 |  |  | 37.36 | 0.3075 | 65.4767 | 2.0636 | 2.0636 | 1.4552 | 17.4673 |  | 237 | 15 | 275 | -1 | 75 | 221112 | -73.8096 | 43.2492 |  | 125 | 120 |  | 72.7 | Y | Natural Gas, Distillate Fuel Oil | Y | N | N | 9999 | N |  | Combined Cycle |  | 4900.25 | 7771
50458_G_GEN2 | NY | 36091 | INDECK-CORINTH ENERGY CENTER | Indeck Corinth Energy Center | 7819511 | 3429213 |  |  | 50458 | GEN2 | 5412600028 | EI0001 | 0.055416 |  | 0.25874 | 0.0197 | 0.019689 | 0.0066912 | 0.017183 | 2022 | 39.4 | 1.7 | 425 | 1.215 | 0.535 | 221112 | -73.8096 | 43.2492 |  | 125 | 140 |  | 54.5 | Y | Natural Gas, Distillate Fuel Oil | N | Y | N | 9999 | N |  | Combined Cycle |  |  | 7771
54782_G_GE1 | NY | 36099 | SENECA ENERGY LFGTE FACILITY |  | 8436511 | 64160313 |  |  |  |  | 8453200075 | 3STAGE | 364.5061 | 1.8525 | 29.1625 | 22.3077 | 22.3076 | 43.1236 | 68.7375 | 2022 | 38 | 1.7 | 836 | 2.6333 | 1.1596 | 562212 | -76.8453 | 42.9211 | 17900 | 125 | 160 |  |  |  |  | N | N | N |  | N | 54782_G_GE9;54782_G_GE5;54782_G_GE2;54782_G_GE11;54782_G_GE4;54782_G_GE13;54782_G_GE10;54782_G_GE14;54782_G_GE16;54782_G_GE15;54782_G_GE7;54782_G_GE6;54782_G_GE3;54782_G_GE12;54782_G_GE18;54782_G_GE17;54782_G_GE8;54782_G_GE1
2516_B_1 | NY | 36103 | NORTHPORT POWER STATION | Northport | 8121711 | 126493813 |  |  | 2516 | 1 | 1472600130 | UTGB01 | 1286.577 | 54.6035 | 992.912 | 236.4963 | 203.655 | 994.4111 | 83.2192 | 2022 | 600 | 16.8 | 325 | -1 | 84 | 221112 | -73.3426 | 40.9235 | 385 | 125 | 140 |  | 398 | N | Natural Gas | Y | N | N | 9999 | N | 2516_B_4;2516_B_3;2516_B_2;2516_B_1 | O/G Steam |  |  | 10733
2517_B_3 | NY | 36103 | PORT JEFFERSON POWER STATION | Port Jefferson | 7981511 | 6455313 | 2517 | 3 | 2517 | 3 | 1472200107 | U00002 | 108.6065 | 5.2433 | 121.8991 | 43.7863 | 34.5384 | 232.1116 | 7.1486 | 2022 | 425 | 10.2 | 310 | -1 | 122 | 221112 | -73.0787 | 40.9501 | 1950 | 125 | 100 |  | 192 | N | Natural Gas, Residual Fuel Oil | Y | N | N | 9999 | N |  | O/G Steam |  | 2475.8401 | 11953
2517_B_4 | NY | 36103 | PORT JEFFERSON POWER STATION | Port Jefferson | 7981511 | 6455613 | 2517 | 4 | 2517 | 4 | 1472200107 | U00003 | 48.206 | 1.9805 | 32.2566 | 7.554 | 6.7053 | 20.3781 | 3.2327 | 2022 | 425 | 10.2 | 310 | -1 | 122 | 221112 | -73.0787 | 40.9501 | 2000 | 125 | 100 |  | 193 | N | Natural Gas, Residual Fuel Oil | Y | N | N | 9999 | N |  | O/G Steam |  | 1241.5197 | 11684
50649_B_1 | NY | 36103 | BABYLON RESOURCE RECOVERY FACILITY | Covanta Babylon Inc | 8123111 | 4686313 |  |  | 50649 | 1 | 1472000777 | 1MBMWC | 10.75 |  | 99.5 | 0.081 | 0.070227 | 11.7 | 1.406e-05 | 2022 | 138 | 7.1 | 300 | 2635.6 | 66.5 | 562213 | -73.387 | 40.7342 |  | 103 | 270 |  | 7.2 | N | MSW | N | Y | N | 9999 | N |  | Municipal Solid Waste |  |  | 19383
50649_B_2 | NY | 36103 | BABYLON RESOURCE RECOVERY FACILITY | Covanta Babylon Inc | 8123111 | 97069213 |  |  | 50649 | 2 | 1472000777 | 2MBMWC | 11.7 |  | 105.5 | 0.06442 | 0.055852 | 15.8 | 1.301e-05 | 2022 | 138 | 7.1 | 300 | 2635.6 | 66.5 | 562213 | -73.387 | 40.7342 | 139 | 103 | 270 |  | 7.2 | N | MSW | N | Y | N | 9999 | N |  | Municipal Solid Waste |  |  | 19383
50656_B_UNIT3 | NY | 36103 | HUNTINGTON RESOURCE RECOVERY FACILITY | Huntington Resource Recovery Facility | 8123211 | 4685913 |  |  | 50656 | UNIT3 | 1472600790 | 1MBMWC | 56.4245 | 6.2225 | 364.477 | 2.2398 | 2.0718 | 4.069 | 0.4757 | 2022 | 312 | 4 | 440 | -1 | 41.5 | 562213 | -73.2899 | 40.8817 | 375 | 103 | 270 |  | 8.2 | N | MSW | N | Y | N | 9999 | N | 50656_B_UNIT1;50656_B_UNIT3;50656_B_UNIT2 | Municipal Solid Waste |  |  | 17913
51038_B_B2 | NY | 36103 | ISLIP MCARTHUR RESOURCE RECOVERY FACIL | MacArthur Waste to Energy Facility | 8123311 | 4685413 |  |  | 51038 | B2 | 1472800185 | I00012 | 86.857 |  | 139.7215 | 1.0315 | 0.8769 | 16.06 | 4.589 | 2022 | 150 | 3.5 | 380 | 11.9633 | 1.2429 | 562213 | -73.1058 | 40.7864 | 188 | 103 | 270 |  | 5.5 | N | MSW | N | Y | N | 9999 | N | 51038_B_B2;51038_B_B1 | Municipal Solid Waste |  |  | 19383
7314_G_NA1 | NY | 36103 | RICHARD M FLYNN POWER PLANT | Richard M Flynn | 7981711 | 6454013 | 7314 | 001 | 7314 | NA1 |  |  | 1.0458 |  | 96.405 | 2.4976 | 2.3092 | 2.1119 | 2.9167 |  | 120 | 17.5 | 72 | -1 | 32.4 | 221112 | -73.0641 | 40.8158 |  | 125 | 120 |  | 87.5 | N | Natural Gas, Distillate Fuel Oil | Y | N | N | 9999 | N | 7314_G_NA1;7314_G_NA2 | Combined Cycle |  | 5503.7773 | 8042
2512_G_1 | NY | 36103 | EAST HAMPTON GT FACILITY | East Hampton | 8474611 | 293113 | 2512 | UGT001 | 2512 | 1 |  |  | 0.29746 | 0.522 | 71.5452 | 1.1253 | 1.0596 | 0.119 | 0.036957 |  | 39 | 17.1 | 1150 | -1 | 61.7 | 221112 | -72.21 | 40.96 |  | 125 | 120 |  | 19.2 | N | Distillate Fuel Oil | Y | N | N | 9999 | N |  | Combustion Turbine |  | 775.3006 | 13958
2516_G_GT1 | NY | 36103 | NORTHPORT POWER STATION | Northport | 8121711 | 4706013 | 2516 | UGT001 | 2516 | GT1 | 1472600130 | UGT001 | 0.0041624 |  | 1.5132 | 0.016879 | 0.013963 | 0.001 | 0.00051715 | 2022 | 57.3 | 11.4 | 734 | 6361.4 | 61.7 | 221112 | -73.3426 | 40.9235 | 266 | 125 | 120 |  | 11.8 | N | Distillate Fuel Oil | Y | N | N | 9999 | N |  | Combustion Turbine |  | 23 | 25000
2517_G_GT1 | NY | 36103 | PORT JEFFERSON POWER STATION | Port Jefferson | 7981511 | 6455413 | 2517 | UGT001 | 2517 | GT1 | 1472200107 | UGT001 | 0.0044928 | 0.008 | 1.5701 | 0.027 | 0.015071 | 0.001 | 0.0005 | 2022 | 38 | 11.7 | 980 | -1 | 46 | 221112 | -73.0787 | 40.9501 | 266 | 125 | 120 |  | 12.9 | N | Distillate Fuel Oil | Y | N | N | 9999 | N |  | Combustion Turbine |  | 15 | 10804
2517_G_GT3 | NY | 36103 | PORT JEFFERSON ENERGY CENTER | Port Jefferson | 9318011 | 55407613 |  |  | 2517 | GT3 | 1472204141 | UGT002 | 54.854 | 4.9055 | 5.597 | 2.0826 | 2.038 | 0.303 | 1.0182 | 2022 | 265 | 10 | 835 | -1 | 125 | 221112 | -73.0785 | 40.9495 | 937 | 125 | 120 |  | 40.1 | N | Natural Gas, Distillate Fuel Oil | N | N | N | 9999 | N | 2517_G_GT2;2517_G_GT3 | Combustion Turbine |  |  | 10810
2518_G_GT1 | NY | 36103 | WADING RIVER GT FACILITY | Shoreham | 8452511 | 575413 | 7146 | UGT013 | 2518 | GT1 | 1472200108 | UGT013 | 0.014693 | 0.026 | 2.5979 | 0.17583 | 0.04929 | 0.0024 | 0.002 | 2022 | 45 | 22.1 | 920 | -1 | 61.7 | 221112 | -72.8774 | 40.9568 | 686 | 125 | 120 |  | 49.8 | N | Distillate Fuel Oil | Y | N | N | 9999 | N |  | Combustion Turbine |  | 24 | 16203
2518_G_GT2 | NY | 36103 | WADING RIVER GT FACILITY | Shoreham | 8452511 | 575613 | 7146 | UGT014 | 2518 | GT2 | 1472200108 | UGT014 | 0.014237 | 0.025 | 3.4046 | 0.10172 | 0.047759 | 0.0045 | 0.002 | 2022 | 45 | 14.6 | 1040 | -1 | 61.7 | 221112 | -72.8774 | 40.9568 | 266 | 125 | 120 |  | 15.9 | N | Distillate Fuel Oil | Y | N | N | 9999 | N |  | Combustion Turbine |  | 55 | 16208
2519_G_1 | NY | 36103 | SOUTHAMPTON GT FACILITY | South Hampton | 7942611 | 2539113 |  |  | 2519 | 1 | 1473601438 | UGT001 | 0.014578 | 0.0265 | 2.306 | 0.0885 | 0.048903 | 0.003 | 0.00341 | 2022 | 38 | 11.4 | 900 | -1 | 60.2 | 221112 | -72.3819 | 40.9079 | 7 | 125 | 120 |  | 8.5 | N | Distillate Fuel Oil | N | N | N | 9999 | N |  | Combustion Turbine |  |  | 25000
2520_G_1 | NY | 36103 | SOUTHOLD GT FACILITY | Southold | 7942711 | 2538913 |  |  | 2520 | 1 | 1473800455 | UGT001 | 0.031251 | 0.0565 | 4.9435 | 0.1895 | 0.10483 | 0.007 | 0.00703 | 2022 | 38 | 11.4 | 900 | -1 | 60.2 | 221112 | -72.3905 | 41.0933 | 12 | 125 | 120 |  | 10 | N | Distillate Fuel Oil | N | N | N | 9999 | N |  | Combustion Turbine |  |  | 25000
2521_G_4 | NY | 36103 | WEST BABYLON GT FACILITY | West Babylon | 8452011 | 579613 | 2521 | UGT001 | 2521 | 4 | 1472001046 | UGT001 | 0.044907 | 0.078 | 0.2319 | 0.10749 | 0.10065 | 0.0002 | 0.0055794 | 2020 | 46 | 20.6 | 980 | -1 | 61.7 | 221112 | -73.3495 | 40.6955 | 49 | 125 | 120 |  | 49.7 | N | Distillate Fuel Oil | Y | N | N | 9999 | N |  | Combustion Turbine |  | 7 | 15764
54149_G_GEN1 | NY | 36103 | NISSEQUOGUE COGEN PARTNERS PLANT | Stony Brook Cogen Plant | 8452911 | 574413 | 54149 | 1 | 54149 | GEN1 | 1472202441 | 100001 | 127.9341 |  | 122.2155 | 9.7097 | 9.7043 | 0.8231 | 12.708 | 2022 | 218 | 9 | 326 | -1 | 117 | 221112 | -73.1291 | 40.9168 | 670 | 125 | 120 |  | 44.5 | Y | Natural Gas, Distillate Fuel Oil | Y | N | N | 9999 | N |  | Combustion Turbine |  | 7894.4805 | 8700
55786_G_CT02 | NY | 36103 | EDGEWOOD ELECTRIC GENERATING FACILITY | Edgewood Energy LLC | 9316211 | 55409813 |  |  | 55786 | CT02 | 1472803244 | U00001 | 5.964 | 3.5385 | 8.997 | 5.4163 | 5.4163 | 0.4925 | 1.7234 | 2022 | 105 | 10.5 | 835 | -1 | 85 | 221112 | -73.2927 | 40.7863 | 960 | 125 | 120 |  | 42.5 | N | Natural Gas | Y | N | N | 9999 | N | 55786_G_CT01;55786_G_CT02 | Combustion Turbine |  |  | 10745
55787_G_CT02 | NY | 36103 | SHOREHAM ELECTRIC GENERATING FACILITY | Shoreham Energy LLC | 10724011 | 58686813 |  |  | 55787 | CT02 | 1472204133 | U00001 | 0.963 | 0.0445 | 4.747 | 0.67936 | 0.6362 | 0.049 | 0.053648 | 2022 | 110 | 10.5 | 835 | -1 | 85.3 | 221112 | -72.8667 | 40.9574 | 922 | 125 | 120 |  | 42.5 | N | Distillate Fuel Oil | Y | N | N | 9999 | N | 55787_G_CT01;55787_G_CT02 | Combustion Turbine |  |  | 10745
55969_G_U-01 | NY | 36103 | GREENPORT GENERATING FACILITY | Hawkeye Energy Greenport LLC | 10749711 | 64120413 | 55969 | U-01 | 55969 | U-01 | 1473803119 | U00001 | 1.84 | 3.14 | 4.9006 | 1.782 | 0.002 | 0.1371 | 0.06327 | 2022 | 65 | 10 | 840 | 211.1116 | 2.6868 | 221112 | -72.3761 | 41.1059 | 550 | 125 | 120 |  | 54.3 | N | Distillate Fuel Oil | Y | N | N | 9999 | N |  | Combustion Turbine |  | 676.5697 | 11389
56188_G_CTG | NY | 36103 | PINELAWN POWER | Pinelawn Power LLC | 9318211 | 55568913 | 56188 | 00001 | 56188 | CTG | 1472003061 | U00001 | 12.667 | 3.661 | 5.3637 | 8.2393 | 7.2034 | 0.4289 | 1.1764 | 2022 | 145 | 10.7 | 390 | -1 | 72 | 221112 | -73.3886 | 40.7339 | 850 | 125 | 140 |  | 47 | N | Natural Gas, Distillate Fuel Oil | Y | N | N | 9999 | N | 56188_G_STG;56188_G_CTG | Combined Cycle |  | 2824.3188 | 8758
56234_G_CT01 | NY | 36103 | Caithness Long Island Energy Center | Caithness Long Island Energy Center | 15488311 | 96986713 | 56234 | 0001 | 56234 | CT01 | 1472204426 | U00001 | 6.86 | 16.1375 | 52.5816 | 12.4307 | 12.4162 | 4.5741 | 15.99 | 2022 | 170 | 20 | 175 | -1 | 43 | 221112 | -72.9404 | 40.8143 | 2650 | 125 | 120 |  | 187.7 | N | Natural Gas, Distillate Fuel Oil | Y | N | N | 9999 | N |  | Combined Cycle |  | 7807.0605 | 7398
56234_G_ST01 | NY | 36103 | Caithness Long Island Energy Center | Caithness Long Island Energy Center | 15488311 | 96986813 |  |  | 56234 | ST01 | 1472204426 | U00002 |  | 0.00152 | 0.0475 | 0.0036129 | 0.00361 |  | 0.0026125 | 2022 | 170 | 2 | 365 | -1 | 15 | 221112 | -72.9404 | 40.8143 |  | 125 | 100 |  | 129.6 | N | Natural Gas, Distillate Fuel Oil | N | N | N | 9999 | N |  | Combined Cycle |  |  | 7398
7146_G_02 | NY | 36103 | WADING RIVER GT FACILITY | Wading River | 8452511 | 575113 | 7146 | UGT008 | 7146 | 02 | 1472200108 | UGT008 | 0.906 | 0.2185 | 16.2991 | 0.29373 | 0.27498 | 0.0328 | 0.01548 | 2022 | 70 | 19.9 | 1000 | -1 | 61.7 | 221112 | -72.8774 | 40.9568 | 81 | 125 | 120 |  | 76.9 | N | Distillate Fuel Oil | Y | N | N | 9999 | N |  | Combustion Turbine |  | 90.47 | 14576
7146_G_03 | NY | 36103 | WADING RIVER GT FACILITY | Wading River | 8452511 | 575513 | 7146 | UGT009 | 7146 | 03 | 1472200108 | UGT009 | 1.358 | 0.3275 | 12.2129 | 0.43927 | 0.29256 | 0.0508 | 0.023205 | 2022 | 70 | 19.9 | 1000 | -1 | 61.7 | 221112 | -72.8774 | 40.9568 | 81 | 125 | 120 |  | 81.7 | N | Distillate Fuel Oil | Y | N | N | 9999 | N |  | Combustion Turbine |  | 131.86 | 14643
7146_G_1 | NY | 36103 | WADING RIVER GT FACILITY | Wading River | 8452511 | 575313 | 7146 | UGT007 | 7146 | 1 | 1472200108 | UGT007 | 1.123 | 0.271 | 11.2212 | 0.36355 | 0.34033 | 0.0413 | 0.038191 | 2022 | 70 | 19.9 | 1000 | -1 | 61.7 | 221112 | -72.8774 | 40.9568 | 78 | 125 | 120 |  | 82 | N | Distillate Fuel Oil | Y | N | N | 9999 | N |  | Combustion Turbine |  | 112.88 | 14599
7912_G_1 | NY | 36103 | BRENTWOOD PLANT | Brentwood | 9316311 | 55409713 | 7912 | BW01 | 7912 | 1 | 1472803067 | 100001 | 2.8621 | 3.4679 | 4.0523 |  |  | 0.1597 | 1.1287 | 2022 | 15 | 1.8 | 430 | 41.6 | 15.8 | 221112 | -73.2933 | 40.787 | 480 | 125 | 120 |  | 46 | N | Natural Gas | Y | N | N | 9999 | N |  | Combustion Turbine |  | 1626.9819 | 10745
8007_G_1 | NY | 36103 | HOLTSVILLE GT FACILITY | Holtsville | 8452411 | 126778313 |  |  | 8007 | 1 | 1472200105 | UGT001 | 0.75865 | 1.3585 | 140.9705 | 3.449 | 2.8266 | 0.177 | 0.66793 | 2022 | 44 | 7.2 | 1260 | -1 | 127 | 221112 | -73.0657 | 40.8169 | 420 | 125 | 120 |  | 55.5 | N | Distillate Fuel Oil | N | N | N | 9999 | N | 8007_G_4;8007_G_9;8007_G_10;8007_G_3;8007_G_7;8007_G_6;8007_G_1;8007_G_5;8007_G_2;8007_G_8 | Combustion Turbine |  |  | 15129
10503_B_SG201A | NY | 36115 | WHEELABRATOR HUDSON FALLS | Wheelabrator Hudson Falls | 7982111 | 6451913 |  |  | 10503 | SG201A | 5534400001 | U00001 | 14.202 |  | 111.1928 | 0.30432 | 0.26054 | 7.5722 | 0.61311 | 2022 | 316 | 4 | 225 | -1 | 57 | 562213 | -73.5916 | 43.3057 | 103 | 103 | 270 |  | 5.8 | N | MSW | N | Y | N | 9999 | N |  | Municipal Solid Waste |  |  | 21668
10503_B_SG201B | NY | 36115 | WHEELABRATOR HUDSON FALLS | Wheelabrator Hudson Falls | 7982111 | 6451713 |  |  | 10503 | SG201B | 5534400001 | U00002 | 17.7048 |  | 113.3272 | 0.19379 | 0.1662 | 9.014 | 0.76799 | 2022 | 316 | 4 | 225 | -1 | 57 | 562213 | -73.5916 | 43.3057 | 103 | 103 | 270 |  | 5.8 | N | MSW | N | Y | N | 9999 | N |  | Municipal Solid Waste |  |  | 21668
50882_B_1 | NY | 36119 | WHEELABRATOR WESTCHESTER LP | Wheelabrator Westchester | 8123611 | 4684113 |  |  | 50882 | 1 | 3551200031 | U0000A | 18.8887 |  | 307.959 | 3.3458 | 2.9004 | 24.8077 | 11.722 | 2022 | 195 | 11.2 | 277 | -1 | 97.4 | 562213 | -73.9424 | 41.2771 | 325 | 103 | 270 |  | 17 | Y | MSW | N | Y | N | 9999 | N |  | Municipal Solid Waste |  |  | 18482
50882_B_2 | NY | 36119 | WHEELABRATOR WESTCHESTER LP | Wheelabrator Westchester | 8123611 | 4683613 |  |  | 50882 | 2 | 3551200031 | U0000B | 14.1783 |  | 276.573 | 1.3692 | 1.1861 | 19.2991 | 9.9848 | 2022 | 195 | 11.2 | 277 | -1 | 97.4 | 562213 | -73.9424 | 41.2771 | 325 | 103 | 270 |  | 17 | Y | MSW | N | Y | N | 9999 | N |  | Municipal Solid Waste |  |  | 18482
50882_B_3 | NY | 36119 | WHEELABRATOR WESTCHESTER LP | Wheelabrator Westchester | 8123611 | 4684013 |  |  | 50882 | 3 | 3551200031 | U0000C | 18.6087 |  | 326.8845 | 3.6151 | 3.1337 | 19.988 | 11.0757 | 2022 | 195 | 11.2 | 277 | -1 | 97.4 | 562213 | -73.9424 | 41.2771 | 325 | 103 | 270 |  | 17 | Y | MSW | N | Y | N | 9999 | N |  | Municipal Solid Waste |  |  | 18482
50449_G_GEN1 | NY | 36121 | INDECK-SILVER SPRINGS COGENERATION | Indeck Silver Springs Energy Center | 7814811 | 3615513 | 50449 | 1 | 50449 | GEN1 | 9563200010 | S00001 | 1.146 |  | 8.0771 | 0.0525 | 0.0525 | 0.0379 | 0.2313 | 2022 | 135 | 11.5 | 290 | -1 | 64 | 221112 | -78.0781 | 42.6541 | 628 | 125 | 140 |  | 34.7 | Y | Natural Gas, Distillate Fuel Oil | Y | N | N | 9999 | N | 50449_G_GEN2;50449_G_GEN1 | Combined Cycle |  | 408 | 9756
2527_B_6 | NY | 36123 | AES GREENIDGE LLC | Greenidge Generation LLC | 7935711 | 3543313 | 2527 | 6 | 2527 | 6 | 8573600004 | G00004 | 238.2819 | 3.927 | 46.3035 | 21.452 | 21.4347 | 1.6871 | 15.6018 | 2022 | 250 | 2.333 | 186 | -1 | 19.52 | 221112 | -76.9486 | 42.6791 | 1340 | 125 | 100 |  | 104 | N | Natural Gas | Y | N | N | 9999 | N |  | O/G Steam |  | 8429.6797 | 11153
2707_G_GT1 | NC | 37007 | Duke Energy Progress, LLC - Blewett | Blewett | 15613711 | 98739113 | 2707 | 1 | 2707 | GT1 | 3700700032 | G-1 |  |  | 1.5625 |  |  | 0.6514 |  | 2022 | 28.2 | 9.6 | 965 | 7505.0001 | 103.68 | 221112 | -79.877 | 34.9819 | 277 | 125 | 120 |  | 13 | N | Distillate Fuel Oil | Y | N | N | 9999 | N |  | Combustion Turbine | 42 | 9.4 | 25000
2707_G_GT2 | NC | 37007 | Duke Energy Progress, LLC - Blewett | Blewett | 15613711 | 98739213 | 2707 | 2 | 2707 | GT2 | 3700700032 | G-2 |  |  | 1.1888 |  |  | 0.4955 |  | 2022 | 28.2 | 9.6 | 965 | 7505.0001 | 103.68 | 221112 | -79.877 | 34.9819 | 277 | 125 | 120 |  | 13 | N | Distillate Fuel Oil | Y | N | N | 9999 | N |  | Combustion Turbine | 36 | 7.15 | 25000
2707_G_GT3 | NC | 37007 | Duke Energy Progress, LLC - Blewett | Blewett | 15613711 | 98739313 | 2707 | 3 | 2707 | GT3 | 3700700032 | G-3 |  |  | 2.6063 |  |  | 1.0865 |  | 2022 | 28.2 | 9.6 | 965 | 7505.0001 | 103.68 | 221112 | -79.877 | 34.9819 | 277 | 125 | 120 |  | 13 | N | Distillate Fuel Oil | Y | N | N | 9999 | N |  | Combustion Turbine | 40 | 15.68 | 25000
2707_G_GT4 | NC | 37007 | Duke Energy Progress, LLC - Blewett | Blewett | 15613711 | 98739413 | 2707 | 4 | 2707 | GT4 | 3700700032 | G-4 |  |  | 2.3468 |  |  | 0.9785 |  | 2022 | 28.2 | 9.6 | 965 | 7505.0001 | 103.68 | 221112 | -79.877 | 34.9819 | 277 | 125 | 120 |  | 13 | N | Distillate Fuel Oil | Y | N | N | 9999 | N |  | Combustion Turbine | 42 | 14.12 | 25000
56249_G_6 | NC | 37007 | NCEMC - Anson Plant | Anson County Generation Facility | 10616211 | 74982813 |  |  | 56249 | 6 | 3700700050 | GR1 | 191.87 |  | 184.55 | 9.9 | 9.9 | 1.147 | 21 | 2022 | 60 | 8.9 | 563 | 4168.163 | 67 | 221112 | -79.9223 | 34.9681 | 3960 | 125 | 120 |  | 56.5 | N | Natural Gas, Distillate Fuel Oil | N | N | N | 9999 | N | 56249_G_5;56249_G_6;56249_G_1;56249_G_2;56249_G_3;56249_G_4 | Combustion Turbine | 312 |  | 10745
2706_G_CT5 | NC | 37021 | Duke Energy Progress , Inc. - Asheville Steam Electric Plant | Asheville | 8392811 | 137508413 | 2706 | CT5 | 2706 | CT5 |  |  | 20.5256 |  | 152.7659 | 3.1032 | 3.1032 | 3.6497 | 7.8244 |  | 160 | 18.5 | 190 | -1 | 157.513 | 221112 | -82.542 | 35.4664 |  | 125 | 120 |  | 153 | N | Natural Gas, Distillate Fuel Oil | Y | N | N | 9999 | N |  | Combined Cycle |  | 6989.7603 | 7050
2706_G_CT7 | NC | 37021 | Duke Energy Progress , Inc. - Asheville Steam Electric Plant | Asheville | 8392811 | 137508513 | 2706 | CT7 | 2706 | CT7 |  |  | 21.0436 |  | 185.0284 | 3.232 | 3.232 | 3.7553 | 8.0175 |  | 160 | 18.5 | 190 | -1 | 157.513 | 221112 | -82.5412 | 35.4665 |  | 125 | 120 |  | 153 | N | Natural Gas, Distillate Fuel Oil | Y | N | N | 9999 | N |  | Combined Cycle |  | 7184.9995 | 7050
2706_G_GT1 | NC | 37021 | Duke Energy Progress , Inc. - Asheville Steam Electric Plant | Asheville | 8392811 | 1654313 | 2706 | 3 | 2706 | GT1 |  |  | 3.91 |  | 136.5832 | 4.019 | 4.019 | 0.7441 | 1.996 |  | 60 | 16.2 | 1131 | 38400.1 | 186.3 | 221112 | -82.5404 | 35.4722 |  | 125 | 120 |  | 160 | N | Natural Gas, Distillate Fuel Oil | Y | N | N | 9999 | N |  | Combustion Turbine |  | 1621.8501 | 11753
2706_G_GT2 | NC | 37021 | Duke Energy Progress , Inc. - Asheville Steam Electric Plant | Asheville | 8392811 | 1654413 | 2706 | 4 | 2706 | GT2 | 0628 | 4 | 3.624 |  | 108.5782 | 3.732 | 3.732 | 0.6774 | 1.853 | 2022 | 60 | 16.2 | 1131 | 38400.1 | 186.3 | 221112 | -82.5403 | 35.4729 | 1930 | 125 | 120 |  | 160 | N | Natural Gas, Distillate Fuel Oil | Y | N | N | 9999 | N |  | Combustion Turbine |  | 1468.499 | 11751
57896_G_UNT1 | NC | 37025 | Concord Energy, LLC | Concord Energy | 16601511 | 113947413 |  |  | 57896 | UNT1 | 3702500164 | G-12 | 2.49 |  | 4.14 | 0.7 | 0.7 | 0.02 | 0.39 | 2022 | 128 | 3.83 | 800 | 1284.6408 | 111.5 | 221118 | -80.6703 | 35.346 | 63.8 | 125 | 120 |  | 3.9 | N | Landfill Gas | N | N | N | 9999 | N | 57896_G_UNT2;57896_G_UNT1 | Landfill Gas | 8736 |  | 16576
2727_B_1 | NC | 37035 | Duke Energy Carolinas, LLC - Marshall Steam Station | Marshall (NC) | 8370411 | 122679613 |  |  | 2727 | 1 | 3703500073 | GR16 | 504.9 |  | 1365.4 | 57.1 | 48.8 | 593.5 | 29.2 | 2022 | 315 | 29.5 | 120 | 37592.1007 | 55 | 221112 | -80.9612 | 35.598 | 8460 | 125 | 100 |  | 370 | N | Bituminous | Y | N | N | 2029 | N | 2727_B_2;2727_B_1 | Coal Steam | 6188 |  | 9477
2727_B_3 | NC | 37035 | Duke Energy Carolinas, LLC - Marshall Steam Station | Marshall (NC) | 8370411 | 408613 | 2727 | 3 | 2727 | 3 | 3703500073 | G-1 | 1149.213 |  | 1922.2429 | 103.8034 | 100.8026 | 632.7271 | 66.1005 | 2022 | 315 | 29.5 | 120 | 37592.1007 | 55 | 221112 | -80.9612 | 35.598 | 7110 | 125 | 100 |  | 658 | N | Bituminous | Y | N | N | 2033 | N |  | Coal Steam | 4004 | 7738.8394 | 9344
2727_B_4 | NC | 37035 | Duke Energy Carolinas, LLC - Marshall Steam Station | Marshall (NC) | 8370411 | 408113 | 2727 | 4 | 2727 | 4 | 3703500073 | G-2 | 952.51 |  | 3053.5794 | 100.0024 | 92.9021 | 447.9978 | 54.1 | 2022 | 315 | 29.5 | 120 | 37592.1007 | 55 | 221112 | -80.9612 | 35.598 | 7110 | 125 | 100 |  | 660 | N | Bituminous | Y | N | N | 2033 | N |  | Coal Steam | 6517 | 6398.54 | 9300
57029_G_1 | NC | 37045 | Cleveland County Generating Facility | Cleveland Cnty Generating Facility | 16600211 | 106270213 | 57029 | ES1 | 57029 | 1 | 3704500372 | G-1 | 12.86 |  | 43.6057 | 9.35 | 9.35 | 0.8722 | 2.07 | 2022 | 60 | 26.1 | 1111 | 42266.6675 | 79 | 221118 | -81.4167 | 35.1706 | 2210 | 125 | 160 |  | 181.5 | N | Natural Gas, Distillate Fuel Oil | Y | N | N | 9999 | N |  | Combustion Turbine | 36 | 1511.1283 | 10745
57029_G_2 | NC | 37045 | Cleveland County Generating Facility | Cleveland Cnty Generating Facility | 16600211 | 106270313 | 57029 | ES2 | 57029 | 2 | 3704500372 | G-2 | 14.1 |  | 48.521 | 10.33 | 10.33 | 0.9625 | 2.2 | 2022 | 60 | 26.1 | 1111 | 42266.6675 | 79 | 221118 | -81.4167 | 35.1706 | 2210 | 125 | 120 |  | 186.2 | N | Natural Gas, Distillate Fuel Oil | Y | N | N | 9999 | N |  | Combustion Turbine | 1960 | 1667.5286 | 10745
57029_G_3 | NC | 37045 | Cleveland County Generating Facility | Cleveland Cnty Generating Facility | 16600211 | 106270413 | 57029 | ES3 | 57029 | 3 |  |  | 14.73 |  | 51.5435 | 10.74 | 10.74 | 0.9976 | 2.37 |  | 60 | 26.1 | 1111 | 42266.6663 | 79 | 221118 | -81.4167 | 35.1706 |  | 125 | 120 |  | 187.1 | N | Natural Gas, Distillate Fuel Oil | Y | N | N | 9999 | N |  | Combustion Turbine |  | 1723.3378 | 10745
57029_G_4 | NC | 37045 | Cleveland County Generating Facility | Cleveland Cnty Generating Facility | 16600211 | 106270513 | 57029 | ES4 | 57029 | 4 | 3704500372 | G-4 | 15.71 |  | 51.8335 | 11.5 | 11.5 | 1.0765 | 2.3 | 2022 | 60 | 26.1 | 1111 | 42266.6663 | 79 | 221118 | -81.4167 | 35.1706 | 2210 | 125 | 120 |  | 183.1 | N | Natural Gas, Distillate Fuel Oil | Y | N | N | 9999 | N |  | Combustion Turbine | 2080 | 1855.359 | 10745
59325_G_KMEC1 | NC | 37045 | Kings Mountain Energy Center | Kings Mountain Energy Center | 18049211 | 135476013 | 59325 | ES-1 | 59325 | KMEC1 | 3704500383 | G-4 | 11.7 |  | 66.6578 |  |  | 6.3648 | 22.32 | 2022 | 180 | 23 | 170 | 18388.9515 | 44.26 | 221112 | -81.3603 | 35.1986 | 3600 | 125 | 140 |  | 259 | N | Natural Gas | Y | N | N | 9999 | N | 59325_G_KMEC2;59325_G_KMEC1 | Combined Cycle | 8736 | 8150.9502 | 7050
10525_B_4A | NC | 37049 | Craven County Wood Energy, L.P. | Craven County Wood Energy LP | 8505111 | 546713 | 10525 | ES5A | 10525 | 4A | 3704900158 | G-1 | 1186.73 | 0.0055044 | 395.472 | 98.3 | 72 | 233.2335 | 24.94 | 2022 | 230 | 10.7 | 315 | 4046.4104 | 45 | 221118 | -77.1678 | 35.1286 | 666 | 125 | 100 |  | 47 | N | Biomass | Y | N | N | 9999 | N |  | Biomass | 6888 | 6871.6309 | 14638
1016_G_5 | NC | 37051 | Public Works Commission Butler-Warner Generation Plant | Butler-Warner Generation Plant | 8134411 | 89060413 |  |  | 1016 | 5 | 3705100094 | GR8 | 0.57 |  | 12 | 0.4 | 0.26 | 0.09 | 0.05 | 2022 | 27.1 | 11.9 | 900 | 909.9666 | 8.18 | 221112 | -78.8295 | 35.0983 | 682 | 125 | 120 |  | 20 | N | Natural Gas, Distillate Fuel Oil | N | N | N | 9999 | N | 1016_G_5;1016_G_4 | Combustion Turbine | 60 |  | 15301
1016_G_7 | NC | 37051 | Public Works Commission Butler-Warner Generation Plant | Butler-Warner Generation Plant | 8134411 | 5498113 |  |  | 1016 | 7 | 3705100094 | G-35 | 3.76 |  | 71.36 | 1.76 | 1.18 | 0.62 | 0.38 | 2022 | 74.5 | 14.2 | 410 | 586.4166 | 3.7 | 221112 | -78.8295 | 35.0983 | 20 | 125 | 120 |  | 20 | N | Natural Gas, Distillate Fuel Oil | N | N | N | 9999 | N | 1016_G_9;1016_G_7;1016_G_1;1016_G_2;1016_G_6;1016_G_3 | Combined Cycle | 72 |  | 12530
1016_G_8 | NC | 37051 | Public Works Commission Butler-Warner Generation Plant | Butler-Warner Generation Plant | 8134411 | 75105013 | 1016 | GT-8 | 1016 | 8 | 3705100094 | GR5 | 0.94 |  | 18.4418 | 0.44 | 0.3 | 0.0448 | 0.1 | 2022 | 74.5 | 14.2 | 410 | 586.4166 | 3.7 | 221112 | -78.8295 | 35.0983 | 341 | 125 | 120 |  | 20 | N | Natural Gas, Distillate Fuel Oil | Y | N | N | 9999 | N |  | Combined Cycle | 72 | 361 | 12530
2783_G_5A | NC | 37055 | NCEMC - Buxton | Buxton | 8135811 | 5494513 |  |  | 2783 | 5A | 3705500021 | G-8 | 0.28 |  | 21.28 | 0.57 | 0.57 |  | 0.29 | 2022 | 53 | 2.33 | 620 | 388.0526 | 91.01 | 221122 | -75.5351 | 35.2674 | 3 | 125 | 160 |  | 3 | N | Distillate Fuel Oil | N | N | N | 9999 | N | 2783_G_1A;2783_G_5A;2783_G_2A;2783_G_4A;2783_G_3A | Combustion Turbine | 490 |  | 16555
54984_G_UNT1 | NC | 37067 | Salem Energy Systems, L.L.C. |  | 9344111 | 57687313 |  |  |  |  | 00884 | EU1 | 73.891 |  | 40.339 | 5.1735 | 5.1735 | 1.8985 | 2.9201 | 2022 | 34 | 3.8 | 830 | 1916.6667 | 170 | 221118 | -80.2913 | 36.1911 | 68.5 | 125 | 120 |  |  |  |  | N | N | N |  | N |  |  | 8256
2718_B_1 | NC | 37071 | Duke Energy Carolinas, LLC - Allen Steam Station |  | 8137511 | 122705913 |  |  |  |  | 3707100039 | GR42 | 81.3 |  | 457.59 | 18.29 | 12.71 | 32.85 | 4.04 | 2022 | 365 | 29.5 | 120 | 37592.1007 | 55 | 221112 | -81.0098 | 35.1915 | 7350 | 125 | 100 |  |  |  |  | N | N | N |  | N | 2718_B_2;2718_B_5;2718_B_1 |  | 1470
2718_B_3 | NC | 37071 | Duke Energy Carolinas, LLC - Allen Steam Station |  | 8137511 | 122706013 |  |  |  |  | 3707100039 | GR43 | 69.35 |  | 1.73 | 6.72 | 4.51 | 7.4 | 1.31 | 2022 | 365 | 29.5 | 120 | 37592.1007 | 55 | 221112 | -81.0098 | 35.1915 | 6780 | 125 | 100 |  |  |  |  | N | N | N |  | N | 2718_B_3;2718_B_4 |  | 588
50555_G_GEN1 | NC | 37083 | Rosemary Power Station | Rosemary Power Station | 8286911 | 455213 | 50555 | 1 | 50555 | GEN1 | 3708300170 | G-1 | 0.07 |  | 1.2743 | 0.08 | 0.08 | 0.2363 |  | 2022 | 145 | 15 | 230 | 12652.7645 | 71.6 | 221112 | -77.6607 | 36.4535 | 1140 | 125 | 120 |  | 75 | N | Distillate Fuel Oil | Y | N | N | 9999 | N |  | Combined Cycle |  | 18.95 | 9552
50555_G_GEN2 | NC | 37083 | Rosemary Power Station | Rosemary Power Station | 8286911 | 455013 | 50555 | 2 | 50555 | GEN2 |  |  | 0.07 |  | 0.7755 | 0.04 | 0.04 | 0.6892 |  |  | 145 | 11 | 230 | 5901.5604 | 62.1 | 221112 | -77.6607 | 36.4535 |  | 125 | 120 |  | 36 | N | Distillate Fuel Oil | Y | N | N | 9999 | N |  | Combined Cycle |  | 18.33 | 9552
6377_G_1 | NC | 37095 | NCEMC - Ocracoke | Ocracoke Hybrid | 8312611 | 189213 |  |  | 6377 | 1 | 3709500028 | G-1 | 0.03 |  | 5.25 | 0.14 | 0.14 |  | 0.07 | 2022 | 21 | 0.33 | 62 | 0.017 | 0.2 | 221122 | -75.9804 | 35.1094 | 3 | 125 | 160 |  | 3 | N | Distillate Fuel Oil | N | N | N | 9999 | N |  | Combustion Turbine | 98 |  | 25000
7277_G_16 | NC | 37109 | Duke Energy Corporation LCTS | Lincoln Combustion | 7731511 | 3480013 |  |  | 7277 | 16 | 3710900082 | G-58 | 12.6 |  | 54.2 | 1.95 | 1.95 | 1.2 | 0.18 | 2022 | 65 | 13.8 | 882 | 25575.1628 | 170.99 | 221112 | -81.0372 | 35.4313 | 1450 | 125 | 120 |  | 73 | N | Natural Gas, Distillate Fuel Oil | Y | N | N | 9999 | N | 7277_G_15;7277_G_3;7277_G_7;7277_G_11;7277_G_2;7277_G_14;7277_G_13;7277_G_1;7277_G_10;7277_G_12;7277_G_4;7277_G_5;7277_G_6;7277_G_8;7277_G_9;7277_G_16 | Combustion Turbine | 8736 |  | 14173
7277_G_17 | NC | 37109 | Duke Energy Corporation LCTS | Lincoln Combustion | 7731511 | 142849913 | 7277 | 17 | 7277 | 17 | 3710900082 | G-65 | 24.46 |  | 34.346 | 5.09 | 5.09 | 0.3412 | 1.35 | 2022 | 140 | 25 | 70 | 92775.1598 | 189 | 221112 | -81.0372 | 35.4316 | 3920 | 125 | 120 |  | 517 | N | Natural Gas, Distillate Fuel Oil | Y | N | N | 9999 | N |  | Combustion Turbine | 1260 | 554.9901 | 9905
50189_B_2HFB | NC | 37117 | Domtar Paper Company, LLC | Domtar Paper Co LLC Plymouth NC | 8049311 | 6351613 |  |  | 50189 | 2HFB | 3711700069 | G-148 | 774 |  | 649 | 36.1 | 34.2 | 1099 | 72.3 | 2022 | 250 | 9 | 350 | 6447.9001 | 101.35 | 322120 | -76.7797 | 35.8617 | 889 | 133 | 100 | 121&141 | 19.2 | Y | Biomass | N | Y | N | 9999 | N |  | Biomass | 8568 |  | 4757
50189_B_5REC | NC | 37117 | Domtar Paper Company, LLC | Domtar Paper Co LLC Plymouth NC | 8049311 | 6351713 |  |  | 50189 | 5REC | 3711700069 | G-158 | 4279.27 |  | 756.3 | 110.01 | 88.6 | 6.9 | 45.95 | 2022 | 250 | 18 | 383 | 23083.3337 | 90.71 | 322120 | -76.7797 | 35.8617 | 0.01 | 133 | 100 |  | 73 | Y | Non-Fossil Waste | N | Y | N | 9999 | N |  | Non-Fossil Waste | 8400 |  | 4757
58697_G_CT004 | NC | 37129 | Duke Energy Progress, LLC - L.V. Sutton Electric Plant | L V Sutton Combined Cycle | 8547211 | 129290213 | 2713 | 4 | 58697 | CT004 | 3712900036 | G-224 | 3.13 |  | 3.6891 | 0.6 | 0.6 | 0.0621 | 0.52 | 2022 | 60 | 10 | 710 | 12252.2119 | 156 | 221112 | -77.9864 | 34.2829 | 670 | 125 | 120 |  | 42 | N | Natural Gas, Distillate Fuel Oil | Y | N | N | 9999 | N |  | Combustion Turbine | 150 | 194.11 | 10745
58697_G_CT005 | NC | 37129 | Duke Energy Progress, LLC - L.V. Sutton Electric Plant | L V Sutton Combined Cycle | 8547211 | 129290313 | 2713 | 5 | 58697 | CT005 | 3712900036 | G-225 | 3.48 |  | 3.8431 | 0.64 | 0.64 | 0.0621 | 0.56 | 2022 | 60 | 10 | 710 | 12252.2119 | 156 | 221112 | -77.9864 | 34.2829 | 670 | 125 | 120 |  | 42 | N | Natural Gas, Distillate Fuel Oil | Y | N | N | 9999 | N |  | Combustion Turbine | 52 | 197.22 | 10745
58697_G_CT1 | NC | 37129 | Duke Energy Progress, LLC - L.V. Sutton Electric Plant | L V Sutton Combined Cycle | 8547211 | 109330213 | 2713 | 01A | 58697 | CT1 | 3712900036 | G-208 | 9.46 |  | 297.2416 | 65.62 | 65.62 | 4.3234 | 2.79 | 2022 | 195 | 18 | 260 | 18530.4337 | 72.82 | 221112 | -77.9864 | 34.2829 | 2720 | 125 | 120 | 109&65 | 170 | N | Natural Gas, Distillate Fuel Oil | Y | N | N | 9999 | N | 58697_G_CT1;58697_G_CA1;2713_G_CT1;2713_G_CA1 | Combined Cycle | 7224 | 7179.3198 | 7092
58697_G_CT2 | NC | 37129 | Duke Energy Progress, LLC - L.V. Sutton Electric Plant | L V Sutton Combined Cycle | 8547211 | 109330313 | 2713 | 01B | 58697 | CT2 |  |  | 21.96 |  | 269.2519 | 64.1 | 64.1 | 4.2747 | 2.72 |  | 195 | 18 | 184 | 17451.4846 | 68.58 | 221112 | -77.9864 | 34.2829 |  | 125 | 120 |  | 171 | N | Natural Gas, Distillate Fuel Oil | Y | N | N | 9999 | N | 2713_G_CT2;58697_G_CT2 | Combined Cycle |  | 7103.0591 | 7092
2712_B_1 | NC | 37145 | Duke Energy Progress, LLC - Roxboro Steam Electric Plant | Roxboro | 7826011 | 2214613 | 2712 | 1 | 2712 | 1 | 3714500029 | G-29 | 100.18 | 2.5e-05 | 699.4467 | 51.12 | 46.63 | 413.7948 | 11.96 | 2022 | 400 | 22 | 126 | 17714.1846 | 46.6 | 221112 | -79.0714 | 36.4838 | 4720 | 125 | 100 |  | 379 | N | Bituminous | Y | N | N | 2029 | N |  | Coal Steam | 2016 | 4433.9297 | 10245
2712_B_2 | NC | 37145 | Duke Energy Progress, LLC - Roxboro Steam Electric Plant | Roxboro | 7826011 | 2215413 | 2712 | 2 | 2712 | 2 | 3714500029 | G-30 | 205.99 | 5e-05 | 1489.7616 | 54.75 | 48.01 | 1802.6367 | 24.63 | 2022 | 400 | 28.5 | 126 | 32088.3653 | 50.3 | 221112 | -79.0714 | 36.4838 | 7040 | 125 | 100 |  | 668 | N | Bituminous | Y | N | N | 2029 | N |  | Coal Steam | 2016 | 5626.0801 | 10393
2712_B_3B | NC | 37145 | Duke Energy Progress, LLC - Roxboro Steam Electric Plant | Roxboro | 7826011 | 2215313 |  |  | 2712 | 3B | 3714500029 | G-35 | 194.8 | 5e-05 | 1966.4 | 69.72 | 63.01 | 977.3 | 23.2 | 2022 | 400 | 30.5 | 128 | 34338.9826 | 47 | 221112 | -79.0731 | 36.484 | 4260 | 125 | 100 |  | 347 | N | Bituminous | Y | N | N | 2034 | N | 2712_B_3A;2712_B_3B | Coal Steam | 4872 |  | 10296
2712_B_4B | NC | 37145 | Duke Energy Progress, LLC - Roxboro Steam Electric Plant | Roxboro | 7826011 | 2214813 |  |  | 2712 | 4B | 3714500029 | G-36 | 73.3 | 1.5e-05 | 550.9 | 60.58 | 52.52 | 508.2 | 8.64 | 2022 | 400 | 30.5 | 127 | 34338.9826 | 47 | 221112 | -79.0731 | 36.484 | 4300 | 125 | 100 |  | 349 | N | Bituminous | Y | N | N | 2034 | N | 2712_B_4A;2712_B_4B | Coal Steam | 3024 |  | 10364
6250_B_1B | NC | 37145 | Duke Energy Progress, LLC - Mayo Electric Generating Plant | Mayo | 7826111 | 2214013 |  |  | 6250 | 1B | 3714500045 | G-46 | 144.14 | 5e-06 | 1004.6 | 132.52 | 113.14 | 933.5 | 17.07 | 2022 | 160 | 2.5 | 70 | 250.3455 | 51 | 221112 | -78.89 | 36.526 | 4550 | 125 | 100 |  | 352 | N | Bituminous | Y | N | N | 2029 | N | 6250_B_1B;6250_B_1A | Coal Steam | 8736 |  | 11143
56292_G_ES5 | NC | 37153 | NCEMC - Hamlet Plant | Hamlet Generating Facility | 10631811 | 74982313 |  |  | 56292 | ES5 | 3715300082 | GR1 | 105.5 |  | 86.98 | 4.76 | 4.76 | 0.333 | 10.37 | 2022 | 60 | 8.9 | 563 | 4168.163 | 67 | 221112 | -79.7364 | 34.8395 | 3300 | 125 | 120 |  | 56.5 | N | Natural Gas, Distillate Fuel Oil | N | N | N | 9999 | N | 56292_G_ES5;56292_G_ES3;56292_G_ES1;56292_G_ES2;56292_G_ES4 | Combustion Turbine | 6552 |  | 11012
56292_G_ES6 | NC | 37153 | NCEMC - Hamlet Plant | Hamlet Generating Facility | 10631811 | 109394713 |  |  | 56292 | ES6 | 3715300082 | GR3 | 11.31 |  | 10.89 | 0.61 | 0.61 |  | 1.2 | 2022 | 60 | 8.9 | 563 | 4168.163 | 67 | 221112 | -79.7364 | 34.8395 | 660 | 125 | 120 |  | 56.5 | N | Natural Gas, Distillate Fuel Oil | N | N | N | 9999 | N |  | Combustion Turbine | 780 |  | 11012
7805_G_001 | NC | 37153 | Duke Energy Progress, LLC - Richmond County Turbines | Sherwood H Smith Jr Energy Complex | 8490411 | 281713 | 7805 | 1 | 7805 | 001 | 3715300070 | G-10 | 45.27 |  | 84.4403 | 13.68 | 13.68 | 1.9788 | 4.31 | 2022 | 115 | 17.7 | 1089 | 38335.7424 | 155.8 | 221112 | -79.7402 | 34.8388 | 1630 | 125 | 120 |  | 157 | N | Natural Gas, Distillate Fuel Oil | Y | N | N | 9999 | N |  | Combustion Turbine | 1530 | 3194.301 | 11239
7805_G_002 | NC | 37153 | Duke Energy Progress, LLC - Richmond County Turbines | Sherwood H Smith Jr Energy Complex | 8490411 | 281813 | 7805 | 2 | 7805 | 002 |  |  | 33.84 |  | 63.4416 | 10.34 | 10.34 | 1.1494 | 3.19 |  | 115 | 17.7 | 1089 | 38335.7424 | 155.8 | 221112 | -79.7402 | 34.8388 |  | 125 | 120 |  | 156 | N | Natural Gas, Distillate Fuel Oil | Y | N | N | 9999 | N |  | Combustion Turbine |  | 2546.8105 | 11239
7805_G_003 | NC | 37153 | Duke Energy Progress, LLC - Richmond County Turbines | Sherwood H Smith Jr Energy Complex | 8490411 | 281913 | 7805 | 3 | 7805 | 003 | 3715300070 | G-12 | 36.86 |  | 74.6011 | 11.21 | 11.21 | 1.398 | 3.49 | 2022 | 115 | 17.7 | 1089 | 38335.7424 | 155.8 | 221112 | -79.7402 | 34.8388 | 1630 | 125 | 120 |  | 155 | N | Natural Gas, Distillate Fuel Oil | Y | N | N | 9999 | N |  | Combustion Turbine | 35 | 2648.0786 | 11239
7805_G_004 | NC | 37153 | Duke Energy Progress, LLC - Richmond County Turbines | Sherwood H Smith Jr Energy Complex | 8490411 | 282013 | 7805 | 4 | 7805 | 004 | 3715300070 | G-13 | 34.34 |  | 68.315 | 10.46 | 10.46 | 1.2219 | 3.25 | 2022 | 115 | 17.7 | 1089 | 38335.7424 | 155.8 | 221112 | -79.7402 | 34.8388 | 1630 | 125 | 120 |  | 159 | N | Natural Gas, Distillate Fuel Oil | Y | N | N | 9999 | N |  | Combustion Turbine | 7 | 2561.9084 | 11239
7805_G_10 | NC | 37153 | Duke Energy Progress, LLC - Richmond County Turbines | Sherwood H Smith Jr Energy Complex | 8490411 | 98738613 | 7805 | 10 | 7805 | 10 | 3715300070 | G-32 | 147.74 | 21.6198 | 50.7603 | 45.14 | 45.14 | 4.4 | 14.11 | 2022 | 205 | 18 | 260 | 18779.8137 | 73.8 | 221112 | -79.7402 | 34.8388 | 2540 | 125 | 120 | 65 | 178 | N | Natural Gas, Distillate Fuel Oil | Y | N | N | 9999 | N |  | Combined Cycle | 8736 | 7786.1797 | 7050
7805_G_6 | NC | 37153 | Duke Energy Progress, LLC - Richmond County Turbines | Sherwood H Smith Jr Energy Complex | 8490411 | 281613 | 7805 | 6 | 7805 | 6 | 3715300070 | G-14 | 40.96 |  | 77.8127 | 12.5 | 12.5 | 1.2943 | 3.88 | 2022 | 115 | 17.7 | 1089 | 38335.7421 | 155.8 | 221112 | -79.7402 | 34.8388 | 1630 | 125 | 120 |  | 145 | N | Natural Gas, Distillate Fuel Oil | Y | N | N | 9999 | N |  | Combustion Turbine | 32 | 3067.3914 | 11238
7805_G_7 | NC | 37153 | Duke Energy Progress, LLC - Richmond County Turbines | Sherwood H Smith Jr Energy Complex | 8490411 | 281513 | 7805 | 7 | 7805 | 7 | 3715300070 | G-15 | 101.97 | 18.3352 | 39.081 | 31.16 | 31.16 | 3.3004 | 9.74 | 2022 | 145 | 17.7 | 184 | 16239.7879 | 66 | 221112 | -79.7402 | 34.8388 | 1630 | 125 | 120 |  | 152 | N | Natural Gas, Distillate Fuel Oil | Y | N | N | 9999 | N | 7805_G_7;7805_G_ST4 | Combined Cycle | 6188 | 6886.3691 | 7050
7805_G_8 | NC | 37153 | Duke Energy Progress, LLC - Richmond County Turbines | Sherwood H Smith Jr Energy Complex | 8490411 | 281213 | 7805 | 8 | 7805 | 8 | 3715300070 | G-9 | 104.12 | 19.4989 | 43.1048 | 31.81 | 31.81 | 3.3965 | 9.95 | 2022 | 145 | 17.7 | 184 | 16239.7879 | 66 | 221112 | -79.7402 | 34.8388 | 1630 | 125 | 120 |  | 152 | N | Natural Gas, Distillate Fuel Oil | Y | N | N | 9999 | N |  | Combined Cycle | 6552 | 7046.8013 | 7050
7805_G_9 | NC | 37153 | Duke Energy Progress, LLC - Richmond County Turbines | Sherwood H Smith Jr Energy Complex | 8490411 | 98738513 | 7805 | 9 | 7805 | 9 | 3715300070 | G-31 | 148.8 | 34.7114 | 51.9467 | 45.46 | 45.46 | 4.4119 | 14.22 | 2022 | 205 | 18 | 260 | 18779.8128 | 73.8 | 221112 | -79.7402 | 34.8388 | 2540 | 125 | 120 |  | 178 | N | Natural Gas, Distillate Fuel Oil | Y | N | N | 9999 | N | 7805_G_9;7805_G_ST5 | Combined Cycle | 8736 | 7799.7803 | 7050
2716_G_GT1 | NC | 37155 | Duke Energy Progress, LLC - W. H. Weatherspoon Plant | W H Weatherspoon | 8491111 | 278713 | 2716 | 4 | 2716 | GT1 | 3715500147 | G-27 | 0.01 |  | 5.3016 | 0.05 | 0.05 | 2.2087 |  | 2022 | 62.9 | 19 | 1038 | 17833.9578 | 62.9 | 221112 | -78.9744 | 34.5881 | 573 | 125 | 120 |  | 31 | N | Distillate Fuel Oil | Y | N | N | 9999 | N |  | Combustion Turbine | 15 | 15.42 | 25000
2716_G_GT2 | NC | 37155 | Duke Energy Progress, LLC - W. H. Weatherspoon Plant | W H Weatherspoon | 8491111 | 278613 | 2716 | 5 | 2716 | GT2 | 3715500147 | G-28 | 0.02 |  | 6.3878 | 0.06 | 0.06 | 2.6611 |  | 2022 | 62.9 | 19 | 1038 | 17833.9578 | 62.9 | 221112 | -78.9744 | 34.5881 | 573 | 125 | 120 |  | 31 | N | Distillate Fuel Oil | Y | N | N | 9999 | N |  | Combustion Turbine | 18 | 18.58 | 25000
2716_G_GT3 | NC | 37155 | Duke Energy Progress, LLC - W. H. Weatherspoon Plant | W H Weatherspoon | 8491111 | 278513 | 2716 | 6 | 2716 | GT3 |  |  | 0.02 |  | 6.075 | 0.06 | 0.06 | 2.5311 |  |  | 62.9 | 19 | 1038 | 17833.9578 | 62.9 | 221112 | -78.9744 | 34.5881 |  | 125 | 120 |  | 32 | N | Distillate Fuel Oil | Y | N | N | 9999 | N |  | Combustion Turbine |  | 17.67 | 25000
2716_G_GT4 | NC | 37155 | Duke Energy Progress, LLC - W. H. Weatherspoon Plant | W H Weatherspoon | 8491111 | 279113 | 2716 | 7 | 2716 | GT4 | 3715500147 | G-23 | 0.02 |  | 5.8037 | 0.06 | 0.06 | 2.4179 |  | 2022 | 62.9 | 19 | 1038 | 17833.9578 | 62.9 | 221112 | -78.9744 | 34.5881 | 573 | 125 | 120 |  | 30 | N | Distillate Fuel Oil | Y | N | N | 9999 | N |  | Combustion Turbine | 16 | 16.88 | 25000
2723_G_CT8 | NC | 37157 | Duke Energy Carolinas, LLC - Dan River Comb. Cycle Facility | Dan River | 8009611 | 106285813 |  |  | 2723 | CT8 | 3715700015 | GR7 | 63.3 |  | 433.34 | 134.78 | 134.78 | 7.63 | 31.46 | 2022 | 160 | 19 | 300 | 17011.7245 | 60 | 221112 | -79.7206 | 36.4904 | 5210 | 125 | 120 |  | 177 | N | Natural Gas | N | N | N | 9999 | N | 2723_G_ST7;2723_G_CT8;2723_G_CT9 | Combined Cycle | 8736 |  | 7153
55116_G_CT5 | NC | 37157 | Duke Energy Carolinas, LLC-Rockingham Co Comb. Turb. | Rockingham County CT Station | 8493211 | 74610613 |  |  | 55116 | CT5 | 3715700156 | GR1 | 225.68 |  | 372.1 | 25.3 | 13.28 | 4.6 | 15.81 | 2022 | 60 | 24.7 | 1100 | 41160.1509 | 85.9 | 221112 | -79.8287 | 36.3306 | 9520 | 125 | 120 |  | 165 | N | Natural Gas, Distillate Fuel Oil | Y | N | N | 9999 | N | 55116_G_CT3;55116_G_CT4;55116_G_CT5;55116_G_CT1;55116_G_CT2 | Combustion Turbine | 8736 |  | 11013
2720_G_CT11 | NC | 37159 | Duke Energy Carolinas, LLC - Buck Combined Cycle Facility | Buck | 8506911 | 106141213 |  |  | 2720 | CT11 | 3715900004 | GR1 | 15.4 | 42.6955 | 149.5 | 48.6 | 48.6 | 10.2 | 9.1 | 2022 | 160 | 19 | 200 | 14970.3169 | 52.8 | 221112 | -80.3773 | 35.7136 | 5210 | 125 | 120 |  | 182 | N | Natural Gas | N | N | N | 9999 | N | 2720_G_CT12;2720_G_ST10;2720_G_CT11 | Combined Cycle | 8008 |  | 7079
7826_G_001 | NC | 37159 | Plant Rowan County | Rowan | 8508011 | 255913 | 7826 | 1 | 7826 | 001 | 3715900163 | G-1 | 21.85 |  | 41.1489 | 5.53 | 5.53 | 0.8555 | 1.91 | 2022 | 100 | 17.7 | 1066 | 38335.7421 | 155.8 | 221112 | -80.6021 | 35.7323 | 1630 | 125 | 120 |  | 156.4 | N | Natural Gas, Distillate Fuel Oil | Y | N | N | 9999 | N |  | Combustion Turbine | 1530 | 1405.4102 | 10883
7826_G_002 | NC | 37159 | Plant Rowan County | Rowan | 8508011 | 256013 | 7826 | 2 | 7826 | 002 | 3715900163 | G-2 | 28.12 |  | 48.6026 | 6.91 | 6.91 | 0.9227 | 2.3 | 2022 | 100 | 17.7 | 1066 | 38335.7421 | 155.8 | 221112 | -80.602 | 35.7318 | 1630 | 125 | 120 |  | 162.9 | N | Natural Gas, Distillate Fuel Oil | Y | N | N | 9999 | N |  | Combustion Turbine | 2 | 1824.5913 | 10883
7826_G_003 | NC | 37159 | Plant Rowan County | Rowan | 8508011 | 256113 | 7826 | 3 | 7826 | 003 | 3715900163 | G-3 | 19.92 |  | 37.0676 | 4.91 | 4.91 | 0.6696 | 1.7 | 2022 | 100 | 17.7 | 1066 | 38335.7421 | 155.8 | 221112 | -80.6017 | 35.7308 | 1630 | 125 | 120 |  | 156.1 | N | Natural Gas, Distillate Fuel Oil | Y | N | N | 9999 | N |  | Combustion Turbine | 1568 | 1393.6201 | 10883
7826_G_4 | NC | 37159 | Plant Rowan County | Rowan | 8508011 | 74216013 | 7826 | 4 | 7826 | 4 | 3715900163 | G-4 | 119.5 | 17.9118 | 67.3683 | 27.9 | 27.9 | 4.043 | 11.4 | 2022 | 184 | 19 | 184 | 16481.5253 | 58.13 | 221112 | -80.6017 | 35.7303 | 1630 | 125 | 140 |  | 155.5 | N | Natural Gas | Y | N | N | 9999 | N |  | Combined Cycle | 7224 | 7207.5405 | 7050
7826_G_5 | NC | 37159 | Plant Rowan County | Rowan | 8508011 | 74216113 | 7826 | 5 | 7826 | 5 | 3715900163 | G-5 | 116.7 | 17.4877 | 66.1678 | 27.2 | 27.2 | 3.9032 | 11.2 | 2022 | 184 | 19 | 184 | 16481.5256 | 58.13 | 221112 | -80.6017 | 35.7294 | 1630 | 125 | 120 |  | 155.5 | N | Natural Gas | Y | N | N | 9999 | N |  | Combined Cycle | 7056 | 7075.4502 | 7050
7826_G_STG | NC | 37159 | Plant Rowan County | Rowan | 8508011 | 74216313 |  |  | 7826 | STG | 3715900163 | G-10 | 0.04 |  | 0.03 |  |  |  |  | 2022 | 39 | 2 | 480 | 96.4468 | 30.7 | 221112 | -80.6028 | 35.7317 | 0.01 | 125 | 100 |  | 188 | N | Natural Gas | N | N | N | 9999 | N |  | Combined Cycle | 8736 |  | 7050
2721_B_5 | NC | 37161 | Duke Energy Carolinas, LLC - Cliffside Steam Station | James E. Rogers Energy Complex | 8300611 | 452213 | 2721 | 5 | 2721 | 5 | 3716100028 | G-86 | 7.956 |  | 519.6944 | 42.85 | 41.25 | 113.9326 | 0.597 | 2022 | 575 | 25 | 118 | 27601.8372 | 56.23 | 221112 | -81.7622 | 35.2156 | 6080 | 125 | 100 |  | 544 | N | Bituminous, Natural Gas | Y | N | N | 9999 | N |  | Coal Steam | 2976 | 2978.3801 | 9385
2721_B_6 | NC | 37161 | Duke Energy Carolinas, LLC - Cliffside Steam Station | James E. Rogers Energy Complex | 8300611 | 106357513 | 2721 | 6 | 2721 | 6 | 3716100028 | G-161 | 628.48 |  | 1214.2688 | 120.93 | 117.13 | 340.9095 | 1.24 | 2022 | 575 | 29 | 120 | 39763.2974 | 60.2 | 221112 | -81.7622 | 35.2156 | 7850 | 125 | 100 |  | 844 | N | Bituminous, Natural Gas | Y | N | N | 2048 | N |  | Coal Steam | 3840 | 6429.5093 | 9090
8042_B_1 | NC | 37169 | Duke Energy Carolinas, LLC - Belews Creek Steam Station | Belews Creek | 8514011 | 1578913 | 8042 | 1 | 8042 | 1 | 3716900004 | G-17 | 1497.36 | 8.936e-05 | 3765.1464 | 299.84 | 293.99 | 1127.5889 | 63.96 | 2022 | 500 | 36.5 | 120 | 57549.0678 | 55 | 221112 | -80.0588 | 36.2827 | 12300 | 125 | 100 |  | 1110 | N | Bituminous | Y | N | N | 2036 | N |  | Coal Steam | 6020 | 7617.2998 | 9185
8042_B_2 | NC | 37169 | Duke Energy Carolinas, LLC - Belews Creek Steam Station | Belews Creek | 8514011 | 1578413 | 8042 | 2 | 8042 | 2 | 3716900004 | G-18 | 1045.13 | 2.005e-05 | 2264.9316 | 183.77 | 164.37 | 850.3984 | 44.31 | 2022 | 500 | 36.5 | 120 | 57549.0678 | 55 | 221112 | -80.0588 | 36.2827 | 12600 | 125 | 100 |  | 1110 | N | Bituminous | Y | N | N | 2036 | N |  | Coal Steam | 7392 | 5215.3203 | 9203
57505_G_1 | NC | 37179 | NC Municipal Power Agency No.1-Monroe Ashcraft Facility | Monroe Generating Station | 16600711 | 106275313 |  |  | 57505 | 1 | 3717900207 | G-2 | 0.62 |  | 0.68 | 0.04 | 0.04 | 0.04 | 0.19 | 2022 | 45 | 5.5 | 923 | 3885.85 | 163.55 | 221122 | -80.5061 | 34.9859 |  | 125 | 120 |  | 12 | N | Natural Gas, Distillate Fuel Oil | N | N | N | 9999 | N |  | Combustion Turbine | 10 |  | 16578
57505_G_2 | NC | 37179 | NC Municipal Power Agency No.1-Monroe Ashcraft Facility | Monroe Generating Station | 16600711 | 106275413 |  |  | 57505 | 2 | 3717900207 | G-3 | 1.23 |  | 1.24 | 0.07 | 0.07 | 0.07 | 0.37 | 2022 | 45 | 5.5 | 923 | 3885.85 | 163.55 | 221122 | -80.5061 | 34.9859 |  | 125 | 120 |  | 12 | N | Natural Gas, Distillate Fuel Oil | N | N | N | 9999 | N |  | Combustion Turbine | 120 |  | 16584
58215_G_1A | NC | 37191 | Duke Energy Progress, LLC - H.F. Lee Steam Electric Plant | Lee Combined Cycle Plant | 7265811 | 109330813 | 2709 | 01A | 58215 | 1A | 3719100017 | G-65 | 91.23 |  | 231.9266 | 4.44 | 4.44 | 4.3125 | 2.79 | 2022 | 175 | 18 | 171 | 16611.7368 | 65.28 | 221112 | -78.0875 | 35.3807 | 2700 | 125 | 140 |  | 170 | N | Natural Gas, Distillate Fuel Oil | Y | N | N | 9999 | N | 58215_G_1A;58215_G_ST1 | Combined Cycle | 7084 | 6981.3604 | 7239
58215_G_1B | NC | 37191 | Duke Energy Progress, LLC - H.F. Lee Steam Electric Plant | Lee Combined Cycle Plant | 7265811 | 109330913 | 2709 | 01B | 58215 | 1B | 3719100017 | G-66 | 192.3 |  | 324.2367 | 4.58 | 4.58 | 4.7427 | 3 | 2022 | 175 | 18 | 171 | 16611.7368 | 65.28 | 221112 | -78.0875 | 35.3807 | 2700 | 125 | 140 |  | 170 | N | Natural Gas, Distillate Fuel Oil | Y | N | N | 9999 | N |  | Combined Cycle | 7728 | 7705.6895 | 7239
58215_G_1C | NC | 37191 | Duke Energy Progress, LLC - H.F. Lee Steam Electric Plant | Lee Combined Cycle Plant | 7265811 | 109331013 | 2709 | 01C | 58215 | 1C | 3719100017 | G-67 | 189.43 |  | 299.0573 | 4.66 | 4.66 | 4.803 | 3.05 | 2022 | 175 | 18 | 171 | 16611.7368 | 65.28 | 221112 | -78.0875 | 35.3807 | 2700 | 125 | 140 |  | 170 | N | Natural Gas, Distillate Fuel Oil | Y | N | N | 9999 | N |  | Combined Cycle | 7889 | 7892.4688 | 7239
7538_G_2 | NC | 37191 | Duke Energy Progress, LLC - H.F. Lee Steam Electric Plant | Wayne County | 7265811 | 10758113 |  |  | 7538 | 2 | 3719100017 | G-19 | 28.15 |  | 63.5 | 3.88 | 3.88 | 0.6 | 5.21 | 2022 | 100 | 17.7 | 1122 | 39369.15 | 160 | 221112 | -78.0875 | 35.3807 | 4000 | 125 | 120 |  | 174 | N | Natural Gas, Distillate Fuel Oil | N | N | N | 9999 | N | 7538_G_2;7538_G_1 | Combustion Turbine | 396 |  | 11501
7538_G_4 | NC | 37191 | Duke Energy Progress, LLC - H.F. Lee Steam Electric Plant | Wayne County | 7265811 | 10757813 |  |  | 7538 | 4 | 3719100017 | G-20 | 42.34 |  | 68.2 | 8.13 | 8.13 | 1.1 | 11.84 | 2022 | 100 | 17.7 | 1122 | 39369.15 | 160 | 221112 | -78.0875 | 35.3807 | 4000 | 125 | 120 |  | 162 | N | Natural Gas, Distillate Fuel Oil | N | N | N | 9999 | N | 7538_G_4;7538_G_3 | Combustion Turbine | 42 |  | 11501
7538_G_5 | NC | 37191 | Duke Energy Progress, LLC - H.F. Lee Steam Electric Plant | Wayne County | 7265811 | 88910013 | 2709 | 14 | 7538 | 5 | 3719100017 | G-22 | 31.29 |  | 34.7666 | 5.85 | 5.85 | 0.7456 | 8.86 | 2022 | 100 | 17.7 | 1122 | 39369.1831 | 160 | 221112 | -78.0875 | 35.3807 | 2020 | 125 | 120 | 112 | 153 | N | Natural Gas, Distillate Fuel Oil | Y | N | N | 9999 | N |  | Combustion Turbine | 47 | 1462.7695 | 11506
57943_G_01 | ND | 38053 | Basin Electric Power Cooperative - Lonesome Creek Station | Lonesome Creek Station | 17788211 | 124545113 | 57943 | CT1 | 57943 | 01 | 1540 | Unit 1 | 2.59 |  | 4.4353 | 3.5251 | 3.5251 | 0.3085 | 1.0729 | 2022 | 80 | 9 | 785 | 10496.8464 | 165 | 221112 | -103.5783 | 47.7966 | 412 | 125 | 120 |  | 40 | N | Natural Gas | Y | N | N | 9999 | N |  | Combustion Turbine | 3219 | 3219.2837 | 10745
57943_G_02 | ND | 38053 | Basin Electric Power Cooperative - Lonesome Creek Station | Lonesome Creek Station | 17788211 | 124545213 | 57943 | CT2 | 57943 | 02 | 1540 | Unit 2 | 1.65 |  | 8.2762 | 1.7504 | 1.7152 | 0.388 | 1.4254 | 2022 | 80 | 9 | 785 | 10814.9327 | 170 | 221112 | -103.5783 | 47.7966 | 412 | 125 | 120 |  | 40 | N | Natural Gas | Y | N | N | 9999 | N |  | Combustion Turbine | 3992 | 3991.8257 | 10745
57943_G_03 | ND | 38053 | Basin Electric Power Cooperative - Lonesome Creek Station | Lonesome Creek Station | 17788211 | 124545313 | 57943 | CT3 | 57943 | 03 | 1540 | Unit 3 | 1.37 |  | 3.2535 | 1.5961 | 1.5641 | 0.1643 | 0.56866 | 2022 | 80 | 9 | 785 | 9339.0124 | 146.8 | 221112 | -103.5783 | 47.7966 | 412 | 125 | 120 |  | 40 | N | Natural Gas | Y | N | N | 9999 | N |  | Combustion Turbine | 1705 | 1705.3608 | 10745
57943_G_04 | ND | 38053 | Basin Electric Power Cooperative - Lonesome Creek Station | Lonesome Creek Station | 17788211 | 133795913 | 57943 | CT4 | 57943 | 04 |  |  | 2.48 |  | 7.5827 | 3.8132 | 3.8132 | 0.4189 | 1.4829 |  | 80 | 9 | 785 | 10547.7402 | 165.8 | 221112 | -103.5783 | 47.7966 |  | 125 | 120 |  | 40 | N | Natural Gas | Y | N | N | 9999 | N |  | Combustion Turbine |  | 4288.1606 | 10745
57943_G_05 | ND | 38053 | Basin Electric Power Cooperative - Lonesome Creek Station | Lonesome Creek Station | 17788211 | 133796013 | 57943 | CT5 | 57943 | 05 | 1540 | Unit 5 | 1.61 |  | 6.988 | 2.8622 | 2.8622 | 0.3106 | 1.1341 | 2022 | 80 | 9 | 785 | 10528.655 | 165.5 | 221112 | -103.5783 | 47.7966 | 412 | 125 | 120 |  | 40 | N | Natural Gas | Y | N | N | 9999 | N |  | Combustion Turbine | 3188 | 3188.3289 | 10745
57943_G_06 | ND | 38053 | Basin Electric Power Cooperative - Lonesome Creek Station | Lonesome Creek Station | 17788211 | 156367213 | 57943 | CT6 | 57943 | 06 | 1540 | Unit 6 |  |  | 5.0409 | 2.4596 | 2.4596 | 0.2625 | 0.89055 | 2022 | 80 | 9 | 785 | 10528.655 | 165.5 | 221112 | -103.5783 | 47.7966 | 412 | 125 | 120 |  | 40 | N | Natural Gas | Y | N | N | 9999 | N |  | Combustion Turbine | 2684 | 2684.0693 | 9905
6030_B_1 | ND | 38055 | Rainbow Energy Center, LLC - Coal Creek Station | Coal Creek | 8011011 | 64296413 | 6030 | 1 | 6030 | 1 | 347 | EU1 | 893.1227 | 0.09 | 3208.0572 | 566.3 | 511.3 | 3337.7831 | 71.419 | 2022 | 675 | 24.73 | 140 | 36024.6 | 75 | 221112 | -101.1566 | 47.3769 | 6020 | 125 | 100 |  | 568 | Y | Lignite | Y | N | N | 9999 | N |  | Coal Steam | 8464 | 8456.5098 | 9950
6030_B_2 | ND | 38055 | Rainbow Energy Center, LLC - Coal Creek Station | Coal Creek | 8011011 | 64296513 | 6030 | 2 | 6030 | 2 | 347 | EU2 | 774.1271 | 0.08 | 2658.6768 | 446.6 | 423.7 | 2922.3392 | 61.8762 | 2022 | 675 | 25.35 | 140 | 37853.6 | 75 | 221112 | -101.1569 | 47.3787 | 6020 | 125 | 100 |  | 574 | Y | Lignite | Y | N | N | 9999 | N |  | Coal Steam | 7343 | 7328.0898 | 9950
2817_B_1 | ND | 38057 | Basin Electric Power Cooperative - Leland Olds Station | Leland Olds | 8086311 | 64283513 | 2817 | 1 | 2817 | 1 | 338 | Unit 1 | 265.9693 | 16.5774 | 919.9297 | 180.7 | 144.2 | 651.269 | 22.1033 | 2022 | 600 | 18.42 | 143 | 13404.0833 | 50.3 | 221112 | -101.3194 | 47.2819 | 2620 | 125 | 100 | 140&141&146&205&207 | 221 | N | Lignite, Subbituminous | Y | N | N | 9999 | N |  | Coal Steam | 7882 | 7881.98 | 11851
2817_B_2 | ND | 38057 | Basin Electric Power Cooperative - Leland Olds Station | Leland Olds | 8086311 | 64283613 | 2817 | 2 | 2817 | 2 |  |  | 538.6515 | 33.5924 | 4491.1423 | 375.5 | 307.6 | 1382.1853 | 78.3822 |  | 600 | 27 | 138 | 28627.763 | 50 | 221112 | -101.3194 | 47.2819 |  | 125 | 100 |  | 445 | N | Lignite, Subbituminous | Y | N | N | 9999 | N |  | Coal Steam |  | 8102.8691 | 11751
8222_B_B1 | ND | 38057 | Otter Tail Power Company - Coyote Station | Coyote | 8086611 | 64297413 | 8222 | B1 | 8222 | B1 | 348 | EU-1 | 557.7192 |  | 5416.4083 | 493.06 | 432.32 | 11594.7425 | 64.9967 | 2022 | 498 | 21 | 236 | 38513.0674 | 111.1935 | 221112 | -101.8151 | 47.2212 | 5800 | 125 | 100 |  | 427 | N | Lignite | Y | N | N | 9999 | N |  | Coal Steam | 6743 | 6743.2095 | 11481
6469_B_B1 | ND | 38057 | Basin Electric Power Cooperative - Antelope Valley Station | Antelope Valley | 8086511 | 64298413 | 6469 | B1 | 6469 | B1 | 349 | Unit 1 | 647.8292 | 39.8559 | 2223.0206 | 149.06 | 136.4578 | 5944.1087 | 53.1412 | 2022 | 600 | 23 | 152 | 27833.3338 | 66.9915 | 221112 | -101.838 | 47.3704 | 6280 | 125 | 100 |  | 450 | N | Lignite | Y | N | N | 9999 | N |  | Coal Steam | 8406 | 8406.0898 | 11322
6469_B_B2 | ND | 38057 | Basin Electric Power Cooperative - Antelope Valley Station | Antelope Valley | 8086511 | 64298513 | 6469 | B2 | 6469 | B2 | 349 | Unit 2 | 598.2796 | 36.65 | 2109.9956 | 150.8975 | 134.4949 | 5668.3888 | 86.1834 | 2022 | 600 | 23 | 152 | 27833.3338 | 66.9915 | 221112 | -101.838 | 47.3704 | 6280 | 125 | 100 |  | 450 | N | Lignite | Y | N | N | 9999 | N |  | Coal Steam | 7818 | 7818.1299 | 11263
2790_G_3 | ND | 38059 | Montana Dakota Utilities Company - R.M. Heskett Station | R M Heskett | 8087011 | 111798213 | 2790 | CT6 | 2790 | 3 | 341 | 6 | 3.03 |  | 4.2728 |  |  | 0.0225 |  | 2022 | 58 | 15 | 972 | 5349.2334 | 30.2704 | 221112 | -100.8839 | 46.8669 | 986 | 125 | 120 |  | 88 | N | Natural Gas | Y | N | N | 9999 | N |  | Combustion Turbine | 173 | 177.74 | 18700
2790_B_B2 | ND | 38059 | Montana Dakota Utilities Company - R.M. Heskett Station |  | 8087011 | 64287313 | 2790 | B2 |  |  | 341 | 2 | 87.1225 |  | 87.5246 | 20.47 | 20.43 | 154.6325 | 0.52273 | 2022 | 298.8 | 12 | 275 | 3308.45 | 29.2531 | 221112 | -100.883 | 46.866 | 916 | 125 | 100 | 329&41 |  |  |  | Y | N | N |  | N |  |  | 700 | 700.7
2790_B_B1 | ND | 38059 | Montana Dakota Utilities Company - R.M. Heskett Station |  | 8087011 | 64287213 |  |  |  |  | 341 | 1 | 32.965 |  | 38.2394 | 0.37 | 0.32 | 175.4 | 0.19779 | 2022 | 298.8 | 7.25 | 400 | 1604.9833 | 38.878 | 221112 | -100.8839 | 46.8669 | 388 | 125 | 100 |  |  |  |  | N | N | N |  | N |  |  | 1165
2823_B_B1 | ND | 38065 | Minnkota Power Cooperative, Inc. - Milton R. Young Station | Milton R Young | 8087911 | 64290913 | 2823 | B1 | 2823 | B1 | 344 | EU1 | 106.553 | 8.64 | 3243.6891 | 173.23 | 173.23 | 222.1182 | 55.4478 | 2022 | 564 | 25 | 140 | 16000.0003 | 32.5949 | 221112 | -101.2146 | 47.0661 | 3200 | 125 | 100 |  | 237 | N | Lignite | Y | N | N | 9999 | N |  | Coal Steam | 8390 | 8384.0605 | 11631
2823_B_B2 | ND | 38065 | Minnkota Power Cooperative, Inc. - Milton R. Young Station | Milton R Young | 8087911 | 64291013 | 2823 | B2 | 2823 | B2 | 344 | EU2 | 85.72 | 3.764 | 4207.4308 | 367.55 | 190.97 | 1666.4012 | 74.9748 | 2022 | 550 | 30 | 140 | 28866.6672 | 40.8379 | 221112 | -101.2159 | 47.0659 | 6300 | 125 | 100 | 128&140&141&204&207 | 447 | N | Lignite | Y | N | N | 9999 | N |  | Coal Steam | 6071 | 6064.2397 | 11391
56786_B_1 | ND | 38093 | Great River Energy - Spiritwood Station | Spiritwood Station | 16937511 | 125689813 | 56786 | 001 | 56786 | 1 | 995 | 1 | 247 | 6.38 | 199.3221 | 49.8939 | 47.0939 | 29.3178 | 16.9181 | 2022 | 200 | 8.75 | 180 | 5833.3334 | 97 | 221330 | -98.4989 | 46.9252 | 1280 | 125 | 100 |  | 71 | Y | Lignite | Y | N | N | 9999 | N |  | Coal Steam | 8250 | 8248.25 | 8300
57881_G_01 | ND | 38105 | Basin Electric Power Cooperative - Pioneer Generation Station | Pioneer Generating Station | 18983011 | 137155913 | 57881 | CT1 | 57881 | 01 | 1532 | Unit 1 | 2.86 |  | 7.2522 | 9.1636 | 9.1636 | 0.2934 | 1.132 | 2022 | 80 | 9 | 785 | 9669.8221 | 152 | 221112 | -103.9528 | 48.2325 | 451 | 125 | 120 |  | 42 | N | Natural Gas | Y | N | N | 9999 | N |  | Combustion Turbine | 3023 | 3022.8928 | 10745
57881_G_02 | ND | 38105 | Basin Electric Power Cooperative - Pioneer Generation Station | Pioneer Generating Station | 18983011 | 137154913 | 57881 | CT2 | 57881 | 02 | 1532 | Unit 2 | 1.62 |  | 6.126 | 4.085 | 4.085 | 0.25 | 0.96388 | 2022 | 80 | 9 | 785 | 9669.8221 | 152 | 221112 | -103.9528 | 48.2325 | 451 | 125 | 120 |  | 42 | N | Natural Gas | Y | N | N | 9999 | N |  | Combustion Turbine | 2635 | 2634.9805 | 10745
57881_G_03 | ND | 38105 | Basin Electric Power Cooperative - Pioneer Generation Station | Pioneer Generating Station | 18983011 | 137154813 | 57881 | CT3 | 57881 | 03 | 1532 | Unit 3 | 3.52 |  | 7.387 | 7.1699 | 7.1699 | 0.3381 | 1.3093 | 2022 | 80 | 9 | 785 | 9669.8221 | 152 | 221112 | -103.9528 | 48.2325 | 451 | 125 | 120 |  | 42 | N | Natural Gas | Y | N | N | 9999 | N |  | Combustion Turbine | 3475 | 3474.647 | 10745
57881_G_11 | ND | 38105 | Basin Electric Power Cooperative - Pioneer Generation Station | Pioneer Generating Station | 18983011 | 137155713 |  |  | 57881 | 11 | 1532 | Unit 4 |  |  | 2.7205 | 3.2384 | 3.2311 |  | 3.9417 | 2022 | 80 | 9 | 695 | 6425.3423 | 101 | 221112 | -103.9528 | 48.2325 | 12400 | 125 | 160 | 139&337 | 8.9 | N | Natural Gas | N | N | N | 9999 | N |  | Combustion Turbine | 6183 |  | 10745
57881_G_12 | ND | 38105 | Basin Electric Power Cooperative - Pioneer Generation Station | Pioneer Generating Station | 18983011 | 137155213 |  |  | 57881 | 12 | 1532 | Unit 5 |  |  | 2.8486 | 3.5248 | 3.5168 |  | 4.1272 | 2022 | 80 | 9 | 695 | 6425.3423 | 101 | 221112 | -103.9528 | 48.2325 | 12400 | 125 | 160 |  | 8.9 | N | Natural Gas | N | N | N | 9999 | N |  | Combustion Turbine | 6474 |  | 10745
57881_G_13 | ND | 38105 | Basin Electric Power Cooperative - Pioneer Generation Station | Pioneer Generating Station | 18983011 | 137155113 |  |  | 57881 | 13 | 1532 | Unit 6 |  |  | 3.0263 | 3.9213 | 3.9124 |  | 4.3847 | 2022 | 80 | 9 | 695 | 6425.3423 | 101 | 221112 | -103.9528 | 48.2325 | 12400 | 125 | 160 |  | 8.9 | N | Natural Gas | N | N | N | 9999 | N |  | Combustion Turbine | 6878 |  | 10745
57881_G_14 | ND | 38105 | Basin Electric Power Cooperative - Pioneer Generation Station | Pioneer Generating Station | 18983011 | 137155813 |  |  | 57881 | 14 | 1532 | Unit 7 |  |  | 2.6827 | 3.4587 | 3.4509 |  | 3.8868 | 2022 | 80 | 9 | 695 | 6425.3423 | 101 | 221112 | -103.9528 | 48.2325 | 12400 | 125 | 160 |  | 8.9 | N | Natural Gas | N | N | N | 9999 | N |  | Combustion Turbine | 6097 |  | 10745
57881_G_15 | ND | 38105 | Basin Electric Power Cooperative - Pioneer Generation Station | Pioneer Generating Station | 18983011 | 137155313 |  |  | 57881 | 15 | 1532 | Unit 8 |  |  | 2.3861 | 2.93 | 2.9233 |  | 3.4572 | 2022 | 80 | 9 | 695 | 6425.3423 | 101 | 221112 | -103.9528 | 48.2325 | 12400 | 125 | 160 |  | 8.9 | N | Natural Gas | N | N | N | 9999 | N |  | Combustion Turbine | 5423 |  | 10745
57881_G_16 | ND | 38105 | Basin Electric Power Cooperative - Pioneer Generation Station | Pioneer Generating Station | 18983011 | 137155613 |  |  | 57881 | 16 | 1532 | Unit 9 |  |  | 2.3483 | 2.9741 | 2.9673 |  | 3.4023 | 2022 | 80 | 9 | 695 | 6425.3423 | 101 | 221112 | -103.9528 | 48.2325 | 12400 | 125 | 160 |  | 8.9 | N | Natural Gas | N | N | N | 9999 | N |  | Combustion Turbine | 5337 |  | 10745
57881_G_17 | ND | 38105 | Basin Electric Power Cooperative - Pioneer Generation Station | Pioneer Generating Station | 18983011 | 137155513 |  |  | 57881 | 17 | 1532 | Unit 10 |  |  | 2.7038 | 3.3045 | 3.297 |  | 3.9174 | 2022 | 80 | 9 | 695 | 6425.3423 | 101 | 221112 | -103.9528 | 48.2325 | 12400 | 125 | 160 |  | 8.9 | N | Natural Gas | N | N | N | 9999 | N |  | Combustion Turbine | 6145 |  | 10745
57881_G_18 | ND | 38105 | Basin Electric Power Cooperative - Pioneer Generation Station | Pioneer Generating Station | 18983011 | 137156013 |  |  | 57881 | 18 | 1532 | Unit 11 |  |  | 2.9678 | 3.5689 | 3.5608 |  | 4.2999 | 2022 | 80 | 9 | 695 | 6425.3423 | 101 | 221112 | -103.9528 | 48.2325 | 12400 | 125 | 160 |  | 8.9 | N | Natural Gas | N | N | N | 9999 | N |  | Combustion Turbine | 6745 |  | 10745
57881_G_19 | ND | 38105 | Basin Electric Power Cooperative - Pioneer Generation Station | Pioneer Generating Station | 18983011 | 137155413 |  |  | 57881 | 19 | 1532 | Unit 12 |  |  | 3.0171 | 3.7231 | 3.7146 |  | 4.3713 | 2022 | 80 | 9 | 695 | 6425.3423 | 101 | 221112 | -103.9528 | 48.2325 | 12400 | 125 | 160 |  | 8.9 | N | Natural Gas | N | N | N | 9999 | N |  | Combustion Turbine | 6857 |  | 10745
57881_G_20 | ND | 38105 | Basin Electric Power Cooperative - Pioneer Generation Station | Pioneer Generating Station | 18983011 | 137156213 |  |  | 57881 | 20 | 1532 | Unit 13 |  |  | 2.8618 | 3.3926 | 3.3849 |  | 4.1463 | 2022 | 80 | 9 | 695 | 6425.3423 | 101 | 221112 | -103.9528 | 48.2325 | 12400 | 125 | 160 |  | 8.9 | N | Natural Gas | N | N | N | 9999 | N |  | Combustion Turbine | 6504 |  | 10745
57881_G_21 | ND | 38105 | Basin Electric Power Cooperative - Pioneer Generation Station | Pioneer Generating Station | 18983011 | 137155013 |  |  | 57881 | 21 | 1532 | Unit 14 |  |  | 2.8389 | 3.2604 | 3.253 |  | 4.1132 | 2022 | 80 | 9 | 695 | 6425.3423 | 101 | 221112 | -103.9528 | 48.2325 | 12400 | 125 | 160 |  | 8.9 | N | Natural Gas | N | N | N | 9999 | N |  | Combustion Turbine | 6452 |  | 10745
57881_G_22 | ND | 38105 | Basin Electric Power Cooperative - Pioneer Generation Station | Pioneer Generating Station | 18983011 | 137156113 |  |  | 57881 | 22 | 1532 | Unit 15 |  |  | 2.7738 | 3.2164 | 3.2091 |  | 4.0188 | 2022 | 80 | 9 | 695 | 6425.3423 | 101 | 221112 | -103.9528 | 48.2325 | 12400 | 125 | 160 |  | 8.9 | N | Natural Gas | N | N | N | 9999 | N |  | Combustion Turbine | 6304 |  | 10745
2831_G_1 | OH | 39017 | Dicks Creek Energy Facility (1409010078) | Dicks Creek | 9303211 | 55575613 | 2831 | 1 | 2831 | 1 | 1409010078 | B001 | 1.68 | 0.06 | 30.5751 | 0.14 | 0.14 | 0.0262 | 0.04 | 2022 | 62.5 | 27.6 | 625 | 26666.6672 | 44.5539 | 221112 | -84.3776 | 39.4651 | 1980 | 125 | 120 |  | 92 | N | Natural Gas | Y | N | N | 9999 | N |  | Combustion Turbine | 44 | 44.12 | 18700
2831_G_3 | OH | 39017 | Dicks Creek Energy Facility (1409010078) | Dicks Creek | 9303211 | 55575713 |  |  | 2831 | 3 | 1409010078 | B003 | 1.83 | 0.07 | 7.13 | 0.142 | 0.142 | 0.08 | 0.05 | 2022 | 28 | 13.1 | 770 | 7425.0001 | 55.0667 | 221112 | -84.3776 | 39.4651 | 236 | 125 | 120 |  | 14.2 | N | Natural Gas | N | N | N | 9999 | N |  | Combustion Turbine | 242 |  | 23452
2831_G_4 | OH | 39017 | Dicks Creek Energy Facility (1409010078) | Dicks Creek | 9303211 | 55575813 |  |  | 2831 | 4 | 1409010078 | B004 | 2.8 | 0.1 | 10.91 | 0.225 | 0.225 | 0.12 | 0.07 | 2022 | 20.5 | 11.3 | 750 | 10600.0002 | 105.6536 | 221112 | -84.3776 | 39.4651 | 303 | 125 | 120 |  | 15 | N | Distillate Fuel Oil | N | N | N | 9999 | N |  | Combustion Turbine | 231 |  | 23452
2831_G_5 | OH | 39017 | Dicks Creek Energy Facility (1409010078) | Dicks Creek | 9303211 | 55575913 |  |  | 2831 | 5 | 1409010078 | B005 | 2.84 | 0.11 | 11.07 | 0.226 | 0.226 | 0.12 | 0.07 | 2022 | 20.5 | 11.3 | 750 | 10600.0002 | 105.6536 | 221112 | -84.3776 | 39.4651 | 303 | 125 | 120 |  | 15 | N | Distillate Fuel Oil | N | N | N | 9999 | N |  | Combustion Turbine | 242 |  | 23452
55110_G_CT1 | OH | 39017 | Duke Energy Indiana, Madison Generating Station (1409000896) | Madison | 9303411 | 55544313 | 55110 | 1 | 55110 | CT1 | 1409000896 | P001 | 14.97 | 3.84 | 19.5364 | 4.47 | 4.47 | 0.3325 | 2.24 | 2022 | 90 | 14.8 | 930 | 18500.0003 | 107.4938 | 221112 | -84.4655 | 39.4523 | 1180 | 125 | 120 |  | 71 | N | Natural Gas | Y | N | N | 9999 | N |  | Combustion Turbine | 1790 | 1599.4806 | 13489
55110_G_CT2 | OH | 39017 | Duke Energy Indiana, Madison Generating Station (1409000896) | Madison | 9303411 | 55544413 | 55110 | 2 | 55110 | CT2 | 1409000896 | P002 | 10.97 | 3.42 | 19.0871 | 3.95 | 3.95 | 0.2985 | 1.98 | 2022 | 90 | 14.8 | 930 | 18500.0003 | 107.4938 | 221112 | -84.4655 | 39.4523 | 1180 | 125 | 120 |  | 71 | N | Natural Gas | Y | N | N | 9999 | N |  | Combustion Turbine | 1580 | 1406.6904 | 13489
55110_G_CT3 | OH | 39017 | Duke Energy Indiana, Madison Generating Station (1409000896) | Madison | 9303411 | 55544513 | 55110 | 3 | 55110 | CT3 | 1409000896 | P003 | 31.86 | 3.48 | 18.1256 | 4.03 | 4.03 | 0.3021 | 2.02 | 2022 | 90 | 14.8 | 930 | 18500.0003 | 107.4938 | 221112 | -84.4655 | 39.4523 | 1180 | 125 | 120 |  | 69 | N | Natural Gas | Y | N | N | 9999 | N |  | Combustion Turbine | 1612 | 1435.7606 | 13488
55110_G_CT4 | OH | 39017 | Duke Energy Indiana, Madison Generating Station (1409000896) | Madison | 9303411 | 55544613 | 55110 | 4 | 55110 | CT4 | 1409000896 | P004 | 7.12 | 2.85 | 15.9672 | 3.39 | 3.39 | 0.2472 | 1.69 | 2022 | 90 | 14.8 | 930 | 18500.0003 | 107.4938 | 221112 | -84.4655 | 39.4523 | 1180 | 125 | 120 |  | 70 | N | Natural Gas | Y | N | N | 9999 | N |  | Combustion Turbine | 1354 | 1198.5704 | 13488
55110_G_CT5 | OH | 39017 | Duke Energy Indiana, Madison Generating Station (1409000896) | Madison | 9303411 | 55574813 | 55110 | 5 | 55110 | CT5 | 1409000896 | P005 | 11.19 | 3.54 | 20.0337 | 4.07 | 4.07 | 0.3075 | 2.03 | 2022 | 90 | 14.8 | 930 | 18500.0003 | 107.4938 | 221112 | -84.4655 | 39.4523 | 1180 | 125 | 120 |  | 70 | N | Natural Gas | Y | N | N | 9999 | N |  | Combustion Turbine | 1625 | 1450.3605 | 13488
55110_G_CT6 | OH | 39017 | Duke Energy Indiana, Madison Generating Station (1409000896) | Madison | 9303411 | 55574913 | 55110 | 6 | 55110 | CT6 | 1409000896 | P006 | 16.8 | 3.45 | 18.7902 | 3.96 | 3.96 | 0.2983 | 1.98 | 2022 | 90 | 14.8 | 930 | 18500.0003 | 107.4938 | 221112 | -84.4655 | 39.4523 | 1180 | 125 | 120 |  | 72 | N | Natural Gas | Y | N | N | 9999 | N |  | Combustion Turbine | 1585 | 1409.8906 | 13489
55110_G_CT7 | OH | 39017 | Duke Energy Indiana, Madison Generating Station (1409000896) | Madison | 9303411 | 55575013 | 55110 | 7 | 55110 | CT7 | 1409000896 | P007 | 9.18 | 2.89 | 15.9641 | 3.38 | 3.38 | 0.2479 | 1.69 | 2022 | 90 | 14.8 | 930 | 18500.0003 | 107.4938 | 221112 | -84.4655 | 39.4523 | 1180 | 125 | 120 |  | 73 | N | Natural Gas | Y | N | N | 9999 | N |  | Combustion Turbine | 1350 | 1198.7605 | 13489
55110_G_CT8 | OH | 39017 | Duke Energy Indiana, Madison Generating Station (1409000896) | Madison | 9303411 | 55575113 | 55110 | 8 | 55110 | CT8 | 1409000896 | P008 | 10.83 | 3.56 | 20.2459 | 4.15 | 4.15 | 0.3085 | 2.08 | 2022 | 90 | 14.8 | 930 | 18500.0003 | 107.4938 | 221112 | -84.4655 | 39.4523 | 1180 | 125 | 120 |  | 70 | N | Natural Gas | Y | N | N | 9999 | N |  | Combustion Turbine | 1661 | 1468.3604 | 13488
59326_G_MEC1 | OH | 39017 | Ohio Power Partners, LLC (1409001151) | Middletown Energy Center | 17967111 | 134964213 | 59326 | 1 | 59326 | MEC1 | 1409001151 | P001 | 4.217 | 5.624 | 70.7106 | 18.826 | 18.826 | 7.2454 | 1.957 | 2022 | 200 | 23 | 158 | 21450.0004 | 51.6068 | 221112 | -84.354 | 39.4693 | 3280 | 125 | 120 | 140 | 247.5 | N | Natural Gas | Y | N | N | 9999 | N | 59326_G_MEC2;59326_G_MEC1 | Combined Cycle | 8037 | 8030.7407 | 7050
7158_G_GT1 | OH | 39017 | Duke Energy Kentucky, Woodsdale Generating Station (1409120656) | Woodsdale | 8455211 | 303913 | 7158 | **GT1 | 7158 | GT1 | 1409120656 | B001 | 5.16 | 1.11 | 24.6987 | 2.76 | 2.76 | 0.4247 | 0.38 | 2022 | 213 | 15 | 955 | 25683.3338 | 145.2794 | 221112 | -84.4611 | 39.4489 | 1240 | 125 | 120 | 99 | 78 | N | Natural Gas | Y | N | N | 9999 | N |  | Combustion Turbine | 659 | 631.72 | 19620
7158_G_GT2 | OH | 39017 | Duke Energy Kentucky, Woodsdale Generating Station (1409120656) | Woodsdale | 8455211 | 303513 | 7158 | **GT2 | 7158 | GT2 |  |  | 4.97 | 1.07 | 28.0222 | 2.88 | 2.88 | 0.4589 | 0.38 |  | 213 | 15 | 955 | 25683.3338 | 145.2794 | 221112 | -84.4611 | 39.4489 |  | 125 | 120 |  | 80 | N | Natural Gas | Y | N | N | 9999 | N |  | Combustion Turbine |  | 623.5798 | 18700
7158_G_GT3 | OH | 39017 | Duke Energy Kentucky, Woodsdale Generating Station (1409120656) | Woodsdale | 8455211 | 304013 | 7158 | **GT3 | 7158 | GT3 | 1409120656 | B003 | 0.38 | 0.08 | 1.3077 | 0.08 | 0.08 | 0.0062 | 0.03 | 2022 | 213 | 15 | 955 | 25683.3338 | 145.2794 | 221112 | -84.4611 | 39.4489 | 1240 | 125 | 120 |  | 80 | N | Natural Gas | Y | N | N | 9999 | N |  | Combustion Turbine | 43 | 34.16 | 18700
7158_G_GT4 | OH | 39017 | Duke Energy Kentucky, Woodsdale Generating Station (1409120656) | Woodsdale | 8455211 | 303813 | 7158 | **GT4 | 7158 | GT4 | 1409120656 | B004 | 5.01 | 1.08 | 28.0294 | 2.72 | 2.72 | 0.4141 | 0.37 | 2022 | 213 | 15 | 955 | 25683.3338 | 145.2794 | 221112 | -84.4611 | 39.4489 | 1240 | 125 | 120 | 99 | 78 | N | Natural Gas | Y | N | N | 9999 | N |  | Combustion Turbine | 663 | 626.1599 | 19621
7158_G_GT5 | OH | 39017 | Duke Energy Kentucky, Woodsdale Generating Station (1409120656) | Woodsdale | 8455211 | 303713 | 7158 | **GT5 | 7158 | GT5 |  |  | 4.71 | 1.01 | 23.8722 | 2.84 | 2.84 | 0.4524 | 0.36 |  | 213 | 15 | 955 | 25683.3338 | 145.2794 | 221112 | -84.4611 | 39.4489 |  | 125 | 120 |  | 80 | N | Natural Gas | Y | N | N | 9999 | N |  | Combustion Turbine |  | 584.8999 | 18700
7158_G_GT6 | OH | 39017 | Duke Energy Kentucky, Woodsdale Generating Station (1409120656) | Woodsdale | 8455211 | 303613 | 7158 | **GT6 | 7158 | GT6 |  |  | 4.96 | 1.07 | 23.1173 | 2.78 | 2.78 | 0.4396 | 0.37 |  | 213 | 15 | 955 | 25683.3338 | 145.2794 | 221112 | -84.4611 | 39.4489 |  | 125 | 120 |  | 80 | N | Natural Gas | Y | N | N | 9999 | N |  | Combustion Turbine |  | 606.4599 | 18700
7782_G_1 | OH | 39017 | OMEGA JV2 Hamilton Peaking Station (1409040897) | Hamilton Peaking | 9300011 | 55576013 | 7782 | P001 | 7782 | 1 | 1409040897 | P001 | 0.6 |  | 5.2995 | 0.15102 | 0.15102 | 0.0046 | 0.26 | 2022 | 96.6 | 3.3 | 950 | 10504.0002 | 1227.615 | 221112 | -84.5186 | 39.3553 | 423 | 125 | 120 |  | 29 | N | Natural Gas | Y | N | N | 9999 | N |  | Combustion Turbine | 56 | 56.98 | 12112
59773_G_CGT1 | OH | 39019 | Carroll County Energy LLC (0210002025) | Carroll County Energy | 17965011 | 127489713 | 59773 | 1 | 59773 | CGT1 | 0210002025 | P001 | 9.93 | 84.96 | 53.5811 | 67.33 | 67.33 | 5.9522 | 4.91 | 2022 | 175 | 19 | 175 | 19080.5003 | 67.2694 | 221112 | -81.0592 | 40.6044 | 2040 | 125 | 120 | 140&99 | 213.3 | N | Natural Gas | Y | N | N | 9999 | N |  | Combined Cycle | 8365 | 8364.6992 | 7107
59773_G_CGT2 | OH | 39019 | Carroll County Energy LLC (0210002025) | Carroll County Energy | 17965011 | 127489813 | 59773 | 2 | 59773 | CGT2 | 0210002025 | P002 | 11.42 | 84.41 | 53.5698 | 68.85 | 68.85 | 5.9194 | 1.93 | 2022 | 175 | 19 | 175 | 19080.5003 | 67.2694 | 221112 | -81.0592 | 40.6048 | 2040 | 125 | 120 |  | 213.3 | N | Natural Gas | Y | N | N | 9999 | N |  | Combined Cycle | 8294 | 8294.1797 | 7107
59773_G_SGT1 | OH | 39019 | Carroll County Energy LLC (0210002025) | Carroll County Energy | 17965011 | 127489613 |  |  | 59773 | SGT1 | 0210002025 | B001 | 0.001 | 0.002285 | 0.041 | 0.005427 | 0.005427 | 0.0004284 | 0.003927 | 2022 | 175 | 4 | 250 | 451.8166 | 35.9399 | 221112 | -81.0592 | 40.6048 | 81.6 | 125 | 100 |  | 288 | N | Natural Gas | N | N | N | 9999 | N |  | Combined Cycle | 77 |  | 7107
6019_B_1 | OH | 39025 | Zimmer Power Company LLC (1413090154) |  | 8294311 | 1540113 | 6019 | 1 |  |  | 1413090154 | B006 | 189.16 | 1.8486 | 3688.4701 | 338.8594 | 314.3994 | 6285.6477 | 25.291 | 2022 | 573 | 42 | 130 | 65000.0013 | 46.8975 | 221112 | -84.2284 | 38.869 | 12000 | 125 | 100 |  |  |  |  | Y | N | N |  | N |  |  | 3342 | 3342.4001
60356_G_SFCT1 | OH | 39029 | South Field Energy LLC (0215132003) | South Field Energy | 19051111 | 155148213 | 60356 | 1 | 60356 | SFCT1 | 0215132003 | P001 | 0.83 | 33.75 | 83.5223 | 113.92 | 113.92 | 8.4408 | 6.86 | 2022 | 180 | 21.5 | 165 | 26558.5671 | 73.1245 | 221112 | -80.6793 | 40.6355 | 605 | 125 | 120 | 140&99 | 344.4 | N | Natural Gas, Distillate Fuel Oil | Y | N | N | 9999 | N | 60356_G_SFST1;60356_G_SFCT1 | Combined Cycle | 8023 | 8022.3003 | 7050
60356_G_SFCT2 | OH | 39029 | South Field Energy LLC (0215132003) | South Field Energy | 19051111 | 155148313 | 60356 | 2 | 60356 | SFCT2 | 0215132003 | P002 | 0.45 | 36.25 | 89.9355 | 63.635 | 63.635 | 8.308 | 6.82 | 2022 | 180 | 21.5 | 165 | 26558.5671 | 73.1245 | 221112 | -80.6793 | 40.6345 | 605 | 125 | 120 | 140&99 | 344.4 | N | Natural Gas, Distillate Fuel Oil | Y | N | N | 9999 | N | 60356_G_SFST2;60356_G_SFCT2 | Combined Cycle | 7947 | 7973.6401 | 7050
55263_G_CT1 | OH | 39033 | AMP Galion Generation Station (0317030060) | Galion Generating Station | 9289211 | 55698513 | 55263 | CT1 | 55263 | CT1 | 0317030060 | P002 | 1.16 |  | 0.9977 | 0.15921 | 0.15921 | 0.0015 | 0.01814 | 2022 | 90 | 3.9 | 700 | 8250.4168 | 690.3701 | 221112 | -82.789 | 40.7167 | 33 | 125 | 120 |  | 26 | N | Natural Gas | Y | N | N | 9999 | N |  | Combustion Turbine | 56 | 63.24 | 15421
55263_G_CT2 | OH | 39033 | AMP Galion Generation Station (0317030060) | Galion Generating Station | 9289211 | 55698413 |  |  | 55263 | CT2 | 0317030060 | P001 | 0.51 |  | 0.56 | 0.07668 | 0.07668 | 0.01174 | 0.008739 | 2022 | 90 | 3.9 | 700 | 7612.6001 | 636.9995 | 221112 | -82.789 | 40.7167 | 16.5 | 125 | 120 |  | 12 | N | Natural Gas | N | N | N | 9999 | N |  | Combustion Turbine | 47 |  | 15420
2909_G_1 | OH | 39035 | Cleveland Public Power - Service Center (1318000133) | West 41st Street | 8250711 | 62813 |  |  | 2909 | 1 | 1318000133 | B001 | 0.0029 |  | 0.01125 | 0.0002 | 0.0002 | 1e-05 | 5e-05 | 2020 | 39 | 13.5 | 983 | 2568.7667 | 17.9387 | 221112 | -81.7142 | 41.4738 | 257 | 125 | 120 |  | 16 | N | Natural Gas, Distillate Fuel Oil | N | N | N | 9999 | N |  | Combustion Turbine |  |  | 12657
55228_G_GT1 | OH | 39037 | Buckeye Power Greenville Station (0819070237) | Greenville Electric Generating Station | 8257111 | 36213 | 55228 | G1CT1 | 55228 | GT1 | 0819070237 | B001 | 11.98 |  | 10.2536 | 1.44 | 1.44 | 0.021 | 0.56 | 2022 | 60 | 9.5 | 890 | 6533.3334 | 92.1346 | 221112 | -84.6153 | 40.0742 | 25 | 125 | 120 |  | 49 | N | Natural Gas, Distillate Fuel Oil | Y | N | N | 9999 | N |  | Combustion Turbine | 1147 | 1149.7603 | 10745
55228_G_GT2 | OH | 39037 | Buckeye Power Greenville Station (0819070237) | Greenville Electric Generating Station | 8257111 | 36113 | 55228 | G2CT1 | 55228 | GT2 | 0819070237 | B003 | 14.58 |  | 12.1513 | 1.72 | 1.72 | 0.0707 | 0.67 | 2022 | 60 | 9.5 | 890 | 6533.3334 | 92.1346 | 221112 | -84.615 | 40.0747 | 25 | 125 | 120 |  | 49 | N | Natural Gas, Distillate Fuel Oil | Y | N | N | 9999 | N |  | Combustion Turbine | 1171 | 1172.5106 | 10745
55228_G_GT3 | OH | 39037 | Buckeye Power Greenville Station (0819070237) | Greenville Electric Generating Station | 8257111 | 36413 | 55228 | G3CT1 | 55228 | GT3 | 0819070237 | B005 | 17.1 |  | 11.9557 | 1.69 | 1.69 | 0.0675 | 0.66 | 2022 | 60 | 9.5 | 890 | 6533.3334 | 92.1346 | 221112 | -84.615 | 40.0742 | 25 | 125 | 120 |  | 49 | N | Natural Gas, Distillate Fuel Oil | Y | N | N | 9999 | N |  | Combustion Turbine | 2 | 1130.5708 | 10745
55228_G_GT4 | OH | 39037 | Buckeye Power Greenville Station (0819070237) | Greenville Electric Generating Station | 8257111 | 36613 | 55228 | G4CT1 | 55228 | GT4 | 0819070237 | B007 | 11.62 |  | 11.2481 | 1.63 | 1.63 | 0.0707 | 0.64 | 2022 | 60 | 9.5 | 890 | 6533.3334 | 92.1346 | 221112 | -84.615 | 40.0747 | 25 | 125 | 120 |  | 49 | N | Natural Gas, Distillate Fuel Oil | Y | N | N | 9999 | N |  | Combustion Turbine | 1093 | 1094.6001 | 10745
55228_G_GT2x | OH | 39037 | Buckeye Power Greenville Station (0819070237) |  | 8257111 | 36313 | 55228 | G2CT2 |  |  | 0819070237 | B004 | 14.88 |  | 12.2527 | 1.74 | 1.74 | 0.0727 | 0.68 | 2022 | 60 | 9.5 | 890 | 6533.3334 | 92.1346 | 221112 | -84.615 | 40.0747 | 25 | 125 | 120 |  |  |  |  | Y | N | N |  | N |  |  | 1164 | 1165.3898
55228_G_GT1x | OH | 39037 | Buckeye Power Greenville Station (0819070237) |  | 8257111 | 36813 | 55228 | G1CT2 |  |  | 0819070237 | B002 | 11.7 |  | 13.0456 | 1.82 | 1.82 | 0.0835 | 0.71 | 2022 | 60 | 9.5 | 890 | 6533.3334 | 92.1346 | 221112 | -84.615 | 40.0744 | 25 | 125 | 120 |  |  |  |  | Y | N | N |  | N |  |  | 3 | 1147.8901
55228_G_GT3x | OH | 39037 | Buckeye Power Greenville Station (0819070237) |  | 8257111 | 36513 | 55228 | G3CT2 |  |  |  |  | 12.49 |  | 12.0094 | 1.7 | 1.7 | 0.0636 | 0.66 |  | 60 | 9.5 | 890 | 6533.3334 | 92.1346 | 221112 | -84.615 | 40.0744 |  | 125 | 120 |  |  |  |  | Y | N | N |  | N |  |  |  | 1135.8801
55228_G_GT4x | OH | 39037 | Buckeye Power Greenville Station (0819070237) |  | 8257111 | 36713 | 55228 | G4CT2 |  |  | 0819070237 | B008 | 9.04 |  | 11.2987 | 1.63 | 1.63 | 0.0689 | 0.64 | 2022 | 60 | 9.5 | 890 | 6533.3334 | 92.1346 | 221112 | -84.615 | 40.0744 | 25 | 125 | 120 |  |  |  |  | Y | N | N |  | N |  |  | 1091 | 1092.2999
2880_G_4 | OH | 39039 | Richland Substation Peaker Facility (0320010006) | Richland | 8257511 | 35613 | 2880 | CTG4 | 2880 | 4 | 0320010006 | P001 | 0.874 |  | 58.7246 | 7.84 | 7.84 | 0.4065 | 0.485 | 2022 | 98 | 18 | 960 | 30000.0006 | 117.8451 | 221112 | -84.3389 | 41.3042 | 1670 | 125 | 120 |  | 112 | N | Natural Gas | Y | N | N | 9999 | N |  | Combustion Turbine | 1031 | 1031.0801 | 11067
2880_G_5 | OH | 39039 | Richland Substation Peaker Facility (0320010006) | Richland | 8257511 | 35713 | 2880 | CTG5 | 2880 | 5 | 0320010006 | P002 | 2.52 |  | 44.3474 | 6.01 | 6.01 | 0.3149 | 0.37 | 2022 | 64.8 | 18 | 960 | 30000.0006 | 117.8451 | 221112 | -84.3389 | 41.3042 | 1670 | 125 | 120 |  | 112 | N | Natural Gas | Y | N | N | 9999 | N |  | Combustion Turbine | 810 | 810.47 | 11067
2880_G_6 | OH | 39039 | Richland Substation Peaker Facility (0320010006) | Richland | 8257511 | 35213 | 2880 | CTG6 | 2880 | 6 | 0320010006 | P003 | 0.35 |  | 46.7464 | 6.17 | 6.17 | 0.3173 | 0.16 | 2022 | 98 | 18 | 960 | 30000.0006 | 117.8451 | 221112 | -84.3389 | 41.3042 | 1670 | 125 | 120 |  | 112 | N | Natural Gas | Y | N | N | 9999 | N |  | Combustion Turbine | 840 | 840.2903 | 11067
54974_G_UNT1 | OH | 39051 | Sauder Woodworking Cogeneration Facility (0326000079) | Sauder Power Plant | 10698611 | 58689313 |  |  | 54974 | UNT1 | 0326000079 | B008 | 14.71 | 1.564 | 37 | 3.7539 | 2.916 | 4.282 | 10.63 | 2022 | 80 | 3.6 | 400 | 530.9 | 52.1366 | 221112 | -84.2933 | 41.5156 | 63.8 | 125 | 100 |  | 3.6 | Y | Biomass | N | Y | N | 9999 | N |  | Biomass | 8019 |  | 5301
54974_G_UNT2 | OH | 39051 | Sauder Woodworking Cogeneration Facility (0326000079) | Sauder Power Plant | 10698611 | 58689413 |  |  | 54974 | UNT2 | 0326000079 | B009 | 34.21 | 1.477 | 39.1 | 4.232 | 2.55 | 3.738 | 9.25 | 2022 | 80 | 3.6 | 400 | 530.9 | 52.1366 | 221112 | -84.2933 | 41.5156 | 63.8 | 125 | 100 |  | 3.6 | Y | Biomass | N | Y | N | 9999 | N |  | Biomass | 7195 |  | 5301
2876_B_1 | OH | 39053 | Ohio Valley Electric Corp., Kyger Creek Station (0627000003) | Kyger Creek | 7983011 | 6441713 | 2876 | 2 | 2876 | 1 | 0627000003 | B001 | 113.1267 | 0.4385 | 842.5762 | 131.0351 | 120.355 | 902.8672 | 15.8131 | 2022 | 838 | 24.7 | 130 | 23991.6838 | 50.0497 | 221112 | -82.1276 | 38.9164 | 217 | 125 | 100 |  | 194 | N | Bituminous, Subbituminous | Y | N | N | 9999 | N |  | Coal Steam | 6623 | 7545.8599 | 10558
2876_B_2 | OH | 39053 | Ohio Valley Electric Corp., Kyger Creek Station (0627000003) | Kyger Creek | 7983011 | 6441513 | 2876 | 4 | 2876 | 2 | 0627000003 | B002 | 134.9267 | 0.5015 | 449.6479 | 156.0751 | 143.455 | 618.7652 | 18.8531 | 2022 | 838 | 24.7 | 130 | 23991.6838 | 50.0497 | 221112 | -82.1276 | 38.9164 | 217 | 125 | 100 |  | 192 | N | Bituminous, Subbituminous | Y | N | N | 9999 | N |  | Coal Steam | 7553 | 4896.8506 | 10547
2876_B_3 | OH | 39053 | Ohio Valley Electric Corp., Kyger Creek Station (0627000003) | Kyger Creek | 7983011 | 6441613 | 2876 | 3 | 2876 | 3 | 0627000003 | B003 | 116.5267 | 0.4515 | 671.689 | 130.7151 | 121.775 | 716.1701 | 16.2931 | 2022 | 838 | 30.2 | 130 | 35987.5173 | 50.2196 | 221112 | -82.1277 | 38.9165 | 217 | 125 | 100 | 128&141&99 | 192 | N | Bituminous, Subbituminous | Y | N | N | 9999 | N |  | Coal Steam | 6445 | 6434.3398 | 10579
2876_B_4 | OH | 39053 | Ohio Valley Electric Corp., Kyger Creek Station (0627000003) | Kyger Creek | 7983011 | 6441313 | 2876 | 1 | 2876 | 4 | 0627000003 | B004 | 87.7467 | 0.3615 | 695.2656 | 98.3551 | 91.615 | 805.4045 | 12.2531 | 2022 | 838 | 30.2 | 130 | 35987.5173 | 50.2196 | 221112 | -82.1277 | 38.9165 | 217 | 125 | 100 |  | 192 | N | Bituminous, Subbituminous | Y | N | N | 9999 | N |  | Coal Steam | 4920 | 6612.1504 | 10472
2876_B_5 | OH | 39053 | Ohio Valley Electric Corp., Kyger Creek Station (0627000003) | Kyger Creek | 7983011 | 6441913 | 2876 | 5 | 2876 | 5 |  |  | 109.6267 | 0.4315 | 632.2562 | 122.9151 | 114.545 | 680.393 | 15.3231 |  | 838 | 30.2 | 130 | 35987.5173 | 50.2196 | 221112 | -82.1277 | 38.9165 |  | 125 | 100 |  | 192 | N | Bituminous, Subbituminous | Y | N | N | 9999 | N |  | Coal Steam |  | 6271.8506 | 10506
8102_B_1 | OH | 39053 | General James M. Gavin Power Plant (0627010056) | Gavin Power, LLC | 8148511 | 5952713 | 8102 | 1 | 8102 | 1 |  |  | 638.87 | 0.99 | 3051.2994 | 265.46 | 201.52 | 10273.9556 | 76.53 |  | 830 | 42 | 122 | 36626.6673 | 26.4261 | 221112 | -82.1158 | 38.9342 |  | 125 | 100 |  | 1361 | N | Bituminous | Y | N | N | 9999 | N |  | Coal Steam |  | 5914.3994 | 9926
8102_B_2 | OH | 39053 | General James M. Gavin Power Plant (0627010056) | Gavin Power, LLC | 8148511 | 5953013 | 8102 | 2 | 8102 | 2 | 0627010056 | B004 | 628.77 | 0.96 | 2397.5462 | 387.89 | 352.29 | 10009.676 | 75.32 | 2022 | 830 | 42 | 125 | 36235.0007 | 26.1435 | 221112 | -82.115 | 38.9355 | 11900 | 125 | 100 | 128&140&141 | 1361 | N | Bituminous | Y | N | N | 9999 | N |  | Coal Steam | 5567 | 5560.7393 | 9861
2832_G_GT3 | OH | 39061 | Miami Fort Power Company LLC (1431350093) | Miami Fort | 7738711 | 2471313 |  |  | 2832 | GT3 | 1431350093 | B010 | 0.01521 | 0.02702 | 4.056 | 0.05221 | 0.05102 | 0.002197 | 0.00189 | 2022 | 28 | 13.1 | 770 | 7425.0001 | 55.0667 | 221112 | -84.8033 | 39.1128 | 236 | 125 | 120 |  | 14 | N | Distillate Fuel Oil | N | N | N | 9999 | N |  | Combustion Turbine | 36 |  | 23420
2832_G_GT4 | OH | 39061 | Miami Fort Power Company LLC (1431350093) | Miami Fort | 7738711 | 2471013 |  |  | 2832 | GT4 | 1431350093 | B011 | 0.001814 | 0.003223 | 0.4837 | 0.006228 | 0.006085 | 0.000262 | 0.0002254 | 2022 | 28 | 13.1 | 770 | 7425.0001 | 55.0667 | 221112 | -84.8033 | 39.1128 | 236 | 125 | 120 |  | 14 | N | Distillate Fuel Oil | N | N | N | 9999 | N |  | Combustion Turbine | 5 |  | 23448
2832_G_GT5 | OH | 39061 | Miami Fort Power Company LLC (1431350093) | Miami Fort | 7738711 | 2470313 |  |  | 2832 | GT5 | 1431350093 | B012 | 0.01389 | 0.02469 | 3.705 | 0.0477 | 0.0466 | 0.002007 | 0.001726 | 2022 | 28 | 13.1 | 770 | 7425.0001 | 55.0667 | 221112 | -84.8033 | 39.1128 | 236 | 125 | 120 |  | 14 | N | Distillate Fuel Oil | N | N | N | 9999 | N |  | Combustion Turbine | 33 |  | 23448
2832_G_GT6 | OH | 39061 | Miami Fort Power Company LLC (1431350093) | Miami Fort | 7738711 | 2470913 |  |  | 2832 | GT6 | 1431350093 | B013 | 0.01061 | 0.01886 | 2.83 | 0.03644 | 0.03561 | 0.001533 | 0.001319 | 2022 | 28 | 13.1 | 770 | 7425.0001 | 55.0667 | 221112 | -84.8033 | 39.1128 | 236 | 125 | 120 |  | 14 | N | Distillate Fuel Oil | N | N | N | 9999 | N |  | Combustion Turbine | 26 |  | 23448
2832_B_7 | OH | 39061 | Miami Fort Power Company LLC (1431350093) |  | 7738711 | 2471413 | 2832 | 7 |  |  | 1431350093 | B015 | 356.888 | 2.2072 | 4109.565 | 417.2164 | 372.1382 | 9325.074 | 42.7375 | 2022 | 800 | 23.5 | 130 | 29583.3339 | 68.1783 | 221112 | -84.8033 | 39.1128 | 5020 | 125 | 100 |  |  |  |  | Y | N | N |  | N |  |  | 8012 | 8012.1802
2832_B_8 | OH | 39061 | Miami Fort Power Company LLC (1431350093) |  | 7738711 | 2470813 | 2832 | 8 |  |  | 1431350093 | B016 | 325.3371 | 2.0133 | 3292.1545 | 339.775 | 321.7894 | 7633.6125 | 38.9735 | 2022 | 800 | 23.5 | 130 | 29583.3339 | 68.1783 | 221112 | -84.8033 | 39.1128 | 5020 | 125 | 100 | 128&141&99 |  |  |  | Y | N | N |  | N |  |  | 7344 | 7343.3198
55264_G_CT1 | OH | 39069 | AMP Napoleon Peaking Plant (0335010056) | Napoleon Peaking Station | 9291911 | 55775213 | 55264 | CT1 | 55264 | CT1 | 0335010056 | P002 | 1.06 |  | 1.2444 | 0.14659 | 0.14659 | 0.0031 | 0.01671 | 2022 | 60.1 | 3.9 | 700 | 8250.4168 | 690.3701 | 221112 | -84.1089 | 41.4072 | 33 | 125 | 120 |  | 26 | N | Natural Gas | Y | N | N | 9999 | N |  | Combustion Turbine | 49 | 44.16 | 16430
55264_G_CT2 | OH | 39069 | AMP Napoleon Peaking Plant (0335010056) | Napoleon Peaking Station | 9291911 | 55775113 |  |  | 55264 | CT2 | 0335010056 | P001 | 0.51 |  | 0.5 | 0.07311 | 0.07311 | 0.01119 | 0.008332 | 2022 | 60.1 | 3.9 | 700 | 5907.3001 | 494.3051 | 221112 | -84.1089 | 41.4072 | 16.5 | 125 | 120 |  | 12 | N | Natural Gas | N | N | N | 9999 | N |  | Combustion Turbine | 45 |  | 16431
7776_G_4 | OH | 39069 | OMEGA JV2-NAPOLEON (0335010055) | Napoleon Peaking | 14755911 | 106016313 |  |  | 7776 | 4 | 0335010055 | P001 | 0.01 |  | 0.518 | 0.04003 | 0.04003 | 0.0004 | 0.019 | 2021 | 21 | 1.5 | 617 | 489.3616 | 276.8106 | 221112 | -84.1055 | 41.4081 | 0.01 | 125 | 999 |  | 1.8 | N | Distillate Fuel Oil | N | N | N | 9999 | N |  | Combustion Turbine |  |  | 10745
7776_G_5 | OH | 39069 | OMEGA JV2-NAPOLEON (0335010055) | Napoleon Peaking | 14755911 | 106016413 |  |  | 7776 | 5 | 0335010055 | P002 | 0.022 |  | 1.223 | 0.09506 | 0.09506 | 0.0009 | 0.045 | 2021 | 21 | 1.5 | 617 | 489.3616 | 276.8106 | 221112 | -84.1055 | 41.4081 | 0.01 | 125 | 999 |  | 1.8 | N | Distillate Fuel Oil | N | N | N | 9999 | N |  | Combustion Turbine |  |  | 10745
7776_G_6 | OH | 39069 | OMEGA JV2-NAPOLEON (0335010055) | Napoleon Peaking | 14755911 | 106016513 |  |  | 7776 | 6 | 0335010055 | P003 | 0.022 |  | 1.223 | 0.09506 | 0.09506 | 0.0009 | 0.045 | 2021 | 21 | 1.5 | 617 | 489.3616 | 276.8106 | 221112 | -84.1055 | 41.4081 | 0.01 | 125 | 999 |  | 1.8 | N | Distillate Fuel Oil | N | N | N | 9999 | N |  | Combustion Turbine |  |  | 10745
2828_B_1 | OH | 39081 | Cardinal Power Plant (Cardinal Operating Company) (0641050002) | Cardinal | 8115711 | 6046013 | 2828 | 1 | 2828 | 1 | 0641050002 | B001 | 363.64 | 0.59 | 1276.2147 | 65.281 | 61.729 | 3589.7232 | 43.55 | 2022 | 1000 | 29.1 | 130 | 33166.6673 | 49.8483 | 221112 | -80.6467 | 40.2531 | 5280 | 125 | 100 |  | 585 | N | Bituminous | Y | N | N | 9999 | N |  | Coal Steam | 6919 | 6965.0503 | 9899
2828_B_2 | OH | 39081 | Cardinal Power Plant (Cardinal Operating Company) (0641050002) | Cardinal | 8115711 | 6045913 | 2828 | 2 | 2828 | 2 |  |  | 368.31 | 0.65 | 1360.7643 | 32.198 | 29.252 | 4710.3083 | 44.07 |  | 1000 | 29.1 | 130 | 33166.6673 | 49.8483 | 221112 | -80.6467 | 40.2528 |  | 125 | 100 |  | 585 | N | Bituminous | Y | N | N | 9999 | N |  | Coal Steam |  | 7052.1602 | 9906
2828_B_3 | OH | 39081 | Cardinal Power Plant (Cardinal Operating Company) (0641050002) | Cardinal | 8115711 | 6046113 | 2828 | 3 | 2828 | 3 | 0641050002 | B009 | 328.4 | 0.56 | 1125.4776 | 454.6317 | 413.4193 | 2767.9315 | 39.32 | 2022 | 423 | 7 | 116 | 2000 | 51.948 | 221112 | -80.6486 | 40.2522 | 5980 | 125 | 100 | 128&141&99 | 620 | N | Bituminous | Y | N | N | 2029 | N |  | Coal Steam | 140 | 6124.2202 | 10103
2866_B_6 | OH | 39081 | W. H. Sammis Plant (0641160017) |  | 8190811 | 4409813 | 2866 | 6 |  |  | 0641160017 | B012 | 313.9 | 0.7 | 1405.8801 | 125.8 | 85.4 | 1761.5692 | 37.7 | 2022 | 850 | 55.4 | 116 | 100506.602 | 41.6783 | 221112 | -80.6325 | 40.5289 | 6070 | 125 | 100 | 128&140&141&99 |  |  |  | Y | N | N |  | N |  |  | 6359 | 6358.6709
2866_B_7 | OH | 39081 | W. H. Sammis Plant (0641160017) |  | 8190811 | 4409413 | 2866 | 7 |  |  | 0641160017 | B013 | 240.2 | 1.2 | 1007.602 | 218.4 | 148.9 | 1257.3884 | 28.8 | 2022 | 850 | 55.4 | 116 | 100506.602 | 41.6783 | 221112 | -80.6325 | 40.5289 | 6070 | 125 | 100 |  |  |  |  | Y | N | N |  | N |  |  | 5329 | 5329.3604
2866_B_5 | OH | 39081 | W. H. Sammis Plant (0641160017) |  | 8190811 | 4409913 | 2866 | 5 |  |  | 0641160017 | B011 | 26.2 | 0.9 | 255.3886 | 156.2 | 107.4 | 117.3384 | 3.1 | 2022 | 850 | 55.4 | 116 | 100506.602 | 41.6783 | 221112 | -80.6325 | 40.5289 | 3000 | 125 | 100 |  |  |  |  | Y | N | N |  | N |  |  | 1740 | 1740.4701
2828_B_B008 | OH | 39081 | Cardinal Power Plant (Cardinal Operating Company) (0641050002) |  | 8115711 | 6046213 | 2828 | B008 |  |  | 0641050002 | B008 | 1.34 | 0.21 | 2.6717 | 0.62 | 0.42 | 0.05 | 0.05 | 2022 | 70 | 6 | 647 | 3816.6667 | 134.9326 | 221112 | -80.6486 | 40.2522 | 498 | 125 | 100 |  |  |  |  | Y | N | N |  | N |  |  | 380 | 71.06
2936_B_4 | OH | 39085 | PAINESVILLE MUNICIPAL ELECTRIC PLANT (0243110008) | Painesville | 8149311 | 5945413 |  |  | 2936 | 4 | 0243110008 | B004 | 0.01667 | 0.0006352 | 0.01985 | 0.0011385 | 0.0011385 | 0.0001191 | 0.001092 | 2022 | 171 | 11.4 | 350 | 1833.3333 | 17.9542 | 221112 | -81.2539 | 41.7261 | 379 | 125 | 100 |  | 18.6 | N | Bituminous | N | N | N | 9999 | N |  | Coal Steam | 80 |  | 14500
2936_B_5 | OH | 39085 | PAINESVILLE MUNICIPAL ELECTRIC PLANT (0243110008) | Painesville | 8149311 | 5945213 |  |  | 2936 | 5 | 0243110008 | B001 | 0.09517 | 0.002153 | 1.8189 | 0.41297 | 0.39383 | 6.5104 | 0.008404 | 2022 | 157 | 8 | 300 | 1783.3333 | 35.464 | 221112 | -81.2539 | 41.7261 | 250 | 125 | 100 |  | 18.6 | N | Bituminous | N | N | N | 9999 | N |  | Coal Steam | 80 |  | 14500
55736_G_1GT1 | OH | 39087 | Hanging Rock Power Company, LLC (0744000150) | Hanging Rock Energy Facility | 9279711 | 55248513 | 55736 | CTG1 | 55736 | 1GT1 | 0744000150 | P001 | 18.55 | 14.43 | 62.4151 | 46.956 | 46.956 | 5.4091 | 3.616 | 2022 | 160 | 18 | 219 | 17040.517 | 66.938 | 221112 | -82.7847 | 38.5731 | 2040 | 125 | 120 |  | 181 | N | Natural Gas | Y | N | N | 9999 | N | 55736_G_1GT1;55736_G_1ST | Combined Cycle | 8393 | 8377.79 | 7433
55736_G_1GT2 | OH | 39087 | Hanging Rock Power Company, LLC (0744000150) | Hanging Rock Energy Facility | 9279711 | 55248613 | 55736 | CTG2 | 55736 | 1GT2 | 0744000150 | P002 | 7.3 | 14.37 | 69.0715 | 44.981 | 44.981 | 5.389 | 1.801 | 2022 | 160 | 18 | 219 | 17040.517 | 66.938 | 221112 | -82.785 | 38.5728 | 2040 | 125 | 120 |  | 183 | N | Natural Gas | Y | N | N | 9999 | N |  | Combined Cycle | 8414 | 8405.3096 | 7433
55736_G_2GT1 | OH | 39087 | Hanging Rock Power Company, LLC (0744000150) | Hanging Rock Energy Facility | 9279711 | 55250113 | 55736 | CTG3 | 55736 | 2GT1 | 0744000150 | P003 | 11.53 | 14.5 | 67.7674 | 50.829 | 50.829 | 5.42 | 1.817 | 2022 | 160 | 18 | 219 | 17040.517 | 66.938 | 221112 | -82.7836 | 38.5744 | 2040 | 125 | 120 |  | 185 | N | Natural Gas | Y | N | N | 9999 | N | 55736_G_2GT1;55736_G_2ST | Combined Cycle | 8359 | 8347.0898 | 7433
55736_G_2GT2 | OH | 39087 | Hanging Rock Power Company, LLC (0744000150) | Hanging Rock Energy Facility | 9279711 | 55250213 | 55736 | CTG4 | 55736 | 2GT2 | 0744000150 | P004 | 12.96 | 14.27 | 65.635 | 46.457 | 46.457 | 5.371 | 3.577 | 2022 | 160 | 18 | 219 | 17040.517 | 66.938 | 221112 | -82.7839 | 38.5742 | 2040 | 125 | 120 |  | 186 | N | Natural Gas | Y | N | N | 9999 | N |  | Combined Cycle | 8370 | 8353.79 | 7433
2869_G_1A | OH | 39093 | West Lorain Power Plant (0247080487) | West Lorain | 6371011 | 15958113 | 2869 | 1A | 2869 | 1A | 0247080487 | B001 | 0.0413 |  | 17.4174 | 0.1419 | 0.1387 | 3.045 | 0.0501 | 2022 | 43 | 14.1 | 30 | 4955.0667 | 31.7209 | 221112 | -82.2626 | 41.4298 | 811 | 125 | 120 |  | 49.6 | N | Distillate Fuel Oil | Y | N | N | 9999 | N |  | Combustion Turbine | 47 | 58 | 14558
2869_G_1B | OH | 39093 | West Lorain Power Plant (0247080487) | West Lorain | 6371011 | 15958013 | 2869 | 1B | 2869 | 1B | 0247080487 | B002 | 0.05 |  | 18.9189 | 0.1717 | 0.1677 | 3.3075 | 0.0606 | 2022 | 43 | 14.1 | 30 | 4955.0667 | 31.7209 | 221112 | -82.2637 | 41.4296 | 811 | 125 | 120 |  | 51.3 | N | Distillate Fuel Oil | Y | N | N | 9999 | N |  | Combustion Turbine | 42 | 63 | 14558
2869_G_2 | OH | 39093 | West Lorain Power Plant (0247080487) | West Lorain | 6371011 | 15958213 | 2869 | 2 | 2869 | 2 | 0247080487 | P001 | 19.3371 |  | 17.55 | 1.5453 | 1.5309 | 0.4429 | 2.1518 | 2022 | 75 | 12.4 | 1000 | 24500.0004 | 202.7953 | 221112 | -82.2645 | 41.4293 | 933 | 125 | 120 |  | 79 | N | Natural Gas, Distillate Fuel Oil | Y | N | N | 9999 | N |  | Combustion Turbine | 1808 | 1649.4595 | 14558
2869_G_3 | OH | 39093 | West Lorain Power Plant (0247080487) | West Lorain | 6371011 | 15958413 | 2869 | 3 | 2869 | 3 | 0247080487 | P002 | 20.996 |  | 19.9225 | 1.6734 | 1.6531 | 0.4773 | 2.3365 | 2022 | 75 | 12.4 | 1000 | 24500.0004 | 202.7953 | 221112 | -82.2651 | 41.4294 | 933 | 125 | 120 |  | 80.4 | N | Natural Gas, Distillate Fuel Oil | Y | N | N | 9999 | N |  | Combustion Turbine | 1909 | 1749.6699 | 14558
2869_G_4 | OH | 39093 | West Lorain Power Plant (0247080487) | West Lorain | 6371011 | 15957813 | 2869 | 4 | 2869 | 4 | 0247080487 | P003 | 22.3119 |  | 22.2051 | 1.7232 | 1.7139 | 0.5108 | 2.48 | 2022 | 75 | 12.4 | 1000 | 24500.0004 | 202.7953 | 221112 | -82.2656 | 41.4294 | 933 | 125 | 120 |  | 79.1 | N | Natural Gas, Distillate Fuel Oil | Y | N | N | 9999 | N |  | Combustion Turbine | 2037 | 1858.6903 | 14558
2869_G_5 | OH | 39093 | West Lorain Power Plant (0247080487) | West Lorain | 6371011 | 15957913 | 2869 | 5 | 2869 | 5 | 0247080487 | P004 | 20.985 |  | 20.7165 | 1.7388 | 1.7036 | 0.4866 | 2.3382 | 2022 | 75 | 12.4 | 1000 | 24500.0004 | 202.7953 | 221112 | -82.266 | 41.4293 | 933 | 125 | 120 |  | 81.5 | N | Natural Gas, Distillate Fuel Oil | Y | N | N | 9999 | N |  | Combustion Turbine | 1924 | 1761.4399 | 14558
2869_G_6 | OH | 39093 | West Lorain Power Plant (0247080487) | West Lorain | 6371011 | 15958313 | 2869 | 6 | 2869 | 6 | 0247080487 | P005 | 19.7509 |  | 19.243 | 1.6004 | 1.5963 | 0.4597 | 2.2002 | 2022 | 75 | 12.4 | 1000 | 24500.0004 | 202.7953 | 221112 | -82.2665 | 41.4294 | 933 | 125 | 120 |  | 79.6 | N | Natural Gas, Distillate Fuel Oil | Y | N | N | 9999 | N |  | Combustion Turbine | 1820 | 1677.141 | 14558
2836_B_12 | OH | 39093 | Avon Lake Power Plant (0247030013) |  | 8130811 | 6011813 | 2836 | 12 |  |  | 0247030013 | B012 | 1216.22 | 0.12 | 667.9018 | 188.69 | 180.36 | 1550.3761 | 12.95 | 2021 | 600 | 24 | 310 | 23111.5337 | 51.0671 | 221112 | -82.053 | 41.5046 | 6040 | 125 | 100 |  |  |  |  | Y | N | N |  | N |  |  |  | 1014.6199
2878_B_1 | OH | 39095 | Walleye Power, LLC, Bay Shore Plant (0448020006) | FirstEnergy Bay Shore | 8302011 | 444813 | 2878 | 1 | 2878 | 1 | 0448020006 | B006 | 114.1 |  | 341.4024 | 134.09 | 134.09 | 2238.1351 | 0.67 | 2022 | 302 | 12 | 303 | 9150.0001 | 80.8712 | 221112 | -83.4389 | 41.6917 | 1790 | 125 | 100 |  | 139 | Y | Petroleum Coke | Y | N | N | 9999 | N |  | Coal Steam | 6929 | 6920.2402 | 12574
59764_G_CTG11 | OH | 39095 | Oregon Clean Energy Center (0448020102) | Oregon Clean Energy Center | 16974411 | 127499513 | 59764 | 01 | 59764 | CTG11 | 0448020102 | P001 | 8.1 | 51.63 | 55.4435 | 41.24 | 41.24 | 5.7889 | 2.258 | 2022 | 240 | 22 | 185 | 24715.5838 | 64.9921 | 221112 | -83.4436 | 41.6672 | 3240 | 125 | 120 |  | 256.5 | N | Natural Gas | Y | N | N | 9999 | N | 59764_G_STG10;59764_G_CTG11 | Combined Cycle | 7125 | 7125.0078 | 7050
59764_G_CTG12 | OH | 39095 | Oregon Clean Energy Center (0448020102) | Oregon Clean Energy Center | 16974411 | 127499613 | 59764 | 02 | 59764 | CTG12 | 0448020102 | P002 | 10.2 | 51.69 | 55.5194 | 41.29 | 41.29 | 5.7872 | 2.261 | 2022 | 240 | 22 | 185 | 24715.5838 | 64.9921 | 221112 | -83.4436 | 41.6676 | 3240 | 125 | 120 |  | 256.5 | N | Natural Gas | Y | N | N | 9999 | N |  | Combined Cycle | 7117 | 7116.8604 | 7050
59764_G_EDG13 | OH | 39095 | Oregon Clean Energy Center (0448020102) | Oregon Clean Energy Center | 16974411 | 127499713 |  |  | 59764 | EDG13 | 0448020102 | P003 | 0.01171 |  | 0.08569 | 0.0013887 | 0.0013887 | 5.693e-05 | 0.002283 | 2022 | 14 | 0.8 | 757 | 439.5533 | 874.1117 | 221112 | -83.4399 | 41.6676 |  | 125 | 999 |  | 1.5 | N | Distillate Fuel Oil | N | N | N | 9999 | N |  | Combustion Turbine | 6 |  | 12283
2937_G_8 | OH | 39109 | Piqua Municipal Power System (0855100041) | Piqua Power Plant | 8497311 | 1570113 |  |  | 2937 | 8 | 0855100041 | B007 | 0.018185 |  | 3.0627 | 0.27678 | 0.27678 | 0.007301 | 0.004 | 2021 | 41 | 11.3 | 650 | 700 | 6.9771 | 221112 | -84.2367 | 40.1319 | 20 | 125 | 120 |  | 20 | N | Distillate Fuel Oil | N | N | N | 9999 | N |  | Combustion Turbine |  |  | 21162
61322_G_HPPP1 | OH | 39111 | Long Ridge Energy Generation LLC - Hannibal Power (0656005033) | Long Ridge Energy Generation | 19051511 | 155156813 | 61322 | CC1 | 61322 | HPPP1 | 0656005033 | P004 | 0.78 | 0.35 | 46.1463 | 13.89 | 13.89 | 4.8034 | 0.31 | 2022 | 235 | 23 | 159 | 22619.3171 | 54.42 | 221112 | -80.8667 | 39.6692 | 522 | 125 | 120 |  | 505 | N | Natural Gas, Distillate Fuel Oil, Hydrogen | Y | N | N | 9999 | N |  | Combined Cycle | 5431 | 5420.2002 | 6370
2847_G_GT1 | OH | 39113 | Tait Electric Generating Station (0857043333) | Tait Electric Generating Station | 13572311 | 73759013 | 2847 | 1 | 2847 | GT1 | 0857043333 | P005 | 28.49 |  | 90.975 | 12.76 | 12.76 | 0.5635 | 2.32 | 2022 | 92 | 15.6 | 913 | 26333.3338 | 137.7184 | 221112 | -84.2111 | 39.7271 | 80 | 125 | 120 |  | 88.5 | N | Natural Gas, Distillate Fuel Oil | Y | N | N | 9999 | N |  | Combustion Turbine | 1589 | 1354.9502 | 12380
2847_G_GT2 | OH | 39113 | Tait Electric Generating Station (0857043333) | Tait Electric Generating Station | 13572311 | 73759113 | 2847 | 2 | 2847 | GT2 | 0857043333 | P006 | 84.64 |  | 91.574 | 13.34 | 13.34 | 0.3313 | 2.35 | 2022 | 92 | 15.6 | 913 | 26333.3338 | 137.7184 | 221112 | -84.2111 | 39.7271 | 80 | 125 | 120 |  | 86.8 | N | Natural Gas, Distillate Fuel Oil | Y | N | N | 9999 | N |  | Combustion Turbine | 1662 | 1438.6311 | 12380
2847_G_GT3 | OH | 39113 | Tait Electric Generating Station (0857043333) | Tait Electric Generating Station | 13572311 | 73759213 | 2847 | 3 | 2847 | GT3 | 0857043333 | P007 | 4.37 |  | 87.4464 | 23.9 | 23.9 | 1.803 | 4.23 | 2022 | 92 | 15.6 | 913 | 26333.3338 | 137.7184 | 221112 | -84.2111 | 39.7271 | 80 | 125 | 120 | 99 | 80.8 | N | Natural Gas, Distillate Fuel Oil | Y | N | N | 9999 | N |  | Combustion Turbine | 2977 | 2623.1709 | 12380
2847_G_IC1 | OH | 39113 | Tait Electric Generating Station (0857043333) | Tait Electric Generating Station | 13572311 | 157881613 |  |  | 2847 | IC1 | 0857043333 | B507 | 0.514 |  | 1.933 | 0.077 | 0.077 | 0.207 | 0.049 | 2022 | 20 | 2.6 | 718 | 433.3333 | 81.585 | 221112 | -84.2127 | 39.7257 | 2.5 | 125 | 160 |  | 3 | N | Distillate Fuel Oil | N | N | N | 9999 | N |  | Combustion Turbine | 54 |  | 25000
2847_G_IC2 | OH | 39113 | Tait Electric Generating Station (0857043333) | Tait Electric Generating Station | 13572311 | 157881713 |  |  | 2847 | IC2 | 0857043333 | B508 | 0.514 |  | 1.933 | 0.077 | 0.077 | 0.207 | 0.042 | 2022 | 20 | 2.6 | 718 | 433.3333 | 81.585 | 221112 | -84.2127 | 39.7257 | 2.5 | 125 | 160 |  | 3 | N | Distillate Fuel Oil | N | N | N | 9999 | N |  | Combustion Turbine | 54 |  | 25000
2847_G_IC3 | OH | 39113 | Tait Electric Generating Station (0857043333) | Tait Electric Generating Station | 13572311 | 157881813 |  |  | 2847 | IC3 | 0857043333 | B509 | 0.514 |  | 1.933 | 0.077 | 0.077 | 0.207 | 0.049 | 2022 | 20 | 2.6 | 718 | 433.3333 | 81.585 | 221112 | -84.2127 | 39.7257 | 2.5 | 125 | 160 |  | 3 | N | Distillate Fuel Oil | N | N | N | 9999 | N |  | Combustion Turbine | 54 |  | 25000
2847_G_IC4 | OH | 39113 | Tait Electric Generating Station (0857043333) | Tait Electric Generating Station | 13572311 | 157881913 |  |  | 2847 | IC4 | 0857043333 | B510 | 0.514 |  | 1.933 | 0.077 | 0.077 | 0.207 | 0.049 | 2022 | 20 | 2.6 | 718 | 433.3333 | 81.585 | 221112 | -84.2127 | 39.7257 | 2.5 | 125 | 999 |  | 3 | N | Distillate Fuel Oil | N | N | N | 9999 | N |  | Combustion Turbine | 54 |  | 25000
2848_G_7 | OH | 39113 | O.H. Hutchings CT (0857780013) | O H Hutchings | 8049911 | 136433113 | 2848 | H-7 | 2848 | 7 | 0857780013 | B007 | 2.814 |  | 4.6872 | 0.1304 | 0.1304 | 0.0024 | 0.0652 | 2022 | 15 | 0.3 | 840 | 35.8333 | 506.734 | 221112 | -84.2931 | 39.6069 | 558 | 125 | 120 |  | 25.3 | N | Natural Gas, Distillate Fuel Oil | Y | N | N | 9999 | N |  | Combustion Turbine | 18 | 24 | 25000
2854_G_1 | OH | 39113 | Yankee Street (0857810015) | Yankee Street | 7895711 | 134962913 |  |  | 2854 | 1 | 0857810015 | B001 | 2.047 |  | 8.012 | 0.034 | 0.034 | 0.085 | 0.052 | 2022 | 24.5 | 11.9 | 785 | 7047.6501 | 63.3411 | 221112 | -84.205 | 39.6025 | 409 | 125 | 120 |  | 19.9 | N | Natural Gas, Distillate Fuel Oil | N | N | N | 9999 | N |  | Combustion Turbine | 187 |  | 17347
2854_G_2 | OH | 39113 | Yankee Street (0857810015) | Yankee Street | 7895711 | 134963013 |  |  | 2854 | 2 | 0857810015 | B002 | 2.033 |  | 11.675 | 0.1216 | 0.1216 | 0.0869 | 0.1077 | 2022 | 24.5 | 11.9 | 785 | 7047.6501 | 63.3411 | 221112 | -84.205 | 39.6025 | 409 | 125 | 120 |  | 20.1 | N | Natural Gas, Distillate Fuel Oil | N | N | N | 9999 | N |  | Combustion Turbine | 40 |  | 17348
2854_G_3 | OH | 39113 | Yankee Street (0857810015) | Yankee Street | 7895711 | 2166513 |  |  | 2854 | 3 | 0857810015 | B003 | 1.911 |  | 7.456 | 0.03067 | 0.03067 | 0.0792 | 0.0489 | 2022 | 24.5 | 11.9 | 785 | 7047.6501 | 63.3411 | 221112 | -84.205 | 39.6025 | 409 | 125 | 120 |  | 20.7 | N | Natural Gas, Distillate Fuel Oil | N | N | N | 9999 | N |  | Combustion Turbine | 192 |  | 17348
2854_G_4 | OH | 39113 | Yankee Street (0857810015) | Yankee Street | 7895711 | 134963113 |  |  | 2854 | 4 | 0857810015 | B004 | 1.2488 |  | 11.396 | 0.2 | 0.2 | 0.0568 | 0.1291 | 2022 | 36 | 10.1 | 800 | 6299.3334 | 78.5936 | 221112 | -84.205 | 39.6025 | 409 | 125 | 120 |  | 14.9 | N | Natural Gas, Distillate Fuel Oil | N | N | N | 9999 | N |  | Combustion Turbine | 45 |  | 17345
2854_G_5 | OH | 39113 | Yankee Street (0857810015) | Yankee Street | 7895711 | 134963213 |  |  | 2854 | 5 | 0857810015 | B005 | 1.064 |  | 4.405 | 0.024 | 0.024 | 0.0441 | 0.031 | 2022 | 36 | 10.1 | 800 | 6299.3334 | 78.5936 | 221112 | -84.205 | 39.6025 | 409 | 125 | 120 |  | 13.7 | N | Natural Gas, Distillate Fuel Oil | N | N | N | 9999 | N |  | Combustion Turbine | 126 |  | 17346
2854_G_6 | OH | 39113 | Yankee Street (0857810015) | Yankee Street | 7895711 | 127512813 |  |  | 2854 | 6 | 0857810015 | B006 | 1.223 |  | 4.824 | 0.022 | 0.022 | 0.051 | 0.032 | 2022 | 36 | 10.1 | 800 | 6299.3334 | 78.5936 | 221112 | -84.205 | 39.6025 | 409 | 125 | 120 |  | 14 | N | Natural Gas, Distillate Fuel Oil | N | N | N | 9999 | N |  | Combustion Turbine | 129 |  | 17347
2854_G_7 | OH | 39113 | Yankee Street (0857810015) | Yankee Street | 7895711 | 134963313 |  |  | 2854 | 7 | 0857810015 | B007 | 0.8488 |  | 5.269 | 0.3106 | 0.3106 | 0.0369 | 0.0509 | 2022 | 36 | 10.1 | 800 | 6299.3334 | 78.5936 | 221112 | -84.205 | 39.6025 | 409 | 125 | 120 |  | 13.6 | N | Natural Gas, Distillate Fuel Oil | N | N | N | 9999 | N |  | Combustion Turbine | 14 |  | 17345
55248_G_GT6 | OH | 39113 | Tait Electric Generating Station (0857043334) |  | 13572411 | 73759513 | 55248 | CT6 |  |  | 0857043334 | P003 | 4.3238 |  | 128.2244 | 22.929 | 22.929 | 9.7186 | 6.85 | 2022 | 92 | 15.6 | 1015 | 25015.0005 | 130.8237 | 221112 | -84.2091 | 39.7282 | 80 | 125 | 120 |  |  |  |  | Y | N | N |  | N |  |  | 3369 | 2983.9326
55248_G_GT4 | OH | 39113 | Tait Electric Generating Station (0857043334) |  | 13572411 | 73759313 | 55248 | CT4 |  |  | 0857043334 | P001 | 10.85 |  | 92.9019 | 23.46 | 23.46 | 0.7553 | 6.93 | 2022 | 92 | 15.6 | 1015 | 25015.0005 | 130.8237 | 221112 | -84.2097 | 39.7277 | 80 | 125 | 120 |  |  |  |  | Y | N | N |  | N |  |  | 3467 | 3071.176
55248_G_GT5 | OH | 39113 | Tait Electric Generating Station (0857043334) |  | 13572411 | 73759413 | 55248 | CT5 |  |  | 0857043334 | P002 | 1.713 |  | 102.5596 | 22.26 | 22.26 | 1.1256 | 6.55 | 2022 | 92 | 15.6 | 1015 | 25015.0005 | 130.8237 | 221112 | -84.2093 | 39.7279 | 80 | 125 | 120 |  |  |  |  | Y | N | N |  | N |  |  | 3276 | 2910.0452
55248_G_GT7 | OH | 39113 | Tait Electric Generating Station (0857043334) |  | 13572411 | 73759613 | 55248 | CT7 |  |  | 0857043334 | P004 | 14.0691 |  | 89.5149 | 18.0214 | 18.0214 | 8.5312 | 5.8735 | 2022 | 92 | 15.6 | 1015 | 25015.0005 | 130.8237 | 221112 | -84.2088 | 39.7284 | 80 | 125 | 120 |  |  |  |  | Y | N | N |  | N |  |  | 2895 | 2564.0437
55350_G_1 | OH | 39119 | Appalachian Power Co, Dresden Plant (0660000247) | Dresden Energy Facility | 15483511 | 96956013 | 55350 | 1A | 55350 | 1 | 0660000247 | P001 | 10.81 | 4.43 | 85.9404 | 13.62 | 13.62 | 4.3883 | 1.29 | 2022 | 170 | 19.1 | 293 | 22166.6671 | 77.3337 | 221112 | -82.0273 | 40.0917 | 172 | 125 | 140 | 140 | 158.3 | N | Natural Gas | Y | N | N | 9999 | N | 55350_G_1;55350_G_3 | Combined Cycle | 7842 | 7841.7295 | 7050
55350_G_2 | OH | 39119 | Appalachian Power Co, Dresden Plant (0660000247) | Dresden Energy Facility | 15483511 | 96956113 | 55350 | 1B | 55350 | 2 | 0660000247 | P002 | 9.46 | 4.46 | 89.8043 | 16.18 | 16.18 | 4.4522 | 1.28 | 2022 | 170 | 19.1 | 293 | 22166.6671 | 77.3337 | 221112 | -82.0273 | 40.0917 | 172 | 125 | 140 |  | 158.3 | N | Natural Gas | Y | N | N | 9999 | N |  | Combined Cycle | 7895 | 7895.0898 | 7050
55247_G_GT1 | OH | 39129 | Darby Electric Generating Station (0165000132) | Darby Power, LLC | 9242811 | 55201413 | 55247 | CT1 | 55247 | GT1 | 0165000132 | P001 | 13.211 |  | 58.3404 | 5.0418 | 5.0418 | 1.0805 | 0.8 | 2022 | 65 | 2 | 1015 | 166.6666 | 53.0303 | 221112 | -83.1764 | 39.7144 | 1120 | 125 | 120 |  | 80 | N | Natural Gas, Distillate Fuel Oil | Y | N | N | 9999 | N |  | Combustion Turbine | 917 | 953.8499 | 16296
55247_G_GT2 | OH | 39129 | Darby Electric Generating Station (0165000132) | Darby Power, LLC | 9242811 | 55201513 | 55247 | CT2 | 55247 | GT2 | 0165000132 | P002 | 12.0244 |  | 47.5299 | 4.5989 | 4.3989 | 1.0693 | 0.6625 | 2022 | 65 | 2 | 1015 | 166.6666 | 53.0303 | 221112 | -83.1761 | 39.7142 | 1120 | 125 | 120 |  | 80 | N | Natural Gas, Distillate Fuel Oil | Y | N | N | 9999 | N |  | Combustion Turbine | 37 | 876.1298 | 16297
55247_G_GT3 | OH | 39129 | Darby Electric Generating Station (0165000132) | Darby Power, LLC | 9242811 | 55201613 | 55247 | CT3 | 55247 | GT3 | 0165000132 | P003 | 11.6571 |  | 53.8576 | 4.5348 | 4.5348 | 1.2044 | 0.56425 | 2022 | 65 | 2 | 1015 | 166.6666 | 53.0303 | 221112 | -83.1761 | 39.7139 | 1120 | 125 | 120 |  | 80 | N | Natural Gas, Distillate Fuel Oil | Y | N | N | 9999 | N |  | Combustion Turbine | 810 | 848.0599 | 16297
55247_G_GT4 | OH | 39129 | Darby Electric Generating Station (0165000132) | Darby Power, LLC | 9242811 | 55201713 | 55247 | CT4 | 55247 | GT4 | 0165000132 | P004 | 9.845 |  | 46.6193 | 3.9698 | 3.9698 | 1.1472 | 0.5038 | 2022 | 65 | 2 | 1015 | 166.6666 | 53.0303 | 221112 | -83.1758 | 39.7136 | 1120 | 125 | 120 |  | 80 | N | Natural Gas, Distillate Fuel Oil | Y | N | N | 9999 | N |  | Combustion Turbine | 38 | 745.3202 | 16297
55247_G_GT5 | OH | 39129 | Darby Electric Generating Station (0165000132) | Darby Power, LLC | 9242811 | 55201813 | 55247 | CT5 | 55247 | GT5 | 0165000132 | P005 | 1.5529 |  | 47.5248 | 4.0769 | 4.0769 | 1.1488 | 0.53855 | 2022 | 65 | 2 | 1015 | 166.6666 | 53.0303 | 221112 | -83.1758 | 39.7133 | 1120 | 125 | 120 |  | 80 | N | Natural Gas, Distillate Fuel Oil | Y | N | N | 9999 | N |  | Combustion Turbine | 722 | 760.4105 | 16297
55247_G_GT6 | OH | 39129 | Darby Electric Generating Station (0165000132) | Darby Power, LLC | 9242811 | 55201913 | 55247 | CT6 | 55247 | GT6 | 0165000132 | P006 | 1.4895 |  | 45.7065 | 3.8808 | 3.8808 | 0.9872 | 0.5002 | 2022 | 65 | 2 | 1015 | 166.6666 | 53.0303 | 221112 | -83.1756 | 39.7131 | 1120 | 125 | 120 |  | 80 | N | Natural Gas, Distillate Fuel Oil | Y | N | N | 9999 | N |  | Combustion Turbine | 37 | 725.5201 | 16297
55701_G_CT01 | OH | 39143 | AMP Fremont Energy Center (0372030241) | Fremont Energy Center | 15483111 | 96948213 | 55701 | CT01 | 55701 | CT01 | 0372030241 | P001 | 21.97 | 16.59 | 68.9961 | 44.3 | 44.3 | 4.2129 | 12.5 | 2022 | 164 | 18.5 | 174 | 15314.6336 | 56.9506 | 221112 | -83.161 | 41.3767 | 2810 | 125 | 120 | 140&99 | 170 | N | Natural Gas | Y | N | N | 9999 | N | 55701_G_CT01;55701_G_CA01 | Combined Cycle | 7693 | 7689.4878 | 11045
55701_G_CT02 | OH | 39143 | AMP Fremont Energy Center (0372030241) | Fremont Energy Center | 15483111 | 96948313 | 55701 | CT02 | 55701 | CT02 | 0372030241 | P002 | 20.77 | 16.36 | 72.0687 | 29.94 | 29.94 | 4.2029 | 16.24 | 2022 | 164 | 18.5 | 174 | 15314.6336 | 56.9506 | 221112 | -83.161 | 41.377 | 2810 | 125 | 120 | 140&99 | 170 | N | Natural Gas | Y | N | N | 9999 | N |  | Combined Cycle | 7591 | 7588.1279 | 11045
2852_G_1 | OH | 39149 | Sidney, LLC (0375010008) | Sidney (OH) | 9230511 | 157871913 |  |  | 2852 | 1 | 0375010008 | B001 | 0.468 |  | 1.763 | 0.076 | 0.076 | 0.189 | 0.045 | 2022 | 20 | 2.6 | 718 | 433.3333 | 81.585 | 221112 | -84.1925 | 40.28 | 2.4 | 125 | 160 |  | 2.7 | N | Distillate Fuel Oil | N | N | N | 9999 | N |  | Combustion Turbine | 64 |  | 10745
2852_G_2 | OH | 39149 | Sidney, LLC (0375010008) | Sidney (OH) | 9230511 | 157872013 |  |  | 2852 | 2 | 0375010008 | B002 | 0.468 |  | 1.763 | 0.036416 | 0.036416 | 0.189 | 0.045 | 2022 | 20 | 2.6 | 718 | 433.3333 | 81.585 | 221112 | -84.1925 | 40.28 | 2.4 | 125 | 160 |  | 2.7 | N | Distillate Fuel Oil | N | N | N | 9999 | N |  | Combustion Turbine | 64 |  | 10745
2852_G_3 | OH | 39149 | Sidney, LLC (0375010008) | Sidney (OH) | 9230511 | 55264213 |  |  | 2852 | 3 | 0375010008 | B003 | 0.468 |  | 1.763 | 0.036416 | 0.036416 | 0.189 | 0.045 | 2022 | 20 | 2.6 | 718 | 433.3333 | 81.585 | 221112 | -84.1925 | 40.28 | 2.4 | 125 | 160 |  | 2.7 | N | Distillate Fuel Oil | N | N | N | 9999 | N |  | Combustion Turbine | 64 |  | 10745
2852_G_4 | OH | 39149 | Sidney, LLC (0375010008) | Sidney (OH) | 9230511 | 157872113 |  |  | 2852 | 4 | 0375010008 | B004 | 0.468 |  | 1.763 | 0.036416 | 0.036416 | 0.189 | 0.045 | 2022 | 20 | 2.6 | 718 | 433.3333 | 81.585 | 221112 | -84.1925 | 40.28 | 2.4 | 125 | 160 |  | 2.7 | N | Distillate Fuel Oil | N | N | N | 9999 | N |  | Combustion Turbine | 64 |  | 10745
2852_G_5 | OH | 39149 | Sidney, LLC (0375010008) | Sidney (OH) | 9230511 | 157872213 |  |  | 2852 | 5 | 0375010008 | B005 | 0.468 |  | 1.763 | 0.036416 | 0.036416 | 0.189 | 0.045 | 2022 | 20 | 2.6 | 718 | 433.3333 | 81.585 | 221112 | -84.1925 | 40.28 | 2.4 | 125 | 160 |  | 2.7 | N | Distillate Fuel Oil | N | N | N | 9999 | N |  | Combustion Turbine | 64 |  | 10745
2861_G_GT1 | OH | 39155 | Niles Combustion Turbine (Niles Power, LLC) (0278060023) | Niles Power Plant | 7328911 | 10657813 | 2861 | CTA | 2861 | GT1 | 0278060023 | B004 |  |  | 1.5666 | 0.02 | 0.02 | 0.6528 | 0.00053 | 2022 | 40 | 13.8 | 936 | 12000.0002 | 80.197 | 221112 | -80.7467 | 41.1667 | 409 | 125 | 120 |  | 26.1 | N | Distillate Fuel Oil | Y | N | N | 9999 | N |  | Combustion Turbine | 23 | 23.47 | 25000
60376_G_CTG1 | OH | 39155 | Clean Energy Future - Lordstown, LLC (0278112009) | Clean Energy Future-Lordstown, LLC | 18867811 | 134943413 | 60376 | 1 | 60376 | CTG1 | 0278112009 | P001 | 10.7 | 87.81 | 63.4831 | 85.13 | 85.13 | 6.4733 | 2.581 | 2022 | 160 | 22.5 | 183 | 24455.7838 | 61.4825 | 221112 | -80.8516 | 41.1491 | 3590 | 125 | 120 | 140&99 | 268.6 | N | Natural Gas | Y | N | N | 9999 | N |  | Combined Cycle | 7991 | 7991.1484 | 7050
60376_G_CTG2 | OH | 39155 | Clean Energy Future - Lordstown, LLC (0278112009) | Clean Energy Future-Lordstown, LLC | 18867811 | 134943513 | 60376 | 2 | 60376 | CTG2 | 0278112009 | P002 | 1.6 | 90.54 | 68.0268 | 87.78 | 87.78 | 6.6957 | 2.662 | 2022 | 160 | 22.5 | 183 | 24455.7838 | 61.4825 | 221112 | -80.8516 | 41.1487 | 3590 | 125 | 120 |  | 267.5 | N | Natural Gas | Y | N | N | 9999 | N |  | Combined Cycle | 8226 | 8226.0303 | 7050
2914_B_4 | OH | 39157 | Dover Municipal Light Plant (0679010146) | Dover | 7345511 | 10655413 |  |  | 2914 | 4 | 0679010146 | B004 | 135.59 | 0.0271 | 298.62 | 26.3927 | 26.1727 | 2092.0013 | 1.3622 | 2022 | 120 | 7.2 | 380 | 2166.6667 | 53.1939 | 221112 | -81.4722 | 40.5207 | 247 | 125 | 100 |  | 23.2 | N | Bituminous | N | N | N | 9999 | N |  | Coal Steam | 7440 |  | 14500
7872_G_1 | OH | 39161 | Robert P. Mone Plant (0381000043) | Robert P Mone Plant | 9216911 | 55667813 | 7872 | 1 | 7872 | 1 | 0381000043 | P001 | 10.19 |  | 78.4598 | 7.982 | 7.982 | 0.6348 | 0.87 | 2022 | 114.5 | 18 | 1150 | 38333.3341 | 150.5798 | 221112 | -84.7397 | 40.93 | 167 | 125 | 120 |  | 145 | N | Natural Gas, Distillate Fuel Oil | Y | N | N | 9999 | N |  | Combustion Turbine | 1 | 1445.2897 | 10745
7872_G_2 | OH | 39161 | Robert P. Mone Plant (0381000043) | Robert P Mone Plant | 9216911 | 55667913 | 7872 | 2 | 7872 | 2 | 0381000043 | P002 | 11 | 0.02 | 85.2416 | 5.68 | 5.68 | 0.7901 | 0.77 | 2022 | 114.5 | 18 | 1150 | 38333.3341 | 150.5798 | 221112 | -84.7392 | 40.93 | 167 | 125 | 120 |  | 145 | N | Natural Gas, Distillate Fuel Oil | Y | N | N | 9999 | N |  | Combustion Turbine | 1343 | 1348.5199 | 10745
7872_G_3 | OH | 39161 | Robert P. Mone Plant (0381000043) | Robert P Mone Plant | 9216911 | 55668013 | 7872 | 3 | 7872 | 3 | 0381000043 | P003 | 11.3 | 0.02 | 81.905 | 8.5 | 8.5 | 0.7575 | 0.95 | 2022 | 114.5 | 18 | 1150 | 38333.3341 | 150.5798 | 221112 | -84.7397 | 40.93 | 167 | 125 | 120 |  | 145 | N | Natural Gas, Distillate Fuel Oil | Y | N | N | 9999 | N |  | Combustion Turbine | 1306 | 1312.8096 | 10745
55401_G_CT1 | OH | 39163 | Rolling Hills Generating, LLC (0682000057) | Rolling Hills Generating | 9216611 | 55668813 | 55401 | CT-1 | 55401 | CT1 | 0682000057 | P001 | 70.5 |  | 88.9637 | 18.221 | 18.221 | 1.5419 | 0.3066 | 2022 | 90 | 25.5 | 1150 | 40000.0008 | 78.2915 | 221112 | -82.333 | 39.0842 | 2140 | 125 | 120 |  | 185 | N | Natural Gas | Y | N | N | 9999 | N |  | Combustion Turbine | 2622 | 2620.0796 | 11014
55401_G_CT2 | OH | 39163 | Rolling Hills Generating, LLC (0682000057) | Rolling Hills Generating | 9216611 | 55668913 | 55401 | CT-2 | 55401 | CT2 | 0682000057 | P002 | 33.4 |  | 30.4665 | 4.5196 | 4.5196 | 0.3874 | 0.2819 | 2022 | 90 | 25.5 | 1150 | 40000.0008 | 78.2915 | 221112 | -82.3329 | 39.0846 | 2140 | 125 | 120 |  | 185 | N | Natural Gas | Y | N | N | 9999 | N |  | Combustion Turbine | 724 | 724.2101 | 11014
55401_G_CT3 | OH | 39163 | Rolling Hills Generating, LLC (0682000057) | Rolling Hills Generating | 9216611 | 55669013 | 55401 | CT-3 | 55401 | CT3 | 0682000057 | P003 | 86.7 |  | 73.8771 | 16.182 | 16.182 | 1.3609 | 0.5411 | 2022 | 63 | 24 | 1150 | 40000.0008 | 88.3838 | 221112 | -82.3329 | 39.0853 | 2060 | 125 | 120 |  | 185 | N | Natural Gas | Y | N | N | 9999 | N |  | Combustion Turbine | 2359 | 2357.5024 | 11013
55401_G_CT4 | OH | 39163 | Rolling Hills Generating, LLC (0682000057) | Rolling Hills Generating | 9216611 | 55669113 | 55401 | CT-4 | 55401 | CT4 | 0682000057 | P004 | 45.8 |  | 59.7441 | 10.909 | 10.909 | 0.7541 | 0.1018 | 2022 | 63 | 24 | 1150 | 40000.0008 | 88.3838 | 221112 | -82.3328 | 39.0858 | 2140 | 125 | 120 |  | 185 | N | Natural Gas | Y | N | N | 9999 | N |  | Combustion Turbine | 1342 | 1340.6499 | 11014
55401_G_CT5 | OH | 39163 | Rolling Hills Generating, LLC (0682000057) | Rolling Hills Generating | 9216611 | 55695813 | 55401 | CT-5 | 55401 | CT5 | 0682000057 | P005 | 40.1 |  | 44.9976 | 8.485 | 8.485 | 0.628 |  | 2022 | 63 | 24 | 1150 | 40000.0008 | 88.3838 | 221112 | -82.3328 | 39.0862 | 2140 | 125 | 120 |  | 185 | N | Natural Gas | Y | N | N | 9999 | N |  | Combustion Turbine | 1091 | 1090.0902 | 11013
55397_G_CT1 | OH | 39167 | Washington Power Company, LLC (0684000212) | Washington Energy Facility | 9213011 | 55703313 | 55397 | CT1 | 55397 | CT1 |  |  | 19.68 | 101.4 | 72.663 | 52.244 | 52.244 | 5.4582 | 4.567 |  | 140 | 18 | 228 | 17040.517 | 66.938 | 221112 | -81.6571 | 39.5825 |  | 125 | 120 |  | 179 | N | Natural Gas | Y | N | N | 9999 | N |  | Combined Cycle |  | 8525.4707 | 7257
55397_G_CT2 | OH | 39167 | Washington Power Company, LLC (0684000212) | Washington Energy Facility | 9213011 | 55703413 | 55397 | CT2 | 55397 | CT2 | 0684000212 | P002 | 21.47 | 100 | 71.6526 | 46.957 | 46.957 | 5.4069 | 4.505 | 2022 | 140 | 18 | 228 | 17040.517 | 66.938 | 221112 | -81.6571 | 39.5825 | 207 | 125 | 120 |  | 179 | N | Natural Gas | Y | N | N | 9999 | N |  | Combined Cycle | 8504 | 8474.6699 | 7257
55503_G_CTG1 | OH | 39167 | Waterford Plant (0684000213) | Waterford Power, LLC | 9212911 | 55703913 | 55503 | 1 | 55503 | CTG1 | 0684000213 | P001 | 18.7 | 2.9 | 73.3751 | 7.07 | 6.64 | 4.6752 | 1.4 | 2022 | 120 | 19 | 275 | 17692.467 | 62.3758 | 221112 | -81.7169 | 39.5333 | 2100 | 125 | 120 |  | 168 | N | Natural Gas | Y | N | N | 9999 | N |  | Combined Cycle | 8035 | 8034.9814 | 7050
55503_G_CTG2 | OH | 39167 | Waterford Plant (0684000213) | Waterford Power, LLC | 9212911 | 55704013 | 55503 | 2 | 55503 | CTG2 | 0684000213 | P002 | 12.6 | 3 | 73.4966 | 7.19 | 6.75 | 4.7535 | 1.4 | 2022 | 120 | 19 | 275 | 17692.467 | 62.3758 | 221112 | -81.7169 | 39.5331 | 2100 | 125 | 120 |  | 168 | N | Natural Gas | Y | N | N | 9999 | N |  | Combined Cycle | 8217 | 8216.1699 | 7050
55503_G_CTG3 | OH | 39167 | Waterford Plant (0684000213) | Waterford Power, LLC | 9212911 | 55704113 | 55503 | 3 | 55503 | CTG3 | 0684000213 | P003 | 14.9 | 2.9 | 76.2775 | 6.98 | 6.55 | 4.6172 | 1.4 | 2022 | 120 | 19 | 275 | 17692.467 | 62.3758 | 221112 | -81.7169 | 39.5333 | 2100 | 125 | 120 |  | 168 | N | Natural Gas | Y | N | N | 9999 | N |  | Combined Cycle | 8012 | 8011.6304 | 7050
2935_B_10 | OH | 39169 | Department of Public Utilities, City of Orrville, Ohio (0285010188) | Orrville | 3950711 | 34858413 |  |  | 2935 | 10 | 0285010188 | B005 | 2.953 | 0.0003337 | 6.496 | 0.64928 | 0.62642 | 81.24 | 0.03 | 2022 | 137 | 7 | 362 | 1335.85 | 34.6974 | 221112 | -81.7656 | 40.8489 | 111 | 125 | 100 |  | 6.7 | N | Bituminous | N | N | N | 9999 | N |  | Coal Steam | 330 |  | 14500
2935_B_11 | OH | 39169 | Department of Public Utilities, City of Orrville, Ohio (0285010188) | Orrville | 3950711 | 34858513 |  |  | 2935 | 11 | 0285010188 | B006 | 7.905 | 0.0008933 | 17.39 | 1.7379 | 1.6767 | 217.5 | 0.079 | 2022 | 137 | 7 | 362 | 1335.85 | 34.6974 | 221112 | -81.7656 | 40.8489 | 201 | 125 | 100 |  | 6.7 | N | Bituminous | N | N | N | 9999 | N |  | Coal Steam | 803 |  | 14500
2935_B_12 | OH | 39169 | Department of Public Utilities, City of Orrville, Ohio (0285010188) | Orrville | 3950711 | 34858213 |  |  | 2935 | 12 | 0285010188 | B001 | 2.8316 | 0.008691 | 118.5952 | 38.4995 | 38.4112 | 622.0011 | 0.33173 | 2022 | 250 | 10 | 290 | 1808.3833 | 23.0157 | 221112 | -81.7658 | 40.8486 | 316 | 125 | 100 |  | 30 | N | Natural Gas | N | N | N | 9999 | N |  | O/G Steam | 1135 |  | 14500
2935_B_13 | OH | 39169 | Department of Public Utilities, City of Orrville, Ohio (0285010188) | Orrville | 3950711 | 34858313 |  |  | 2935 | 13 | 0285010188 | B004 | 6.066 | 0.2311 | 11.8 | 0.5486 | 0.5486 | 0.04333 | 0.3972 | 2022 | 250 | 10 | 290 | 1808.3833 | 23.0157 | 221112 | -81.7658 | 40.8486 | 365 | 125 | 100 |  | 23 | N | Bituminous | N | N | N | 9999 | N |  | Coal Steam | 687 |  | 14500
55262_G_CT1 | OH | 39173 | AMP Bowling Green Peaking Plant (0387020378) | Bowling Green Generating Station | 9253611 | 55202913 | 55262 | CT1 | 55262 | CT1 | 0387020378 | P002 | 1.05 |  | 1.1829 | 0.13908 | 0.13908 | 0.0034 | 0.01585 | 2022 | 60.1 | 3.9 | 700 | 8250.4168 | 690.3701 | 221112 | -83.6412 | 41.3978 | 33 | 125 | 120 |  | 26 | N | Natural Gas | Y | N | N | 9999 | N |  | Combustion Turbine | 50 | 42 | 15090
55262_G_CT2 | OH | 39173 | AMP Bowling Green Peaking Plant (0387020378) | Bowling Green Generating Station | 9253611 | 55202813 |  |  | 55262 | CT2 | 0387020378 | P001 | 0.47 |  | 0.48 | 0.0685 | 0.0685 | 0.01048 | 0.007808 | 2022 | 60.1 | 3.9 | 700 | 5907.3001 | 494.3051 | 221112 | -83.6412 | 41.3978 | 16.5 | 125 | 120 |  | 12 | N | Natural Gas | N | N | N | 9999 | N |  | Combustion Turbine | 42 |  | 15088
55348_G_1 | OH | 39173 | Troy Energy, LLC (0387000377) | Troy Energy LLC | 9253811 | 55202113 | 55348 | 1 | 55348 | 1 | 0387000377 | P001 | 12.332 |  | 50.6333 | 6.399 | 6.399 | 0.9354 | 0.244 | 2022 | 114.5 | 18 | 1100 | 38333.3341 | 150.5798 | 221112 | -83.4608 | 41.4768 | 191 | 125 | 120 |  | 170 | N | Natural Gas, Distillate Fuel Oil | Y | N | N | 9999 | N |  | Combustion Turbine | 1883 | 1886.0596 | 10745
55348_G_2 | OH | 39173 | Troy Energy, LLC (0387000377) | Troy Energy LLC | 9253811 | 55202213 | 55348 | 2 | 55348 | 2 | 0387000377 | P002 | 7.939 |  | 39.3746 | 8.24 | 8.24 | 0.6583 | 0.281 | 2022 | 114.5 | 18 | 1100 | 38333.3341 | 150.5798 | 221112 | -83.4608 | 41.4768 | 191 | 125 | 120 |  | 169 | N | Natural Gas, Distillate Fuel Oil | Y | N | N | 9999 | N |  | Combustion Turbine | 6 | 1306.6997 | 10745
55348_G_3 | OH | 39173 | Troy Energy, LLC (0387000377) | Troy Energy LLC | 9253811 | 55202313 | 55348 | 3 | 55348 | 3 | 0387000377 | P003 | 11.023 |  | 42.7613 | 13.73 | 13.73 | 0.7817 | 0.219 | 2022 | 114.5 | 18 | 1100 | 38333.3341 | 150.5798 | 221112 | -83.4608 | 41.4768 | 191 | 125 | 120 |  | 168.5 | N | Natural Gas, Distillate Fuel Oil | Y | N | N | 9999 | N |  | Combustion Turbine | 9 | 1572.6696 | 10745
55348_G_4 | OH | 39173 | Troy Energy, LLC (0387000377) | Troy Energy LLC | 9253811 | 55202413 | 55348 | 4 | 55348 | 4 | 0387000377 | P004 | 13.116 |  | 56.7793 | 14.016 | 14.016 | 0.9727 | 0.889 | 2022 | 114.5 | 18 | 1100 | 38333.3341 | 150.5798 | 221112 | -83.4608 | 41.4768 | 191 | 125 | 120 |  | 168.1 | N | Natural Gas, Distillate Fuel Oil | Y | N | N | 9999 | N |  | Combustion Turbine | 1923 | 1946.3503 | 10745
7783_G_1 | OH | 39173 | OMEGA JV2 Bowling Green GT (0387020374) | Bowling Green Peaking | 9253711 | 55202713 | 7783 | P001 | 7783 | 1 | 0387020374 | P001 | 0.43 |  | 3.7693 | 0.10994 | 0.10994 | 0.0026 | 0.19 | 2022 | 96.6 | 3.3 | 950 | 10504.0002 | 1227.615 | 221112 | -83.6401 | 41.3883 | 423 | 125 | 120 |  | 29 | N | Natural Gas | Y | N | N | 9999 | N |  | Combustion Turbine | 41 | 40.94 | 10745
2964_B_8002 | OK | 40015 | PSO SOUTHWESTERN POWER STATION | Southwestern | 8536511 | 479213 | 2964 | 8002 | 2964 | 8002 | 214 | 8757 | 41.5576 |  | 160.4864 | 3.7552 | 3.7552 | 0.3308 | 2.7538 | 2022 | 141 | 10 | 340 | 2571.2 | 33 | 221112 | -98.3524 | 35.1009 | 940 | 125 | 100 |  | 78 | N | Natural Gas | Y | N | N | 9999 | N |  | O/G Steam | 3297 | 3297.2405 | 13258
2964_B_8003 | OK | 40015 | PSO SOUTHWESTERN POWER STATION | Southwestern | 8536511 | 478813 | 2964 | 8003 | 2964 | 8003 | 214 | 8758 | 350.571 |  | 1049.6968 | 25.2815 | 25.2815 | 2.0363 | 18.2027 | 2022 | 140 | 14 | 275 | 8207.9168 | 53.3 | 221112 | -98.3524 | 35.1009 | 3290 | 125 | 100 |  | 295 | N | Natural Gas | Y | N | N | 9999 | N |  | O/G Steam | 6179 | 6179.3208 | 12993
2964_G_4 | OK | 40015 | PSO SOUTHWESTERN POWER STATION | Southwestern | 8536511 | 72254813 | 2964 | 8004 | 2964 | 4 | 214 | 37038 | 9.3124 |  | 57.9709 | 3.6154 | 3.6154 | 0.3069 | 1.1504 | 2022 | 56 | 11.41 | 1005 | 21754.6671 | 212.76 | 221112 | -98.3524 | 35.1009 | 1080 | 125 | 120 |  | 76 | N | Natural Gas | Y | N | N | 9999 | N |  | Combustion Turbine | 1213 | 1213.4094 | 14349
2964_G_5 | OK | 40015 | PSO SOUTHWESTERN POWER STATION | Southwestern | 8536511 | 72254913 | 2964 | 8005 | 2964 | 5 | 214 | 37039 | 8.939 |  | 47.9709 | 4.9661 | 4.9661 | 0.2585 | 2.483 | 2022 | 56 | 11.41 | 1005 | 22464.9337 | 219.707 | 221112 | -98.3524 | 35.1009 | 1080 | 125 | 120 |  | 76 | N | Natural Gas | Y | N | N | 9999 | N |  | Combustion Turbine | 1123 | 1122.6902 | 14350
3006_G_10 | OK | 40015 | WESTERN FARMERS ANADARKO PLANT | Anadarko Plant | 1046611 | 88766913 | 3006 | 10 | 3006 | 10 |  |  | 14.29 |  | 15.9325 | 0.424 | 0.424 | 0.1368 | 0.238 |  | 60 | 10 | 803 | 9793.8335 | 124.7 | 221112 | -98.2306 | 35.0835 |  | 125 | 120 |  | 45 | N | Natural Gas | Y | N | N | 9999 | N |  | Combustion Turbine |  | 1412.3705 | 10745
3006_G_11 | OK | 40015 | WESTERN FARMERS ANADARKO PLANT | Anadarko Plant | 1046611 | 88766813 | 3006 | 11 | 3006 | 11 | 1699 | 44124 | 23.86 |  | 18.9288 | 0.304 | 0.304 | 0.1622 | 0.293 | 2022 | 60 | 10 | 803 | 9793.8335 | 124.7 | 221112 | -98.2306 | 35.0835 | 463 | 125 | 120 |  | 45 | N | Natural Gas | Y | N | N | 9999 | N |  | Combustion Turbine | 1711 | 1711.3801 | 10745
3006_G_4 | OK | 40015 | WESTERN FARMERS ANADARKO PLANT | Anadarko Plant | 1046611 | 46955213 | 3006 | 4 | 3006 | 4 |  |  | 2.1633 |  | 10.0738 | 1.0613 | 1.0613 | 0.245 | 0.85717 |  | 80 | 14.6 | 360 | 14538.4836 | 83.406 | 221112 | -98.2306 | 35.0835 |  | 125 | 120 |  | 94 | N | Natural Gas | Y | N | N | 9999 | N |  | Combined Cycle |  | 1085.5199 | 8789
3006_G_5 | OK | 40015 | WESTERN FARMERS ANADARKO PLANT | Anadarko Plant | 1046611 | 46955113 | 3006 | 5 | 3006 | 5 | 1699 | 10722 | 14.577 |  | 20.2773 | 1.1844 | 1.1844 | 0.437 | 1.9132 | 2022 | 80 | 14.6 | 360 | 14538.4836 | 83.406 | 221112 | -98.2306 | 35.0835 | 852 | 125 | 120 |  | 94 | N | Natural Gas | Y | N | N | 9999 | N |  | Combined Cycle | 2504 | 2503.7285 | 8859
3006_G_6 | OK | 40015 | WESTERN FARMERS ANADARKO PLANT | Anadarko Plant | 1046611 | 46954813 | 3006 | 6 | 3006 | 6 | 1699 | 10723 | 2.5949 |  | 8.4503 | 1.1691 | 1.1691 | 0.171 | 0.59882 | 2022 | 80 | 14.6 | 360 | 14538.4836 | 83.406 | 221112 | -98.2306 | 35.0835 | 852 | 125 | 120 |  | 94 | N | Natural Gas | Y | N | N | 9999 | N |  | Combined Cycle | 847 | 847.13 | 8593
3006_G_9 | OK | 40015 | WESTERN FARMERS ANADARKO PLANT | Anadarko Plant | 1046611 | 88766613 | 3006 | 9 | 3006 | 9 | 1699 | 44118 | 13.8 |  | 15.512 | 0.256 | 0.256 | 0.1509 | 0.253 | 2022 | 60 | 10 | 803 | 9793.8335 | 124.7 | 221112 | -98.2306 | 35.0835 | 463 | 125 | 120 |  | 45 | N | Natural Gas | Y | N | N | 9999 | N |  | Combustion Turbine | 1577 | 1576.8396 | 10745
3006_G_8 | OK | 40015 | WESTERN FARMERS ANADARKO PLANT |  | 1046611 | 135070613 | 3006 | 8 |  |  |  |  | 30.2324 |  | 29.5226 | 3.5507 | 3.5507 | 0.2281 | 0.331 |  | 45 | 9 | 790 | 8970.0335 | 141 | 221112 | -98.2306 | 35.0835 |  | 125 | 120 |  |  |  |  | Y | N | N |  | N | 55655_G_GEN2;3006_G_8 |  |  | 2367.1067
3006_G_7 | OK | 40015 | WESTERN FARMERS ANADARKO PLANT |  | 1046611 | 135070313 | 3006 | 7 |  |  |  |  | 10.752 |  | 29.4818 | 4.119 | 4.119 | 0.2642 | 0.411 |  | 45 | 9 | 360 | 8970.0335 | 141 | 221112 | -98.2306 | 35.0835 |  | 125 | 120 |  |  |  |  | Y | N | N |  | N | 3006_G_7;55655_G_GEN1 |  |  | 2745.7327
2964_B_801S | OK | 40015 | PSO SOUTHWESTERN POWER STATION |  | 8536511 | 479413 | 2964 | 801S |  |  | 214 | 8756 | 9.2196 |  | 23.1769 | 0.84326 | 0.84326 | 0.072 | 0.60714 | 2022 | 114 | 6.9 | 340 | 1257.9333 | 33.6 | 221112 | -98.3524 | 35.1009 | 482 | 125 | 100 |  |  |  |  | Y | N | N |  | N |  |  | 1320 | 1319.8497
2964_B_801N | OK | 40015 | PSO SOUTHWESTERN POWER STATION |  | 8536511 | 479313 | 2964 | 801N |  |  |  |  | 8.1348 |  | 8.6925 | 0.73507 | 0.73507 | 0.0625 | 0.53905 |  | 114 | 6.9 | 340 | 1257.7833 | 33.6 | 221112 | -98.3524 | 35.1009 |  | 125 | 100 |  |  |  |  | Y | N | N |  | N |  |  |  | 1225.2902
2953_G_GT1 | OK | 40017 | MUSTANG ENERGY CENTER | Mustang | 8350811 | 128563413 | 2953 | T6 | 2953 | GT1 | 1205 | 151519 | 19.8969 |  | 40.9995 | 1.8647 | 1.8647 | 0.3112 | 2.8764 | 2022 | 60 | 12 | 805 | 9280.5835 | 82.1 | 221112 | -97.6747 | 35.4703 | 552 | 125 | 120 |  | 57 | N | Natural Gas | Y | N | N | 9999 | N |  | Combustion Turbine | 2205 | 2204.5996 | 14633
2953_G_GT2 | OK | 40017 | MUSTANG ENERGY CENTER | Mustang | 8350811 | 128563513 | 2953 | T7 | 2953 | GT2 | 1205 | 152100 | 35.321 |  | 73.755 | 3.31 | 3.31 | 0.5692 | 5.106 | 2022 | 60 | 12 | 805 | 9280.5835 | 82.0253 | 221112 | -97.6747 | 35.4703 | 552 | 125 | 120 |  | 57 | N | Natural Gas | Y | N | N | 9999 | N |  | Combustion Turbine | 3911 | 3911.0129 | 14575
2953_G_GT3 | OK | 40017 | MUSTANG ENERGY CENTER | Mustang | 8350811 | 128563613 | 2953 | T8 | 2953 | GT3 | 1205 | 152121 | 1.538 |  | 3.1531 | 0.144 | 0.144 | 0.0206 | 0.222 | 2022 | 60 | 12 | 805 | 9280.5835 | 82.0253 | 221112 | -97.6747 | 35.4703 | 552 | 125 | 120 |  | 58 | N | Natural Gas | Y | N | N | 9999 | N |  | Combustion Turbine | 177 | 177.2 | 14579
2953_G_GT4 | OK | 40017 | MUSTANG ENERGY CENTER | Mustang | 8350811 | 128563713 | 2953 | T9 | 2953 | GT4 | 1205 | 152122 | 14.421 |  | 31.1533 | 1.351 | 1.351 | 0.2169 | 2.085 | 2022 | 60 | 12 | 805 | 9280.5835 | 82.0253 | 221112 | -97.6747 | 35.4703 | 552 | 125 | 120 |  | 58 | N | Natural Gas | Y | N | N | 9999 | N |  | Combustion Turbine | 1618 | 1617.8807 | 14559
2953_G_GT5 | OK | 40017 | MUSTANG ENERGY CENTER | Mustang | 8350811 | 128563813 | 2953 | T10 | 2953 | GT5 | 1205 | 152123 | 19.328 |  | 39.7866 | 1.811 | 1.811 | 0.2996 | 2.794 | 2022 | 60 | 12 | 805 | 9280.5835 | 82.0253 | 221112 | -97.6747 | 35.4703 | 552 | 125 | 120 |  | 57 | N | Natural Gas | Y | N | N | 9999 | N |  | Combustion Turbine | 2179 | 2179.3889 | 14556
2953_G_GT6 | OK | 40017 | MUSTANG ENERGY CENTER | Mustang | 8350811 | 128563913 | 2953 | T11 | 2953 | GT6 | 1205 | 152124 | 37.995 |  | 78.7572 | 3.561 | 3.561 | 0.5992 | 5.493 | 2022 | 60 | 12 | 805 | 9280.5835 | 82.0253 | 221112 | -97.6747 | 35.4703 | 552 | 125 | 120 |  | 57 | N | Natural Gas | Y | N | N | 9999 | N |  | Combustion Turbine | 4190 | 4189.9019 | 14556
2953_G_GT7 | OK | 40017 | MUSTANG ENERGY CENTER | Mustang | 8350811 | 128564013 | 2953 | T12 | 2953 | GT7 | 1205 | 152125 | 37.147 |  | 77.2043 | 3.481 | 3.481 | 0.5918 | 5.37 | 2022 | 60 | 12 | 805 | 9280.5835 | 82.0253 | 221112 | -97.6747 | 35.4703 | 552 | 125 | 120 |  | 57 | N | Natural Gas | Y | N | N | 9999 | N |  | Combustion Turbine | 4092 | 4091.7842 | 14556
6772_B_1 | OK | 40023 | HUGO POWER PLANT | Hugo | 8449511 | 1415813 | 6772 | 1 | 6772 | 1 | 1700 | 10724 | 275.8825 |  | 911.7797 | 12.4049 | 9.7377 | 2570.3107 | 38.9455 | 2022 | 500 | 26 | 260 | 25000.0005 | 47.087 | 221112 | -95.321 | 34.0147 | 4600 | 125 | 100 | 128&206 | 440 | N | Subbituminous | Y | N | N | 9999 | N |  | Coal Steam | 3275 | 3275.4602 | 11061
8059_G_1G1 | OK | 40031 | PSO COMANCHE POWER STATION | Comanche (OK) | 7320211 | 8336213 | 8059 | 7251 | 8059 | 1G1 | 211 | 8746 | 1.9886 |  | 23.5154 | 4.3749 | 4.3749 | 0.3963 | 1.392 | 2022 | 53 | 10.2 | 355 | 12390.0002 | 147 | 221112 | -98.3244 | 34.5437 | 1250 | 125 | 120 |  | 78 | N | Natural Gas | Y | N | N | 9999 | N |  | Combined Cycle | 1603 | 1602.9598 | 9675
8059_G_1G2 | OK | 40031 | PSO COMANCHE POWER STATION | Comanche (OK) | 7320211 | 8336313 | 8059 | 7252 | 8059 | 1G2 | 211 | 8747 | 4.1369 |  | 31.9108 | 4.5505 | 4.5505 | 0.4133 | 1.4479 | 2022 | 53 | 10.2 | 359 | 12390.0002 | 147 | 221112 | -98.3244 | 34.5437 | 1250 | 125 | 120 |  | 78 | N | Natural Gas | Y | N | N | 9999 | N |  | Combined Cycle | 1649 | 1649.22 | 9675
7546_G_3 | OK | 40071 | PONCA CITY MUNICIPAL STEAM PLANT | Ponca City | 1140311 | 46661413 | 762 | 3 | 7546 | 3 | 1406 | 12819 | 12.2395 |  | 9.4175 | 0.98513 | 0.98513 | 0.0754 | 0.31345 | 2022 | 100 | 10 | 835 | 10782.2502 | 137.28 | 221112 | -97.0858 | 36.7204 | 454 | 125 | 120 |  | 44.1 | N | Natural Gas, Distillate Fuel Oil | Y | N | N | 9999 | N |  | Combined Cycle | 740 | 740.48 | 9589
7546_G_4 | OK | 40071 | PONCA CITY MUNICIPAL STEAM PLANT | Ponca City | 1140311 | 95173113 | 762 | 4 | 7546 | 4 | 1406 | 19629 | 4.7041 |  | 4.574 | 0.37862 | 0.37862 | 0.0334 | 0.12047 | 2022 | 100 | 9 | 835 | 9710.0001 | 153.16 | 221112 | -97.0858 | 36.7204 | 454 | 125 | 120 |  | 43.9 | N | Natural Gas | Y | N | N | 9999 | N |  | Combustion Turbine | 328 | 327.3601 | 11122
10671_B_1A | OK | 40079 | RIVER VALLEY GENERATING STATION | River Valley | 8148711 | 5951113 | 10671 | 1A | 10671 | 1A | 11 | 8315 | 255.1915 |  | 388.0371 | 25.8277 | 15.1988 | 317.6932 | 1.0805 | 2022 | 350 | 17 | 350 | 13333.6002 | 58.74 | 221112 | -94.6469 | 35.1928 | 901 | 125 | 100 |  | 80 | N | Bituminous, Subbituminous | Y | N | N | 9999 | N |  | Coal Steam | 4420 | 4419.4702 | 11851
10671_B_1B | OK | 40079 | RIVER VALLEY GENERATING STATION | River Valley | 8148711 | 5950413 | 10671 | 1B | 10671 | 1B | 11 | 8316 | 209.071 |  | 301.4315 | 67.796 | 39.187 | 236.9897 | 0.66929 | 2022 | 350 | 17 | 350 | 13333.6002 | 58.74 | 221112 | -94.6469 | 35.1928 | 858 | 125 | 100 |  | 80 | N | Bituminous, Subbituminous | Y | N | N | 9999 | N |  | Coal Steam | 3579 | 3579.0999 | 11851
10671_B_2A | OK | 40079 | RIVER VALLEY GENERATING STATION | River Valley | 8148711 | 5951013 | 10671 | 2A | 10671 | 2A | 11 | 8317 | 55.0249 |  | 88.8009 | 9.248 | 5.426 | 44.4157 | 0.28159 | 2022 | 350 | 17 | 350 | 13333.6002 | 58.74 | 221112 | -94.6469 | 35.1928 | 873 | 125 | 100 |  | 80 | N | Bituminous, Subbituminous | Y | N | N | 9999 | N |  | Coal Steam | 441 | 1245.97 | 11896
10671_B_2B | OK | 40079 | RIVER VALLEY GENERATING STATION | River Valley | 8148711 | 5951313 | 10671 | 2B | 10671 | 2B | 11 | 8318 | 175.61 |  | 241.3541 | 20.26 | 12.132 | 176.1917 | 1.1412 | 2022 | 350 | 17 | 350 | 13333.6002 | 58.74 | 221112 | -94.6469 | 35.1928 | 881 | 125 | 100 |  | 80 | N | Bituminous, Subbituminous | Y | N | N | 9999 | N |  | Coal Steam | 948 | 3020.0503 | 11896
55651_G_CT01 | OK | 40083 | SPRING CREEK ENERGY CENTER | Spring Creek Energy Center | 8350311 | 910413 | 55651 | CT-01 | 55651 | CT01 | 4001 | 17144 | 4.7188 |  | 4.2094 | 0.60119 | 0.60119 | 0.0885 | 0 | 2022 | 56 | 15 | 985 | 23372.7171 | 136.6 | 221112 | -97.656 | 35.7416 | 891 | 125 | 120 |  | 70.6 | N | Natural Gas | Y | N | N | 9999 | N |  | Combustion Turbine | 462 | 461.8501 | 12596
55651_G_CT02 | OK | 40083 | SPRING CREEK ENERGY CENTER | Spring Creek Energy Center | 8350311 | 910713 | 55651 | CT-02 | 55651 | CT02 | 4001 | 17146 | 5.2127 |  | 3.6057 | 0.46402 | 0.46402 | 0.0912 | 0 | 2022 | 56 | 15 | 985 | 23372.7171 | 136.6 | 221112 | -97.656 | 35.7416 | 891 | 125 | 120 |  | 69.1 | N | Natural Gas | Y | N | N | 9999 | N |  | Combustion Turbine | 485 | 485.02 | 12596
55651_G_CT03 | OK | 40083 | SPRING CREEK ENERGY CENTER | Spring Creek Energy Center | 8350311 | 911113 | 55651 | CT-03 | 55651 | CT03 | 4001 | 17147 | 5.8925 |  | 3.5843 | 0.55013 | 0.55013 | 0.0817 | 0 | 2022 | 56 | 15 | 985 | 23372.7171 | 136.6 | 221112 | -97.656 | 35.7416 | 891 | 125 | 120 |  | 66.7 | N | Natural Gas | Y | N | N | 9999 | N |  | Combustion Turbine | 435 | 434.8599 | 12597
55651_G_CT04 | OK | 40083 | SPRING CREEK ENERGY CENTER | Spring Creek Energy Center | 8350311 | 910813 | 55651 | CT-04 | 55651 | CT04 | 4001 | 17148 | 5.1223 |  | 3.5328 | 0.13688 | 0.13688 | 0.0812 | 0 | 2022 | 56 | 15 | 985 | 23372.7171 | 136.6 | 221112 | -97.656 | 35.7416 | 891 | 125 | 120 |  | 68 | N | Natural Gas | Y | N | N | 9999 | N |  | Combustion Turbine | 432 | 431.6899 | 12597
55457_G_CT1 | OK | 40087 | MCCLAIN ENERGY FACILITY | McClain Energy Facility | 882511 | 47401613 | 55457 | CT1 | 55457 | CT1 | 3694 | 17138 | 198.686 |  | 117.9204 | 52.5933 | 52.5933 | 2.4695 | 8.4734 | 2022 | 157 | 18 | 182 | 14859.2669 | 58.4 | 221112 | -97.5916 | 35.2953 | 182 | 125 | 120 |  | 171.2 | N | Natural Gas | Y | N | N | 9999 | N |  | Combined Cycle | 5844 | 5843.7285 | 7050
55457_G_CT2 | OK | 40087 | MCCLAIN ENERGY FACILITY | McClain Energy Facility | 882511 | 47401513 | 55457 | CT2 | 55457 | CT2 | 3694 | 17139 | 193.878 |  | 116.0529 | 51.3207 | 51.3207 | 2.402 | 8.2683 | 2022 | 157 | 18 | 182 | 14859.2669 | 58.4 | 221112 | -97.5916 | 35.2953 | 182 | 125 | 120 |  | 159 | N | Natural Gas | Y | N | N | 9999 | N |  | Combined Cycle | 5702 | 5702.2612 | 7050
55457_G_ST1 | OK | 40087 | MCCLAIN ENERGY FACILITY | McClain Energy Facility | 882511 | 47401413 |  |  | 55457 | ST1 | 3694 | 17140 | 0.172 |  | 0.172 | 0.043 | 0.043 | 0.005 | 0.086 | 2022 | 54 | 2 | 404 | 100.4416 | 31.988 | 221112 | -97.5916 | 35.2953 | 22 | 125 | 100 |  | 160.8 | N | Natural Gas | N | N | N | 9999 | N |  | Combined Cycle | 792 |  | 7050
165_B_2 | OK | 40097 | GRAND RIVER ENERGY CENTER | GREC | 8522311 | 484513 | 165 | 2 | 165 | 2 | 799 | 9258 | 229.668 |  | 1325.9175 | 108.314 | 46.8619 | 1402.0832 | 29.896 | 2022 | 505 | 18.2 | 300 | 17236.5503 | 65.955 | 221112 | -95.2849 | 36.1932 | 5300 | 125 | 100 |  | 492 | N | Subbituminous | Y | N | N | 9999 | N |  | Coal Steam | 5279 | 5254.2197 | 12314
165_G_3CT | OK | 40097 | GRAND RIVER ENERGY CENTER | GREC | 8522311 | 128893613 | 165 | 3 | 165 | 3CT | 799 | 162182 | 182.12 |  | 148.4897 | 79.68 | 79.68 | 3.4115 | 22.77 | 2022 | 260 | 23.9 | 700 | 31250.3839 | 69.6297 | 221112 | -95.2849 | 36.1932 | 4160 | 125 | 140 |  | 310.3 | N | Natural Gas | Y | N | N | 9999 | N |  | Combined Cycle | 4976 | 4936.4995 | 7050
7757_G_1 | OK | 40097 | CHOUTEAU POWER PLANT | Chouteau | 8350611 | 909613 | 7757 | 1 | 7757 | 1 | 2396 | 17120 | 62.059 | 38.4719 | 122.3116 | 9.88 | 9.88 | 2.7301 | 4.88 | 2022 | 130 | 16.7 | 200 | 17891.667 | 81.68 | 221112 | -95.2776 | 36.2223 | 1780 | 125 | 120 |  | 159 | N | Natural Gas | Y | N | N | 9999 | N | 7757_G_1;7757_G_3 | Combined Cycle | 6421 | 6420.8892 | 7340
7757_G_2 | OK | 40097 | CHOUTEAU POWER PLANT | Chouteau | 8350611 | 909213 | 7757 | 2 | 7757 | 2 | 2396 | 17125 | 11.1957 | 40.2054 | 130.9216 | 10.32 | 10.32 | 2.8573 | 5.7148 | 2022 | 130 | 16.7 | 200 | 17891.667 | 81.68 | 221112 | -95.2773 | 36.2223 | 1780 | 125 | 120 |  | 162 | N | Natural Gas | Y | N | N | 9999 | N |  | Combined Cycle | 6684 | 6684.1377 | 7340
7757_G_4 | OK | 40097 | CHOUTEAU POWER PLANT | Chouteau | 8350611 | 97012613 | 7757 | 3 | 7757 | 4 | 2396 | 50924 | 104.8 | 27.91 | 20.0052 | 11.5254 | 11.5254 | 2.7899 | 9.9567 | 2022 | 130 | 19 | 200 | 18153.4336 | 65.45 | 221112 | -95.278 | 36.2225 | 1880 | 125 | 120 |  | 158 | N | Natural Gas | Y | N | N | 9999 | N | 7757_G_4;7757_G_6 | Combined Cycle | 6403 | 6403.3013 | 7340
7757_G_5 | OK | 40097 | CHOUTEAU POWER PLANT | Chouteau | 8350611 | 97012313 | 7757 | 4 | 7757 | 5 | 2396 | 50927 | 82 | 34.62 | 20.4015 | 15.1399 | 15.1399 | 2.9659 | 10.5336 | 2022 | 130 | 19 | 200 | 18153.4336 | 65.45 | 221112 | -95.278 | 36.2225 | 1880 | 125 | 120 |  | 156 | N | Natural Gas | Y | N | N | 9999 | N |  | Combined Cycle | 6774 | 6773.7969 | 7340
2952_B_4 | OK | 40101 | MUSKOGEE GENERATING STATION | Muskogee | 8506011 | 535113 | 2952 | 4 | 2952 | 4 | 1209 | 9944 | 119.886 |  | 423.7283 | 29.451 | 29.451 | 2.427 | 21.313 | 2022 | 350 | 24 | 264 | 25200.7838 | 56.173 | 221112 | -95.2886 | 35.7618 | 5480 | 125 | 100 |  | 484 | N | Natural Gas | Y | N | N | 9999 | N |  | O/G Steam | 3007 | 3007.2598 | 11271
2952_B_5 | OK | 40101 | MUSKOGEE GENERATING STATION | Muskogee | 8506011 | 535213 | 2952 | 5 | 2952 | 5 | 1209 | 9945 | 142.398 |  | 295.6078 | 20.532 | 20.532 | 1.6775 | 14.859 | 2022 | 350 | 24 | 264 | 25200.7838 | 56.173 | 221112 | -95.2879 | 35.7622 | 5480 | 125 | 100 |  | 488 | N | Natural Gas | Y | N | N | 9999 | N |  | O/G Steam | 2112 | 2111.6101 | 11261
2952_B_6 | OK | 40101 | MUSKOGEE GENERATING STATION | Muskogee | 8506011 | 535313 | 2952 | 6 | 2952 | 6 | 1209 | 9946 | 170.4694 |  | 1789.4895 | 214.6769 | 148.4509 | 2724.1031 | 21.2791 | 2022 | 500 | 21.5 | 264 | 30059.8006 | 81.53 | 221112 | -95.2872 | 35.7622 | 5480 | 125 | 100 |  | 503 | N | Subbituminous | Y | N | N | 2049 | N |  | Coal Steam | 3378 | 3732.5596 | 11137
6095_B_1 | OK | 40103 | SOONER GENERATING STATION | Sooner | 8519411 | 519913 | 6095 | 1 | 6095 | 1 | 1211 | 9953 | 719.267 |  | 935.0189 | 27.2646 | 26.5388 | 246.0383 | 26.0829 | 2022 | 500 | 20 | 264 | 31962.8339 | 106.1 | 221112 | -97.0527 | 36.4535 | 5120 | 125 | 100 |  | 516 | N | Subbituminous | Y | N | N | 2044 | N |  | Coal Steam | 307 | 4301.0098 | 10621
6095_B_2 | OK | 40103 | SOONER GENERATING STATION | Sooner | 8519411 | 520013 | 6095 | 2 | 6095 | 2 | 1211 | 9954 | 843.862 |  | 919.76 | 21.401 | 15.9968 | 243.5441 | 25.8529 | 2022 | 500 | 20 | 264 | 31962.8339 | 106.1 | 221112 | -97.0527 | 36.4535 | 5120 | 125 | 100 |  | 515 | N | Subbituminous | Y | N | N | 2045 | N |  | Coal Steam | 4021 | 4331.5889 | 10479
2966_G_5 | OK | 40107 | PSO WELEETKA POWER STATION |  | 933911 | 47383613 | 2966 | 5 |  |  | 216 | 8764 | 0.04093 |  | 23.254 | 0.14218 | 0.14218 | 0.002025 | 0.045238 | 2022 | 54 | 10.2 | 900 | 7626.9834 | 93.338 | 221112 | -96.1356 | 35.3243 | 995 | 125 | 120 |  |  |  |  | Y | N | N |  | N |  |  | 62 | 66.78
2966_G_4 | OK | 40107 | PSO WELEETKA POWER STATION |  | 933911 | 47383713 | 2966 | 4 |  |  | 216 | 8763 | 0.025215 |  | 17.494 | 0.087589 | 0.087589 | 0.0012475 | 0.027869 | 2022 | 54 | 10.2 | 900 | 7626.9834 | 93.338 | 221112 | -96.1356 | 35.3243 | 995 | 125 | 120 |  |  |  |  | Y | N | N |  | N |  |  | 40 | 50.24
2951_B_7 | OK | 40109 | HORSESHOE LAKE GENERATING STATION | Horseshoe Lake | 8185411 | 5362313 | 2951 | 7 | 2951 | 7 | 1208 | 9940 | 13.656 |  | 29.6824 | 1.236 | 1.236 | 0.0975 | 0.894 | 2022 | 189 | 15.5 | 296 | 7470.5001 | 39.59 | 221112 | -97.1796 | 35.5083 | 2380 | 125 | 100 |  | 211 | N | Natural Gas | Y | N | N | 9999 | N | 2951_B_7;2951_G_ST7 | O/G Steam | 307 | 307 | 11199
2951_B_8 | OK | 40109 | HORSESHOE LAKE GENERATING STATION | Horseshoe Lake | 8185411 | 5363013 | 2951 | 8 | 2951 | 8 | 1208 | 9942 | 15.517 |  | 131.3607 | 4.914 | 4.914 | 0.4108 | 3.556 | 2022 | 186 | 22 | 268 | 12095.0002 | 31.82 | 221112 | -97.1796 | 35.5083 | 4150 | 125 | 100 |  | 377 | N | Natural Gas | Y | N | N | 9999 | N |  | O/G Steam | 844 | 844.1399 | 11881
2951_G_10 | OK | 40109 | HORSESHOE LAKE GENERATING STATION | Horseshoe Lake | 8185411 | 5362613 | 2951 | 10 | 2951 | 10 | 1208 | 17311 | 77.388 |  | 52.1689 | 3.869 | 3.869 | 0.2534 | 5.528 | 2022 | 45 | 9 | 852 | 146.9 | 2.31 | 221112 | -97.1796 | 35.5083 | 550 | 125 | 120 | 213 | 43.1 | N | Natural Gas | Y | N | N | 9999 | N |  | Combustion Turbine | 2646 | 2646.0088 | 10745
2951_G_9 | OK | 40109 | HORSESHOE LAKE GENERATING STATION | Horseshoe Lake | 8185411 | 5362513 | 2951 | 9 | 2951 | 9 | 1208 | 17310 | 79.71 |  | 56.6079 | 3.986 | 3.986 | 0.258 | 5.694 | 2022 | 45 | 9 | 852 | 146.9 | 2.31 | 221112 | -97.1796 | 35.5083 | 550 | 125 | 120 |  | 44.9 | N | Natural Gas | Y | N | N | 9999 | N |  | Combustion Turbine | 2708 | 2707.9365 | 10745
50558_G_GT01 | OK | 40109 | FRONTIER GENERATING STATION | Frontier | 8185511 | 5362113 | 50558 | CC01 | 50558 | GT01 | 1407 | 10016 | 59.34 |  | 204.7179 | 13.0548 | 11.352 | 1.0888 | 10.836 | 2022 | 82 | 14.2 | 275 | 40850.0008 | 257.935 | 339999 | -97.6483 | 35.4418 | 927 | 125 | 120 |  | 79.6 | N | Natural Gas | Y | N | N | 9999 | N |  | Combined Cycle | 3941 | 3941.3611 | 8670
50558_G_ST01 | OK | 40109 | FRONTIER GENERATING STATION | Frontier | 8185511 | 5362213 |  |  | 50558 | ST01 | 1407 | 13363 | 3.1118 |  | 7.0385 | 0.28154 | 0.28154 | 0.022227 | 0.20375 | 2022 | 82 | 14.2 | 275 | 40850.0008 | 257.935 | 339999 | -97.6483 | 35.4418 | 134 | 125 | 150 |  | 40.4 | N | Natural Gas | N | N | N | 9999 | N |  | Combined Cycle | 1474 |  | 8670
55463_G_CT01 | OK | 40109 | REDBUD POWER PLANT | Redbud Power Plant | 9219711 | 57748313 | 55463 | CT-01 | 55463 | CT01 | 4240 | 20263 | 34.562 | 0.48572 | 54.525 | 10.0054 | 10.0054 | 2.4348 | 2.39 | 2022 | 190 | 18 | 170 | 15497.1669 | 60.9 | 221112 | -97.2241 | 35.6868 | 2430 | 125 | 140 |  | 167.6 | N | Natural Gas | Y | N | N | 9999 | N | 55463_G_CT01;55463_G_ST01 | Combined Cycle | 2072 | 4625.9492 | 7158
55463_G_CT02 | OK | 40109 | REDBUD POWER PLANT | Redbud Power Plant | 9219711 | 57748413 | 55463 | CT-02 | 55463 | CT02 | 4240 | 20264 | 16.97 | 0.28916 | 53.0825 | 15.8016 | 15.8016 | 2.3056 | 2.5172 | 2022 | 190 | 18 | 170 | 15497.1669 | 60.9 | 221112 | -97.2243 | 35.6863 | 2430 | 125 | 140 |  | 167.6 | N | Natural Gas | Y | N | N | 9999 | N | 55463_G_CT02;55463_G_ST02 | Combined Cycle | 4449 | 4448.6797 | 7158
55463_G_CT03 | OK | 40109 | REDBUD POWER PLANT | Redbud Power Plant | 9219711 | 57748513 | 55463 | CT-03 | 55463 | CT03 |  |  | 32.906 | 0.5062 | 48.8838 | 7.1033 | 7.1033 | 2.133 | 2.9218 |  | 190 | 18 | 170 | 15497.1669 | 60.9 | 221112 | -97.2245 | 35.6858 |  | 125 | 140 |  | 166.5 | N | Natural Gas | Y | N | N | 9999 | N | 55463_G_ST03;55463_G_CT03 | Combined Cycle |  | 4049.5898 | 7158
55463_G_CT04 | OK | 40109 | REDBUD POWER PLANT | Redbud Power Plant | 9219711 | 57748613 | 55463 | CT-04 | 55463 | CT04 | 4240 | 20266 | 64.857 | 0.45217 | 51.3619 | 13.0021 | 13.0021 | 2.3651 | 2.1356 | 2022 | 190 | 18 | 170 | 15497.1669 | 60.9 | 221112 | -97.2248 | 35.6853 | 2430 | 125 | 140 |  | 166.5 | N | Natural Gas | Y | N | N | 9999 | N | 55463_G_CT04;55463_G_ST04 | Combined Cycle | 1930 | 4521.6592 | 7158
2951_B_6 | OK | 40109 | HORSESHOE LAKE GENERATING STATION |  | 8185411 | 5362413 | 2951 | 6 |  |  | 1208 | 9939 | 124.82 |  | 459.6697 | 11.293 | 11.293 | 0.9041 | 8.173 | 2022 | 177 | 15.5 | 300 | 5659.0001 | 29.99 | 221112 | -97.1796 | 35.5083 | 1740 | 125 | 100 |  |  |  |  | Y | N | N |  | N |  |  | 2686 | 2686.24
55501_G_CTG1 | OK | 40121 | TENASKA KIAMICHI GENERATING STATION | Kiamichi Energy Facility | 1024211 | 47334213 | 55501 | CTGDB1 | 55501 | CTG1 |  |  | 3.5089 |  | 169.0106 | 10.2253 | 10.2253 | 3.0094 | 1.1031 |  | 165 | 19 | 206 | 17675.1836 | 62.34 | 221112 | -95.9343 | 34.6844 |  | 125 | 140 |  | 151 | N | Natural Gas | Y | N | N | 9999 | N |  | Combined Cycle |  | 5934.0015 | 7608
55501_G_CTG2 | OK | 40121 | TENASKA KIAMICHI GENERATING STATION | Kiamichi Energy Facility | 1024211 | 47334313 | 55501 | CTGDB2 | 55501 | CTG2 | 4258 | 19118 | 10.0959 |  | 168.6836 | 17.0668 | 17.0668 | 3.0861 | 1.7723 | 2022 | 165 | 19 | 206 | 17675.1836 | 62.34 | 221112 | -95.9343 | 34.684 | 2530 | 125 | 140 |  | 148.5 | N | Natural Gas | Y | N | N | 9999 | N |  | Combined Cycle | 5987 | 5915.3999 | 7608
55501_G_CTG3 | OK | 40121 | TENASKA KIAMICHI GENERATING STATION | Kiamichi Energy Facility | 1024211 | 72371913 | 55501 | CTGDB3 | 55501 | CTG3 | 4258 | 21673 | 0.52641 |  | 171.08 | 6.8292 | 6.8292 | 3.0307 | 1.5731 | 2022 | 165 | 19 | 206 | 17675.1836 | 62.34 | 221112 | -95.9343 | 34.6831 | 2530 | 125 | 140 |  | 152.1 | N | Natural Gas | Y | N | N | 9999 | N |  | Combined Cycle | 5958 | 5876.46 | 7608
55501_G_CTG4 | OK | 40121 | TENASKA KIAMICHI GENERATING STATION | Kiamichi Energy Facility | 1024211 | 72372013 | 55501 | CTGDB4 | 55501 | CTG4 |  |  | 1.5319 |  | 150.3221 | 12.5336 | 12.5336 | 2.7944 | 1.0723 |  | 165 | 19 | 206 | 17675.1836 | 62.34 | 221112 | -95.9343 | 34.6827 |  | 125 | 140 |  | 149.4 | N | Natural Gas | Y | N | N | 9999 | N |  | Combined Cycle |  | 5398.7002 | 7608
2963_B_3302 | OK | 40131 | PSO NORTHEASTERN POWER STATION | Northeastern | 8212411 | 6698513 | 2963 | 3302 | 2963 | 3302 | 212 | 8749 | 33.9244 |  | 763.7283 | 25.4433 | 25.4433 | 2.0288 | 18.3192 | 2022 | 183 | 18 | 249 | 13593.7669 | 53.4 | 221112 | -95.7011 | 36.4323 | 4750 | 125 | 100 |  | 434 | N | Natural Gas | Y | N | N | 9999 | N |  | O/G Steam | 2439 | 2439.2798 | 10342
2963_G_1A | OK | 40131 | PSO NORTHEASTERN POWER STATION | Northeastern | 8212411 | 6698913 | 2963 | 3301A | 2963 | 1A | 212 | 17869 | 2.8661 |  | 144.3613 | 23.6455 | 23.6455 | 2.1993 | 0.51238 | 2022 | 150 | 18.83 | 200 | 18000.0003 | 64.64 | 221112 | -95.7011 | 36.4312 | 1680 | 125 | 120 |  | 149 | N | Natural Gas | Y | N | N | 9999 | N | 2963_G_1A;2963_G_1 | Combined Cycle | 5054 | 5054.3608 | 8028
2963_G_1B | OK | 40131 | PSO NORTHEASTERN POWER STATION | Northeastern | 8212411 | 6699113 | 2963 | 3301B | 2963 | 1B | 212 | 18380 | 4.8329 |  | 149.5206 | 24.5363 | 24.5363 | 2.2203 | 0.53168 | 2022 | 150 | 18 | 200 | 18000.0003 | 70.735 | 221112 | -95.7011 | 36.431 | 1680 | 125 | 120 |  | 149 | N | Natural Gas | Y | N | N | 9999 | N |  | Combined Cycle | 4991 | 4991.1704 | 8028
2963_B_3313 | OK | 40131 | PSO NORTHEASTERN POWER STATION | Northeastern | 8212411 | 6698313 | 2963 | 3313 | 2963 | 3313 | 212 | 8750 | 135.5531 |  | 1691.9451 | 37.9539 | 20.3327 | 4728.6254 | 47.5776 | 2022 | 600 | 27 | 250 | 25936.7505 | 45.3 | 221112 | -95.6992 | 36.4265 | 4780 | 125 | 100 |  | 460 | N | Subbituminous | Y | N | N | 2026 | N |  | Coal Steam | 243 | 6737.1592 | 10353
2956_B_1 | OK | 40133 | SEMINOLE GENERATING STATION | Seminole | 8007311 | 5014213 | 2956 | 1 | 2956 | 1 | 1210 | 9949 | 1274.83 |  | 389.8879 | 20.1913 | 20.1913 | 1.6205 | 14.6122 | 2022 | 178 | 15 | 247 | 7867.9168 | 44.53 | 221112 | -96.7258 | 34.9664 | 5480 | 125 | 100 |  | 485 | N | Natural Gas | Y | N | N | 9999 | N |  | O/G Steam | 2427 | 2426.8899 | 11687
2956_B_2 | OK | 40133 | SEMINOLE GENERATING STATION | Seminole | 8007311 | 5014313 | 2956 | 2 | 2956 | 2 | 1210 | 9950 | 1526.35 |  | 393.1249 | 24.1893 | 24.1893 | 1.9553 | 17.5054 | 2022 | 178 | 15 | 247 | 7867.9168 | 44.53 | 221112 | -96.7258 | 34.9664 | 5480 | 125 | 100 |  | 500 | N | Natural Gas | Y | N | N | 9999 | N |  | O/G Steam | 2967 | 2966.6997 | 11561
2956_B_3 | OK | 40133 | SEMINOLE GENERATING STATION | Seminole | 8007311 | 5014013 | 2956 | 3 | 2956 | 3 | 1210 | 9951 | 1161.88 |  | 303.9248 | 3.6868 | 3.6868 | 1.4779 | 13.3402 | 2022 | 350 | 18 | 282 | 16562.4836 | 65.1 | 221112 | -96.7258 | 34.9664 | 5500 | 125 | 100 |  | 498 | N | Natural Gas | Y | N | N | 9999 | N |  | O/G Steam | 2266 | 2266.5403 | 11488
4940_B_1501 | OK | 40143 | PSO RIVERSIDE JENKS POWER STATION | Riverside (OK) | 8186111 | 5349913 | 4940 | 1501 | 4940 | 1501 | 213 | 8753 | 140.057 |  | 361.3678 | 12.8101 | 12.8101 | 1.0119 | 9.2233 | 2022 | 300 | 18 | 249 | 13593.7669 | 53.4 | 221112 | -95.9572 | 35.998 | 4680 | 125 | 100 |  | 454 | N | Natural Gas | Y | N | N | 9999 | N |  | O/G Steam | 1714 | 1713.5697 | 12031
4940_B_1502 | OK | 40143 | PSO RIVERSIDE JENKS POWER STATION | Riverside (OK) | 8186111 | 5350213 | 4940 | 1502 | 4940 | 1502 | 213 | 8754 | 251.209 |  | 811.8226 | 22.9765 | 22.9765 | 1.8262 | 16.5431 | 2022 | 300 | 18 | 249 | 13593.7669 | 53.4 | 221112 | -95.9566 | 35.9976 | 4770 | 125 | 100 |  | 455 | N | Natural Gas | Y | N | N | 9999 | N |  | O/G Steam | 3075 | 3074.9187 | 11920
2965_B_1402 | OK | 40143 | PSO TULSA POWER STATION | Tulsa | 8416111 | 650413 | 2965 | 1402 | 2965 | 1402 | 215 | 8760 | 56.5547 |  | 226.863 | 5.1104 | 5.1104 | 0.4002 | 3.7476 | 2022 | 184 | 9 | 340 | 2812.8333 | 44.2 | 221112 | -95.9915 | 36.1161 | 1820 | 125 | 100 |  | 164 | N | Natural Gas | Y | N | N | 9999 | N |  | O/G Steam | 3072 | 3071.8599 | 14220
2965_B_1404 | OK | 40143 | PSO TULSA POWER STATION | Tulsa | 8416111 | 650113 | 2965 | 1404 | 2965 | 1404 | 215 | 8762 | 91.1436 |  | 256.6095 | 8.2359 | 8.2359 | 0.6945 | 6.0396 | 2022 | 184 | 9 | 340 | 2812.8333 | 44.2 | 221112 | -95.9917 | 36.1169 | 1820 | 125 | 100 |  | 158 | N | Natural Gas | Y | N | N | 9999 | N |  | O/G Steam | 5166 | 5166.25 | 14058
4940_G_3 | OK | 40143 | PSO RIVERSIDE JENKS POWER STATION | Riverside (OK) | 8186111 | 72254613 | 4940 | 1503 | 4940 | 3 | 213 | 41734 | 3.0487 |  | 47.0298 | 2.2865 | 2.2865 | 0.1437 | 0.50304 | 2022 | 92 | 15 | 1004 | 8333.3335 | 47.16 | 221112 | -95.9585 | 35.9988 | 1080 | 125 | 120 |  | 79 | N | Natural Gas | Y | N | N | 9999 | N |  | Combustion Turbine | 575 | 574.96 | 12093
4940_G_4 | OK | 40143 | PSO RIVERSIDE JENKS POWER STATION | Riverside (OK) | 8186111 | 72254713 | 4940 | 1504 | 4940 | 4 | 213 | 41741 | 2.7185 |  | 33.9578 | 1.9771 | 1.9771 | 0.1412 | 0.51898 | 2022 | 92 | 15 | 1004 | 8333.3335 | 47.16 | 221112 | -95.9582 | 35.999 | 1080 | 125 | 120 |  | 79 | N | Natural Gas | Y | N | N | 9999 | N |  | Combustion Turbine | 559 | 558.7601 | 12094
55146_G_CTG1 | OK | 40143 | GREEN COUNTRY ENERGY PROJECT | Green Country Energy LLC | 7218011 | 10019313 | 55146 | CTGEN1 | 55146 | CTG1 | 3594 | 18813 | 7.0181 | 1.2853 | 118.3873 | 7.7526 | 7.7526 | 1.9486 | 1.25 | 2022 | 150 | 18 | 173 | 18041.667 | 70 | 221112 | -95.9345 | 35.9826 | 265 | 125 | 120 |  | 155 | N | Natural Gas | Y | N | N | 9999 | N |  | Combined Cycle | 4080 | 4081.1152 | 7241
55146_G_CTG2 | OK | 40143 | GREEN COUNTRY ENERGY PROJECT | Green Country Energy LLC | 7218011 | 10019613 | 55146 | CTGEN2 | 55146 | CTG2 | 3594 | 18814 | 7.5974 | 1.1321 | 132.336 | 3.522 | 3.522 | 2.324 | 1.44 | 2022 | 150 | 18 | 173 | 18041.667 | 70 | 221112 | -95.9341 | 35.983 | 265 | 125 | 120 |  | 155 | N | Natural Gas | Y | N | N | 9999 | N |  | Combined Cycle | 5031 | 5031.6533 | 7241
55146_G_CTG3 | OK | 40143 | GREEN COUNTRY ENERGY PROJECT | Green Country Energy LLC | 7218011 | 10019113 | 55146 | CTGEN3 | 55146 | CTG3 | 3594 | 18815 | 6.9076 | 1.1513 | 133.202 | 16.6933 | 16.6933 | 2.7378 | 1.73 | 2022 | 150 | 18 | 173 | 18041.667 | 70 | 221112 | -95.9362 | 35.9831 | 265 | 125 | 120 |  | 155 | N | Natural Gas | Y | N | N | 9999 | N |  | Combined Cycle | 5756 | 5756.4717 | 7241
55146_G_STG1 | OK | 40143 | GREEN COUNTRY ENERGY PROJECT | Green Country Energy LLC | 7218011 | 10018913 |  |  | 55146 | STG1 | 3594 | 18816 | 0.67078 |  | 0.79855 | 0.06069 | 0.06069 | 0.0047913 | 0.04392 | 2022 | 83 | 2 | 510 | 163.3333 | 52 | 221112 | -95.9342 | 35.9831 | 24 | 125 | 100 |  | 106 | N | Natural Gas | N | N | N | 9999 | N |  | Combined Cycle | 1807 |  | 7241
55225_G_CTG1 | OK | 40145 | ONETA POWER LLC | Oneta Energy Center | 8350011 | 912213 | 55225 | CTG-1 | 55225 | CTG1 |  |  | 34.36 |  | 146.3735 | 15.9128 | 15.9128 | 2.2625 | 2.5905 |  | 144 | 20 | 180 | 14828.3169 | 47.2 | 221112 | -95.697 | 36.0118 |  | 125 | 120 |  | 149.3 | N | Natural Gas | Y | N | N | 9999 | N |  | Combined Cycle |  | 4675.4858 | 7287
55225_G_CTG2 | OK | 40145 | ONETA POWER LLC | Oneta Energy Center | 8350011 | 912513 | 55225 | CTG-2 | 55225 | CTG2 | 3662 | 18788 | 24.21 |  | 142.6468 | 11.208 | 11.208 | 2.2846 | 2.6152 | 2022 | 144 | 20 | 180 | 14828.3169 | 47.2 | 221112 | -95.697 | 36.0118 | 1580 | 125 | 120 |  | 149.3 | N | Natural Gas | Y | N | N | 9999 | N |  | Combined Cycle | 4776 | 4776.0581 | 7287
55225_G_CTG3 | OK | 40145 | ONETA POWER LLC | Oneta Energy Center | 8350011 | 912313 | 55225 | CTG-3 | 55225 | CTG3 |  |  | 30.7 |  | 142.4542 | 12.3033 | 12.3033 | 2.4226 | 2.7782 |  | 144 | 20 | 180 | 14828.3169 | 47.2 | 221112 | -95.697 | 36.0118 |  | 125 | 120 |  | 149.3 | N | Natural Gas | Y | N | N | 9999 | N |  | Combined Cycle |  | 5101.333 | 7287
55225_G_CTG4 | OK | 40145 | ONETA POWER LLC | Oneta Energy Center | 8350011 | 912113 | 55225 | CTG-4 | 55225 | CTG4 | 3662 | 18790 | 25.04 |  | 135.3579 | 9.0338 | 9.0338 | 2.4193 | 2.7494 | 2022 | 144 | 20 | 180 | 14828.3169 | 47.2 | 221112 | -95.697 | 36.0118 | 1580 | 125 | 120 | 205 | 149.3 | N | Natural Gas | Y | N | N | 9999 | N |  | Combined Cycle | 4908 | 4908.3638 | 7287
3008_B_1 | OK | 40153 | MOORELAND GENERATING STATION | Mooreland | 8518611 | 527513 | 3008 | 1 | 3008 | 1 | 1701 | 10728 | 4.1798 |  | 22.7931 | 0.37818 | 0.37818 | 0.0285 | 0.27368 | 2022 | 125 | 10 | 250 | 2450 | 31.19 | 221112 | -99.2281 | 36.4369 | 756 | 125 | 100 |  | 50 | N | Natural Gas | Y | N | N | 9999 | N |  | O/G Steam | 313 | 313.18 | 11239
3008_B_2 | OK | 40153 | MOORELAND GENERATING STATION | Mooreland | 8518611 | 527413 | 3008 | 2 | 3008 | 2 | 1701 | 10729 | 11.3597 |  | 20.6398 | 1.0278 | 1.0278 | 0.0769 | 0.74379 | 2022 | 153 | 12 | 220 | 6533.3334 | 57.77 | 221112 | -99.2281 | 36.4369 | 1620 | 125 | 100 |  | 132 | N | Natural Gas | Y | N | N | 9999 | N |  | O/G Steam | 813 | 813.2802 | 11362
3008_B_3 | OK | 40153 | MOORELAND GENERATING STATION | Mooreland | 8518611 | 527313 | 3008 | 3 | 3008 | 3 | 1701 | 10730 | 36.5589 |  | 59.2234 | 3.3077 | 3.3077 | 0.2423 | 2.3937 | 2022 | 154 | 12 | 252 | 7516.6668 | 66.46 | 221112 | -99.2281 | 36.4369 | 1760 | 125 | 100 |  | 140 | N | Natural Gas | Y | N | N | 9999 | N |  | O/G Steam | 2461 | 2460.9287 | 11423
7725_G_1 | OR | 41003 | Pacific Northwest Generating Cooperative | Coffin Butte | 16006411 | 112382713 |  |  | 7725 | 1 | 02-9503 | EU1 | 66.7 |  | 32.2 | 2.88 | 2.88 | 14 | 15.3 | 2022 | 30 | 6.3 | 641 | 857.2423 | 27.5 | 221118 | -123.2345 | 44.6959 |  | 125 | 160 |  | 0.8 | N | Landfill Gas | N | N | N | 9999 | N | 7725_G_1;7725_G_2;7725_G_3 | Landfill Gas |  |  | 13500
7725_G_4 | OR | 41003 | Pacific Northwest Generating Cooperative | Coffin Butte | 16006411 | 112382613 |  |  | 7725 | 4 | 02-9503 | EU2 | 117 |  | 24.9 | 3.5 | 3.5 | 17 | 28.4 | 2022 | 30 | 6.3 | 641 | 857.2423 | 27.5 | 221118 | -123.2345 | 44.6959 |  | 125 | 160 |  | 1.6 | N | Landfill Gas | N | N | N | 9999 | N | 7725_G_4;7725_G_5 | Landfill Gas |  |  | 13500
56227_G_1 | OR | 41009 | Beaver Plant/Port Westward I Plant | Port Westward | 7393911 | 68311713 | 56227 | PWEU1 | 56227 | 1 | 05-2520 | PWEU1 | 14.5 |  | 67.6128 | 50.9 | 50.5946 | 4.2287 | 16.2 | 2022 | 200 | 22 | 192 | 25468.8868 | 67 | 221112 | -123.1739 | 46.1765 | 3080 | 125 | 140 |  | 256.2 | N | Natural Gas | Y | N | N | 9999 | N | 56227_G_1;56227_G_2 | Combined Cycle |  | 6490.6104 | 7050
58266_G_1 | OR | 41009 | Port Westward II | Port Westward Unit 2 | 19076111 | 138847113 |  |  | 58266 | 1 | 05-2606 | ENGS | 6.4 |  | 30.5 | 125 | 125 | 7.62 | 106 | 2022 | 60 | 8 | 300 | 1860 | 37 | 221112 | -123.1566 | 46.1712 | 225 | 125 | 160 |  | 18.7 | N | Natural Gas | N | N | N | 9999 | N | 58266_G_6;58266_G_9;58266_G_12;58266_G_2;58266_G_1;58266_G_4;58266_G_8;58266_G_7;58266_G_10;58266_G_11;58266_G_3;58266_G_5 | Combustion Turbine |  |  | 10745
8073_G_6 | OR | 41009 | Beaver Plant/Port Westward I Plant | Beaver | 7393911 | 68311613 |  |  | 8073 | 6 | 05-2520 | GTEU6 | 136.594 |  | 643 | 27.773 | 27.6064 | 10.01 | 17.0034 | 2022 | 200 | 22 | 192 | 25468.8868 | 67 | 221112 | -123.1739 | 46.1765 |  | 125 | 120 |  | 55.3 | N | Natural Gas, Distillate Fuel Oil | N | N | N | 9999 | N | 8073_G_1;8073_G_3;8073_G_2;8073_G_4;8073_G_5;8073_G_6;8073_G_7 | Combined Cycle |  |  | 10337
8073_G_8 | OR | 41009 | Beaver Plant/Port Westward I Plant | Beaver | 7393911 | 68311513 |  |  | 8073 | 8 | 05-2520 | PTEU1 | 0.07 |  | 1.4 | 0.171 | 0.16997 | 0.062 | 0.055 | 2022 | 36.2 | 8.6 | 617 | 4432.1172 | 76.3 | 221112 | -123.1739 | 46.1765 |  | 125 | 120 |  | 24 | N | Natural Gas | N | N | N | 9999 | N |  | Combustion Turbine |  |  | 12333
50396_B_BLR1 | OR | 41019 | Dillard | Dillard Complex | 8219211 | 68314613 |  |  | 50396 | BLR1 | 10-0025 | Boiler 1 | 514 |  | 171.31 | 8.239 | 7.969 | 5.77 | 4.996 | 2022 | 111 | 10.3 | 152 | 1833.1032 | 22 | 321219 | -123.4144 | 43.0896 | 270 | 134 | 100 |  | 13.3 | Y | Biomass | N | Y | N | 9999 | N |  | Biomass |  |  | 11664
50396_B_BLR2 | OR | 41019 | Dillard | Dillard Complex | 8219211 | 68314713 |  |  | 50396 | BLR2 | 10-0025 | Boiler 2 | 421.642 |  | 217.45 | 6.489 | 6.229 | 5.703 | 4.962 | 2022 | 99 | 8.3 | 154 | 1785.5003 | 33 | 321219 | -123.4144 | 43.0896 | 270 | 134 | 100 |  | 13.3 | Y | Biomass | N | Y | N | 9999 | N |  | Biomass |  |  | 11664
50396_B_BLR6 | OR | 41019 | Dillard | Dillard Complex | 8219211 | 68314813 |  |  | 50396 | BLR6 | 10-0025 | Boiler 6 | 560.43 |  | 276.3 | 26.06 | 24.86 | 11.608 | 10 | 2022 | 119 | 12 | 152 | 2940.5302 | 26 | 321219 | -123.4144 | 43.0896 | 400 | 134 | 100 |  | 13.3 | Y | Biomass | N | Y | N | 9999 | N |  | Biomass |  |  | 11664
57015_G_GEN1 | OR | 41021 | Columbia Ridge Landfill & Recycling Center | Waste Management Columbia Ridge LFGTE | 566611 | 118466313 |  |  | 57015 | GEN1 | 11-0001 | LFG ENG-1-8 | 159 |  | 96.2 | 11.1 | 11.1 | 9.01 | 2.9 | 2022 | 25.6 | 1.7 | 835 | 171.3698 | 75.5 | 562212 | -120.255 | 45.624 | 83.9 | 104 | 160 |  | 0.8 | N | Landfill Gas | N | N | N | 9999 | N | 57015_G_GEN4;57015_G_GEN7;57015_G_GEN8;57015_G_GEN6;57015_G_GEN3;57015_G_GEN5;57015_G_GEN2;57015_G_GEN1 | Landfill Gas |  |  | 13500
57015_G_GEN9 | OR | 41021 | Columbia Ridge Landfill & Recycling Center | Waste Management Columbia Ridge LFGTE | 566611 | 118466213 |  |  | 57015 | GEN9 | 11-0001 | LFG ENG 9-12 | 208 |  | 35.9 | 7.73 | 7.73 | 0.366 | 9.1 | 2022 | 25.6 | 1.7 | 835 | 171.3698 | 75.5 | 562212 | -120.255 | 45.624 | 69.8 | 104 | 160 |  | 1.6 | N | Landfill Gas | N | N | N | 9999 | N | 57015_G_GEN11;57015_G_GEN12;57015_G_GEN10;57015_G_GEN9 | Landfill Gas |  |  | 13500
10869_B_SOUTH | OR | 41029 | Biomass One, L.P. |  | 8056211 | 112383113 |  |  |  |  | 15-0159 | 012 | 292 |  | 193 | 4.69 | 4.24 | 7.91 | 1.58 | 2022 | 100 | 6.3 | 335 | 1558.6223 | 50 | 423440 | -122.85 | 42.436 | 175 | 183 | 100 |  |  |  |  | N | N | N |  | N
10869_B_NORTH | OR | 41029 | Biomass One, L.P. |  | 8056211 | 112383313 |  |  |  |  | 15-0159 | 011 | 291 |  | 185 | 4.58 | 4.2 | 7.63 | 1.69 | 2022 | 100 | 6.3 | 333 | 1558.6223 | 50 | 423440 | -122.85 | 42.436 | 175 | 183 | 100 |  |  |  |  | N | N | N |  | N
55103_G_CT1 | OR | 41035 | Klamath Cogeneration Proj | Klamath Cogeneration Plant | 9223711 | 118464213 |  |  | 55103 | CT1 | 18-0003 | CT-1/CT-2 | 203 |  | 64.5 | 15.7 | 15.7 | 5.22 | 7.83 | 2022 | 199 | 19.03 | 217 | 17634.3341 | 62 | 221112 | -121.8108 | 42.174 | 3650 | 125 | 120 |  | 155 | Y | Natural Gas | Y | Y | N | 9999 | N | 55103_G_ST1;55103_G_CT2;55103_G_CT1 | Combined Cycle |  |  | 7240
55544_G_GT1 | OR | 41035 | Klamath Cogeneration Proj | Klamath Expansion Project | 9223711 | 118464113 |  |  | 55544 | GT1 | 18-0003 | CT 3-6 | 1.5 |  | 4 | 1.16 | 1.16 | 0.097 | 0.905 | 2022 | 36.2 | 8.6 | 617 | 4432.1172 | 76.3 | 221112 | -121.8108 | 42.174 | 1120 | 125 | 120 |  | 25 | N | Natural Gas | Y | N | N | 9999 | N | 55544_G_GT1;55544_G_GT3;55544_G_GT2;55544_G_GT4 | Combustion Turbine |  |  | 11364
57457_B_1 | OR | 41039 | Seneca Sustainable Energy, LLC | Seneca Sustainable Energy LLC | 10763611 | 59280213 |  |  | 57457 | 1 | 206470 | EU-1 | 95.16 | 8.1385 | 147.85 | 10.93 | 9.6403 | 24.37 | 5.89 | 2022 | 98 | 9 | 325 | -1 | 43.4 | 221117 | -123.1807 | 44.1159 | 353 | 125 | 100 |  | 19.8 | Y | Biomass | N | Y | N | 9999 | N |  | Biomass |  |  | 15307
7350_G_1 | OR | 41049 | Coyote Springs Plant | Coyote Springs | 8184111 | 72158213 | 7350 | CTG1 | 7350 | 1 | 25-0031 | CT1.EU | 19.7 |  | 72.0431 | 10.3 | 10.3 | 2.8751 | 3.81 | 2022 | 64.8 | 11.4 | 650 | 6318.1531 | 61.9 | 221112 | -119.6738 | 45.8485 | 1930 | 125 | 120 |  | 168.3 | Y | Natural Gas | Y | N | N | 9999 | N |  | Combined Cycle |  | 5817.4595 | 6840
7350_G_2 | OR | 41049 | Coyote Springs Plant | Coyote Springs | 8184111 | 72158313 | 7350 | CTG2 | 7350 | 2 | 25-0031 | CT2.EU | 35.5 |  | 79.5289 | 13.8 | 13.8 | 3.8073 | 5.1 | 2022 | 108.5 | 6.5 | 387 | 1214.5001 | 36.6 | 221112 | -119.6738 | 45.8485 | 1990 | 125 | 120 |  | 75.9 | Y | Natural Gas | Y | N | N | 9999 | N |  | Combined Cycle |  | 7259.5703 | 6840
58503_G_GEN1 | OR | 41049 | PGE Boardman | Carty Generating Station | 8171111 | 126787713 | 58503 | CTEU1 | 58503 | GEN1 | 25-0016 | CTEU1 | 11.9 |  | 84.1853 | 55.8 | 55.8 | 6.6288 | 23.3 | 2022 | 60 | 8 | 300 | 1859.8225 | 37 | 221112 | -119.8075 | 45.6933 | 3700 | 125 | 120 |  | 248.1 | N | Natural Gas | Y | N | N | 9999 | N | 58503_G_GEN1;58503_G_GEN2 | Combined Cycle |  | 7528.2505 | 7050
54761_G_GEN1 | OR | 41059 | Hermiston Generating Company, L.P. | Hermiston Generating Plant | 8518911 | 112412313 | 54761 | 1 | 54761 | GEN1 | 30-0113 | Unit 1 | 12.1 |  | 74.6162 | 15.1 | 15.1 | 3.2279 | 8.02 | 2022 | 64.8 | 11.4 | 650 | 6318.1531 | 61.9 | 221112 | -119.37 | 45.8042 | 1700 | 125 | 120 |  | 80 | Y | Natural Gas | Y | N | N | 2036 | N | 54761_G_GEN1;54761_G_GEN2 | Combined Cycle |  | 7039 | 7407
54761_G_GEN3 | OR | 41059 | Hermiston Generating Company, L.P. | Hermiston Generating Plant | 8518911 | 112412413 | 54761 | 2 | 54761 | GEN3 | 30-0113 | Unit 2 | 14.3 |  | 59.1469 | 10.5 | 10.5 | 2.4712 | 5.55 | 2022 | 64.8 | 11.4 | 650 | 6318.1531 | 61.9 | 221112 | -119.37 | 45.8042 | 1700 | 125 | 120 |  | 80 | Y | Natural Gas | Y | N | N | 2036 | N | 54761_G_GEN4;54761_G_GEN3 | Combined Cycle |  | 5748.2314 | 7407
55328_G_CTG1 | OR | 41059 | Hermiston Power | Hermiston Power Partnership | 1099311 | 68339113 | 55328 | CTG-1 | 55328 | CTG1 | 30-0118 | CTG1/HRSG1 | 103 |  | 105.6845 | 46.2 | 46.2 | 4.1559 | 18.9 | 2022 | 36.2 | 8.6 | 617 | 4432.1172 | 76.3 | 221112 | -119.3136 | 45.7935 | 1860 | 125 | 120 |  | 184 | N | Natural Gas | Y | N | N | 9999 | N |  | Combined Cycle |  | 6936.1396 | 7165
55328_G_CTG2 | OR | 41059 | Hermiston Power | Hermiston Power Partnership | 1099311 | 68339213 | 55328 | CTG-2 | 55328 | CTG2 | 30-0118 | CTG2/HRSG2 | 107 |  | 108.5246 | 47.3 | 47.3 | 4.253 | 19.4 | 2022 | 36.2 | 8.6 | 617 | 4432.1172 | 76.3 | 221112 | -119.3136 | 45.7935 | 1860 | 125 | 120 |  | 184 | N | Natural Gas | Y | N | N | 9999 | N |  | Combined Cycle |  | 7021.8691 | 7165
3109_G_1 | PA | 42001 | HAMILTON POWER LLC/HAMILTON GS | Hamilton (PA) | 4713311 | 28152013 |  |  | 3109 | 1 | 420010869 | 101 | 0.0288 |  | 7.6721 | 0.1003 | 0.1003 | 0.0872 | 0.0036 | 2022 | 50 | 20 | 1060 | 10899.983 | 34.713 | 221112 | -76.9902 | 39.9081 | 305 | 125 | 100 |  | 20.4 | N | Distillate Fuel Oil | N | N | N | 9999 | N |  | Combustion Turbine | 60 |  | 25000
3110_G_1 | PA | 42001 | HUNTERSTOWN POWER LLC/PEAKING STATION | Hunterstown | 18898111 | 135442613 |  |  | 3110 | 1 | 420010017 | 601 | 3.6565 |  | 13.8286 | 0.2944 | 0.2944 | 0.1517 | 0.1293 | 2022 | 42 | 14.1 | 955 | 10001.017 | 64.045 | 221112 | -77.1648 | 39.8662 | 326 | 125 | 100 |  | 21 | N | Natural Gas, Distillate Fuel Oil | N | N | N | 9999 | N |  | Combustion Turbine | 334 |  | 21162
3110_G_2 | PA | 42001 | HUNTERSTOWN POWER LLC/PEAKING STATION | Hunterstown | 18898111 | 135442813 |  |  | 3110 | 2 | 420010017 | 602 | 4.0341 |  | 18.5843 | 0.3874 | 0.3874 | 0.2232 | 0.1129 | 2022 | 42 | 14.1 | 955 | 10001.017 | 64.045 | 221112 | -77.1648 | 39.8662 | 326 | 125 | 100 |  | 21.5 | N | Natural Gas, Distillate Fuel Oil | N | N | N | 9999 | N |  | Combustion Turbine | 355 |  | 21160
3110_G_3 | PA | 42001 | HUNTERSTOWN POWER LLC/PEAKING STATION | Hunterstown | 18898111 | 135442713 |  |  | 3110 | 3 | 420010017 | 603 | 4.7132 |  | 19.6121 | 0.4156 | 0.4156 | 0.2277 | 0.1262 | 2022 | 42 | 14.1 | 955 | 10001.017 | 64.045 | 221112 | -77.1648 | 39.8662 | 326 | 125 | 100 |  | 21.5 | N | Natural Gas, Distillate Fuel Oil | N | N | N | 9999 | N |  | Combustion Turbine | 406 |  | 21160
3112_G_1 | PA | 42001 | ORRTANNA POWER LLC/ORRTANNA GS | Orrtanna | 4713411 | 28151913 |  |  | 3112 | 1 | 420010876 | 101 | 0.0258 |  | 6.8768 | 0.0899 | 0.0899 | 0.0781 | 0.0032 | 2022 | 38 | 1.2 | 1060 | 1131.4 | 1000 | 221112 | -77.3504 | 39.8469 | 305 | 125 | 100 |  | 20.2 | N | Distillate Fuel Oil | N | N | N | 9999 | N |  | Combustion Turbine | 55 |  | 19793
55976_G_101 | PA | 42001 | KESTREL ACQUISITION LLC/HUNTERSTOWN PLT | Hunterstown Power Plant | 4713111 | 28152513 | 55976 | CT101 | 55976 | 101 | 420010122 | 101 | 31.54 | 5.27 | 24.6977 | 38.09 | 38.09 | 4.0891 | 6.28 | 2022 | 195 | 18.5 | 208 | 17838.583 | 66.375 | 221112 | -77.1668 | 39.8729 | 2250 | 125 | 120 |  | 165 | N | Natural Gas | Y | N | N | 9999 | N |  | Combined Cycle | 7352 | 7331.8003 | 7067
55976_G_201 | PA | 42001 | KESTREL ACQUISITION LLC/HUNTERSTOWN PLT | Hunterstown Power Plant | 4713111 | 67433513 | 55976 | CT201 | 55976 | 201 | 420010122 | 201 | 32.4 | 3.84 | 43.4593 | 37.82 | 37.82 | 4.2441 | 6.57 | 2022 | 195 | 18.5 | 208 | 17838.583 | 66.375 | 221112 | -77.1668 | 39.8729 | 2250 | 125 | 120 |  | 165 | N | Natural Gas | Y | N | N | 9999 | N |  | Combined Cycle | 7655 | 7636.1504 | 7067
55976_G_301 | PA | 42001 | KESTREL ACQUISITION LLC/HUNTERSTOWN PLT | Hunterstown Power Plant | 4713111 | 67433613 | 55976 | CT301 | 55976 | 301 | 420010122 | 301 | 34.36 | 4.54 | 21.1471 | 42.03 | 42.03 | 4.2438 | 6.61 | 2022 | 195 | 18.5 | 208 | 17838.583 | 66.375 | 221112 | -77.1668 | 39.8729 | 2250 | 125 | 120 |  | 165 | N | Natural Gas | Y | N | N | 9999 | N |  | Combined Cycle | 7514 | 7488.1509 | 7067
55976_G_401 | PA | 42001 | KESTREL ACQUISITION LLC/HUNTERSTOWN PLT | Hunterstown Power Plant | 4713111 | 67433413 |  |  | 55976 | 401 | 420010122 | 031 | 0.1003 | 0.0021 | 0.0802 | 0.0069 | 0.0003 | 0.0004 | 0.0107 | 2022 | 150 | 4.5 | 300 | 333.333 | 20.966 | 221112 | -77.1668 | 39.8729 | 32.7 | 125 | 100 |  | 315 | N | Natural Gas | N | N | N | 9999 | N |  | Combined Cycle | 103 |  | 7067
3096_G_1A | PA | 42003 | NRG POWER MIDWEST L.P../BRUNOT ISLE POWER PLT | Brunot Island | 8404911 | 98943513 | 3096 | 1A | 3096 | 1A | 4200300158 | 031 | 0.003 |  | 0.126 | 0.003 | 0.003 | 0.01 | 0.0014 | 2022 | 33 | 11.2 | 865 | 8947.767 | 88.587 | 221121 | -80.0417 | 40.4634 | 300 | 125 | 100 |  | 18.1 | N | Distillate Fuel Oil | N | N | N | 9999 | N |  | Combustion Turbine |  |  | 25000
3096_G_2A | PA | 42003 | NRG POWER MIDWEST L.P../BRUNOT ISLE POWER PLT | Brunot Island | 8404911 | 361713 | 3096 | 2A | 3096 | 2A | 4200300158 | 001 | 20.3 | 1.92 | 3.8076 | 3.315 | 3.315 | 0.0857 | 1.84 | 2020 | 69 | 12.6 | 439 | 12424.883 | 99.606 | 221121 | -80.0441 | 40.4663 | 918 | 125 | 100 |  | 47.4 | N | Natural Gas | Y | N | N | 9999 | N |  | Combined Cycle |  | 434.0601 | 11247
3096_G_2B | PA | 42003 | NRG POWER MIDWEST L.P../BRUNOT ISLE POWER PLT | Brunot Island | 8404911 | 361913 | 3096 | 2B | 3096 | 2B | 4200300158 | 002 | 20.41 | 1.5 | 3.5966 | 3.7879 | 3.7879 | 0.0682 | 1.86 | 2022 | 69 | 12.6 | 439 | 12424.883 | 99.606 | 221121 | -80.0441 | 40.4663 | 918 | 125 | 100 |  | 47 | N | Natural Gas | Y | N | N | 9999 | N |  | Combined Cycle |  | 361.89 | 11247
3096_G_3 | PA | 42003 | NRG POWER MIDWEST L.P../BRUNOT ISLE POWER PLT | Brunot Island | 8404911 | 361613 | 3096 | 3 | 3096 | 3 | 4200300158 | 003 | 19.03 | 1.38 | 1.9172 | 3.535 | 3.535 | 0.0399 | 1.59 | 2020 | 69 | 12.6 | 439 | 12424.883 | 99.606 | 221121 | -80.0441 | 40.4663 | 918 | 125 | 100 |  | 47.5 | N | Natural Gas | Y | N | N | 9999 | N |  | Combined Cycle |  | 220.71 | 11247
55196_G_UNT1 | PA | 42003 | ALLEGHENY ENERGY SUPPLY/SPRINGDALE | Springdale 1 & 2 | 2990311 | 38213013 | 55196 | 1 | 55196 | UNT1 | 4200300580 | 001 | 35.85 |  | 31.8193 | 0.26 | 0.21 | 0.1958 | 0.95 | 2020 | 75 | 9 | 692 | 9039.783 | 142.039 | 221121 | -79.7672 | 40.5441 | 44 | 125 | 100 |  | 44 | N | Natural Gas | Y | N | N | 9999 | N |  | Combustion Turbine |  | 1953.3 | 10745
55196_G_UNT2 | PA | 42003 | ALLEGHENY ENERGY SUPPLY/SPRINGDALE | Springdale 1 & 2 | 2990311 | 38213113 | 55196 | 2 | 55196 | UNT2 |  |  | 38.87 |  | 29.2777 | 0.23 | 0.18 | 0.1806 | 0.91 |  | 75 | 9 | 762 | 9039.783 | 142.039 | 221121 | -79.7672 | 40.5441 |  | 125 | 100 |  | 44 | N | Natural Gas | Y | N | N | 9999 | N |  | Combustion Turbine |  | 1813.2305 | 10745
55710_G_UNT3 | PA | 42003 | ALLEGHENY ENERGY SUPPLY/SPRINGDALE | Allegheny Energy Units 3 4 & 5 | 2990311 | 38213213 | 55710 | 3 | 55710 | UNT3 | 4200300580 | 003 | 56.22 | 49.73 | 56.5367 | 68.34 | 56.98 | 4.2168 | 2.67 | 2020 | 398 | 18 | 200 | 17007.45 | 66.808 | 221121 | -79.7692 | 40.545 | 167 | 125 | 100 |  | 167 | N | Natural Gas | Y | N | N | 9999 | N | 55710_G_UNT5;55710_G_UNT3 | Combined Cycle |  | 8266.0195 | 7199
55710_G_UNT4 | PA | 42003 | ALLEGHENY ENERGY SUPPLY/SPRINGDALE | Allegheny Energy Units 3 4 & 5 | 2990311 | 38213313 | 55710 | 4 | 55710 | UNT4 | 4200300580 | 004 | 26.2 | 55.44 | 56.7238 | 39.38 | 32.45 | 4.2335 | 2.86 | 2020 | 398 | 18 | 200 | 17007.45 | 66.808 | 221121 | -79.7692 | 40.545 | 167 | 125 | 100 |  | 167 | N | Natural Gas | Y | N | N | 9999 | N |  | Combined Cycle |  | 8161.79 | 7199
8226_B_1 | PA | 42003 | Cheswick Generating Station |  | 8404811 | 98945613 | 8226 | 1 |  |  | 4200300157 | 031 | 35.4939 | 0.4543 | 289.5602 | 33.5874 | 29.1253 | 464.5989 | 1.2676 | 2022 | 553 | 27 | 116 | 30246.583 | 52.824 | 221112 | -79.7904 | 40.5383 | 5500 | 125 | 100 |  |  |  |  | Y | N | N |  | N |  |  |  | 1452.39
3136_B_1 | PA | 42005 | KEYSTONE CONEMAUGH PROJ LLC/KEYSTONE STATION | Keystone | 3866111 | 37164713 | 3136 | 1 | 3136 | 1 | 420050012 | 031 | 564.44 | 0.37 | 1723.117 | 96.58 | 96.58 | 4935.2925 | 10.03 | 2022 | 563 | 34 | 127 | 46282.767 | 50.987 | 221112 | -79.3411 | 40.6604 | 8720 | 125 | 100 |  | 850 | N | Bituminous | Y | N | N | 2029 | N |  | Coal Steam | 96 | 3830.8901 | 9828
3136_B_2 | PA | 42005 | KEYSTONE CONEMAUGH PROJ LLC/KEYSTONE STATION | Keystone | 3866111 | 37164513 | 3136 | 2 | 3136 | 2 | 420050012 | 032 | 1691.1199 | 0.48 | 1465.8726 | 205.1603 | 205.1603 | 6023.7804 | 13.86 | 2022 | 563 | 34 | 127 | 46282.767 | 50.987 | 221112 | -79.3411 | 40.6604 | 8720 | 125 | 100 |  | 850 | N | Bituminous | Y | N | N | 2029 | N |  | Coal Steam | 127 | 3973.1196 | 9794
3136_G_3 | PA | 42005 | KEYSTONE CONEMAUGH PROJ LLC/KEYSTONE STATION | Keystone | 3866111 | 37165013 |  |  | 3136 | 3 | 420050012 | 101 | 0.26 |  | 0.79 | 0.04796 | 0.04796 |  | 0.06 | 2022 | 18 | 4 | 800 | 393.333 | 31.301 | 221112 | -79.3418 | 40.6602 | 2700 | 125 | 120 |  | 2.8 | N | Distillate Fuel Oil | N | N | N | 9999 | N |  | Combustion Turbine | 24 |  | 12582
3136_G_4 | PA | 42005 | KEYSTONE CONEMAUGH PROJ LLC/KEYSTONE STATION | Keystone | 3866111 | 37164813 |  |  | 3136 | 4 | 420050012 | 102 | 0.35 |  | 1.08 | 0.05995 | 0.05995 |  | 0.09 | 2022 | 18 | 4 | 800 | 384.583 | 30.612 | 221112 | -79.3418 | 40.6602 | 2700 | 125 | 120 |  | 2.8 | N | Distillate Fuel Oil | N | N | N | 9999 | N |  | Combustion Turbine | 33 |  | 12654
3136_G_5 | PA | 42005 | KEYSTONE CONEMAUGH PROJ LLC/KEYSTONE STATION | Keystone | 3866111 | 37165113 |  |  | 3136 | 5 | 420050012 | 103 | 0.27 |  | 0.83 | 0.04796 | 0.04796 |  | 0.07 | 2022 | 18 | 4 | 800 | 403.117 | 32.088 | 221112 | -79.3418 | 40.6602 | 2700 | 125 | 120 |  | 2.8 | N | Distillate Fuel Oil | N | N | N | 9999 | N |  | Combustion Turbine | 25 |  | 12654
3136_G_6 | PA | 42005 | KEYSTONE CONEMAUGH PROJ LLC/KEYSTONE STATION | Keystone | 3866111 | 37165513 |  |  | 3136 | 6 | 420050012 | 104 | 0.38 |  | 1.19 | 0.07194 | 0.07194 |  | 0.1 | 2022 | 18 | 4 | 800 | 393.333 | 31.301 | 221112 | -79.3418 | 40.6602 | 2700 | 125 | 120 |  | 2.8 | N | Distillate Fuel Oil | N | N | N | 9999 | N |  | Combustion Turbine | 36 |  | 12654
55347_G_1 | PA | 42005 | ARMSTRONG POWER/S BEND | Armstrong | 3866811 | 37161113 | 55347 | 1 | 55347 | 1 | 420050121 | 201 | 11.5024 |  | 55.7934 | 11.7845 | 11.7845 | 1.0352 | 1.9909 | 2022 | 119 | 18 | 1100 | 50000 | 196.499 | 221112 | -79.3512 | 40.6376 | 1930 | 125 | 120 |  | 168.4 | N | Natural Gas, Distillate Fuel Oil | Y | N | N | 9999 | N |  | Combustion Turbine | 2132 | 2144.6418 | 10745
55347_G_2 | PA | 42005 | ARMSTRONG POWER/S BEND | Armstrong | 3866811 | 37161213 | 55347 | 2 | 55347 | 2 | 420050121 | 202 | 11.8897 |  | 59.7278 | 10.1889 | 10.1889 | 1.1333 | 1.7407 | 2022 | 119 | 18 | 1100 | 50000 | 196.499 | 221112 | -79.3512 | 40.6376 | 1930 | 125 | 120 |  | 163.6 | N | Natural Gas, Distillate Fuel Oil | Y | N | N | 9999 | N |  | Combustion Turbine | 2224 | 2256.5215 | 10745
55347_G_3 | PA | 42005 | ARMSTRONG POWER/S BEND | Armstrong | 3866811 | 37160913 | 55347 | 3 | 55347 | 3 | 420050121 | 203 | 12.354 |  | 50.8274 | 13.8865 | 13.8865 | 0.9883 | 3.063 | 2022 | 119 | 18 | 1100 | 50000 | 196.499 | 221112 | -79.3512 | 40.6376 | 1930 | 125 | 120 |  | 169 | N | Natural Gas, Distillate Fuel Oil | Y | N | N | 9999 | N |  | Combustion Turbine | 2026 | 2031.6805 | 10745
55347_G_4 | PA | 42005 | ARMSTRONG POWER/S BEND | Armstrong | 3866811 | 37161313 | 55347 | 4 | 55347 | 4 | 420050121 | 204 | 10.9929 |  | 53.3408 | 14.0839 | 14.0839 | 1.036 | 3.0638 | 2022 | 119 | 18 | 1100 | 50000 | 196.499 | 221112 | -79.3512 | 40.6376 | 1930 | 125 | 120 |  | 169.7 | N | Natural Gas, Distillate Fuel Oil | Y | N | N | 9999 | N |  | Combustion Turbine | 31 | 2070.0208 | 10745
58933_G_GTG1 | PA | 42007 | SHELL CHEM APPALACHIA/PETROCHEMICALS COMPLEX | Shell Chemical Appalachia LLC | 21249011 | 156376313 | 58933 | 101 | 58933 | GTG1 | 420071037 | 101 | 2.42 | 8.21 | 16.1473 | 13.77 | 13.77 | 1.5227 | 1.26 | 2022 | 213 | 10 | 230 | 6715.15 | 85.503 | 325211 | -80.3363 | 40.6716 | 715 |  | 120 |  | 37.1 | Y | Natural Gas | Y | N | N | 9999 | N |  | Combined Cycle | 8760 | 8008.75 | 6590
58933_G_GTG2 | PA | 42007 | SHELL CHEM APPALACHIA/PETROCHEMICALS COMPLEX | Shell Chemical Appalachia LLC | 21249011 | 156376413 | 58933 | 102 | 58933 | GTG2 | 420071037 | 102 | 1.26 | 10.57 | 15.5087 | 9.39 | 9.39 | 1.491 | 1.11 | 2022 | 213 | 10 | 230 | 6715.15 | 85.503 | 325211 | -80.3363 | 40.6716 | 715 |  | 120 |  | 37.1 | Y | Natural Gas | Y | N | N | 9999 | N |  | Combined Cycle | 8760 | 7938.75 | 6590
58933_G_GTG3 | PA | 42007 | SHELL CHEM APPALACHIA/PETROCHEMICALS COMPLEX | Shell Chemical Appalachia LLC | 21249011 | 156376513 | 58933 | 103 | 58933 | GTG3 | 420071037 | 103 | 2.76 | 6.4 | 17.5817 | 6.05 | 6.05 | 1.4891 | 1.36 | 2022 | 213 | 10 | 230 | 6715.15 | 85.503 | 325211 | -80.3363 | 40.6716 | 715 |  | 120 |  | 37.1 | Y | Natural Gas | Y | N | N | 9999 | N |  | Combined Cycle | 8760 | 7892 | 6590
3115_G_4 | PA | 42011 | TITUS POWER LLC/COMBUSTION TURBINE | Titus | 3857011 | 37800113 |  |  | 3115 | 4 | 420110045 | 034 | 0.0081 |  | 1.304 | 0.03561 | 0.035284 | 0.474 | 0.001 | 2022 | 26 | 10 | 900 | 7222.917 | 91.966 | 221112 | -75.9084 | 40.3059 | 274 | 125 | 120 |  | 15 | N | Distillate Fuel Oil | N | N | N | 9999 | N |  | Combustion Turbine | 1 |  | 25000
3115_G_5 | PA | 42011 | TITUS POWER LLC/COMBUSTION TURBINE | Titus | 3857011 | 37799613 |  |  | 3115 | 5 | 420110045 | 035 | 0.0168 |  | 2.794 | 0.073809 | 0.073131 | 1.02 | 0.0021 | 2022 | 21 | 11 | 900 | 7222.917 | 76.021 | 221112 | -75.9084 | 40.3059 | 285 | 125 | 120 |  | 16.1 | N | Distillate Fuel Oil | N | N | N | 9999 | N |  | Combustion Turbine | 1 |  | 25000
55193_G_CTG1 | PA | 42011 | ONTELAUNEE POWER OPR CO LLC/ONTELAUNEE PLT | Ontelaunee Energy Center | 3872411 | 37780113 | 55193 | CT1 | 55193 | CTG1 | 420110427 | 101 | 103.4586 | 27.837 | 51.41 | 30.0626 | 30.0626 | 4.5205 | 10.5055 | 2022 | 175 | 18.5 | 200 | 16866.667 | 62.766 | 221112 | -75.9375 | 40.4208 | 2080 | 125 | 120 |  | 184.4 | N | Natural Gas | Y | N | N | 9999 | N | 55193_G_CTG1;55193_G_STG | Combined Cycle | 8114 | 8126.4019 | 7333
55193_G_CTG2 | PA | 42011 | ONTELAUNEE POWER OPR CO LLC/ONTELAUNEE PLT | Ontelaunee Energy Center | 3872411 | 37780213 | 55193 | CT2 | 55193 | CTG2 | 420110427 | 102 | 79.5285 | 10.3992 | 45.9816 | 29.4246 | 29.4246 | 4.4667 | 5.2457 | 2022 | 175 | 18.5 | 200 | 16866.667 | 62.766 | 221112 | -75.9375 | 40.4208 | 2080 | 125 | 120 |  | 181.9 | N | Natural Gas | Y | N | N | 9999 | N |  | Combined Cycle | 8067 | 8079.1089 | 7333
56957_G_LFG1 | PA | 42011 | PIONEER CROSSING ENERGY LLC/EXETER | Pioneer Crossing Energy, LLC | 12791811 | 67407813 |  |  | 56957 | LFG1 | 420110458 | 101 | 128.0411 |  | 23.7855 | 2.5728 | 2.5728 | 38.6019 | 11.6445 | 2022 | 18 | 14.3 | 896 | 200.75 | 1.247 | 221118 | -75.8139 | 40.2737 | 33.4 | 125 | 690 |  | 1.6 | N | Landfill Gas | N | N | N | 9999 | N |  | Landfill Gas | 8760 |  | 13500
61035_G_GEN1 | PA | 42011 | BIRDSBORO POWER LLC/BIRDSBORO POWER PROJECT | Birdsboro Power | 18895911 | 137554713 | 61035 | 01 | 61035 | GEN1 | 420110505 | 101 | 0.25 | 37.58 | 59.3786 | 11.66 | 11.66 | 5.8009 | 0.805 | 2022 | 1 | 0.1 | 800 | 7.9 | 1000 | 221112 | -75.8 | 40.2683 | 2940 | 125 | 120 |  | 485 | N | Natural Gas | Y | N | N | 9999 | N |  | Combined Cycle | 6782 | 6783.9097 | 7050
58420_G_GEN1 | PA | 42015 | HAMILTON LIBERTY LLC/HAMILTON LIBERTY LLC | Hamilton Liberty | 18038411 | 129182413 | 58420 | CT1 | 58420 | GEN1 | 420150093 | P103 | 10.48 | 2.42 | 70.4093 | 43.6287 | 43.6287 | 6.0452 | 1.87 | 2022 | 160 | 22 | 199 | 25338.183 | 66.67 | 221112 | -76.3901 | 41.7675 | 3140 | 125 | 120 |  | 412.5 | N | Natural Gas | Y | N | N | 9999 | N |  | Combined Cycle | 8087 | 8087.9604 | 7050
58420_G_GEN2 | PA | 42015 | HAMILTON LIBERTY LLC/HAMILTON LIBERTY LLC | Hamilton Liberty | 18038411 | 129182513 | 58420 | CT2 | 58420 | GEN2 |  |  | 6.3 | 6.15 | 64.0919 | 46.1874 | 46.1874 | 6.3186 | 1.9324 |  | 160 | 22 | 199 | 25338.183 | 66.67 | 221112 | -76.3901 | 41.7675 |  | 125 | 120 |  | 412.5 | N | Natural Gas | Y | N | N | 9999 | N |  | Combined Cycle |  | 8501.9004 | 7050
54746_B_1 | PA | 42017 | WHEELABRATOR FALLS INC/FALLS TWP | Wheelabrator Falls | 8220011 | 5253913 |  |  | 54746 | 1 | 420170469 | 011 | 16.22 | 2.54 | 280.42 | 23.6804 | 23.6483 | 62.59 | 7.41 | 2022 | 386 | 7 | 300 | 3582.517 | 93.082 | 562213 | -74.7674 | 40.1627 | 325 | 103 | 270 |  | 22 | N | MSW | N | Y | N | 9999 | N |  | Municipal Solid Waste | 7047 |  | 16529
54746_B_2 | PA | 42017 | WHEELABRATOR FALLS INC/FALLS TWP | Wheelabrator Falls | 8220011 | 5254013 |  |  | 54746 | 2 | 420170469 | 012 | 13.41 | 0.56 | 260.7 | 9.813 | 9.7913 | 41.61 | 7.77 | 2022 | 386 | 7 | 300 | 3656.6 | 95.018 | 562213 | -74.7674 | 40.1627 | 325 | 103 | 270 |  | 22 | N | MSW | N | Y | N | 9999 | N |  | Municipal Solid Waste | 6833 |  | 16529
3162_G_1 | PA | 42017 | EXELON GENERATION CO/FALLS TWP PEAK PWR PLT | Falls | 2878411 | 37949613 | 3162 | 1 | 3162 | 1 | 420170578 | 731 | 0.4686 |  | 3.3954 | 0.139 | 0.0867 | 0.0247 | 0.0158 | 2022 | 34 | 10 | 1090 | 12136.233 | 154.535 | 221112 | -74.79 | 40.1765 | 295 | 125 | 120 |  | 17 | N | Distillate Fuel Oil | N | N | N | 9999 | N |  | Combustion Turbine | 48 |  | 18533
3162_G_2 | PA | 42017 | EXELON GENERATION CO/FALLS TWP PEAK PWR PLT | Falls | 2878411 | 37949513 | 3162 | 2 | 3162 | 2 | 420170578 | 732 | 0.4755 |  | 3.4462 | 0.141 | 0.088 | 0.0251 | 0.016 | 2022 | 34 | 10 | 1090 | 12136.233 | 154.535 | 221112 | -74.79 | 40.1765 | 295 | 125 | 120 |  | 17 | N | Distillate Fuel Oil | N | N | N | 9999 | N |  | Combustion Turbine | 47 |  | 18535
3162_G_3 | PA | 42017 | EXELON GENERATION CO/FALLS TWP PEAK PWR PLT | Falls | 2878411 | 37949413 | 3162 | 3 | 3162 | 3 | 420170578 | 733 | 0.3986 |  | 2.8925 | 0.1182 | 0.0737 | 0.0211 | 0.0134 | 2022 | 34 | 10 | 1090 | 12136.233 | 154.535 | 221112 | -74.79 | 40.1765 | 295 | 125 | 120 |  | 17 | N | Distillate Fuel Oil | N | N | N | 9999 | N |  | Combustion Turbine | 38 |  | 18535
55298_G_CT1A | PA | 42017 | FAIRLESS ENERGY LLC/FALLS TWP | Fairless Energy Center | 9202811 | 57827213 | 55298 | 1A | 55298 | CT1A | 420170131 | 101 | 8.4381 | 11.0452 | 60.4372 | 21.2544 | 21.2544 | 4.3698 | 12.3874 | 2022 | 195 | 19 | 178 | 17886.583 | 63.094 | 221112 | -74.7425 | 40.1469 | 2280 | 125 | 120 |  | 191 | N | Natural Gas | Y | N | N | 9999 | N |  | Combined Cycle | 7916 | 7897.3003 | 7184
55298_G_CT1B | PA | 42017 | FAIRLESS ENERGY LLC/FALLS TWP | Fairless Energy Center | 9202811 | 57827313 | 55298 | 1B | 55298 | CT1B | 420170131 | 102 | 7.2015 | 7.3798 | 51.6007 | 13.0035 | 13.0035 | 3.9475 | 9.236 | 2022 | 195 | 19 | 178 | 17886.583 | 63.094 | 221112 | -74.7425 | 40.1469 | 2280 | 125 | 120 |  | 191 | N | Natural Gas | Y | N | N | 9999 | N |  | Combined Cycle | 7726 | 7715.1997 | 7184
55298_G_CT2A | PA | 42017 | FAIRLESS ENERGY LLC/FALLS TWP | Fairless Energy Center | 9202811 | 57827413 | 55298 | 2A | 55298 | CT2A | 420170131 | 105 | 10.7274 | 4.6792 | 53.473 | 19.6215 | 19.6215 | 3.9657 | 10.9865 | 2022 | 195 | 19 | 178 | 17886.583 | 63.094 | 221112 | -74.7425 | 40.1469 | 2280 | 125 | 120 |  | 191 | N | Natural Gas | Y | N | N | 9999 | N |  | Combined Cycle | 7742 | 7715.0107 | 7184
55298_G_CT2B | PA | 42017 | FAIRLESS ENERGY LLC/FALLS TWP | Fairless Energy Center | 9202811 | 57827513 | 55298 | 2B | 55298 | CT2B | 420170131 | 106 | 8.189 | 2.067 | 51.9098 | 12.1119 | 12.1119 | 4.1256 | 7.8853 | 2022 | 195 | 19 | 178 | 17886.583 | 63.094 | 221112 | -74.7425 | 40.1469 | 2280 | 125 | 120 |  | 191 | N | Natural Gas | Y | N | N | 9999 | N |  | Combined Cycle | 7776 | 7764.5308 | 7184
8012_G_11 | PA | 42017 | EXELON GENERATION CO/CROYDON GEN STA | Croydon CT Generating Station | 8004311 | 5056413 | 8012 | 11 | 8012 | 11 | 420170006 | 031 | 0.0548 |  | 9.7872 | 0.4102 | 0.3084 | 3.4002 | 0.0068 | 2022 | 37 | 20.2 | 850 | 8617.433 | 27.003 | 221112 | -74.8934 | 40.08 | 838 | 125 | 120 |  | 49 | N | Distillate Fuel Oil | Y | N | N | 9999 | N |  | Combustion Turbine | 54 | 55.04 | 12410
8012_G_12 | PA | 42017 | EXELON GENERATION CO/CROYDON GEN STA | Croydon CT Generating Station | 8004311 | 5056513 | 8012 | 12 | 8012 | 12 | 420170006 | 032 | 0.0474 |  | 8.3026 | 0.3534 | 0.2656 | 2.8836 | 0.006 | 2022 | 37 | 20.2 | 850 | 8617.433 | 27.003 | 221112 | -74.8934 | 40.08 | 838 | 125 | 120 |  | 49 | N | Distillate Fuel Oil | Y | N | N | 9999 | N |  | Combustion Turbine | 44 | 43.6 | 12412
8012_G_21 | PA | 42017 | EXELON GENERATION CO/CROYDON GEN STA | Croydon CT Generating Station | 8004311 | 5057013 | 8012 | 21 | 8012 | 21 | 420170006 | 033 | 0.0644 |  | 11.2693 | 0.4816 | 0.362 | 3.9219 | 0.008 | 2022 | 37 | 20.2 | 750 | 7629.333 | 23.82 | 221112 | -74.8934 | 40.08 | 838 | 125 | 120 |  | 49 | N | Distillate Fuel Oil | Y | N | N | 9999 | N |  | Combustion Turbine | 62 | 61.44 | 12412
8012_G_22 | PA | 42017 | EXELON GENERATION CO/CROYDON GEN STA | Croydon CT Generating Station | 8004311 | 5056613 | 8012 | 22 | 8012 | 22 | 420170006 | 034 | 0.0652 |  | 11.3903 | 0.4868 | 0.366 | 3.9647 | 0.0082 | 2022 | 37 | 20.2 | 850 | 8617.433 | 26.904 | 221112 | -74.8934 | 40.08 | 838 | 125 | 120 |  | 49 | N | Distillate Fuel Oil | Y | N | N | 9999 | N |  | Combustion Turbine | 62 | 61.44 | 12412
8012_G_31 | PA | 42017 | EXELON GENERATION CO/CROYDON GEN STA | Croydon CT Generating Station | 8004311 | 5057113 | 8012 | 31 | 8012 | 31 | 420170006 | 035 | 0.0648 |  | 13.5176 | 0.4852 | 0.3646 | 4.7013 | 0.0082 | 2022 | 37 | 20.2 | 850 | 8617.433 | 26.904 | 221112 | -74.8934 | 40.08 | 838 | 125 | 120 |  | 49 | N | Distillate Fuel Oil | Y | N | N | 9999 | N |  | Combustion Turbine | 62 | 61.1 | 12412
8012_G_32 | PA | 42017 | EXELON GENERATION CO/CROYDON GEN STA | Croydon CT Generating Station | 8004311 | 67414613 | 8012 | 32 | 8012 | 32 | 420170006 | 036A | 0.0584 |  | 10.2299 | 0.4372 | 0.3286 | 3.5608 | 0.0074 | 2022 | 37 | 20.2 | 750 | 7629.333 | 23.82 | 221112 | -74.8934 | 40.08 | 838 | 125 | 120 |  | 48 | N | Distillate Fuel Oil | Y | N | N | 9999 | N |  | Combustion Turbine | 56 | 57.54 | 12413
8012_G_41 | PA | 42017 | EXELON GENERATION CO/CROYDON GEN STA | Croydon CT Generating Station | 8004311 | 5056813 | 8012 | 41 | 8012 | 41 | 420170006 | 037 | 0.0536 |  | 9.3807 | 0.4008 | 0.3014 | 3.2667 | 0.0068 | 2022 | 37 | 20.2 | 850 | 8617.433 | 27.003 | 221112 | -74.8934 | 40.08 | 838 | 125 | 120 |  | 49 | N | Distillate Fuel Oil | Y | N | N | 9999 | N |  | Combustion Turbine | 52 | 53.06 | 12412
8012_G_42 | PA | 42017 | EXELON GENERATION CO/CROYDON GEN STA | Croydon CT Generating Station | 8004311 | 5056913 | 8012 | 42 | 8012 | 42 | 420170006 | 038 | 0.0556 |  | 9.7287 | 0.4158 | 0.3126 | 3.3886 | 0.007 | 2022 | 37 | 20.2 | 750 | 7629.333 | 23.82 | 221112 | -74.8934 | 40.08 | 838 | 125 | 120 |  | 49 | N | Distillate Fuel Oil | Y | N | N | 9999 | N |  | Combustion Turbine | 54 | 53.43 | 12412
10603_B_031 | PA | 42021 | EBENSBURG POWER CO/EBENSBURG COGENERATION PLT | Ebensburg Power | 6594311 | 17845713 | 10603 | 031 | 10603 | 031 | 420210033 | 031 | 421.34 | 0.1354 | 229.1135 | 93.4 | 33.47 | 1529.2774 | 2.96 | 2022 | 250 | 8.8 | 340 | 3916.667 | 64.406 | 221112 | -78.7472 | 40.455 | 820 | 125 | 100 |  | 50 | N | Waste Coal | Y | N | N | 9999 | N |  | Coal Steam | 7944 | 8074.5088 | 14500
10143_B_ABB01 | PA | 42021 | INTER POWER AHLCON LP/COLVER POWER PROJ | Colver Green Energy | 6594411 | 17845413 | 10143 | AAB01 | 10143 | ABB01 | 420210034 | 031 | 232.23 | 0.18 | 610.496 | 10.4927 | 5.7576 | 2573.1589 | 3.24 | 2022 | 398 | 12 | 270 | 4583.333 | 40.52 | 221112 | -78.7989 | 40.5504 | 1210 | 125 | 100 |  | 110 | N | Waste Coal | Y | N | N | 9999 | N |  | Coal Steam | 7911 | 7928.3896 | 11032
60589_G_GEN1 | PA | 42021 | CPV FAIRVIEW LLC/FAIRVIEW ENERGY CTR | CPV Fairview Energy Center | 21251711 | 154932713 | 60589 | CT-1 | 60589 | GEN1 | 420210001 | 101 | 20.7 | 23 | 71.7647 | 19.4 | 19.4 | 3.4361 | 1.8 | 2022 | 225 | 23 | 165 | 27635 | 66.506 | 221112 | -78.8567 | 40.4156 | 3760 | 125 | 140 |  | 341.8 | N | Natural Gas | Y | N | N | 9999 | N | 60589_G_GEN3;60589_G_GEN1 | Combined Cycle | 7645 | 7645.5298 | 7050
60589_G_GEN2 | PA | 42021 | CPV FAIRVIEW LLC/FAIRVIEW ENERGY CTR | CPV Fairview Energy Center | 21251711 | 154932813 | 60589 | CT-2 | 60589 | GEN2 | 420210001 | 102 | 12.6 | 33.9 | 73.5374 | 25.2 | 25.2 | 3.5072 | 0.2 | 2022 | 225 | 23 | 165 | 27635 | 66.506 | 221112 | -78.8567 | 40.4156 | 3760 | 125 | 140 |  | 342.9 | N | Natural Gas | Y | N | N | 9999 | N |  | Combined Cycle | 7776 | 7778.6006 | 7050
50776_B_BLR1 | PA | 42025 | PANTHER CREEK POWER OPR LLC/NESQUEHONING | Panther Creek Energy Facility | 7889011 | 2746913 | 50776 | 1 | 50776 | BLR1 | 420250023 | 031 | 190.78 | 0.34 | 188.2034 | 9.5155 | 9.1895 | 170.9648 | 1.68 | 2022 | 350 | 7.5 | 350 | 9021.233 | 204.209 | 221112 | -75.8768 | 40.8557 | 600 | 125 | 100 |  | 40 | N | Waste Coal | Y | N | N | 9999 | N |  | Coal Steam | 7261 | 7233.0005 | 14141
50776_B_BLR2 | PA | 42025 | PANTHER CREEK POWER OPR LLC/NESQUEHONING | Panther Creek Energy Facility | 7889011 | 2746813 | 50776 | 2 | 50776 | BLR2 | 420250023 | 032 | 164.81 | 0.26 | 171.0246 | 10.2746 | 9.9234 | 218.5174 | 1.82 | 2022 | 350 | 7.5 | 350 | 9021.233 | 204.209 | 221112 | -75.8768 | 40.8557 | 600 | 125 | 100 |  | 40 | N | Waste Coal | Y | N | N | 9999 | N |  | Coal Steam | 7472 | 7454.0195 | 14141
3131_B_1 | PA | 42033 | SHAWVILLE POWER LLC/SHAWVILLE GEN STA | Shawville | 2985011 | 38387013 | 3131 | 1 | 3131 | 1 | 420330021 | 031 | 18.2205 | 0.002 | 65.1519 | 4.3435 | 4.3392 | 0.5217 | 0.8675 | 2022 | 600 | 12.5 | 286 | 22028 | 179.504 | 221112 | -78.3664 | 41.0669 | 1340 | 125 | 100 |  | 122 | N | Natural Gas | Y | N | N | 9999 | N |  | O/G Steam | 2167 | 2166.8101 | 12463
3131_B_2 | PA | 42033 | SHAWVILLE POWER LLC/SHAWVILLE GEN STA | Shawville | 2985011 | 38387913 | 3131 | 2 | 3131 | 2 |  |  | 19.1731 | 0.0007 | 49.665 | 6.4331 | 6.4084 | 0.3439 | 0.1744 |  | 600 | 12.5 | 286 | 22028 | 179.504 | 221112 | -78.3664 | 41.0669 |  | 125 | 100 |  | 125 | N | Natural Gas | Y | N | N | 9999 | N |  | O/G Steam |  | 1345.0498 | 12463
3131_B_3 | PA | 42033 | SHAWVILLE POWER LLC/SHAWVILLE GEN STA | Shawville | 2985011 | 38387313 | 3131 | 3 | 3131 | 3 | 420330021 | 033 | 4.5747 | 0.0018 | 126.6129 | 16.1391 | 16.0439 | 1.3516 | 2.2821 | 2022 | 854 | 19 | 243 | 26126.833 | 92.163 | 221112 | -78.3664 | 41.0669 | 1790 | 125 | 100 |  | 174 | N | Natural Gas | Y | N | N | 9999 | N |  | O/G Steam | 11 | 3709.23 | 11615
3131_B_4 | PA | 42033 | SHAWVILLE POWER LLC/SHAWVILLE GEN STA | Shawville | 2985011 | 38387813 | 3131 | 4 | 3131 | 4 | 420330021 | 034 | 4.6233 | 0.002 | 127.569 | 16.3077 | 16.2112 | 1.3661 | 2.3059 | 2022 | 854 | 19 | 243 | 26126.833 | 92.163 | 221112 | -78.3664 | 41.0669 | 1790 | 125 | 100 |  | 175 | N | Natural Gas | Y | N | N | 9999 | N |  | O/G Steam | 12 | 3805.9902 | 11615
3131_G_5 | PA | 42033 | SHAWVILLE POWER LLC/SHAWVILLE GEN STA | Shawville | 2985011 | 38387513 |  |  | 3131 | 5 | 420330021 | P101 | 0.2358 |  | 0.8878 | 0.0159 | 0.0154 | 0.0055 | 0.025 | 2022 | 1 | 0.1 | 320 | 7.9 | 1000 | 221112 | -78.3664 | 41.0669 | 2 | 125 | 160 |  | 2 | N | Distillate Fuel Oil | N | N | N | 9999 | N |  | Combustion Turbine | 27 |  | 25000
3131_G_6 | PA | 42033 | SHAWVILLE POWER LLC/SHAWVILLE GEN STA | Shawville | 2985011 | 38388013 |  |  | 3131 | 6 | 420330021 | P102 | 0.2363 |  | 0.8896 | 0.0159 | 0.0154 | 0.0056 | 0.025 | 2022 | 1 | 0.1 | 320 | 7.9 | 1000 | 221112 | -78.3664 | 41.0669 | 2 | 125 | 160 |  | 2 | N | Distillate Fuel Oil | N | N | N | 9999 | N |  | Combustion Turbine | 27 |  | 25000
3131_G_7 | PA | 42033 | SHAWVILLE POWER LLC/SHAWVILLE GEN STA | Shawville | 2985011 | 38388113 |  |  | 3131 | 7 | 420330021 | P103 | 0.236 |  | 0.8885 | 0.0159 | 0.0154 | 0.0056 | 0.025 | 2022 | 1 | 0.1 | 320 | 7.9 | 1000 | 221112 | -78.3664 | 41.0669 | 2 | 125 | 160 |  | 2 | N | Distillate Fuel Oil | N | N | N | 9999 | N |  | Combustion Turbine | 27 |  | 25000
3147_G_CTG | PA | 42035 | MARTINS CREEK LLC/LOCK HAVEN CTS |  | 6602011 | 19033913 |  |  |  |  | 420350677 | P101 | 0.0005 |  | 0.09 | 0.0016 | 0.00136 | 0.0157 | 0.0001 | 2021 | 40 | 2 | 280 | 16.667 | 5.315 | 221112 | -77.4709 | 41.1189 | 19 | 125 | 120 |  |  |  |  | N | N | N |  | N
3111_G_1 | PA | 42041 | MOUNTAIN POWER LLC/MOUNTAIN GS | Mountain | 6464111 | 18721213 | 3111 | 031 | 3111 | 1 | 420410045 | 031 | 0.0785 |  | 17.3938 | 0.2737 | 0.2737 | 2.6258 | 0.0098 | 2022 | 22 | 15.3 | 955 | 9748.717 | 53.021 | 221112 | -77.1757 | 40.1224 | 326 | 125 | 120 |  | 19.5 | N | Distillate Fuel Oil | Y | N | N | 9999 | N |  | Combustion Turbine | 168 | 168.1 | 15722
3111_G_2 | PA | 42041 | MOUNTAIN POWER LLC/MOUNTAIN GS | Mountain | 6464111 | 18721313 | 3111 | 032 | 3111 | 2 | 420410045 | 032 | 0.0973 |  | 21.1731 | 0.3392 | 0.3392 | 3.1975 | 0.0121 | 2022 | 22 | 15.3 | 955 | 9748.717 | 53.021 | 221112 | -77.1757 | 40.1224 | 326 | 125 | 120 |  | 20.6 | N | Distillate Fuel Oil | Y | N | N | 9999 | N |  | Combustion Turbine | 238 | 237.5 | 15724
3154_G_CTG1 | PA | 42041 | MARTINS CREEK LLC/WEST SHORE CTG SITE |  | 6464511 | 18718913 |  |  |  |  | 420410494 | 031 | 0.0069 |  | 1.1684 | 0.024 | 0.0204 | 0.0259 | 0.0009 | 2022 | 25 | 6 | 898 | 9550.017 | 337.627 | 221112 | -76.9458 | 40.1908 | 282 | 125 | 120 |  |  |  |  | N | N | N |  | N |  |  | 19
3154_G_CTG2 | PA | 42041 | MARTINS CREEK LLC/WEST SHORE CTG SITE |  | 6464511 | 18719013 |  |  |  |  | 420410494 | 032 | 0.0066 |  | 1.1128 | 0.0228 | 0.0194 | 0.0247 | 0.0008 | 2022 | 25 | 6 | 898 | 955.017 | 33.794 | 221112 | -76.9458 | 40.1908 | 282 | 125 | 120 |  |  |  |  | N | N | N |  | N |  |  | 18
10118_B_1 | PA | 42043 | LANCASTER CNTY SWMA/SUSQ RESOURCE MGMT COMPLEX | Harrisburg Facility | 6622011 | 67406813 |  |  | 10118 | 1 | 420430017 | 0001 | 6.7 | 1.3438 | 70.55 | 6.5385 | 3.3374 | 10 | 0.22 | 2022 | 165 | 10 | 285 | 2596.7 | 33.072 | 562213 | -76.8541 | 40.2443 | 116 | 103 | 270 |  | 5.6 | Y | MSW | N | Y | N | 9999 | N |  | Municipal Solid Waste | 7961 |  | 6464
10118_B_2 | PA | 42043 | LANCASTER CNTY SWMA/SUSQ RESOURCE MGMT COMPLEX | Harrisburg Facility | 6622011 | 67406913 |  |  | 10118 | 2 | 420430017 | 0002 | 6.5 | 1.1109 | 65.86 | 8.635 | 4.3002 | 11 | 0.3829 | 2022 | 165 | 10 | 285 | 2596.7 | 33.072 | 562213 | -76.8541 | 40.2443 | 116 | 103 | 270 |  | 5.6 | Y | MSW | N | Y | N | 9999 | N |  | Municipal Solid Waste | 7856 |  | 6464
10118_B_3 | PA | 42043 | LANCASTER CNTY SWMA/SUSQ RESOURCE MGMT COMPLEX | Harrisburg Facility | 6622011 | 67407013 |  |  | 10118 | 3 | 420430017 | 0003 | 8 | 1.2589 | 67.47 | 3.3021 | 1.6793 | 14.2 | 1.012 | 2022 | 165 | 10 | 285 | 2596.7 | 33.072 | 562213 | -76.8541 | 40.2443 | 116 | 103 | 270 |  | 5.6 | Y | MSW | N | Y | N | 9999 | N |  | Municipal Solid Waste | 7940 |  | 6464
50373_G_GEN2 | PA | 42043 | ENERGY CTR HBG LLC/ENERGY CTR PAXTON LLC | Paxton Creek Cogeneration | 6465211 | 18718113 |  |  | 50373 | GEN2 | 420430013 | 033 | 2.7231 | 0.3352 | 14.52 | 1.3942 | 0.5982 | 0.08 | 0.5758 | 2022 | 223 | 12 | 350 | 1180.7 | 10.434 | 221330 | -76.8771 | 40.2641 | 214 | 125 | 100 |  | 6 | Y | Natural Gas, Distillate Fuel Oil | N | Y | N | 9999 | N |  | Combustion Turbine | 4328 |  | 8900
3143_G_CTG3 | PA | 42043 | MARTINS CREEK LLC/HARRISBURG CTG SITE |  | 6660711 | 17773213 |  |  |  |  | 420430209 | P103 | 0.0063 |  | 0.9232 | 0.0221 | 0.01878 | 0.0462 | 0.0008 | 2022 | 25 | 6 | 895 | 671.667 | 23.754 | 221112 | -76.8579 | 40.2579 | 269 | 125 | 120 |  |  |  |  | N | N | N |  | N |  |  | 15
3143_G_CTG1 | PA | 42043 | MARTINS CREEK LLC/HARRISBURG CTG SITE |  | 6660711 | 17773513 |  |  |  |  | 420430209 | P101 | 0.0063 |  | 0.9171 | 0.022 | 0.01872 | 0.0459 | 0.0008 | 2022 | 25 | 6 | 895 | 6716.65 | 237.544 | 221112 | -76.8579 | 40.2579 | 269 | 125 | 120 |  |  |  |  | N | N | N |  | N |  |  | 15
3143_G_CTG2 | PA | 42043 | MARTINS CREEK LLC/HARRISBURG CTG SITE |  | 6660711 | 17773413 |  |  |  |  | 420430209 | P102 | 0.0046 |  | 0.662 | 0.0158 | 0.01344 | 0.0332 | 0.0006 | 2022 | 25 | 6 | 895 | 6716.65 | 237.544 | 221112 | -76.8579 | 40.2579 | 269 | 125 | 120 |  |  |  |  | N | N | N |  | N |  |  | 11
3161_B_3 | PA | 42045 | CONSTELLATION ENERGY GENERATION LLC/EDDYSTONE | Eddystone Generating Station | 6662011 | 17764713 | 3161 | 3 | 3161 | 3 |  |  | 0.98 | 0.2464 | 4.7342 | 1.2737 | 0.97318 | 0.0535 | 0.343 |  | 249 | 24 | 297 | 25444.933 | 56.236 | 221112 | -75.3236 | 39.8588 |  | 125 | 100 |  | 380 | N | Natural Gas, Distillate Fuel Oil | Y | N | N | 9999 | N |  | O/G Steam |  | 150.31 | 14500
3161_B_4 | PA | 42045 | CONSTELLATION ENERGY GENERATION LLC/EDDYSTONE | Eddystone Generating Station | 6662011 | 17764613 | 3161 | 4 | 3161 | 4 | 420450014 | 041 | 1.26 | 0.3067 | 5.5191 | 1.5838 | 1.2145 | 0.062 | 0.4411 | 2022 | 249 | 24 | 297 | 25444.933 | 56.236 | 221112 | -75.3236 | 39.8588 | 4120 | 125 | 100 |  | 380 | N | Natural Gas, Distillate Fuel Oil | Y | N | N | 9999 | N |  | O/G Steam | 175 | 174.95 | 14500
10746_B_BLR1 | PA | 42045 | COVANTA DELAWARE VALLEY LP/DELAWARE VALLEY RES REC | Covanta Delaware Valley | 8219711 | 5256013 |  |  | 10746 | BLR1 | 420450059 | 101 | 67.6086 |  | 189.8354 | 9.1151 | 8.1757 | 39.8908 | 1.1286 | 2022 | 308 | 5.5 | 270 | 2300 | 96.822 | 562213 | -75.3945 | 39.8253 | 194 | 103 | 270 |  | 13.3 | N | MSW | N | Y | N | 9999 | N |  | Municipal Solid Waste | 8280 |  | 18920
10746_B_BLR2 | PA | 42045 | COVANTA DELAWARE VALLEY LP/DELAWARE VALLEY RES REC | Covanta Delaware Valley | 8219711 | 5255913 |  |  | 10746 | BLR2 | 420450059 | 102 | 45.2046 |  | 209.1517 | 8.6471 | 7.5461 | 34.6432 | 1.1354 | 2022 | 308 | 5.5 | 270 | 2300 | 96.822 | 562213 | -75.3945 | 39.8253 | 194 | 103 | 270 |  | 13.3 | N | MSW | N | Y | N | 9999 | N |  | Municipal Solid Waste | 7848 |  | 18920
10746_B_BLR3 | PA | 42045 | COVANTA DELAWARE VALLEY LP/DELAWARE VALLEY RES REC | Covanta Delaware Valley | 8219711 | 5255813 |  |  | 10746 | BLR3 | 420450059 | 103 | 61.3468 |  | 193.8956 | 12.965 | 11.9745 | 22.8504 | 1.118 | 2022 | 308 | 5.5 | 270 | 2300 | 96.822 | 562213 | -75.3945 | 39.8253 | 194 | 103 | 270 |  | 13.3 | N | MSW | N | Y | N | 9999 | N |  | Municipal Solid Waste | 8040 |  | 18920
10746_B_BLR4 | PA | 42045 | COVANTA DELAWARE VALLEY LP/DELAWARE VALLEY RES REC | Covanta Delaware Valley | 8219711 | 5256113 |  |  | 10746 | BLR4 | 420450059 | 104 | 61.7574 |  | 188.9996 | 10.7235 | 10.1593 | 37.1866 | 1.1856 | 2022 | 308 | 5.5 | 270 | 2300 | 96.822 | 562213 | -75.3945 | 39.8253 | 194 | 103 | 270 |  | 13.3 | N | MSW | N | Y | N | 9999 | N |  | Municipal Solid Waste | 7965 |  | 18920
10746_B_BLR5 | PA | 42045 | COVANTA DELAWARE VALLEY LP/DELAWARE VALLEY RES REC | Covanta Delaware Valley | 8219711 | 5255513 |  |  | 10746 | BLR5 | 420450059 | 105 | 56.5781 |  | 180.8964 | 8.9366 | 8.4889 | 34.5728 | 1.3473 | 2022 | 308 | 5.5 | 270 | 2300 | 96.822 | 562213 | -75.3945 | 39.8253 | 194 | 103 | 270 |  | 13.3 | N | MSW | N | Y | N | 9999 | N |  | Municipal Solid Waste | 8064 |  | 18920
10746_B_BLR6 | PA | 42045 | COVANTA DELAWARE VALLEY LP/DELAWARE VALLEY RES REC | Covanta Delaware Valley | 8219711 | 5255613 |  |  | 10746 | BLR6 | 420450059 | 106 | 44.1685 |  | 191.2523 | 10.2072 | 9.8848 | 27.2649 | 0.9174 | 2022 | 308 | 5.5 | 270 | 2300 | 96.822 | 562213 | -75.3945 | 39.8253 | 194 | 103 | 270 |  | 13.3 | N | MSW | N | Y | N | 9999 | N |  | Municipal Solid Waste | 7992 |  | 18920
3161_G_10 | PA | 42045 | CONSTELLATION ENERGY GENERATION LLC/EDDYSTONE | Eddystone Generating Station | 6662011 | 17764213 |  |  | 3161 | 10 | 420450014 | 037 | 0.4383 |  | 2.9645 | 0.1886 | 0.0954 | 0.0097 | 0.0148 | 2022 | 32 | 11.9 | 735 | 6916.683 | 62.208 | 221112 | -75.3236 | 39.8588 | 13 | 125 | 120 |  | 13 | N | Distillate Fuel Oil | N | N | N | 9999 | N |  | Combustion Turbine | 45 |  | 13430
3161_G_20 | PA | 42045 | CONSTELLATION ENERGY GENERATION LLC/EDDYSTONE | Eddystone Generating Station | 6662011 | 17764113 |  |  | 3161 | 20 | 420450014 | 038 | 0.3353 |  | 2.2677 | 0.1443 | 0.073 | 0.0074 | 0.0113 | 2022 | 32 | 11.9 | 735 | 6916.683 | 62.208 | 221112 | -75.3236 | 39.8588 | 13 | 125 | 120 |  | 13 | N | Distillate Fuel Oil | N | N | N | 9999 | N |  | Combustion Turbine | 36 |  | 13430
3161_G_30 | PA | 42045 | CONSTELLATION ENERGY GENERATION LLC/EDDYSTONE | Eddystone Generating Station | 6662011 | 17765213 | 3161 | 30 | 3161 | 30 | 420450014 | 039 | 0.3596 |  | 2.5858 | 0.1067 | 0.0665 | 0.008 | 0.0121 | 2022 | 32 | 11.9 | 735 | 6916.683 | 62.208 | 221112 | -75.3236 | 39.8588 | 17 | 125 | 120 |  | 17 | N | Distillate Fuel Oil | N | N | N | 9999 | N |  | Combustion Turbine | 33 |  | 13428
3161_G_40 | PA | 42045 | CONSTELLATION ENERGY GENERATION LLC/EDDYSTONE | Eddystone Generating Station | 6662011 | 17765113 | 3161 | 40 | 3161 | 40 | 420450014 | 040 | 0.341 |  | 2.452 | 0.1012 | 0.0631 | 0.0076 | 0.0115 | 2022 | 32 | 11.9 | 735 | 6916.683 | 62.208 | 221112 | -75.3236 | 39.8588 | 17 | 125 | 120 |  | 17 | N | Distillate Fuel Oil | N | N | N | 9999 | N |  | Combustion Turbine | 33 |  | 13428
55231_G_GTG1 | PA | 42045 | LIBERTY ELEC POWER LLC/EDDYSTONE PLT | Liberty Electric Power Plant | 4724611 | 27721513 | 55231 | 0001 | 55231 | GTG1 | 420450221 | 031 | 62.7 | 16.4 | 54.1396 | 44.2 | 43.1704 | 3.9358 | 6.4 | 2022 | 200 | 20 | 197 | 15740 | 50.101 | 221112 | -75.3358 | 39.8625 | 2240 | 125 | 120 |  | 169.1 | N | Natural Gas | Y | N | N | 9999 | N |  | Combined Cycle | 7495 | 7430.5811 | 7241
55231_G_GTG2 | PA | 42045 | LIBERTY ELEC POWER LLC/EDDYSTONE PLT | Liberty Electric Power Plant | 4724611 | 27721713 | 55231 | 0002 | 55231 | GTG2 | 420450221 | 032 | 58.5 | 6.5 | 56.1121 | 49.8 | 48.634 | 3.9965 | 6.7 | 2022 | 200 | 20 | 197 | 15740 | 50.101 | 221112 | -75.3358 | 39.8625 | 2240 | 125 | 120 |  | 169.1 | N | Natural Gas | Y | N | N | 9999 | N |  | Combined Cycle | 7690 | 7625.541 | 7241
55801_G_CT13 | PA | 42045 | MARCUS HOOK ENERGY LP/750 MW | Marcus Hook Energy LP | 10723711 | 58850313 | 55801 | 0003 | 55801 | CT13 | 420450317 | 103 | 49.7 | 6.3 | 68.0738 | 122.802 | 119.06 | 4.1673 | 5.7 | 2022 | 275 | 20 | 200 | 18333.333 | 58.369 | 221112 | -75.4222 | 39.8067 | 2360 | 125 | 120 |  | 182.7 | Y | Natural Gas | Y | N | N | 9999 | N |  | Combined Cycle | 5 | 7575.2104 | 7287
55801_G_CT1A | PA | 42045 | MARCUS HOOK ENERGY LP/750 MW | Marcus Hook Energy LP | 10723711 | 58814913 | 55801 | 0001 | 55801 | CT1A | 420450317 | 101 | 46.6 | 6.3 | 68.3322 | 139.874 | 135.5 | 4.1179 | 5.6 | 2022 | 275 | 20 | 200 | 18333.333 | 58.369 | 221112 | -75.4222 | 39.8067 | 2360 | 125 | 120 |  | 182.7 | Y | Natural Gas | Y | N | N | 9999 | N |  | Combined Cycle | 7494 | 7455.2603 | 7287
55801_G_CTIB | PA | 42045 | MARCUS HOOK ENERGY LP/750 MW | Marcus Hook Energy LP | 10723711 | 58815013 | 55801 | 0002 | 55801 | CTIB |  |  | 57.5 | 5.1 | 57.6631 | 106.6805 | 103.4 | 3.4574 | 4.7 |  | 275 | 20 | 200 | 18333.333 | 58.369 | 221112 | -75.4222 | 39.8067 |  | 125 | 120 |  | 182.7 | Y | Natural Gas | Y | N | N | 9999 | N |  | Combined Cycle |  | 6227.9507 | 7287
55377_G_UNT8 | PA | 42051 | GANS ENERGY LLC/GANS POWER STA | Gans | 3767811 | 37874113 | 55377 | 8 | 55377 | UNT8 | 420510119 | 101 | 21.8 |  | 26.8388 | 0.238 | 0.198 | 0.1577 | 0.82 | 2022 | 75 | 9 | 816 | 9039.783 | 142.1 | 221112 | -79.8391 | 39.7477 | 29.2 | 125 | 120 |  | 44 | N | Natural Gas | Y | N | N | 9999 | N |  | Combustion Turbine | 1561 | 1560.9697 | 10745
55377_G_UNT9 | PA | 42051 | GANS ENERGY LLC/GANS POWER STA | Gans | 3767811 | 37874213 | 55377 | 9 | 55377 | UNT9 | 420510119 | 102 | 34.16 |  | 26.5418 | 0.242 | 0.2 | 0.1604 | 0.84 | 2022 | 75 | 9 | 816 | 9039.783 | 142.1 | 221112 | -79.8391 | 39.7477 | 29.2 | 125 | 120 |  | 44 | N | Natural Gas | Y | N | N | 9999 | N |  | Combustion Turbine | 1586 | 1586.5496 | 10745
55516_G_CTG1 | PA | 42051 | FAYETTE ENERGY FACILITY/MASONTOWN | Fayette Energy Facility | 9207411 | 54831913 | 55516 | CTG1 | 55516 | CTG1 | 420510122 | 101 | 14.51 | 27.4 | 57.9554 | 117.35 | 117.35 | 5.3255 | 8.16 | 2022 | 225 | 18 | 200 | 17639.783 | 69.328 | 221112 | -79.9181 | 39.8589 | 2510 | 125 | 120 |  | 177.7 | N | Natural Gas | Y | N | N | 9999 | N |  | Combined Cycle | 8375 | 8339.3301 | 7222
55516_G_CTG2 | PA | 42051 | FAYETTE ENERGY FACILITY/MASONTOWN | Fayette Energy Facility | 9207411 | 54832013 | 55516 | CTG2 | 55516 | CTG2 | 420510122 | 102 | 13.62 | 16 | 53.2567 | 60.47 | 60.47 | 5.2323 | 7.93 | 2022 | 225 | 18 | 200 | 17639.783 | 69.328 | 221112 | -79.9182 | 39.8592 | 2510 | 125 | 120 |  | 177.7 | N | Natural Gas | Y | N | N | 9999 | N |  | Combined Cycle | 8412 | 8389.3008 | 7222
7397_G_5 | PA | 42055 | CHAMBERSBURG BORO/FALLING SPRING 2ND ST DIESEL POWER PLT | Falling Spring | 3769511 | 37866713 |  |  | 7397 | 5 | 420550609 | 105 | 0.7718 |  | 9.5875 | 0.0881 | 0.0868 | 0.0092 | 0.4525 | 2022 | 35 | 1.6 | 615 | 429 | 213.265 | 221112 | -77.6627 | 39.9419 | 19.6 | 125 | 160 |  | 2.1 | N | Natural Gas, Distillate Fuel Oil | N | N | N | 9999 | N |  | Combustion Turbine | 54 |  | 10745
7397_G_6 | PA | 42055 | CHAMBERSBURG BORO/FALLING SPRING 2ND ST DIESEL POWER PLT | Falling Spring | 3769511 | 37866613 |  |  | 7397 | 6 | 420550609 | 106 | 0.1212 |  | 5.5935 | 0.0634 | 0.0622 | 0.0049 | 0.2516 | 2022 | 35 | 1.6 | 660 | 429.017 | 213.265 | 221112 | -77.6627 | 39.9419 | 19.6 | 125 | 160 |  | 2.1 | N | Natural Gas, Distillate Fuel Oil | N | N | N | 9999 | N |  | Combustion Turbine | 56 |  | 10745
7397_G_7 | PA | 42055 | CHAMBERSBURG BORO/FALLING SPRING 2ND ST DIESEL POWER PLT | Falling Spring | 3769511 | 37866813 |  |  | 7397 | 7 | 420550609 | 107 | 0.4019 |  | 3.8896 | 0.3728 | 0.3704 | 0.0185 | 1.5723 | 2022 | 1 | 0.1 | 400 | 7.9 | 1000 | 221112 | -77.6627 | 39.9419 | 31.7 | 125 | 160 |  | 2.9 | N | Natural Gas, Distillate Fuel Oil | N | N | N | 9999 | N |  | Combustion Turbine | 84 |  | 10745
55654_G_UN12 | PA | 42055 | CHAMBERSBURG ENERGY LLC/CHAMBERSBURG | Chambersburg | 3769311 | 37867413 | 55654 | 12 | 55654 | UN12 | 420550085 | 012 | 40.766 |  | 45.582 | 0.349 | 0.279 | 0.279 | 1.38 | 2022 | 75 | 9 | 816 | 9039.783 | 142.1 | 221112 | -77.6833 | 39.8667 | 424 | 125 | 120 |  | 44 | N | Natural Gas | Y | N | N | 9999 | N |  | Combustion Turbine | 2776 | 2776.1995 | 10745
55654_G_UN13 | PA | 42055 | CHAMBERSBURG ENERGY LLC/CHAMBERSBURG | Chambersburg | 3769311 | 37867513 | 55654 | 13 | 55654 | UN13 | 420550085 | 013 | 36.804 |  | 34.5694 | 0.265 | 0.212 | 0.2115 | 1.042 | 2022 | 75 | 9 | 816 | 9039.783 | 142.1 | 221112 | -77.6833 | 39.8667 | 424 | 125 | 120 |  | 44 | N | Natural Gas | Y | N | N | 9999 | N |  | Combustion Turbine | 2109 | 2108.7307 | 10745
55997_G_10 | PA | 42055 | CHAMBERSBURG BORO/ORCHARD PARK GENERATING STA | Orchard Park | 10722111 | 58850613 |  |  | 55997 | 10 | 420550087 | 112 | 2.2461 |  | 6.9537 | 1.7779 | 1.7758 | 0.1421 | 2.1404 | 2022 | 1 | 0.1 | 730 | 7.9 | 1000 | 221112 | -77.6667 | 39.9083 | 46.7 | 125 | 160 |  | 5.8 | N | Natural Gas, Distillate Fuel Oil | N | N | N | 9999 | N |  | Combustion Turbine | 1497 |  | 10745
55997_G_11 | PA | 42055 | CHAMBERSBURG BORO/ORCHARD PARK GENERATING STA | Orchard Park | 10722111 | 58850713 |  |  | 55997 | 11 | 420550087 | 113 | 2.2461 |  | 6.9577 | 1.7789 | 1.7768 | 0.1422 | 2.1412 | 2022 | 1 | 0.1 | 730 | 7.9 | 1000 | 221112 | -77.6667 | 39.9083 | 46.7 | 125 | 160 |  | 5.8 | N | Natural Gas, Distillate Fuel Oil | N | N | N | 9999 | N |  | Combustion Turbine | 1498 |  | 10745
55997_G_8 | PA | 42055 | CHAMBERSBURG BORO/ORCHARD PARK GENERATING STA | Orchard Park | 10722111 | 58850413 |  |  | 55997 | 8 | 420550087 | 110 | 2.0321 |  | 6.3017 | 1.6115 | 1.6096 | 0.1287 | 1.9386 | 2022 | 1 | 0.1 | 734 | 7.9 | 1000 | 221112 | -77.6667 | 39.9083 | 46.7 | 125 | 160 |  | 5.8 | N | Natural Gas, Distillate Fuel Oil | N | N | N | 9999 | N |  | Combustion Turbine | 35 |  | 10745
55997_G_9 | PA | 42055 | CHAMBERSBURG BORO/ORCHARD PARK GENERATING STA | Orchard Park | 10722111 | 58850513 |  |  | 55997 | 9 | 420550087 | 111 | 2.2303 |  | 6.813 | 1.74 | 1.7376 | 0.1398 | 2.1071 | 2022 | 1 | 0.1 | 730 | 7.9 | 1000 | 221112 | -77.6667 | 39.9083 | 46.7 | 125 | 160 |  | 5.8 | N | Natural Gas, Distillate Fuel Oil | N | N | N | 9999 | N |  | Combustion Turbine | 46 |  | 10745
62565_G_GEN1 | PA | 42059 | HILLTOP ENERGY CENTER LLC/CARMICHAELS | Hill Top Energy Center, LLC | 21255111 | 156397913 | 62565 | 01 | 62565 | GEN1 | 420590004 | 101 | 63.01 | 24.07 | 61.7621 | 25.08 | 25.08 | 8.1134 |  | 2022 | 220 | 23 | 162 | 27359.067 | 65.85 | 221112 | -79.9301 | 39.8931 | 3430 | 125 | 120 |  | 620.7 | N | Natural Gas, Distillate Fuel Oil | Y | N | N | 9999 | N |  | Combined Cycle | 7089 | 7088.519 | 6370
3118_B_1 | PA | 42063 | KEYSTONE CONEMAUGH PROJ LLC/CONEMAUGH STATION | Conemaugh | 2905911 | 38673013 | 3118 | 1 | 3118 | 1 | 420630001 | 031 | 712.3058 | 0.4266 | 1660.0108 | 338.4882 | 338.4882 | 809.2535 | 4.2738 | 2022 | 525 | 28 | 124 | 45000 | 73.101 | 221112 | -79.0611 | 40.3842 | 8280 | 125 | 100 |  | 850 | N | Bituminous | Y | N | N | 2029 | N |  | Coal Steam | 4368 | 4357.6011 | 9782
3118_B_2 | PA | 42063 | KEYSTONE CONEMAUGH PROJ LLC/CONEMAUGH STATION | Conemaugh | 2905911 | 38672213 | 3118 | 2 | 3118 | 2 | 420630001 | 032 | 2791.028 | 0.4454 | 1706.0727 | 283.5568 | 283.5568 | 1317.0452 | 7.4229 | 2022 | 525 | 28 | 124 | 45000 | 73.101 | 221112 | -79.0611 | 40.3842 | 8280 | 125 | 100 |  | 850 | N | Bituminous | Y | N | N | 2029 | N |  | Coal Steam | 155 | 4650.8101 | 9704
3130_B_1 | PA | 42063 | SEWARD GENERATING STATION/SEWARD | Seward (PA) | 3005111 | 67474613 | 3130 | 1 | 3130 | 1 |  |  | 570.35 | 3.98 | 817.7675 | 50.76 | 50.76 | 3938.2418 | 5.05 |  | 600 | 17.3 | 165 | 24533.333 | 104.369 | 221112 | -79.0342 | 40.4079 |  | 125 | 100 |  | 260 | N | Waste Coal | Y | N | N | 9999 | N |  | Coal Steam |  | 6110.6099 | 10969
3130_B_2 | PA | 42063 | SEWARD GENERATING STATION/SEWARD | Seward (PA) | 3005111 | 67474713 | 3130 | 2 | 3130 | 2 | 420630002 | 035 | 625.38 | 4.48 | 897.8938 | 55.66 | 55.66 | 4067.776 | 5.54 | 2022 | 600 | 17.3 | 165 | 24533.333 | 104.369 | 221112 | -79.0342 | 40.4079 | 2530 | 125 | 100 |  | 260 | N | Waste Coal | Y | N | N | 9999 | N |  | Coal Steam | 6864 | 6873.0601 | 10969
10129_G_GEN1 | PA | 42063 | PA STATE SYS OF HIGHER ED/INDIANA UNIV | Indiana University of Pennsylvania | 3019411 | 38365313 |  |  | 10129 | GEN1 | 420630018 | 101 | 4.0213 |  | 14.5353 | 0.69827 | 0.69394 | 1.0716 | 0.4638 | 2022 | 150 | 7 | 400 | 2163.517 | 56.105 | 611310 | -79.1575 | 40.6168 | 4600 | 148 | 160 |  | 6 | Y | Natural Gas, Distillate Fuel Oil | N | Y | N | 9999 | N |  | Combustion Turbine | 1281 |  | 8700
10129_G_GEN2 | PA | 42063 | PA STATE SYS OF HIGHER ED/INDIANA UNIV | Indiana University of Pennsylvania | 3019411 | 38365613 |  |  | 10129 | GEN2 | 420630018 | 102 | 4.7536 |  | 17.1902 | 0.82128 | 0.81612 | 1.3493 | 0.55 | 2022 | 150 | 7 | 400 | 2163.517 | 56.105 | 611310 | -79.1575 | 40.6168 | 0.01 | 148 | 160 |  | 6 | Y | Natural Gas, Distillate Fuel Oil | N | Y | N | 9999 | N |  | Combustion Turbine | 87 |  | 8700
10129_G_GEN3 | PA | 42063 | PA STATE SYS OF HIGHER ED/INDIANA UNIV | Indiana University of Pennsylvania | 3019411 | 38365413 |  |  | 10129 | GEN3 | 420630018 | 103 | 3.4869 |  | 12.6139 | 0.59986 | 0.59605 | 1.0438 | 0.4047 | 2022 | 150 | 7 | 400 | 2163.517 | 56.105 | 611310 | -79.1575 | 40.6168 | 0.01 | 148 | 160 |  | 6 | Y | Natural Gas, Distillate Fuel Oil | N | Y | N | 9999 | N |  | Combustion Turbine | 1164 |  | 8700
10129_G_GEN4 | PA | 42063 | PA STATE SYS OF HIGHER ED/INDIANA UNIV | Indiana University of Pennsylvania | 3019411 | 38365213 |  |  | 10129 | GEN4 | 420630018 | 104 | 3.943 |  | 14.2666 | 0.67716 | 0.67284 | 1.207 | 0.4582 | 2022 | 150 | 7 | 400 | 2163.517 | 56.105 | 611310 | -79.1575 | 40.6168 | 0.01 | 148 | 160 |  | 6 | Y | Natural Gas, Distillate Fuel Oil | N | Y | N | 9999 | N |  | Combustion Turbine | 1330 |  | 8700
3118_G_A | PA | 42063 | KEYSTONE CONEMAUGH PROJ LLC/CONEMAUGH STATION | Conemaugh | 2905911 | 38672913 |  |  | 3118 | A | 420630001 | 104 | 0.4997 |  | 1.551 | 0.098059 | 0.098059 | 0.0009 | 0.1259 | 2022 | 18 | 4 | 800 | 750.25 | 59.714 | 221112 | -79.0611 | 40.3842 | 3 | 125 | 160 |  | 2.8 | N | Distillate Fuel Oil | N | N | N | 9999 | N |  | Combustion Turbine | 47 |  | 10745
3118_G_B | PA | 42063 | KEYSTONE CONEMAUGH PROJ LLC/CONEMAUGH STATION | Conemaugh | 2905911 | 38672413 |  |  | 3118 | B | 420630001 | 105 | 0.4006 |  | 1.2434 | 0.078553 | 0.078553 | 0.0007 | 0.1009 | 2022 | 18 | 4 | 800 | 750.25 | 59.714 | 221112 | -79.0611 | 40.3842 | 3 | 125 | 160 |  | 2.8 | N | Distillate Fuel Oil | N | N | N | 9999 | N |  | Combustion Turbine | 37 |  | 10745
3118_G_C | PA | 42063 | KEYSTONE CONEMAUGH PROJ LLC/CONEMAUGH STATION | Conemaugh | 2905911 | 38673113 |  |  | 3118 | C | 420630001 | 106 | 0.4716 |  | 1.4638 | 0.092524 | 0.092524 | 0.0009 | 0.1188 | 2022 | 18 | 4 | 800 | 750.25 | 59.714 | 221112 | -79.0611 | 40.3842 | 3 | 125 | 160 |  | 2.8 | N | Distillate Fuel Oil | N | N | N | 9999 | N |  | Combustion Turbine | 44 |  | 10745
3118_G_D | PA | 42063 | KEYSTONE CONEMAUGH PROJ LLC/CONEMAUGH STATION | Conemaugh | 2905911 | 38673213 |  |  | 3118 | D | 420630001 | 107 | 0.4877 |  | 1.5137 | 0.095687 | 0.095687 | 0.0009 | 0.1228 | 2022 | 18 | 4 | 800 | 750.25 | 59.714 | 221112 | -79.0611 | 40.3842 | 3 | 125 | 160 |  | 2.8 | N | Distillate Fuel Oil | N | N | N | 9999 | N |  | Combustion Turbine | 46 |  | 10745
3122_B_1 | PA | 42063 | HOMER CITY GEN LP/CENTER TWP | Homer City Generating Station | 3005211 | 38366513 | 3122 | 1 | 3122 | 1 | 420630003 | 031 | 976.49 | 0.5 | 993.9087 | 150.5901 | 150.0201 | 1206.4219 | 4.06 | 2022 | 800 | 24 | 310 | 38639.1 | 85.404 | 221112 | -79.1968 | 40.5136 | 6790 | 125 | 100 |  | 626 | N | Bituminous | Y | N | N | 2023 | N |  | Coal Steam | 3192 | 3176.9395 | 10439
3122_B_2 | PA | 42063 | HOMER CITY GEN LP/CENTER TWP | Homer City Generating Station | 3005211 | 38366413 | 3122 | 2 | 3122 | 2 | 420630003 | 032 | 330.1 | 0.19 | 398.2566 | 30.6 | 30.34 | 343.2987 | 1.24 | 2022 | 800 | 24 | 310 | 38639.1 | 85.404 | 221112 | -79.1968 | 40.5136 | 6790 | 125 | 100 |  | 613 | N | Bituminous | Y | N | N | 2023 | N |  | Coal Steam | 1027 | 1021.06 | 10362
3122_B_3 | PA | 42063 | HOMER CITY GEN LP/CENTER TWP | Homer City Generating Station | 3005211 | 38366713 | 3122 | 3 | 3122 | 3 | 420630003 | 033 | 2364.2399 |  | 1078.7705 | 366.38 | 365.3499 | 2633.6692 | 4.43 | 2022 | 854 | 27 | 125 | 35946.65 | 62.798 | 221112 | -79.1968 | 40.5136 | 7260 | 125 | 100 |  | 649 | N | Bituminous | Y | N | N | 2023 | N |  | Coal Steam | 5256 | 5243.4897 | 10385
50279_B_MAIN | PA | 42069 | PEI POWER CORP/ARCHBALD | Archbald Power Station | 3022411 | 38353913 | 50279 | 031 | 50279 | MAIN | 420690022 | 031 | 0.75 | 3.3991 | 28.2 | 8.6981 | 8.2607 | 114.3457 | 5.8422 | 2022 | 229 | 4 | 270 | 1491.65 | 118.707 | 221112 | -75.5403 | 41.4844 | 300 | 125 | 100 |  | 20 | N | Landfill Gas | N | N | N | 9999 | N |  | Landfill Gas | 8505 |  | 14429
50279_G_Gen2 | PA | 42069 | PEI POWER CORP/ARCHBALD | Archbald Power Station | 3022411 | 38354113 | 50279 | 2 | 50279 | Gen2 | 420690022 | 034 | 25.3385 |  | 23.5789 | 1.8849 | 1.7193 | 0.1501 | 1.6591 | 2022 | 237 | 11 | 817 | 8906.35 | 93.738 | 221112 | -75.5403 | 41.4844 | 450 | 125 | 100 |  | 43.7 | N | Natural Gas | Y | N | N | 9999 | N |  | Combustion Turbine | 1437 | 1519.75 | 11461
50279_G_GEN5 | PA | 42069 | PEI POWER CORP/ARCHBALD | Archbald Power Station | 3022411 | 94863613 |  |  | 50279 | GEN5 | 420690022 | 035 | 0.0145 |  | 0.3493 | 0.085611 | 0.07809 | 0.1495 | 0.0822 | 2022 | 1 | 0.1 | 70 | 0.1 | 12.658 | 221112 | -75.5403 | 41.4844 | 43.4 | 125 | 100 |  | 4 | N | Landfill Gas | N | N | N | 9999 | N |  | Landfill Gas | 568 |  | 13500
50279_G_GEN6 | PA | 42069 | PEI POWER CORP/ARCHBALD | Archbald Power Station | 3022411 | 94863713 |  |  | 50279 | GEN6 | 420690022 | 036 | 0.0059 |  | 0.1912 | 0.030412 | 0.02774 | 0.0348 | 0.0697 | 2022 | 1 | 0.1 | 738 | 7.9 | 1000 | 221112 | -75.5403 | 41.4844 | 43.4 | 125 | 100 |  | 4 | N | Landfill Gas | N | N | N | 9999 | N |  | Landfill Gas | 484 |  | 13500
60357_G_GEN1 | PA | 42069 | LACKAWANNA ENERGY CTR LLC/JESSUP | Lackawanna Energy Center | 18896111 | 135449413 | 60357 | 1 | 60357 | GEN1 | 420690135 | 101 | 1.9 | 17.3 | 48.6932 | 26.2 | 26.2 | 5.9446 | 1 | 2022 | 200 | 22 | 181 | 1.183 | 0.003 | 221112 | -75.5455 | 41.4716 | 3300 | 125 | 120 |  | 454 | N | Natural Gas | Y | N | N | 9999 | N |  | Combined Cycle | 7000 | 7000.2188 | 7050
60357_G_GEN2 | PA | 42069 | LACKAWANNA ENERGY CTR LLC/JESSUP | Lackawanna Energy Center | 18896111 | 135449513 | 60357 | 2 | 60357 | GEN2 | 420690135 | 102 | 2.6 | 20.7 | 56.4009 | 31.9 | 31.9 | 6.5992 | 1.3 | 2022 | 200 | 22 | 181 | 1.183 | 0.003 | 221112 | -75.5455 | 41.4716 | 3300 | 125 | 120 |  | 454 | N | Natural Gas | Y | N | N | 9999 | N |  | Combined Cycle | 7698 | 7697.8799 | 7050
60357_G_GEN3 | PA | 42069 | LACKAWANNA ENERGY CTR LLC/JESSUP | Lackawanna Energy Center | 18896111 | 135449613 | 60357 | 3 | 60357 | GEN3 | 420690135 | 103 | 7.7 | 18 | 35.8124 | 20.8 | 20.8 | 5.6086 | 1 | 2022 | 200 | 22 | 181 | 1.183 | 0.003 | 221112 | -75.5455 | 41.4716 | 3300 | 125 | 120 |  | 454 | N | Natural Gas | Y | N | N | 9999 | N |  | Combined Cycle | 6802 | 6802.3789 | 7050
50859_B_BLR1 | PA | 42071 | LANCASTER CNTY RRF/ LANCASTER | Lancaster County Resource Recovery | 6581211 | 17397713 |  |  | 50859 | BLR1 | 420710145 | 001 | 3.85 |  | 186.96 | 1.8081 | 1.7571 | 3.7 | 0.526 | 2022 | 305 | 5.3 | 275 | 1833.333 | 83.108 | 562213 | -76.6453 | 40.0717 | 167 | 103 | 270 |  | 10.8 | N | MSW | N | Y | N | 9999 | N |  | Municipal Solid Waste | 8230 |  | 19850
50859_B_BLR2 | PA | 42071 | LANCASTER CNTY RRF/ LANCASTER | Lancaster County Resource Recovery | 6581211 | 17397813 |  |  | 50859 | BLR2 | 420710145 | 002 | 5.84 |  | 167.62 | 1.8387 | 1.7637 | 1.59 | 0.718 | 2022 | 305 | 5.3 | 275 | 1833.333 | 83.108 | 562213 | -76.6453 | 40.0717 | 167 | 103 | 270 |  | 10.8 | N | MSW | N | Y | N | 9999 | N |  | Municipal Solid Waste | 49 |  | 19850
50859_B_BLR3 | PA | 42071 | LANCASTER CNTY RRF/ LANCASTER | Lancaster County Resource Recovery | 6581211 | 17397913 |  |  | 50859 | BLR3 | 420710145 | 003 | 9.04 |  | 188.45 | 1.5706 | 1.5396 | 0.55 | 0.364 | 2022 | 305 | 5.3 | 275 | 1833.333 | 83.108 | 562213 | -76.6453 | 40.0717 | 167 | 103 | 270 |  | 10.8 | N | MSW | N | Y | N | 9999 | N |  | Municipal Solid Waste | 73 |  | 19850
3138_B_3 | PA | 42073 | NEW CASTLE POWER LLC/NEW CASTLE GENERATING STATION | New Castle Plant | 3776611 | 37249213 | 3138 | 3 | 3138 | 3 | 420730025 | 033 | 11.6546 |  | 67.2987 | 2.9162 | 2.7331 | 0.5157 | 0.6906 | 2022 | 750 | 19.1 | 300 | 43876.133 | 153.157 | 221112 | -80.3679 | 40.938 | 1030 | 125 | 100 |  | 92 | N | Natural Gas | Y | N | N | 9999 | N |  | O/G Steam | 3232 | 3231.8489 | 11532
3138_B_4 | PA | 42073 | NEW CASTLE POWER LLC/NEW CASTLE GENERATING STATION | New Castle Plant | 3776611 | 37249013 | 3138 | 4 | 3138 | 4 | 420730025 | 034 | 1.6146 |  | 76.2163 | 3.3718 | 3.1651 | 0.6368 | 0.7535 | 2022 | 750 | 19.1 | 300 | 43876.133 | 153.157 | 221112 | -80.3679 | 40.938 | 1030 | 125 | 100 |  | 93 | N | Natural Gas | Y | N | N | 9999 | N |  | O/G Steam | 1 | 3701.7805 | 11226
3138_B_5 | PA | 42073 | NEW CASTLE POWER LLC/NEW CASTLE GENERATING STATION | New Castle Plant | 3776611 | 37249513 | 3138 | 5 | 3138 | 5 | 420730025 | 035 | 2.0014 |  | 66.6725 | 3.9719 | 3.7192 | 0.5598 | 0.7005 | 2022 | 750 | 19.1 | 300 | 43876.133 | 153.157 | 221112 | -80.3679 | 40.938 | 1560 | 125 | 100 |  | 141 | N | Natural Gas | Y | N | N | 9999 | N |  | O/G Steam | 1 | 2773.1394 | 11405
3138_G_EMDA | PA | 42073 | NEW CASTLE POWER LLC/NEW CASTLE GENERATING STATION | New Castle Plant | 3776611 | 37248913 |  |  | 3138 | EMDA | 420730025 | 036 | 0.246 |  | 0.9262 | 0.0166 | 0.0161 | 0.003 | 0.026 | 2022 | 19 | 3.5 | 746 | 973.533 | 101.055 | 221112 | -80.3679 | 40.938 | 30 | 125 | 690 |  | 2.5 | N | Distillate Fuel Oil | N | N | N | 9999 | N |  | Combustion Turbine | 21 |  | 14775
61028_G_CTG1 | PA | 42073 | HICKORY RUN ENERGY LLC/NORTH BEAVER TWP | Hickory Run Energy Station | 19000811 | 137545913 | 61028 | CT1 | 61028 | CTG1 | 420730001 | 031A | 29.7275 | 31.476 | 65.352 | 27.5336 | 27.5336 | 6.4586 | 5.2091 | 2022 | 245 | 18 | 210 | 25000 | 98.266 | 221112 | -80.4297 | 40.9949 | 3550 | 125 | 140 |  | 265.8 | N | Natural Gas | Y | N | N | 9999 | N | 61028_G_CTG1;61028_G_STG1 | Combined Cycle | 7441 | 7441.5186 | 7050
61028_G_CTG2 | PA | 42073 | HICKORY RUN ENERGY LLC/NORTH BEAVER TWP | Hickory Run Energy Station | 19000811 | 137546013 | 61028 | CT2 | 61028 | CTG2 | 420730001 | 032A | 22.723 | 41.098 | 65.9483 | 35.0196 | 35.0196 | 6.2525 | 5.0028 | 2022 | 245 | 18 | 210 | 25000 | 98.266 | 221112 | -80.4297 | 40.9949 | 3550 | 125 | 140 |  | 268.7 | N | Natural Gas | Y | N | N | 9999 | N |  | Combined Cycle | 7146 | 7146.8394 | 7050
55337_G_CT1 | PA | 42075 | HELIX IRONWOOD LLC/LEBANON | Ironwood LLC | 3897711 | 37131913 | 55337 | 0001 | 55337 | CT1 | 420750069 | T001 | 5.8 | 17.28 | 129.4811 | 35.44 | 24.71 | 5.7339 | 3.78 | 2022 | 182 | 22.8 | 190 | 23501.35 | 57.418 | 221112 | -76.3658 | 40.3509 | 3120 | 125 | 120 |  | 263.4 | N | Natural Gas | Y | N | N | 9999 | N |  | Combined Cycle | 7941 | 7932.8398 | 7260
55337_G_CT2 | PA | 42075 | HELIX IRONWOOD LLC/LEBANON | Ironwood LLC | 3897711 | 37131813 | 55337 | 0002 | 55337 | CT2 | 420750069 | T002 | 9.1 | 6.94 | 114.1143 | 64.82 | 61.06 | 5.6222 | 3.72 | 2022 | 182 | 22.8 | 190 | 23501.35 | 57.418 | 221112 | -76.3658 | 40.3509 | 3120 | 125 | 120 |  | 263.4 | N | Natural Gas | Y | N | N | 9999 | N |  | Combined Cycle | 7797 | 7784.5215 | 7260
3139_G_CTG2 | PA | 42077 | MARTINS CREEK LLC/ALLENTOWN CTG SITE |  | 5452111 | 27541513 |  |  |  |  | 420770544 | 002 | 0.0026 |  | 0.3932 | 0.0091 | 0.00774 | 0.0297 | 0.0003 | 2022 | 25 | 6 | 895 | 6716.65 | 237.577 | 221112 | -75.456 | 40.6084 | 269 | 125 | 120 |  |  |  |  | N | N | N |  | N
3139_G_CTG3 | PA | 42077 | MARTINS CREEK LLC/ALLENTOWN CTG SITE |  | 5452111 | 27541813 |  |  |  |  | 420770544 | 003 | 0.0025 |  | 0.3799 | 0.0088 | 0.00748 | 0.0287 | 0.0003 | 2022 | 25 | 6 | 895 | 6716.65 | 237.577 | 221112 | -75.456 | 40.6084 | 269 | 125 | 120 |  |  |  |  | N | N | N |  | N
3139_G_CTG4 | PA | 42077 | MARTINS CREEK LLC/ALLENTOWN CTG SITE |  | 5452111 | 27541613 |  |  |  |  | 420770544 | 004 | 0.0025 |  | 0.3749 | 0.0088 | 0.00748 | 0.0283 | 0.0003 | 2021 | 25 | 6 | 895 | 6716.65 | 237.577 | 221112 | -75.456 | 40.6084 | 269 | 125 | 120 |  |  |  |  | N | N | N |  | N
3139_G_CTG1 | PA | 42077 | MARTINS CREEK LLC/ALLENTOWN CTG SITE |  | 5452111 | 27541713 |  |  |  |  | 420770544 | 001 | 0.0022 |  | 0.3298 | 0.0077 | 0.00654 | 0.0249 | 0.0003 | 2021 | 25 | 6 | 895 | 6716.65 | 237.577 | 221112 | -75.456 | 40.6084 | 269 | 125 | 120 |  |  |  |  | N | N | N |  | N
10870_G_GEN1 | PA | 42079 | HAZLETON GEN LLC/HAZLE TWP | Hazelton | 4744211 | 27693213 | 10870 | TURBIN | 10870 | GEN1 | 420790202 | TURBN | 1.722 |  | 4.5423 | 0.52562 | 0.43416 | 0.0398 | 0.0228 | 2022 | 225 | 13.3 | 307 | 14566.683 | 104.992 | 221112 | -76.0415 | 40.9281 | 865 | 125 | 120 |  | 58.9 | N | Natural Gas, Distillate Fuel Oil | Y | N | N | 9999 | N |  | Combustion Turbine | 25 | 50.77 | 13894
10870_G_GEN2 | PA | 42079 | HAZLETON GEN LLC/HAZLE TWP | Hazelton | 4744211 | 67500613 | 10870 | TURB2 | 10870 | GEN2 | 420790202 | 102A | 5.76 |  | 2.1659 | 0.82969 | 0.80361 | 0.0172 | 0.0547 | 2022 | 100 | 10 | 1000 | 9883.333 | 125.859 | 221112 | -76.0416 | 40.9282 | 375 | 125 | 120 |  | 28.3 | N | Natural Gas, Distillate Fuel Oil | Y | N | N | 9999 | N |  | Combustion Turbine | 139 | 162.48 | 13887
10870_G_GEN3 | PA | 42079 | HAZLETON GEN LLC/HAZLE TWP | Hazelton | 4744211 | 67500713 | 10870 | TURB3 | 10870 | GEN3 | 420790202 | 103A | 7.578 |  | 3.0632 | 1.07 | 1.0161 | 0.0305 | 0.0728 | 2022 | 100 | 10 | 1000 | 9883.333 | 125.859 | 221112 | -76.0416 | 40.9282 | 375 | 125 | 120 |  | 29.3 | N | Natural Gas, Distillate Fuel Oil | Y | N | N | 9999 | N |  | Combustion Turbine | 21 | 221.08 | 13885
10870_G_GEN4 | PA | 42079 | HAZLETON GEN LLC/HAZLE TWP | Hazelton | 4744211 | 67500813 | 10870 | TURB4 | 10870 | GEN4 | 420790202 | 104A | 6.714 |  | 2.9784 | 1.2636 | 1.1469 | 0.0432 | 0.0628 | 2022 | 100 | 10 | 1000 | 9883.333 | 125.859 | 221112 | -76.0416 | 40.9282 | 375 | 125 | 120 |  | 29.1 | N | Natural Gas, Distillate Fuel Oil | Y | N | N | 9999 | N |  | Combustion Turbine | 38 | 207.82 | 13888
3176_G_5 | PA | 42079 | UGI DEVELOPMENT CO/HUNLOCK CREEK ENERGY CENTER | Hunlock Power Station | 4742711 | 99882513 | 3176 | CT5 | 3176 | 5 | 420790014 | CT5 | 8.63 | 2.2 | 13.907 | 8.3113 | 8.3113 | 0.5969 | 0.3841 | 2022 | 50 | 4 | 400 | -1 | 100 | 221112 | -76.0701 | 41.202 | 471 | 125 | 140 |  | 48 | N | Natural Gas | Y | N | N | 9999 | N | 3176_G_3;3176_G_5 | Combined Cycle | 5610 | 5609.8613 | 8196
3176_G_6 | PA | 42079 | UGI DEVELOPMENT CO/HUNLOCK CREEK ENERGY CENTER | Hunlock Power Station | 4742711 | 99882613 | 3176 | CT6 | 3176 | 6 | 420790014 | CT6 | 9.34 | 3.7 | 13.356 | 6.9435 | 6.9435 | 0.6322 | 0.3939 | 2022 | 50 | 4 | 400 | -1 | 100 | 221112 | -76.0701 | 41.202 | 540 | 125 | 140 |  | 48 | N | Natural Gas | Y | N | N | 9999 | N |  | Combined Cycle | 5564 | 5563.7368 | 8196
56397_G_4 | PA | 42079 | HUNLOCK ENERGY LLC/HUNLOCK | Hunlock Unit 4 | 12800611 | 67507313 | 56397 | 4 | 56397 | 4 | 420790001 | CT01 | 7.6811 |  | 22.5138 | 0.0768 | 0.0471 | 0.1178 | 0.5377 | 2022 | 75 | 9 | 816 | 9039.783 | 142.1 | 221112 | -76.0685 | 41.2033 | 471 | 125 | 120 |  | 44.8 | N | Natural Gas | Y | N | N | 9999 | N |  | Combustion Turbine | 1160 | 1159.21 | 25000
59906_G_GEN1 | PA | 42079 | CAITHNESS MOXIE FREEDOM GENERATION PLANT/SALEM TWP | Moxie Freedom Generation Plant | 18895311 | 135438713 | 59906 | 201 | 59906 | GEN1 | 420790126 | 201 | 1.2105 | 17.5661 | 57.0371 | 34.042 | 34.042 | 5.7042 | 9.2374 | 2022 | 1 | 0.1 | 70 | 7.9 | 1000 | 221112 | -76.1578 | 41.1126 | 3580 | 125 | 120 |  | 522.5 | N | Natural Gas | Y | N | N | 9999 | N |  | Combined Cycle | 5658 | 5658.0903 | 7050
59906_G_GEN2 | PA | 42079 | CAITHNESS MOXIE FREEDOM GENERATION PLANT/SALEM TWP | Moxie Freedom Generation Plant | 18895311 | 135438813 | 59906 | 202 | 59906 | GEN2 | 420790126 | 202 | 1.837 | 24.5191 | 32.7022 | 18.9144 | 18.9144 | 3.2181 | 2.7461 | 2022 | 1 | 0.1 | 70 | 7.9 | 1000 | 221112 | -76.1578 | 41.1126 | 3580 | 125 | 120 |  | 522.5 | N | Natural Gas | Y | N | N | 9999 | N |  | Combined Cycle | 3280 | 3279.7502 | 7050
3144_G_CTG2 | PA | 42079 | MARTINS CREEK LLC/HARWOOD CTS |  | 4473111 | 27692313 |  |  |  |  | 420790597 | CT02 | 0.0057 |  | 0.8228 | 0.0198 | 0.01684 | 0.0401 | 0.0007 | 2021 | 25 | 6 | 895 | 6716.65 | 237.577 | 221112 | -76.0284 | 40.9353 | 269 | 125 | 120 |  |  |  |  | N | N | N |  | N
3144_G_CTG1 | PA | 42079 | MARTINS CREEK LLC/HARWOOD CTS |  | 4473111 | 27692413 |  |  |  |  | 420790597 | CT01 | 0.0055 |  | 0.7955 | 0.019 | 0.01616 | 0.0385 | 0.0007 | 2021 | 25 | 6 | 895 | 6716.65 | 237.577 | 221112 | -76.0284 | 40.9353 | 269 | 125 | 120 |  |  |  |  | N | N | N |  | N
58426_G_GEN1 | PA | 42081 | HAMILTON PATRIOT, LLC/HAMILTON PATRIOT GENERATION PLANT | Hamilton Patriot Generation Plant | 18039911 | 129197613 | 58426 | CT1 | 58426 | GEN1 | 420810052 | P103 | 7.2 | 15.4 | 65.6714 | 43.3724 | 43.3724 | 6.4186 | 5.9387 | 2022 | 160 | 22 | 200 | 25607.283 | 67.359 | 221112 | -76.8397 | 41.1813 | 3250 | 125 | 120 |  | 412.5 | N | Natural Gas | Y | N | N | 9999 | N |  | Combined Cycle | 8382 | 8366.8105 | 7050
58426_G_GEN2 | PA | 42081 | HAMILTON PATRIOT, LLC/HAMILTON PATRIOT GENERATION PLANT | Hamilton Patriot Generation Plant | 18039911 | 129197713 | 58426 | CT2 | 58426 | GEN2 | 420810052 | P104 | 6.1 | 13.3 | 62.2709 | 50.9184 | 50.9184 | 6.2036 | 6.9468 | 2022 | 160 | 22 | 200 | 25607.283 | 67.359 | 221112 | -76.8397 | 41.1813 | 3250 | 125 | 120 |  | 382.5 | N | Natural Gas | Y | N | N | 9999 | N |  | Combined Cycle | 8532 | 8523.1904 | 7050
3155_G_CTG1 | PA | 42081 | MARTINS CREEK LLC/WILLIAMSPORT CTS |  | 5450811 | 27550213 |  |  |  |  | 420810005 | P101 | 0.0016 |  | 0.2414 | 0.0056 | 0.00476 | 0.0383 | 0.0002 | 2021 | 10 | 1.5 | 1500 | 250.033 | 141.411 | 221112 | -77.01 | 41.24 | 14 | 125 | 120 |  |  |  |  | N | N | N |  | N
3155_G_CTG2 | PA | 42081 | MARTINS CREEK LLC/WILLIAMSPORT CTS |  | 5450811 | 27550113 |  |  |  |  | 420810005 | P102 | 0.0015 |  | 0.2207 | 0.0051 | 0.00434 | 0.035 | 0.0002 | 2021 | 25 | 6 | 895 | 6716.683 | 237.544 | 221112 | -77.01 | 41.24 | 14 | 125 | 120 |  |  |  |  | N | N | N |  | N
3114_G_1 | PA | 42089 | SHAWNEE POWER LLC/SHAWNEE | Shawnee (PA) | 3748611 | 37854913 |  |  | 3114 | 1 | 420890795 | 101 | 0.0055 |  | 0.9884 | 0.019 | 0.0186 | 0.0336 | 0.0007 | 2022 | 31 | 17.2 | 1060 | 10624.983 | 45.737 | 221112 | -75.0594 | 41.061 | 305 | 125 | 100 |  | 20.6 | N | Distillate Fuel Oil | N | N | N | 9999 | N |  | Combustion Turbine | 12 |  | 25000
54625_B_1 | PA | 42091 | COVANTA PLYMOUTH RENEWABLE ENERGY/ PLYMOUTH | Covanta Plymouth Renewable Energy | 4843611 | 29689713 |  |  | 54625 | 1 | 420910295 | 001 | 31.0073 | 0.7218 | 262.98 | 4.1306 | 3.571 | 18.381 | 1.6944 | 2022 | 305 | 7.2 | 299 | 2642.133 | 64.898 | 562213 | -75.3106 | 40.0958 | 228 | 103 | 270 |  | 14 | N | MSW | N | Y | N | 9999 | N |  | Municipal Solid Waste | 7718 |  | 19383
54625_B_2 | PA | 42091 | COVANTA PLYMOUTH RENEWABLE ENERGY/ PLYMOUTH | Covanta Plymouth Renewable Energy | 4843611 | 29689613 |  |  | 54625 | 2 | 420910295 | 002 | 30.0525 | 0.6622 | 264.92 | 2.8334 | 2.6056 | 19.6931 | 1.2938 | 2022 | 305 | 7.2 | 302 | 2630.883 | 64.636 | 562213 | -75.3106 | 40.0958 | 228 | 103 | 270 |  | 14 | N | MSW | N | Y | N | 9999 | N |  | Municipal Solid Waste | 7699 |  | 19383
3163_G_1 | PA | 42091 | CONSTELLATION GENERATION CO/MOSER GENERATING STATION | Moser Generating Station | 3692211 | 37043713 | 3163 | 1 | 3163 | 1 | 420910625 | 031 | 0.5565 |  | 4.033 | 0.1651 | 0.103 | 0.0031 | 0.0188 | 2022 | 22 | 13.4 | 1090 | 12489.617 | 88.554 | 221112 | -75.6193 | 40.2352 | 284 | 125 | 120 |  | 17 | N | Distillate Fuel Oil | N | N | N | 9999 | N |  | Combustion Turbine | 57 |  | 14389
3163_G_2 | PA | 42091 | CONSTELLATION GENERATION CO/MOSER GENERATING STATION | Moser Generating Station | 3692211 | 37043513 | 3163 | 2 | 3163 | 2 | 420910625 | 032 | 0.5505 |  | 3.9865 | 0.1633 | 0.1018 | 0.0031 | 0.0186 | 2022 | 22 | 13.4 | 1090 | 12489.617 | 88.554 | 221112 | -75.6193 | 40.2352 | 284 | 125 | 120 |  | 17 | N | Distillate Fuel Oil | N | N | N | 9999 | N |  | Combustion Turbine | 56 |  | 14389
3163_G_3 | PA | 42091 | CONSTELLATION GENERATION CO/MOSER GENERATING STATION | Moser Generating Station | 3692211 | 37043613 | 3163 | 3 | 3163 | 3 | 420910625 | 033 | 0.5016 |  | 3.6343 | 0.1488 | 0.0928 | 0.0028 | 0.0169 | 2022 | 22 | 13.4 | 1090 | 12489.617 | 88.554 | 221112 | -75.6193 | 40.2352 | 284 | 125 | 120 |  | 17 | N | Distillate Fuel Oil | N | N | N | 9999 | N |  | Combustion Turbine | 52 |  | 14389
3149_B_1 | PA | 42093 | MONTOUR LLC/MONTOUR SES | TalenEnergy Montour | 3881111 | 37158713 | 3149 | 1 | 3149 | 1 | 420930003 | 031 | 57.8623 | 1.6232 | 329.3727 | 60.4201 | 60.4201 | 1034.9344 | 6.847 | 2022 | 700 | 30.8 | 130 | 40666.667 | 54.596 | 221112 | -76.6651 | 41.07 | 7320 | 125 | 100 |  | 752 | N | Bituminous | Y | N | N | 9999 | N |  | Coal Steam | 1438 | 1437.8 | 10272
3149_B_2 | PA | 42093 | MONTOUR LLC/MONTOUR SES | TalenEnergy Montour | 3881111 | 37158913 | 3149 | 2 | 3149 | 2 | 420930003 | 032 | 66.7705 | 0.5283 | 419.8314 | 45.8575 | 45.8575 | 1080.9845 | 7.9685 | 2022 | 700 | 30.8 | 130 | 40666.667 | 54.76 | 221112 | -76.6651 | 41.07 | 7240 | 125 | 100 |  | 752 | N | Bituminous | Y | N | N | 9999 | N |  | Coal Steam | 1696 | 1695.62 | 10097
3148_B_3 | PA | 42095 | MC PROJECT CO LLC/MARTINS CREEK | TalenEnergy Martins Creek | 3881711 | 37150613 | 3148 | 3 | 3148 | 3 | 420950010 | 033 | 70.9776 | 2.8907 | 76.8443 | 7.518 | 7.3104 | 18.1678 | 4.818 | 2022 | 600 | 22.5 | 300 | 47540.05 | 119.56 | 221112 | -75.1076 | 40.796 | 7720 | 125 | 100 |  | 850 | N | Natural Gas, Residual Fuel Oil | Y | N | N | 9999 | N |  | O/G Steam | 224 | 614.6401 | 11270
3148_B_4 | PA | 42095 | MC PROJECT CO LLC/MARTINS CREEK | TalenEnergy Martins Creek | 3881711 | 37151113 | 3148 | 4 | 3148 | 4 | 420950010 | 034 | 57.029 | 2.392 | 55.0246 | 7.4297 | 6.9786 | 16.1967 | 3.9343 | 2022 | 600 | 22.5 | 300 | 47540.05 | 119.56 | 221112 | -75.1076 | 40.796 | 7720 | 125 | 100 |  | 850 | N | Natural Gas, Residual Fuel Oil | Y | N | N | 9999 | N |  | O/G Steam | 207 | 495.71 | 11340
50888_B_BLR1 | PA | 42095 | NORTHAMPTON GEN CO/NORTHAMPTON | Northampton Generating Company LP | 6558911 | 17966613 | 50888 | NGC01 | 50888 | BLR1 | 420950536 | 001 | 3.8669 |  | 206.7129 | 72.3205 | 28.7539 | 224.6872 | 0.0205 | 2022 | 275 | 9.5 | 270 | 6295.167 | 88.817 | 221112 | -75.4783 | 40.6925 | 1150 | 125 | 100 |  | 112 | N | Waste Coal | Y | N | N | 9999 | N |  | Coal Steam | 5012 | 5012 | 10316
3113_G_3 | PA | 42095 | PORTLAND POWER LLC/PORTLAND COMBUSTION TURBINE | Portland (PA) | 3881811 | 37149613 | 3113 | 033 | 3113 | 3 | 420950011 | 101 | 0.0034 |  | 0.5419 | 0.013935 | 0.013472 | 0.0209 | 0.0004 | 2022 | 26 | 11 | 900 | 3062 | 32.219 | 221112 | -75.079 | 40.9083 | 259 | 125 | 690 |  | 16 | N | Natural Gas, Distillate Fuel Oil | N | N | N | 9999 | N |  | Combustion Turbine | 9 |  | 25000
3113_G_4 | PA | 42095 | PORTLAND POWER LLC/PORTLAND COMBUSTION TURBINE | Portland (PA) | 3881811 | 37149713 | 3113 | 034 | 3113 | 4 | 420950011 | 102 | 0.0134 |  | 2.1549 | 0.055476 | 0.053432 | 0.0833 | 0.0017 | 2022 | 26 | 12 | 960 | 3918.8 | 34.647 | 221112 | -75.079 | 40.9083 | 326 | 125 | 690 |  | 21 | N | Natural Gas, Distillate Fuel Oil | N | N | N | 9999 | N |  | Combustion Turbine | 1 |  | 25000
3113_G_5 | PA | 42095 | PORTLAND POWER LLC/PORTLAND COMBUSTION TURBINE | Portland (PA) | 3881811 | 37150213 | 3113 | 5 | 3113 | 5 | 420950011 | 103 | 0.0421 |  | 8.2811 | 0.55572 | 0.53478 | 0.8321 | 0.0543 | 2022 | 142 | 19 | 1000 | 38499.983 | 135.801 | 221112 | -75.079 | 40.9083 | 1440 | 125 | 690 |  | 140.5 | N | Distillate Fuel Oil | Y | N | N | 9999 | N |  | Combustion Turbine | 1 | 55.26 | 25000
55667_G_G1 | PA | 42095 | LOWER MOUNT BETHEL ENERGY SES/BANGOR | Lower Mount Bethel Energy | 12796911 | 67547913 | 55667 | CT01 | 55667 | G1 | 420950256 | 101 | 22.694 | 5.0792 | 61.8764 | 49.0634 | 37.764 | 4.4498 | 0.7434 | 2022 | 225 | 18 | 219 | 63.067 | 0.248 | 221112 | -75.1072 | 40.8022 | 2310 | 125 | 120 |  | 195.3 | N | Natural Gas | Y | N | N | 9999 | N |  | Combined Cycle | 7603 | 7586.96 | 7339
55667_G_G2 | PA | 42095 | LOWER MOUNT BETHEL ENERGY SES/BANGOR | Lower Mount Bethel Energy | 12796911 | 67548013 | 55667 | CT02 | 55667 | G2 | 420950256 | 102 | 19.151 | 5.2999 | 64.4855 | 50.9146 | 39.1888 | 4.6079 | 18.5916 | 2022 | 225 | 18 | 219 | 63.683 | 0.262 | 221112 | -75.1072 | 40.8022 | 2310 | 125 | 120 |  | 191.3 | N | Natural Gas | Y | N | N | 9999 | N |  | Combined Cycle | 7975 | 7964.7397 | 7339
55690_G_CTG1 | PA | 42095 | CALPINE BETHLEHEM LLC/BETHLEHEM | Bethlehem Power Plant | 3883511 | 37138713 | 55690 | 1 | 55690 | CTG1 | 420950254 | 031 | 0.0712 | 2.4324 | 18.1854 | 21.9854 | 18.5436 | 1.8981 | 1.6238 | 2022 | 188 | 17 | 990 | 15250 | 67.195 | 221112 | -75.3135 | 40.619 | 1570 | 125 | 140 |  | 118 | N | Natural Gas, Distillate Fuel Oil | Y | N | N | 9999 | N | 55690_G_STG4;55690_G_CTG1 | Combined Cycle | 5463 | 5513.5488 | 8107
55690_G_CTG2 | PA | 42095 | CALPINE BETHLEHEM LLC/BETHLEHEM | Bethlehem Power Plant | 3883511 | 37138813 | 55690 | 2 | 55690 | CTG2 | 420950254 | 032 | 0.062 | 2.2492 | 16.9785 | 20.0664 | 16.89 | 1.7072 | 1.4632 | 2022 | 188 | 17 | 990 | 15250 | 67.195 | 221112 | -75.3135 | 40.619 | 1570 | 125 | 140 |  | 127 | N | Natural Gas, Distillate Fuel Oil | Y | N | N | 9999 | N |  | Combined Cycle | 4967 | 5041.1499 | 8107
55690_G_CTG3 | PA | 42095 | CALPINE BETHLEHEM LLC/BETHLEHEM | Bethlehem Power Plant | 3883511 | 37138913 | 55690 | 3 | 55690 | CTG3 | 420950254 | 033 | 0.1 | 2.524 | 15.6033 | 19.3486 | 16.2868 | 1.6633 | 1.4114 | 2022 | 188 | 17 | 990 | 15250 | 67.195 | 221112 | -75.3135 | 40.619 | 1570 | 125 | 140 |  | 127 | N | Natural Gas, Distillate Fuel Oil | Y | N | N | 9999 | N |  | Combined Cycle | 71 | 4799.5806 | 8107
55690_G_CTG5 | PA | 42095 | CALPINE BETHLEHEM LLC/BETHLEHEM | Bethlehem Power Plant | 3883511 | 37139013 | 55690 | 5 | 55690 | CTG5 | 420950254 | 035 | 0.08 | 2.5412 | 18.9599 | 22.6198 | 18.9968 | 1.8797 | 1.6266 | 2022 | 188 | 17 | 990 | 15250 | 67.195 | 221112 | -75.3141 | 40.6178 | 1570 | 125 | 140 |  | 118 | N | Natural Gas, Distillate Fuel Oil | Y | N | N | 9999 | N | 55690_G_STG8;55690_G_CTG5 | Combined Cycle | 113 | 5755.5938 | 8107
55690_G_CTG6 | PA | 42095 | CALPINE BETHLEHEM LLC/BETHLEHEM | Bethlehem Power Plant | 3883511 | 37138613 | 55690 | 6 | 55690 | CTG6 | 420950254 | 036 | 0.058 | 3.2632 | 16.2391 | 21.2616 | 17.8948 | 1.7843 | 1.5498 | 2022 | 188 | 17 | 990 | 15250 | 67.195 | 221112 | -75.3135 | 40.619 | 1570 | 125 | 140 |  | 127 | N | Natural Gas, Distillate Fuel Oil | Y | N | N | 9999 | N |  | Combined Cycle | 5375 | 5461.6465 | 8107
55690_G_CTG7 | PA | 42095 | CALPINE BETHLEHEM LLC/BETHLEHEM | Bethlehem Power Plant | 3883511 | 67547813 | 55690 | 7 | 55690 | CTG7 | 420950254 | 037 | 0.0998 | 2.618 | 14.6588 | 17.443 | 14.7108 | 1.496 | 1.2874 | 2022 | 188 | 17 | 990 | 15250 | 67.195 | 221112 | -75.3141 | 40.6178 | 1570 | 125 | 140 |  | 127 | N | Natural Gas, Distillate Fuel Oil | Y | N | N | 9999 | N |  | Combined Cycle | 4332 | 4371.5698 | 8107
55765_G_TG1 | PA | 42095 | GREEN KNIGHT/PLAINFIELD LANDFILL GAS | Green Knight Energy Center | 3883611 | 37138513 |  |  | 55765 | TG1 | 420950255 | 001 | 12.1 |  | 12.05 | 1.513 | 1.513 | 13.93 | 0.48 | 2022 | 28 | 4 | 736 | 1597.717 | 127.139 | 221118 | -75.2625 | 40.8603 | 47 | 125 | 100 |  | 2.4 | N | Landfill Gas | N | N | N | 9999 | N |  | Landfill Gas | 5247 |  | 21853
55765_G_TG2 | PA | 42095 | GREEN KNIGHT/PLAINFIELD LANDFILL GAS | Green Knight Energy Center | 3883611 | 37138313 |  |  | 55765 | TG2 | 420950255 | 002 | 14.6 |  | 14.47 | 1.834 | 1.834 | 16.74 | 0.71 | 2022 | 28 | 4 | 736 | 1597.717 | 127.139 | 221118 | -75.2625 | 40.8603 | 47 | 125 | 100 |  | 2.4 | N | Landfill Gas | N | N | N | 9999 | N |  | Landfill Gas | 7017 |  | 21853
55765_G_TG3 | PA | 42095 | GREEN KNIGHT/PLAINFIELD LANDFILL GAS | Green Knight Energy Center | 3883611 | 37138413 |  |  | 55765 | TG3 | 420950255 | 003 | 12.2 |  | 12.1 | 1.513 | 1.513 | 14.03 | 0.61 | 2022 | 28 | 4 | 736 | 1597.717 | 127.139 | 221118 | -75.2625 | 40.8603 | 47 | 125 | 100 |  | 2.4 | N | Landfill Gas | N | N | N | 9999 | N |  | Landfill Gas | 5396 |  | 21853
3148_G_CTG2 | PA | 42095 | MC PROJECT CO LLC/MARTINS CREEK |  | 3881711 | 37151413 |  |  |  |  | 420950010 | 102 | 0.6067 |  | 2.3654 | 0.048 | 0.048 |  | 0.0155 | 2022 | 52 | 10 | 960 | 10895.6 | 138.753 | 221112 | -75.1076 | 40.796 | 350 | 125 | 120 |  |  |  |  | N | N | N |  | N |  |  | 68
3148_G_CTG4 | PA | 42095 | MC PROJECT CO LLC/MARTINS CREEK |  | 3881711 | 37150413 |  |  |  |  | 420950010 | 104 | 0.434 |  | 1.6919 | 0.0344 | 0.0344 |  | 0.0111 | 2022 | 52 | 10 | 960 | 10895.6 | 138.753 | 221112 | -75.1076 | 40.796 | 350 | 125 | 120 |  |  |  |  | N | N | N |  | N |  |  | 44
3148_G_CTG1 | PA | 42095 | MC PROJECT CO LLC/MARTINS CREEK |  | 3881711 | 37150713 |  |  |  |  | 420950010 | 101 | 0.3007 |  | 1.1734 | 0.0239 | 0.0239 |  | 0.0077 | 2022 | 52 | 10 | 960 | 10895.6 | 138.753 | 221112 | -75.1076 | 40.796 | 350 | 125 | 120 |  |  |  |  | N | N | N |  | N |  |  | 44
3148_G_CTG3 | PA | 42095 | MC PROJECT CO LLC/MARTINS CREEK |  | 3881711 | 37151313 |  |  |  |  | 420950010 | 103 | 0.298 |  | 1.1618 | 0.0142 | 0.0142 |  | 0.0076 | 2022 | 52 | 10 | 960 | 10895.6 | 138.753 | 221112 | -75.1076 | 40.796 | 350 | 125 | 120 |  |  |  |  | N | N | N |  | N |  |  | 29
10343_B_SG-101 | PA | 42097 | MT CARMEL COGEN/CULM FIRED COGEN PLT | Foster Wheeler Mt Carmel Cogen | 3762011 | 37027513 | 10343 | SG-101 | 10343 | SG-101 | 420970031 | 031 | 196.2 | 0.06 | 125.1277 | 18.0404 | 4.0319 | 448.5389 | 1.66 | 2022 | 307 | 9 | 550 | 3833.333 | 60.37 | 221112 | -76.4552 | 40.8094 | 624 | 125 | 100 |  | 43 | Y | Waste Coal | Y | N | N | 9999 | N |  | Coal Steam | 4114 | 4060.6296 | 14500
54785_B_1CT | PA | 42101 | GRAYS FERRY COGEN PARTNERSHIP/PHILA | Grays Ferry Cogeneration | 6531511 | 103763413 | 54785 | 25 | 54785 | 1CT | 4210104944 | 003 | 0.1 | 3.13 | 53.546 | 4.07 | 4.07 | 0.7998 | 0.1 | 2022 | 280 | 10.6 | 338 | 5891.267 | 66.732 | 221118 | -75.1886 | 39.9425 | 1100 | 125 | 100 |  | 27 | Y | Natural Gas | Y | N | N | 9999 | N | 54785_G_GEN1;54785_B_B25 | O/G Steam | 8478 | 8472.1895 | 5500
54785_B_1CT | PA | 42101 | GRAYS FERRY COGEN PARTNERSHIP/PHILA | Grays Ferry Cogeneration | 6531511 | 103763313 |  |  | 54785 | 1CT | 4210104944 | 002 | 12.62 | 0.86 | 14.07 | 3.01 | 3.01 | 0.18 | 0.03 | 2022 | 255 | 18 | 254 | 16382.517 | 64.353 | 221118 | -75.1886 | 39.9425 | 366 | 125 | 100 |  | 27 | Y | Natural Gas | N | Y | N | 9999 | N |  | O/G Steam | 4358 |  | 5500
3160_G_10 | PA | 42101 | EXELON GENERATION CO/DELAWARE STA | Delaware Generating Station | 6559511 | 103757313 |  |  | 3160 | 10 | 4210104901 | 017 | 0.3516 |  | 2.3672 | 0.1513 | 0.0765 | 0.0244 | 0.0119 | 2022 | 25 | 11 | 1025 | 10522.833 | 110.683 | 221118 | -75.1269 | 39.9671 | 0.01 | 125 | 100 |  | 13 | N | Distillate Fuel Oil | N | N | N | 9999 | N |  | Combustion Turbine | 34 |  | 15644
3160_G_11 | PA | 42101 | EXELON GENERATION CO/DELAWARE STA | Delaware Generating Station | 6559511 | 103757213 |  |  | 3160 | 11 | 4210104901 | 016 | 0.3318 |  | 2.2351 | 0.1428 | 0.0722 | 0.0231 | 0.0112 | 2022 | 25 | 11 | 1025 | 10522.833 | 110.683 | 221118 | -75.1269 | 39.9671 | 0.01 | 125 | 100 |  | 13 | N | Distillate Fuel Oil | N | N | N | 9999 | N |  | Combustion Turbine | 35 |  | 15644
3160_G_12 | PA | 42101 | EXELON GENERATION CO/DELAWARE STA | Delaware Generating Station | 6559511 | 103757113 |  |  | 3160 | 12 | 4210104901 | 015 | 0.3249 |  | 2.1878 | 0.1398 | 0.0707 | 0.0327 | 0.011 | 2022 | 25 | 11 | 1025 | 10522.833 | 110.683 | 221118 | -75.1269 | 39.9671 | 0.01 | 125 | 100 |  | 13 | N | Distillate Fuel Oil | N | N | N | 9999 | N |  | Combustion Turbine | 33 |  | 15644
3160_G_9 | PA | 42101 | EXELON GENERATION CO/DELAWARE STA | Delaware Generating Station | 6559511 | 103757413 |  |  | 3160 | 9 | 4210104901 | 018 | 0.3882 |  | 2.7785 | 0.1152 | 0.0719 | 0.027 | 0.0131 | 2022 | 25 | 11 | 1090 | 12489.617 | 131.371 | 221118 | -75.1269 | 39.9671 | 0.01 | 125 | 100 |  | 17 | N | Distillate Fuel Oil | N | N | N | 9999 | N |  | Combustion Turbine | 35 |  | 15636
3168_G_91 | PA | 42101 | EXELON GENERATING CO/RICHMOND | Richmond Generating Station | 3915211 | 103756913 | 3168 | 91 | 3168 | 91 | 4210104903 | 038 | 0.0741 |  | 13.2094 | 0.5343 | 0.3966 | 4.6009 | 0.0092 | 2022 | 40 | 20 | 950 | 23333.333 | 74.242 | 221122 | -75.0733 | 39.9853 | 838 | 125 | 120 |  | 49 | N | Distillate Fuel Oil | Y | N | N | 9999 | N |  | Combustion Turbine | 71 | 71.51 | 12309
3168_G_92 | PA | 42101 | EXELON GENERATING CO/RICHMOND | Richmond Generating Station | 3915211 | 103756813 | 3168 | 92 | 3168 | 92 | 4210104903 | 037 | 0.074 |  | 13.189 | 0.5536 | 0.4161 | 4.5922 | 0.0092 | 2022 | 40 | 20 | 950 | 23333.333 | 74.242 | 221122 | -75.0733 | 39.9853 | 838 | 125 | 120 |  | 49 | N | Distillate Fuel Oil | Y | N | N | 9999 | N |  | Combustion Turbine | 74 | 74.66 | 12311
3169_G_10 | PA | 42101 | EXELON GENERATION CO/SCHUYLKILL STA | Schuylkill Generating Station | 6559811 | 103757613 |  |  | 3169 | 10 | 4210104904 | 007 | 0.3947 |  | 2.1341 | 0.1488 | 0.1079 | 0.0054 | 0.0133 | 2022 | 29 | 12 | 1090 | 10500 | 92.803 | 221112 | -75.1883 | 39.9425 | 233 | 125 | 120 |  | 13 | N | Distillate Fuel Oil | N | N | N | 9999 | N |  | Combustion Turbine | 40 |  | 25000
3169_G_11 | PA | 42101 | EXELON GENERATION CO/SCHUYLKILL STA | Schuylkill Generating Station | 6559811 | 103757713 |  |  | 3169 | 11 | 4210104904 | 008 | 0.3997 |  | 2.9272 | 0.1507 | 0.1092 | 0.0054 | 0.0135 | 2022 | 29 | 12 | 1090 | 12500 | 110.48 | 221112 | -75.1883 | 39.9425 | 233 | 125 | 120 |  | 17 | N | Distillate Fuel Oil | N | N | N | 9999 | N |  | Combustion Turbine | 36 |  | 25000
3170_G_3 | PA | 42101 | EXELON GENERATION CO/SOUTHWARK | Southwark | 6597011 | 103757913 |  |  | 3170 | 3 | 4210104905 | 005 | 0.4712 |  | 3.2194 | 0.5507 | 0.1407 | 0.0045 | 0.0159 | 2022 | 29 | 11 | 1025 | 10522.833 | 110.683 | 221118 | -75.1333 | 39.9136 | 0.01 | 125 | 100 |  | 13 | N | Distillate Fuel Oil | N | N | N | 9999 | N |  | Combustion Turbine | 50 |  | 14053
3170_G_4 | PA | 42101 | EXELON GENERATION CO/SOUTHWARK | Southwark | 6597011 | 103758013 |  |  | 3170 | 4 | 4210104905 | 006 | 0.4711 |  | 3.2216 | 0.5504 | 0.1406 | 0.0045 | 0.0159 | 2022 | 29 | 11 | 1025 | 10522.833 | 110.683 | 221118 | -75.1333 | 39.9136 | 0.01 | 125 | 100 |  | 13 | N | Distillate Fuel Oil | N | N | N | 9999 | N |  | Combustion Turbine | 51 |  | 14066
3170_G_5 | PA | 42101 | EXELON GENERATION CO/SOUTHWARK | Southwark | 6597011 | 103758113 |  |  | 3170 | 5 | 4210104905 | 007 | 0.3033 |  | 2.0685 | 0.3544 | 0.0905 | 0.0029 | 0.0102 | 2022 | 29 | 11 | 1025 | 10522.833 | 110.683 | 221118 | -75.1333 | 39.9136 | 0.01 | 125 | 100 |  | 13 | N | Distillate Fuel Oil | N | N | N | 9999 | N |  | Combustion Turbine | 41 |  | 14066
3170_G_6 | PA | 42101 | EXELON GENERATION CO/SOUTHWARK | Southwark | 6597011 | 103758213 |  |  | 3170 | 6 | 4210104905 | 008 | 0.4606 |  | 3.1508 | 0.5383 | 0.1375 | 0.0044 | 0.0155 | 2022 | 29 | 11 | 1025 | 10522.833 | 110.683 | 221118 | -75.1333 | 39.9136 | 0.01 | 125 | 100 |  | 13 | N | Distillate Fuel Oil | N | N | N | 9999 | N |  | Combustion Turbine | 49 |  | 14066
54785_G_GEN2 | PA | 42101 | GRAYS FERRY COGEN PARTNERSHIP/PHILA | Grays Ferry Cogeneration | 6531511 | 103763213 | 54785 | 2 | 54785 | GEN2 | 4210104944 | 001 | 3.56 | 14.64 | 161.5084 | 51.11 | 51.11 | 3.3643 | 0.51 | 2022 | 255 | 18 | 254 | 16382.517 | 64.353 | 221118 | -75.1886 | 39.9425 | 1880 | 125 | 120 |  | 114 | Y | Natural Gas | Y | N | N | 9999 | N |  | Combustion Turbine | 8315 | 8285.7988 | 5500
50611_B_031 | PA | 42107 | RAUSCH CREEK GENERATION LLC/FRAILEY TWP | Westwood Generation LLC | 4735811 | 27908813 | 50611 | 031 | 50611 | 031 | 421070023 | 031 | 104.7134 | 0.1514 | 270.6324 | 4.8823 | 4.1103 | 308.9395 | 12.194 | 2022 | 320 | 8.5 | 350 | 4786 | 84.355 | 221112 | -76.4502 | 40.6191 | 592 | 125 | 100 |  | 30 | N | Waste Coal | Y | N | N | 9999 | N |  | Coal Steam | 7466 | 7453.4702 | 14500
54634_B_1 | PA | 42107 | SCHUYLKILL ENERGY RES/ST NICHOLAS COGEN | St Nicholas Cogen Project | 8406511 | 352313 | 54634 | 1 | 54634 | 1 | 421070024 | CU031 | 204.3 | 0.4 | 293.5299 | 77.2665 | 49.8632 | 998.2919 | 23.3 | 2022 | 310 | 11 | 365 | 7906.617 | 83.206 | 221112 | -76.1734 | 40.8225 | 1180 | 125 | 100 |  | 86 | Y | Waste Coal | Y | N | N | 9999 | N |  | Coal Steam | 7926 | 8009.7598 | 14500
10113_B_CFB1 | PA | 42107 | GILBERTON POWER CO/JOHN B RICH MEM POWER STA | John B Rich Memorial Power Station | 4105111 | 34990513 | 10113 | 031 | 10113 | CFB1 | 421070025 | 031 | 161.63 | 0.1503 | 180.3901 | 39.1317 | 25.5193 | 355.7142 | 14.48 | 2022 | 326 | 7 | 325 | 6932.733 | 180.16 | 221112 | -76.1995 | 40.7902 | 520 | 125 | 100 |  | 40 | Y | Waste Coal | Y | N | N | 9999 | N |  | Coal Steam | 8515 | 8508.6504 | 13587
10113_B_CFB2 | PA | 42107 | GILBERTON POWER CO/JOHN B RICH MEM POWER STA | John B Rich Memorial Power Station | 4105111 | 34990413 | 10113 | 032 | 10113 | CFB2 | 421070025 | 032 | 162.15 | 0.1564 | 179.8212 | 39.2538 | 25.6002 | 355.592 | 14.53 | 2022 | 326 | 7 | 325 | 6932.733 | 180.16 | 221112 | -76.1995 | 40.7902 | 520 | 125 | 100 |  | 40 | Y | Waste Coal | Y | N | N | 9999 | N |  | Coal Steam | 8588 | 8578.0508 | 13587
3142_G_UNT1 | PA | 42107 | MARTINS CREEK LLC/FISHBACH CTS |  | 4736011 | 27907713 |  |  |  |  | 421070598 | CT01 | 0.0006 |  | 0.1269 | 0.0021 | 0.00178 | 0.0002 | 0.0001 | 2021 | 25 | 6 | 898 | 9550.017 | 337.779 | 221112 | -76.2196 | 40.6891 | 283 | 125 | 120 |  |  |  |  | N | N | N |  | N
3142_G_UNT2 | PA | 42107 | MARTINS CREEK LLC/FISHBACH CTS |  | 4736011 | 27907813 |  |  |  |  | 421070598 | CT02 | 0.0003 |  | 0.071 | 0.0012 | 0.00104 | 0.0001 |  | 2021 | 25 | 6 | 898 | 9550.017 | 337.779 | 221112 | -76.2196 | 40.6891 | 283 | 125 | 120 |  |  |  |  | N | N | N |  | N
3152_G_CTG1 | PA | 42109 | SUNBURY GENERATION LP/SUNBURY SES | Sunbury Generation LP | 4737311 | 27902213 |  |  | 3152 | CTG1 | 421090002 | P139 | 0.0032 | 0.0056 | 0.1677 | 0.004796 | 0.004496 | 0.0496 | 0.0008 | 2022 | 52 | 14.4 | 960 | 11117.95 | 68.245 | 221112 | -76.8254 | 40.8379 | 20 | 125 | 120 |  | 18 | N | Distillate Fuel Oil | N | N | N | 9999 | N |  | Combustion Turbine | 5 |  | 16576
3152_G_CTG2 | PA | 42109 | SUNBURY GENERATION LP/SUNBURY SES | Sunbury Generation LP | 4737311 | 27902313 |  |  | 3152 | CTG2 | 421090002 | P140 | 0.0143 | 0.0252 | 0.7562 | 0.021342 | 0.020342 | 0.2237 | 0.0036 | 2022 | 52 | 14.4 | 960 | 11117.95 | 68.245 | 221112 | -76.8254 | 40.8379 | 20 | 125 | 120 |  | 18 | N | Distillate Fuel Oil | N | N | N | 9999 | N |  | Combustion Turbine | 23 |  | 16586
3152_G_DI2 | PA | 42109 | SUNBURY GENERATION LP/SUNBURY SES | Sunbury Generation LP | 4737311 | 27902013 |  |  | 3152 | DI2 | 421090002 | P137 | 0.0078 |  | 0.0362 | 0.0034268 | 0.0016268 | 0.0004 | 0.0006 | 2022 | 50 | 5 | 896 | 6822.633 | 347.333 | 221112 | -76.8254 | 40.8379 | 5 | 125 | 160 |  | 5 | N | Distillate Fuel Oil | N | N | N | 9999 | N |  | Combustion Turbine | 1 |  | 13280
60368_G_CTG1 | PA | 42109 | HUMMEL STA LLC/SUNBURY NAT GAS PLT | Hummel Station LLC | 18897911 | 135435713 | 60368 | CT1 | 60368 | CTG1 |  |  | 4.7907 | 10.5927 | 54.0466 | 28.907 | 28.907 | 5.3624 | 2.7051 |  | 150 | 22 | 262 | 22702.133 | 59.714 | 221112 | -76.8253 | 40.8387 |  | 125 | 120 |  | 223.8 | N | Natural Gas | Y | N | N | 9999 | N |  | Combined Cycle |  | 7938.04 | 7050
60368_G_CTG2 | PA | 42109 | HUMMEL STA LLC/SUNBURY NAT GAS PLT | Hummel Station LLC | 18897911 | 135435313 | 60368 | CT2 | 60368 | CTG2 | 421090099 | P182 | 3.9233 | 12.5094 | 54.428 | 19.4477 | 19.4477 | 5.3721 | 0.8569 | 2022 | 150 | 22 | 262 | 22702.133 | 59.714 | 221112 | -76.8253 | 40.8387 | 2590 | 125 | 120 |  | 219.9 | N | Natural Gas | Y | N | N | 9999 | N |  | Combined Cycle | 7933 | 7932.8096 | 7050
60368_G_CTG3 | PA | 42109 | HUMMEL STA LLC/SUNBURY NAT GAS PLT | Hummel Station LLC | 18897911 | 135435913 | 60368 | CT3 | 60368 | CTG3 | 421090099 | P183 | 3.9692 | 4.4883 | 54.7609 | 27.7644 | 27.7644 | 5.4434 | 3.9802 | 2022 | 150 | 22 | 262 | 22702.133 | 59.714 | 221112 | -76.8253 | 40.8387 | 2590 | 125 | 120 |  | 209.6 | N | Natural Gas | Y | N | N | 9999 | N |  | Combined Cycle | 8139 | 8137.5698 | 7050
3120_G_1 | PA | 42117 | BLOSSBURG POWER LLC/BLOSSBURG GEN STA | Blossburg | 3878511 | 37458813 |  |  | 3120 | 1 | 421170100 | P101 | 1.9265 |  | 9.56 | 0.1997 | 0.1997 | 0.0799 | 0.0493 | 2022 | 32 | 10 | 900 | 2167.867 | 27.593 | 221112 | -77.0818 | 41.7065 | 396 | 125 | 120 |  | 20.9 | N | Natural Gas | N | N | N | 9999 | N |  | Combustion Turbine | 162 |  | 13745
50974_B_UNIT 1 | PA | 42121 | SCRUBGRASS GENERATING PLT/VENANGO | Scrubgrass Reclamation CO. LP. | 4760211 | 32052813 | 50974 | 1 | 50974 | UNIT 1 | 421210013 | 031 | 89.71 | 0.907 | 145.8219 | 29.6355 | 13.5094 | 648.058 | 2.25 | 2022 | 362 | 10.8 | 340 | 7333.333 | 80.713 | 221112 | -79.8114 | 41.2678 | 600 | 125 | 100 |  | 42 | N | Bituminous, Waste Coal | Y | N | N | 9999 | N |  | Coal Steam | 377 | 6646.2705 | 13904
50974_B_UNIT 2 | PA | 42121 | SCRUBGRASS GENERATING PLT/VENANGO | Scrubgrass Reclamation CO. LP. | 4760211 | 32052513 | 50974 | 2 | 50974 | UNIT 2 | 421210013 | 032 | 79.6 | 0.3348 | 136.5507 | 28.4089 | 12.954 | 514.429 | 2.15 | 2022 | 362 | 10.8 | 340 | 7333.333 | 80.713 | 221112 | -79.8114 | 41.2678 | 600 | 125 | 100 |  | 42 | N | Bituminous, Waste Coal | Y | N | N | 9999 | N |  | Coal Steam | 6368 | 6402.041 | 13904
55233_G_GT01 | PA | 42121 | HANDSOME LAKE ENERGY LLC/KENNERDELL | Handsome Lake Energy LLC | 3880211 | 37451213 | 55233 | EU-1A | 55233 | GT01 | 421210043 | 1A | 1.804 |  | 20.3314 | 0.5824 | 0.5824 | 0.0158 | 0.0172 | 2022 | 53 | 14.3 | 831 | 6965 | 43.375 | 221112 | -79.8061 | 41.2908 | 264 | 125 | 120 |  | 53.5 | N | Natural Gas | Y | N | N | 9999 | N |  | Combustion Turbine | 546 | 458.3401 | 11407
55233_G_GT02 | PA | 42121 | HANDSOME LAKE ENERGY LLC/KENNERDELL | Handsome Lake Energy LLC | 3880211 | 37451413 | 55233 | EU-2A | 55233 | GT02 | 421210043 | 2A | 0.6443 |  | 22.065 | 0.56 | 0.56 | 0.011 | 0.4642 | 2022 | 53 | 14.3 | 831 | 6965 | 43.375 | 221112 | -79.8061 | 41.2908 | 264 | 125 | 120 |  | 53.5 | N | Natural Gas | Y | N | N | 9999 | N |  | Combustion Turbine | 599 | 479.3801 | 11407
55233_G_GT03 | PA | 42121 | HANDSOME LAKE ENERGY LLC/KENNERDELL | Handsome Lake Energy LLC | 3880211 | 37451613 | 55233 | EU-3A | 55233 | GT03 | 421210043 | 3A | 0.9618 |  | 17.9175 | 0.572 | 0.572 | 0.0142 | 0.4033 | 2022 | 53 | 14.3 | 831 | 6965 | 43.375 | 221112 | -79.8061 | 41.2908 | 264 | 125 | 120 |  | 53.5 | N | Natural Gas | Y | N | N | 9999 | N |  | Combustion Turbine | 573 | 485.5902 | 11407
55233_G_GT04 | PA | 42121 | HANDSOME LAKE ENERGY LLC/KENNERDELL | Handsome Lake Energy LLC | 3880211 | 37451813 | 55233 | EU-4A | 55233 | GT04 | 421210043 | 4A | 1.0861 |  | 17.6574 | 0.5845 | 0.5845 | 0.0134 | 0.1621 | 2022 | 53 | 14.3 | 831 | 6965 | 43.375 | 221112 | -79.8061 | 41.2908 | 264 | 125 | 120 |  | 53.5 | N | Natural Gas | Y | N | N | 9999 | N |  | Combustion Turbine | 550 | 451.0901 | 11407
55233_G_GT05 | PA | 42121 | HANDSOME LAKE ENERGY LLC/KENNERDELL | Handsome Lake Energy LLC | 3880211 | 37451913 | 55233 | EU-5A | 55233 | GT05 |  |  | 1.6455 |  | 17.812 | 0.4893 | 0.4893 | 0.0105 | 0.2685 |  | 53 | 14.3 | 831 | 6965 | 43.375 | 221112 | -79.8061 | 41.2908 |  | 125 | 120 |  | 53.5 | N | Natural Gas | Y | N | N | 9999 | N |  | Combustion Turbine |  | 412.39 | 11407
55233_G_GT04B | PA | 42121 | HANDSOME LAKE ENERGY LLC/KENNERDELL |  | 3880211 | 37451013 | 55233 | EU-4B |  |  | 421210043 | 4B | 2.1955 |  | 19.9689 | 0.6051 | 0.6051 | 0.0142 | 0.2892 | 2022 | 53 | 14.3 | 831 | 6965 | 43.375 | 221112 | -79.8061 | 41.2908 | 264 | 125 | 120 |  |  |  |  | Y | N | N |  | N |  |  | 566 | 466.36
55233_G_GT01B | PA | 42121 | HANDSOME LAKE ENERGY LLC/KENNERDELL |  | 3880211 | 37451313 | 55233 | EU-1B |  |  | 421210043 | 1B | 1.7607 |  | 19.6716 | 0.6029 | 0.6029 | 0.0164 | 0.4997 | 2022 | 53 | 14.3 | 831 | 6965 | 43.375 | 221112 | -79.8061 | 41.2908 | 264 | 125 | 120 |  |  |  |  | Y | N | N |  | N |  |  | 562 | 475.3201
55233_G_GT02B | PA | 42121 | HANDSOME LAKE ENERGY LLC/KENNERDELL |  | 3880211 | 37451513 | 55233 | EU-2B |  |  | 421210043 | 2B | 0.7455 |  | 19.8127 | 0.5265 | 0.5265 | 0.0108 | 0.2765 | 2022 | 53 | 14.3 | 831 | 6965 | 43.375 | 221112 | -79.8061 | 41.2908 | 264 | 125 | 120 |  |  |  |  | Y | N | N |  | N |  |  | 560 | 440.3901
55233_G_GT05B | PA | 42121 | HANDSOME LAKE ENERGY LLC/KENNERDELL |  | 3880211 | 37451113 | 55233 | EU-5B |  |  | 421210043 | 5B | 1.1486 |  | 18.3351 | 0.4992 | 0.4992 | 0.0109 | 0.1767 | 2022 | 53 | 14.3 | 831 | 6965 | 43.375 | 221112 | -79.8061 | 41.2908 | 264 | 125 | 120 |  |  |  |  | Y | N | N |  | N |  |  | 505 | 410.6
55233_G_GT03B | PA | 42121 | HANDSOME LAKE ENERGY LLC/KENNERDELL |  | 3880211 | 37451713 | 55233 | EU-3B |  |  | 421210043 | 3B | 0.9679 |  | 16.6059 | 0.5208 | 0.5208 | 0.0143 | 0.3795 | 2022 | 53 | 14.3 | 831 | 6965 | 43.375 | 221112 | -79.8061 | 41.2908 | 264 | 125 | 120 |  |  |  |  | Y | N | N |  | N |  |  | 502 | 429.45
3132_G_3 | PA | 42123 | WARREN GENERATION LLC/WARREN COMBUSTION TURBINE | Warren | 3893511 | 37450213 | 3132 | 005 | 3132 | 3 | 421230004 | 035 | 0.4564 |  | 40.4715 | 1.5273 | 1.1349 | 0.0472 | 0.1452 | 2022 | 51 | 19.1 | 890 | 34702.517 | 121.069 | 221112 | -79.1889 | 41.8361 | 1250 | 125 | 120 |  | 62 | N | Natural Gas, Distillate Fuel Oil | Y | N | N | 9999 | N |  | Combustion Turbine | 1 | 234.23 | 14988
60464_G_CTG1 | PA | 42129 | TENASKA PA PARTNERS/WESTMORELAND GEN FAC | Tenaska Westmoreland Generating Station | 18895511 | 135441113 | 60464 | 101 | 60464 | CTG1 | 421290248 | 101 | 1.6 | 6.3 | 58.7139 | 49.7 | 49.7 | 7.3324 | 4.06 | 2022 | 180 | 20 | 192 | 19255 | 61.29 | 221112 | -79.6962 | 40.1756 | 3150 | 125 | 120 |  | 288 | N | Natural Gas | Y | N | N | 9999 | N |  | Combined Cycle | 7735 | 7731.3198 | 7050
60464_G_CTG2 | PA | 42129 | TENASKA PA PARTNERS/WESTMORELAND GEN FAC | Tenaska Westmoreland Generating Station | 18895511 | 135441213 | 60464 | 102 | 60464 | CTG2 | 421290248 | 102 | 1.7 | 5.1 | 58.2757 | 21.8 | 21.8 | 7.2537 | 11.75 | 2022 | 180 | 20 | 192 | 19255 | 61.29 | 221112 | -79.6966 | 40.1759 | 3150 | 125 | 120 |  | 288 | N | Natural Gas | Y | N | N | 9999 | N |  | Combined Cycle | 7605 | 7600.3599 | 7050
50463_G_GEN1 | PA | 42131 | PROCTER & GAMBLE PAPER PROD CO/MEHOOPANY | Procter & Gamble Mehoopany Mill | 4952011 | 28942313 | 50463 | 328001 | 50463 | GEN1 | 421310009 | 035 | 15.3219 |  | 113.5742 | 16.0702 | 16.0702 | 0.7437 | 2.1618 | 2022 | 75 | 5 | 195 | 644.75 | 32.843 | 322120 | -76.047 | 41.5734 | 644 | 133 | 100 |  | 40 | Y | Natural Gas | Y | N | Y | 9999 | N |  | Combustion Turbine | 8632 | 3618.4302 | 8700
50215_B_101 | PA | 42133 | YORK CNTY SOLID WASTE/YORK CNTY RESOURCE RECOVERY | York County Resource Recovery | 4120011 | 34988713 |  |  | 50215 | 101 | 421330073 | 101 | 39.86 |  | 138.76 | 1.9928 | 1.4228 | 22.14 | 3.07 | 2022 | 320 | 10 | 270 | 1377.367 | 17.553 | 562213 | -76.7175 | 40.0017 | 56 | 103 | 270 |  | 10 | N | MSW | N | Y | N | 9999 | N |  | Municipal Solid Waste | 8191 |  | 20253
50215_B_102 | PA | 42133 | YORK CNTY SOLID WASTE/YORK CNTY RESOURCE RECOVERY | York County Resource Recovery | 4120011 | 34988813 |  |  | 50215 | 102 | 421330073 | 102 | 36.42 |  | 169.15 | 1.9488 | 1.3888 | 20.52 | 2.26 | 2022 | 320 | 10 | 270 | 1377.367 | 17.553 | 562213 | -76.7175 | 40.0017 | 56 | 103 | 270 |  | 10 | N | MSW | N | Y | N | 9999 | N |  | Municipal Solid Waste | 8069 |  | 20253
50215_B_103 | PA | 42133 | YORK CNTY SOLID WASTE/YORK CNTY RESOURCE RECOVERY | York County Resource Recovery | 4120011 | 34988913 |  |  | 50215 | 103 | 421330073 | 103 | 25.37 |  | 158.51 | 1.9157 | 1.3657 | 24.7 | 1.37 | 2022 | 320 | 10 | 270 | 1377.367 | 17.553 | 562213 | -76.7175 | 40.0017 | 56 | 103 | 270 |  | 10 | N | MSW | N | Y | N | 9999 | N |  | Municipal Solid Waste | 7818 |  | 20253
3140_B_1 | PA | 42133 | BRUNNER ISLAND LLC/BRUNNER ISLAND | Brunner Island | 3193911 | 38702613 | 3140 | 1 | 3140 | 1 | 421330020 | 031A | 37.17 | 8.57 | 754.3047 | 52.9369 | 52.3616 | 626.06 | 1.64 | 2022 | 450 | 19.6 | 130 | 46842.933 | 155.2 | 221112 | -76.697 | 40.096 | 3340 | 125 | 100 |  | 306 | N | Natural Gas | Y | N | N | 9999 | N |  | O/G Steam | 3021 | 4370.7598 | 11245
3140_B_2 | PA | 42133 | BRUNNER ISLAND LLC/BRUNNER ISLAND | Brunner Island | 3193911 | 38702513 | 3140 | 2 | 3140 | 2 | 421330020 | 032 | 70.7099 | 13.49 | 871.7255 | 61.8096 | 61.1184 | 685.6029 | 1.06 | 2022 | 450 | 19.6 | 130 | 46842.933 | 155.2 | 221112 | -76.697 | 40.096 | 3800 | 125 | 100 |  | 363 | N | Natural Gas | Y | N | N | 9999 | N |  | O/G Steam | 3549 | 5136.0098 | 10686
3140_B_3 | PA | 42133 | BRUNNER ISLAND LLC/BRUNNER ISLAND | Brunner Island | 3193911 | 38702013 | 3140 | 3 | 3140 | 3 | 421330020 | 033A | 364.54 | 17.78 | 1625.2203 | 102.8677 | 101.6861 | 1386.6367 | 1.81 | 2022 | 524 | 30.7 | 130 | 40666.667 | 54.957 | 221112 | -76.697 | 40.096 | 7330 | 125 | 100 |  | 742 | N | Natural Gas | Y | N | N | 9999 | N |  | O/G Steam | 2655 | 4222.4595 | 10306
50397_B_5PB036 | PA | 42133 | PIXELLE SPEC SOLUTIONS LLC/SPRING GROVE | Pixelle Specialty Solutions LLC - Spring Grove Facility | 4966111 | 28925713 | 50397 | 036 | 50397 | 5PB036 | 421330016 | 036 | 52.2686 | 1.2428 | 599.794 | 143.1139 | 109.1053 | 322.6001 | 3.9616 | 2022 | 225 | 9 | 320 | 3666.667 | 57.746 | 322120 | -76.8661 | 39.8698 | 545 | 133 | 100 |  | 53 | Y | Bituminous | Y | N | N | 9999 | N |  | Coal Steam | 8376 | 8387.5 | 8300
50397_B_REC037 | PA | 42133 | PIXELLE SPEC SOLUTIONS LLC/SPRING GROVE | Pixelle Specialty Solutions LLC - Spring Grove Facility | 4966111 | 28925813 |  |  | 50397 | REC037 | 421330016 | 037 | 177.5401 |  | 293.37 | 24.7389 | 4.8561 | 4.91 | 1.8715 | 2022 | 225 | 9 | 367 | 4050 | 63.651 | 322120 | -76.8661 | 39.8698 | 692 | 133 | 100 |  | 18.4 | Y | Non-Fossil Waste | N | Y | N | 9999 | N |  | Non-Fossil Waste | 8527 |  | 5639
3116_G_1 | PA | 42133 | TOLNA POWER LLC/TOLNA GS | Tolna | 3000911 | 38373813 | 3116 | 031 | 3116 | 1 | 421330888 | 101 | 0.0385 |  | 8.1725 | 0.1343 | 0.1343 | 1.2331 | 0.0048 | 2022 | 30 | 7.8 | 932 | 9435.633 | 197.483 | 221112 | -76.6354 | 39.7605 | 305 | 125 | 100 |  | 21 | N | Distillate Fuel Oil | Y | N | N | 9999 | N |  | Combustion Turbine | 92 | 91.6 | 23022
3116_G_2 | PA | 42133 | TOLNA POWER LLC/TOLNA GS | Tolna | 3000911 | 38373713 | 3116 | 032 | 3116 | 2 | 421330888 | 102 | 0.072 |  | 15.5035 | 0.2511 | 0.2511 | 2.341 | 0.009 | 2022 | 30 | 7.8 | 932 | 9435.633 | 197.483 | 221112 | -76.6354 | 39.7605 | 305 | 125 | 100 |  | 20.2 | N | Distillate Fuel Oil | Y | N | N | 9999 | N |  | Combustion Turbine | 165 | 164.85 | 23033
55524_G_CTG1 | PA | 42133 | CALPINE MID MERIT LLC/YORK ENERGY CTR DELTA | York Energy Center | 15649311 | 99820713 | 55524 | 1 | 55524 | CTG1 | 421330329 | 101 | 5.3642 | 1.0112 | 17.0769 | 17.7742 | 17.774 | 1.5744 | 0.9788 | 2022 | 135 | 18.4 | 967 | 32646.083 | 122.775 | 221112 | -76.3083 | 39.7387 | 1570 | 125 | 120 |  | 113 | N | Natural Gas, Distillate Fuel Oil | Y | N | N | 9999 | N | 55524_G_CTG1;55524_G_STG1 | Combined Cycle | 37 | 4617.2085 | 7956
55524_G_CTG2 | PA | 42133 | CALPINE MID MERIT LLC/YORK ENERGY CTR DELTA | York Energy Center | 15649311 | 99820813 | 55524 | 2 | 55524 | CTG2 | 421330329 | 102 | 4.6898 | 0.5808 | 16.3951 | 22.3488 | 22.3488 | 1.5749 | 0.9786 | 2022 | 135 | 18.4 | 967 | 32646.083 | 122.775 | 221112 | -76.3083 | 39.7387 | 1570 | 125 | 120 |  | 122 | N | Natural Gas, Distillate Fuel Oil | Y | N | N | 9999 | N |  | Combined Cycle | 4560 | 4603.7612 | 7956
55524_G_CTG3 | PA | 42133 | CALPINE MID MERIT LLC/YORK ENERGY CTR DELTA | York Energy Center | 15649311 | 99820913 | 55524 | 3 | 55524 | CTG3 | 421330329 | 103 | 5.484 | 2.186 | 15.7658 | 19.056 | 19.056 | 1.6538 | 1.0202 | 2022 | 188 | 18 | 210 | 15323.15 | 60.206 | 221112 | -76.3083 | 39.7387 | 1570 | 125 | 120 |  | 122 | N | Natural Gas, Distillate Fuel Oil | Y | N | N | 9999 | N |  | Combined Cycle | 40 | 4814.4395 | 7956
55524_G_CTG5 | PA | 42133 | CALPINE MID MERIT LLC/YORK ENERGY CTR DELTA | York Energy Center | 15649311 | 137529813 | 55524 | 5 | 55524 | CTG5 | 421330329 | 205 | 16.0477 | 7.0682 | 52.9874 | 71.4806 | 54.6572 | 5.6298 | 3.4655 | 2022 | 250 | 20 | 160 | 18425.433 | 58.664 | 221112 | -76.3083 | 39.7387 | 2510 | 125 | 120 |  | 216.3 | N | Natural Gas, Distillate Fuel Oil | Y | N | N | 9999 | N |  | Combined Cycle | 128 | 7452.0308 | 7050
55524_G_CTG6 | PA | 42133 | CALPINE MID MERIT LLC/YORK ENERGY CTR DELTA | York Energy Center | 15649311 | 137529913 | 55524 | 6 | 55524 | CTG6 | 421330329 | 206 | 13.4444 | 20.1218 | 59.9834 | 71.2084 | 54.378 | 5.6344 | 3.4857 | 2022 | 250 | 20 | 160 | 18425.433 | 58.664 | 221112 | -76.3083 | 39.7387 | 2510 | 125 | 120 |  | 216.3 | N | Natural Gas, Distillate Fuel Oil | Y | N | N | 9999 | N |  | Combined Cycle | 41 | 7446.1387 | 7050
54693_G_GT#6 | PA | 42133 | YORK PLT HOLDINGS LLC/SPRINGETTSBURY TWP |  | 2986311 | 38380813 |  |  |  |  | 421330074 | 036 | 0.1831 |  | 0.195 | 0.041523 | 0.041523 | 0.001 | 0.0201 | 2020 | 65 | 6.6 | 419 | 1750.417 | 51.184 | 221112 | -76.6763 | 39.9855 | 98.6 | 125 | 100 |  |  |  |  | N | N | N |  | N
54693_G_GT#2 | PA | 42133 | YORK PLT HOLDINGS LLC/SPRINGETTSBURY TWP |  | 2986311 | 38381013 |  |  |  |  | 421330074 | 032 | 0.1643 |  | 0.175 | 0.03724 | 0.03724 | 0.0009 | 0.018 | 2022 | 65 | 6.6 | 419 | 1750.417 | 51.184 | 221112 | -76.6763 | 39.9855 | 98.6 | 125 | 100 |  |  |  |  | N | N | N |  | N
54693_G_GT#5 | PA | 42133 | YORK PLT HOLDINGS LLC/SPRINGETTSBURY TWP |  | 2986311 | 38381313 |  |  |  |  | 421330074 | 035 | 0.1668 |  | 0.1142 | 0.037799 | 0.037799 | 0.0009 | 0.0183 | 2020 | 65 | 6.6 | 419 | 1750.417 | 51.184 | 221112 | -76.6763 | 39.9855 | 98.6 | 125 | 100 |  |  |  |  | N | N | N |  | N
54693_G_GT#1 | PA | 42133 | YORK PLT HOLDINGS LLC/SPRINGETTSBURY TWP |  | 2986311 | 38380913 |  |  |  |  | 421330074 | 031 | 0.1249 |  | 0.0908 | 0.028302 | 0.028302 | 0.0007 | 0.0137 | 2022 | 65 | 6.6 | 419 | 1750.417 | 51.184 | 221112 | -76.6763 | 39.9855 | 98.6 | 125 | 100 |  |  |  |  | N | N | N |  | N
55048_G_UNT1 | RI | 44005 | TIVERTON POWER | Tiverton Power Plant | 3038311 | 88360413 | 55048 | 1 | 55048 | UNT1 | AIR3810 | 20100201A | 27.51 | 1.05 | 37.9319 | 15.03 | 14.7294 | 2.2715 | 1.88 | 2022 | 150 | 19 | 211 | 17539.8003 | 61.9 | 221112 | -71.17 | 41.6417 | 206 | 125 | 120 |  | 182.4 | N | Natural Gas | Y | N | N | 9999 | N | 55048_G_UNT1;55048_G_UNT2 | Combined Cycle | 4686 | 4622.6011 | 7243
3236_G_GE11 | RI | 44007 | MANCHESTER STREET, LLC | Manchester Street | 5486911 | 88380613 |  |  | 3236 | GE11 | AIR936 | 20100201A | 38.189 | 0.3095 | 46.9705 | 8.7369 | 8.7369 | 1.0055 | 2.7623 | 2022 | 310 | 17 | 330 | 5833.3334 | 25.7 | 221112 | -71.4043 | 41.8163 | 4350 | 125 | 120 |  | 46.8 | N | Natural Gas, Distillate Fuel Oil | N | N | N | 9999 | N | 3236_G_G11A;3236_G_GEN9;3236_G_GE9A;3236_G_GE11;3236_G_G10A;3236_G_GE10 | Combined Cycle | 27 |  | 8070
51030_G_GEN1 | RI | 44007 | OCEAN STATE POWER | Ocean State Power | 3040211 | 157242513 | 51030 | 1 | 51030 | GEN1 | AIR2998 | GT 1 | 31.369 | 7.891 | 46.5409 | 9.1156 | 9.1156 | 1.0068 | 3.4291 | 2022 | 150 | 15.75 | 207 | 11410.0002 | 58.55 | 221112 | -71.6701 | 42.0099 | 85 | 125 | 120 |  | 71.2 | N | Natural Gas, Distillate Fuel Oil | Y | N | N | 9999 | N |  | Combined Cycle | 1300 | 3746.7336 | 8599
51030_G_GEN2 | RI | 44007 | OCEAN STATE POWER | Ocean State Power | 3040211 | 157242813 | 51030 | 2 | 51030 | GEN2 | AIR2998 | GT 2 | 101.108 | 14.0555 | 44.5971 | 8.556 | 8.556 | 0.9714 | 3.2397 | 2022 | 150 | 15.75 | 207 | 11410.0002 | 58.55 | 221112 | -71.6701 | 42.0099 | 85 | 125 | 120 |  | 71.2 | N | Natural Gas, Distillate Fuel Oil | Y | N | N | 9999 | N | 51030_G_GEN2;51030_G_GEN3 | Combined Cycle | 1300 | 3613.8887 | 8599
54324_G_GEN1 | RI | 44007 | OCEAN STATE POWER | Ocean State Power II | 3040211 | 157242913 | 54324 | 3 | 54324 | GEN1 | AIR2998 | GT 3 | 24.8635 | 20.66 | 43.9642 | 7.6531 | 7.6531 | 0.8986 | 3.1959 | 2022 | 150 | 15.75 | 207 | 11410.0002 | 58.55 | 221112 | -71.6701 | 42.0099 | 85 | 125 | 120 |  | 97.3 | N | Natural Gas, Distillate Fuel Oil | Y | N | N | 9999 | N |  | Combined Cycle | 80 | 3421.0815 | 8983
54324_G_GEN2 | RI | 44007 | OCEAN STATE POWER | Ocean State Power II | 3040211 | 157242613 | 54324 | 4 | 54324 | GEN2 | AIR2998 | GT 4 | 26.147 | 18.153 | 45.2427 | 7.8759 | 7.8759 | 0.9046 | 3.2838 | 2022 | 150 | 15.75 | 207 | 11410.0002 | 58.55 | 221112 | -71.6701 | 42.0099 | 85 | 125 | 120 |  | 97.3 | N | Natural Gas, Distillate Fuel Oil | Y | N | N | 9999 | N | 54324_G_GEN2;54324_G_GEN3 | Combined Cycle | 80 | 3435.4006 | 8983
55107_G_CTG2 | RI | 44007 | RHODE ISLAND STATE ENERGY CENTER | Rhode Island State Energy Center | 3073211 | 103257813 |  |  | 55107 | CTG2 | AIR3914 | 20100201A | 324.404 | 4.1391 | 36.2221 | 25.4684 | 24.959 | 3.3923 | 6.5244 | 2022 | 185 | 19 | 279 | 20000.0004 | 70.55 | 221112 | -71.5186 | 41.8017 | 185 | 125 | 120 |  | 168 | N | Natural Gas | N | N | N | 9999 | N | 55107_G_STG1;55107_G_CTG2;55107_G_CTG1 | Combined Cycle | 6591 |  | 7098
54056_G_GEN1 | RI | 44007 | PAWTUCKET POWER ASSOCIATES |  | 4834311 | 88343613 |  |  |  |  | AIR3000 | 20100201 | 1.0425 | 0.363 | 0.765 | 0.0508 | 0.0508 | 0.0075 | 0.09745 | 2020 | [5 empty] | 221112 | -71.407 | 41.861 | 1300 | 125 | 999 |  |  |  |  | N | N | N |  | N
54056_G_GEN2 | RI | 44007 | PAWTUCKET POWER ASSOCIATES |  | 4834311 | 88343513 |  |  |  |  | AIR3000 | 20100101 | 0.01 | 0.0061 | 0.0095 | 0.0053 | 0.0053 | 0.0005 | 0.001485 | 2022 | [5 empty] | 221112 | -71.407 | 41.861 | 1300 | 125 | 999 |  |  |  |  | N | N | N |  | N
3295_B_URQ3 | SC | 45003 | URQUHART STATION | Urquhart | 5045611 | 32105613 | 3295 | URQ3 | 3295 | URQ3 | 0080-0011 | 003 | 5.6961 | 0.75948 | 21.625 | 1.8038 | 1.8038 | 0.1395 | 1.3054 | 2022 | 200 | 15.5 | 233 | 3316.7 | 17.577 | 221112 | -81.9113 | 33.4341 | 820 | 125 | 100 |  | 95 | N | Natural Gas | Y | N | N | 9999 | N |  | O/G Steam | 935 | 935.09 | 11063
57138_B_HRSG1 | SC | 45003 | AMERESCO FEDERAL SOLUTIONS | Savannah River Site Biomass Cogen | 16614911 | 106473013 |  |  | 57138 | HRSG1 | 0080-0144 | 001 | 14.5 | 31.8617 | 64.59 | 12.4616 | 11.1612 | 10.67 | 9.2175 | 2020 | 100 | 5.33 | 300 | 1651.1138 | 74 | 221330 | -81.6872 | 33.2719 | 210 | 125 | 100 |  | 9.5 | Y | Biomass | N | Y | N | 9999 | N |  | Biomass |  |  | 15395
57138_B_HRSG2 | SC | 45003 | AMERESCO FEDERAL SOLUTIONS | Savannah River Site Biomass Cogen | 16614911 | 106473513 |  |  | 57138 | HRSG2 | 0080-0144 | 002 | 25.53 | 31.8617 | 69.61 | 12.5138 | 11.1817 | 14.18 | 9.2175 | 2020 | 100 | 5.33 | 300 | 1651.1138 | 74 | 221330 | -81.6872 | 33.2719 | 210 | 125 | 100 |  | 9.5 | Y | Biomass | N | Y | N | 9999 | N |  | Biomass |  |  | 15395
3295_G_CT1 | SC | 45003 | URQUHART STATION | Urquhart | 5045611 | 69719813 |  |  | 3295 | CT1 | 0080-0011 | 012 | 11.485 |  | 202.8 | 51.9712 | 51.9501 | 4.8 | 5.987 | 2022 | 150 | 20 | 332 | 8765.0641 | 27.9 | 221112 | -81.9113 | 33.4341 | 1820 | 125 | 120 |  | 162 | N | Natural Gas, Distillate Fuel Oil | N | N | N | 9999 | N | 3295_G_CT2;3295_G_CT1;3295_G_1;3295_G_2 | Combined Cycle | 96 |  | 7915
3295_G_GT1 | SC | 45003 | URQUHART STATION | Urquhart | 5045611 | 32105713 |  |  | 3295 | GT1 | 0080-0011 | 004 | 0.10038 |  | 3.6876 | 0.050135 | 0.049147 | 0.0118 | 0.0038079 | 2022 | 30 | 10 | 796 | 5969.0401 | 76 | 221112 | -81.9113 | 33.4341 | 260 | 125 | 120 |  | 13 | N | Natural Gas, Distillate Fuel Oil | N | N | N | 9999 | N |  | Combustion Turbine | 53 |  | 10745
3295_G_GT2 | SC | 45003 | URQUHART STATION | Urquhart | 5045611 | 32105513 |  |  | 3295 | GT2 | 0080-0011 | 005 | 0.020098 |  | 1.7837 | 0.023377 | 0.022866 | 0.003073 | 0.0011548 | 2022 | 30 | 10 | 796 | 5953.3321 | 75.8 | 221112 | -81.9113 | 33.4341 | 232 | 125 | 120 |  | 14 | N | Natural Gas, Distillate Fuel Oil | N | N | N | 9999 | N |  | Combustion Turbine | 20 |  | 10745
3295_G_GT3 | SC | 45003 | URQUHART STATION | Urquhart | 5045611 | 32105213 |  |  | 3295 | GT3 | 0080-0011 | 006 | 0.093633 |  | 0.48404 | 0.0090502 | 0.0090146 | 0.00084819 | 0.0024425 | 2022 | 30 | 10 | 796 | 5953.3321 | 75.8 | 221112 | -81.9113 | 33.4341 | 232 | 125 | 120 |  | 12 | N | Natural Gas, Distillate Fuel Oil | N | N | N | 9999 | N |  | Combustion Turbine | 1 |  | 10745
3295_G_GT4 | SC | 45003 | URQUHART STATION | Urquhart | 5045611 | 32105013 | 3295 | URQ4 | 3295 | GT4 | 0080-0011 | 011 | 3.9562 |  | 11.1374 | 0.78325 | 0.77904 | 0.0689 | 0.19758 | 2022 | 45 | 9 | 822 | 9192.7145 | 144.5 | 221112 | -81.9113 | 33.4341 | 435 | 125 | 120 |  | 48 | N | Natural Gas, Distillate Fuel Oil | Y | N | N | 9999 | N |  | Combustion Turbine | 78 | 474.7 | 10745
58706_B_B001 | SC | 45005 | ALLENDALE BIOMASS LLC | Allendale Biomass | 16860711 | 109750513 |  |  | 58706 | B001 | 0160-0022 | CA1 | 122.43 | 3.474 | 222.56 | 9.0117 | 8.4468 | 35.1305 | 23.8887 | 2020 | 120 | 6.2 | 310 | 1811.4465 | 60 | 221121 | -81.2837 | 32.9999 | 275 | 125 | 100 |  | 19.2 | N | Biomass | N | N | N | 9999 | N |  | Biomass |  |  | 16335
3264_G_7 | SC | 45007 | DUKE ENERGY CAROLINAS LLC LEE STEAM STAT | W S Lee | 4948311 | 69644613 | 3264 | 7C | 3264 | 7 | 0200-0004 | 010 | 3.932 |  | 12.207 | 0.90983 | 0.90873 | 0.0678 | 0.276 | 2022 | 60 | 9 | 799 | 9771.6328 | 153.6 | 221112 | -82.4353 | 34.6024 | 41 | 125 | 120 |  | 42 | N | Natural Gas, Distillate Fuel Oil | Y | N | N | 9999 | N |  | Combustion Turbine | 26 | 701.6601 | 10745
3264_G_8 | SC | 45007 | DUKE ENERGY CAROLINAS LLC LEE STEAM STAT | W S Lee | 4948311 | 69645513 | 3264 | 8C | 3264 | 8 | 0200-0004 | 011 | 4.0361 |  | 12.9202 | 0.98348 | 0.98114 | 0.0682 | 0.28414 | 2022 | 60 | 9 | 799 | 9771.6328 | 153.6 | 221112 | -82.4353 | 34.6024 | 41 | 125 | 120 |  | 42 | N | Natural Gas, Distillate Fuel Oil | Y | N | N | 9999 | N |  | Combustion Turbine | 674 | 805.2102 | 10745
3264_G_CT11 | SC | 45007 | DUKE ENERGY CAROLINAS LLC LEE STEAM STAT | W S Lee | 4948311 | 127001613 | 3264 | 11 | 3264 | CT11 | 0200-0004 | 13 | 0.47901 | 11.2015 | 69.1574 | 30.24 | 30.24 | 4.3657 | 4.4217 | 2022 | 160 | 20.5 | 190 | 19635.5 | 59.49 | 221112 | -82.437 | 34.5968 | 2880 | 125 | 140 |  | 234 | N | Natural Gas | Y | N | N | 9999 | N |  | Combined Cycle | 5358 | 5358.1899 | 7050
3264_G_CT12 | SC | 45007 | DUKE ENERGY CAROLINAS LLC LEE STEAM STAT | W S Lee | 4948311 | 127001413 | 3264 | 12 | 3264 | CT12 | 0200-0004 | 14 | 0.61166 | 19.7613 | 87.8044 | 38.6 | 38.6 | 5.5399 | 4.7051 | 2022 | 160 | 20.5 | 190 | 19635.5 | 59.49 | 221112 | -82.4373 | 34.5971 | 2880 | 125 | 140 |  | 233 | N | Natural Gas | Y | N | N | 9999 | N |  | Combined Cycle | 6211 | 6871.1797 | 7050
7834_G_CT1B | SC | 45007 | SANTEE COOPER RAINEY | John S Rainey | 4075711 | 69627313 |  |  | 7834 | CT1B | 0200-0144 | 001 | 985.443 | 104.1926 | 205.398 | 79.3161 | 79.3161 | 8.122 | 25.237 | 2020 | 155 | 18.5 | 178 | 15724.9846 | 58.5 | 221112 | -82.7753 | 34.3478 | 1700 | 125 | 140 |  | 150 | N | Natural Gas, Distillate Fuel Oil | Y | N | N | 9999 | N | 7834_G_ST1S;7834_G_CT1A;7834_G_CT1B | Combined Cycle |  |  | 7162
7834_G_CT2B | SC | 45007 | SANTEE COOPER RAINEY | John S Rainey | 4075711 | 69627413 |  |  | 7834 | CT2B | 0200-0144 | 002 | 700.799 |  | 257.118 | 56.4058 | 56.4058 | 5.189 | 17.9473 | 2020 | 115 | 18 | 1125 | 11273.0035 | 44.3 | 221112 | -82.7753 | 34.3478 | 1700 | 125 | 120 |  | 146 | N | Natural Gas, Distillate Fuel Oil | Y | N | N | 9999 | N | 7834_G_CT2A;7834_G_CT2B | Combustion Turbine |  |  | 11487
7834_G_CT4A | SC | 45007 | SANTEE COOPER RAINEY | John S Rainey | 4075711 | 69627513 |  |  | 7834 | CT4A | 0200-0144 | 003 | 43.731 |  | 52.034 | 3.5198 | 3.5198 | 1.116 | 1.1199 | 2020 | 75 | 15 | 1100 | 24439.6849 | 138.3 | 221112 | -82.7753 | 34.3478 | 977 | 125 | 120 |  | 75 | N | Natural Gas | N | N | N | 9999 | N | 7834_G_CT4A;7834_G_CT3A;7834_G_CT3B | Combustion Turbine |  |  | 11487
3318_G_1 | SC | 45013 | SANTEE COOPER HILTON HEAD | Hilton Head | 8306411 | 212813 | 3318 | CT1 | 3318 | 1 | 0360-0006 | 001 | 0.025634 |  | 7.107 | 0.088009 | 0.08599 | 2.9621 | 0.0031848 | 2022 | 32 | 12.5 | 917 | 12271.8752 | 100 | 221112 | -80.6989 | 32.2099 | 594 | 125 | 120 |  | 16 | N | Distillate Fuel Oil | Y | N | N | 9999 | N |  | Combustion Turbine | 48 | 48.89 | 24821
3318_G_2 | SC | 45013 | SANTEE COOPER HILTON HEAD | Hilton Head | 8306411 | 212713 | 3318 | CT2 | 3318 | 2 |  |  | 0.028415 |  | 9.6234 | 0.097558 | 0.095319 | 4.0122 | 0.0035303 |  | 32 | 12.5 | 933 | 12271.8752 | 100 | 221112 | -80.6989 | 32.2099 |  | 125 | 120 |  | 16 | N | Distillate Fuel Oil | Y | N | N | 9999 | N |  | Combustion Turbine |  | 72.29 | 24821
3318_G_3 | SC | 45013 | SANTEE COOPER HILTON HEAD | Hilton Head | 8306411 | 212613 | 3318 | CT3 | 3318 | 3 | 0360-0006 | 003 | 2.2197 |  | 38.0603 | 0.33091 | 0.32331 | 15.8581 | 0.011975 | 2022 | 32 | 15 | 990 | 21205.8004 | 120 | 221112 | -80.6989 | 32.2099 | 700 | 125 | 120 |  | 52 | N | Distillate Fuel Oil | Y | N | N | 9999 | N |  | Combustion Turbine | 139 | 139.73 | 24818
3298_B_WIL1 | SC | 45015 | A M WILLIAMS STATION | Williams | 8306711 | 211113 | 3298 | WIL1 | 3298 | WIL1 | 0420-0006 | 001 | 72.304 | 1.1821 | 2352.1009 | 48.6372 | 36.5996 | 709.228 | 22.8621 | 2022 | 400 | 26 | 128 | 21768.0955 | 41 | 221112 | -79.9286 | 33.0162 | 5500 | 125 | 100 |  | 605 | N | Bituminous | Y | N | N | 2029 | N |  | Coal Steam |  | 5584.5596 | 9833
130_B_1 | SC | 45015 | SANTEE COOPER CROSS GENERATING STATION | Cross | 4120411 | 34984413 | 130 | 1 | 130 | 1 | 0420-0030 | 001 | 99.9702 | 61.3027 | 430.6405 | 105.396 | 99.5796 | 544.5972 | 1.2658 | 2022 | 600 | 22 | 150 | 32311.3566 | 85 | 221112 | -80.1132 | 33.3694 | 5200 | 125 | 100 |  | 580 | N | Bituminous | Y | N | N | 9999 | N |  | Coal Steam | 3003 | 3002.76 | 10570
130_B_2 | SC | 45015 | SANTEE COOPER CROSS GENERATING STATION | Cross | 4120411 | 34984313 | 130 | 2 | 130 | 2 | 0420-0030 | 002 | 6.1637 | 3.5484 | 25.2424 | 6.3746 | 5.7325 | 58.2243 | 0.67539 | 2022 | 600 | 22 | 150 | 26609.3525 | 70 | 221112 | -80.1132 | 33.3694 | 5200 | 125 | 100 | 128&67 | 565 | N | Bituminous | Y | N | N | 9999 | N |  | Coal Steam | 286 | 285.47 | 10475
130_B_3 | SC | 45015 | SANTEE COOPER CROSS GENERATING STATION | Cross | 4120411 | 69629813 | 130 | 3 | 130 | 3 | 0420-0030 | 009 | 78.8495 | 213.5307 | 1236.3635 | 171.2267 | 140.6876 | 1273.4602 | 4.1935 | 2022 | 488 | 25 | 122 | 33821.2881 | 68.9 | 221112 | -80.1132 | 33.3694 | 5400 | 125 | 100 |  | 610 | N | Bituminous | Y | N | N | 9999 | N |  | Coal Steam | 8174 | 8173.7402 | 9772
130_B_4 | SC | 45015 | SANTEE COOPER CROSS GENERATING STATION | Cross | 4120411 | 69630213 | 130 | 4 | 130 | 4 | 0420-0030 | 010 | 48.5451 | 199.8311 | 1208.3476 | 181.4114 | 158.7722 | 1023.9541 | 3.9532 | 2022 | 488 | 25 | 122 | 33821.2881 | 68.9 | 221112 | -80.1132 | 33.3694 | 5400 | 125 | 100 | 128 | 615 | N | Bituminous | Y | N | N | 9999 | N |  | Coal Steam | 7594 | 7593.5405 | 9801
3298_G_2 | SC | 45015 | A M WILLIAMS STATION |  | 8306711 | 211213 | 3298 | WIL5 |  |  | 0420-0006 | 005 | 0.021359 |  | 0.4074 | 0.0033193 | 0.0032817 | 0.096 | 0.00059408 | 2022 | 31 | 7.86 | 863 | 3445.0405 | 71 | 221112 | -79.9286 | 33.0162 | 362 | 125 | 999 |  |  |  |  | Y | N | N |  | N |  |  | 4 | 2.46
3298_G_1 | SC | 45015 | A M WILLIAMS STATION |  | 8306711 | 211413 | 3298 | WIL4 |  |  | 0420-0006 | 004 | 0 |  | 0 | 0 | 0 | 0 | 0 | 2022 | 88 | 6.8 | 622 | 508.4365 | 14 | 221112 | -79.9286 | 33.0162 | 362 | 125 | 999 |  |  |  |  | N | N | N |  | N
55386_G_CT1 | SC | 45017 | COLUMBIA ENERGY CENTER | Columbia Energy Center (SC) | 13372611 | 88107413 | 55386 | CT-1 | 55386 | CT1 | 0460-0024 | 001 | 8.3399 | 10.4847 | 50.9661 | 37.1073 | 37.1073 | 2.6619 | 0.9595 | 2022 | 200 | 19 | 248 | 18315.9995 | 64.6 | 221112 | -81.0178 | 33.87 | 2480 | 125 | 120 |  | 166.5 | Y | Natural Gas, Distillate Fuel Oil | Y | N | N | 9999 | N |  | Combined Cycle | 5672 | 5671.8291 | 5757
55386_G_CT2 | SC | 45017 | COLUMBIA ENERGY CENTER | Columbia Energy Center (SC) | 13372611 | 88107313 | 55386 | CT-2 | 55386 | CT2 | 0460-0024 | 002 | 9.4086 | 15.2208 | 72.7248 | 53.4765 | 53.4765 | 3.8734 | 1.7776 | 2022 | 200 | 19 | 248 | 18315.9995 | 64.6 | 221112 | -81.0178 | 33.87 | 2480 | 125 | 120 |  | 166.5 | Y | Natural Gas, Distillate Fuel Oil | Y | N | N | 9999 | N |  | Combined Cycle | 4 | 7810.4302 | 5757
55386_B_3 | SC | 45017 | COLUMBIA ENERGY CENTER |  | 13372611 | 88107713 | 55386 | B-3 |  |  | 0460-0024 | 005 | 0.48615 | 0.74473 | 7.3944 | 2.3283 | 2.3283 | 0.14043 | 0.43264 | 2022 | 150 | 7 | 307 | 2551.529 | 66.3 | 221112 | -81.0178 | 33.87 | 555 | 125 | 100 |  |  |  |  | Y | N | N |  | N |  |  | 22 | 2857.2102
55386_B_2 | SC | 45017 | COLUMBIA ENERGY CENTER |  | 13372611 | 88107813 | 55386 | B-2 |  |  | 0460-0024 | 004 | 0.18874 | 0.57126 | 5.1496 | 1.2409 | 1.2409 | 0.10767 | 0.33183 | 2022 | 150 | 5.5 | 350 | 1660.7086 | 69.9 | 221112 | -81.0178 | 33.87 | 358 | 125 | 100 |  |  |  |  | Y | N | N |  | N |  |  | 16 | 4050.9905
55386_B_1 | SC | 45017 | COLUMBIA ENERGY CENTER |  | 13372611 | 88107613 | 55386 | B-1 |  |  | 0460-0024 | 003 | 0.42315 | 0.44266 | 4.165 | 1.0659 | 1.0659 | 0.083527 | 0.25675 | 2022 | 150 | 5.5 | 350 | 1660.7086 | 69.9 | 221112 | -81.0178 | 33.87 | 358 | 125 | 100 |  |  |  |  | Y | N | N |  | N |  |  | 17 | 2653.27
7737_B_B001 | SC | 45019 | WESTROCK CHARLESTON KRAFT LLC | Kapstone | 4973611 | 109748813 | 7737 | B001 | 7737 | B001 | 0560-0008 | 017 | 337 | 0.23323 | 1172.5 | 525.2644 | 525.055 | 613.4 | 23.4332 | 2022 | 403 | 11 | 161 | 5359.8839 | 56.4 | 322110 | -79.9658 | 32.8995 | 1340 | 133 | 100 |  | 42 | Y | Biomass | N | Y | N | 9999 | N |  | Biomass |  |  | 5721
3285_G_4 | SC | 45019 | HAGOOD STATION | Hagood | 2916211 | 38254413 | 3285 | HAG4 | 3285 | 4 | 0560-0029 | 001 | 1.9333 |  | 22.2932 | 0.90132 | 0.8594 | 0.1101 | 0.22639 | 2022 | 125 | 16 | 977 | 30159.3606 | 150 | 221112 | -79.9626 | 32.8265 | 1350 | 125 | 120 |  | 88 | N | Natural Gas, Distillate Fuel Oil | Y | N | N | 9999 | N |  | Combustion Turbine |  | 290.16 | 11803
55043_G_GT1 | SC | 45021 | CHEROKEE COUNTY COGENERATION | Cherokee County Cogen | 3763611 | 37023113 | 55043 | CCCP1 | 55043 | GT1 | 0600-0060 | 001 | 4.1651 | 12.0371 | 48.3371 | 9.1632 | 9.1632 | 0.941 | 2.9156 | 2020 | 98 | 12.3 | 225 | 8911.7376 | 75 | 221112 | -81.6141 | 35.0726 | 796 | 125 | 120 |  | 51 | Y | Natural Gas | Y | N | N | 9999 | N | 55043_G_GT1;55043_G_ST1 | Combined Cycle |  | 4726.6396 | 7646
55166_G_CT01 | SC | 45021 | BROAD RIVER ENERGY LLC | Broad River Energy Center | 4074811 | 118511913 |  |  | 55166 | CT01 | 0600-0076 | 005 | 46.5677 |  | 215.842 | 10.2398 | 10.2396 | 4.609 | 3.2559 | 2022 | 75 | 18 | 1200 | 27991.6565 | 110 | 221112 | -81.575 | 35.0772 | 1930 | 125 | 120 |  | 175.5 | N | Natural Gas, Distillate Fuel Oil | N | N | N | 9999 | N | 55166_G_CT04;55166_G_CT03;55166_G_CT05;55166_G_CT02;55166_G_CT01 | Combustion Turbine |  |  | 10745
7981_G_1 | SC | 45021 | DUKE ENERGY CAROLINAS LLC MILL CREEK COM | Mill Creek (SC) | 8421611 | 99911713 | 7981 | 1 | 7981 | 1 | 0600-0081 | 001 | 2.5539 |  | 6.1329 | 0.54301 | 0.5421 | 0.0755 | 0.1616 | 2020 | 92 | 15 | 952 | 17.6715 | 0.1 | 221112 | -81.4307 | 35.1599 | 1150 | 125 | 120 |  | 71 | N | Natural Gas, Distillate Fuel Oil | Y | N | N | 9999 | N |  | Combustion Turbine |  | 204.77 | 13019
7981_G_2 | SC | 45021 | DUKE ENERGY CAROLINAS LLC MILL CREEK COM | Mill Creek (SC) | 8421611 | 99910213 | 7981 | 2 | 7981 | 2 | 0600-0081 | 002 | 2.4703 |  | 4.3676 | 0.52456 | 0.52365 | 0.0559 | 0.15571 | 2022 | 92 | 15 | 952 | 27108.0815 | 153.4 | 221112 | -81.4307 | 35.1599 | 1150 | 125 | 120 |  | 70 | N | Natural Gas, Distillate Fuel Oil | Y | N | N | 9999 | N |  | Combustion Turbine |  | 172.4001 | 13020
7981_G_3 | SC | 45021 | DUKE ENERGY CAROLINAS LLC MILL CREEK COM | Mill Creek (SC) | 8421611 | 99911213 | 7981 | 3 | 7981 | 3 | 0600-0081 | 003 | 2.3043 |  | 5.6315 | 0.4869 | 0.48593 | 0.0735 | 0.14304 | 2020 | 92 | 15 | 952 | 27108.0815 | 153.4 | 221112 | -81.4307 | 35.1599 | 1150 | 125 | 120 |  | 71 | N | Natural Gas, Distillate Fuel Oil | Y | N | N | 9999 | N |  | Combustion Turbine |  | 210.72 | 13019
7981_G_4 | SC | 45021 | DUKE ENERGY CAROLINAS LLC MILL CREEK COM | Mill Creek (SC) | 8421611 | 99910713 | 7981 | 4 | 7981 | 4 | 0600-0081 | 004 | 1.9889 |  | 6.9291 | 0.41451 | 0.4134 | 0.0992 | 0.11822 | 2020 | 92 | 15 | 952 | 27108.0815 | 153.4 | 221112 | -81.4307 | 35.1599 | 1150 | 125 | 120 |  | 70 | N | Natural Gas, Distillate Fuel Oil | Y | N | N | 9999 | N |  | Combustion Turbine |  | 275.31 | 13020
7981_G_5 | SC | 45021 | DUKE ENERGY CAROLINAS LLC MILL CREEK COM | Mill Creek (SC) | 8421611 | 99911813 | 7981 | 5 | 7981 | 5 |  |  | 1.5318 |  | 9.073 | 0.32381 | 0.32317 | 0.1176 | 0.095212 |  | 92 | 15 | 952 | 27108.0815 | 153.4 | 221112 | -81.4307 | 35.1599 |  | 125 | 120 |  | 69 | N | Natural Gas, Distillate Fuel Oil | Y | N | N | 9999 | N |  | Combustion Turbine |  | 314.03 | 13021
7981_G_6 | SC | 45021 | DUKE ENERGY CAROLINAS LLC MILL CREEK COM | Mill Creek (SC) | 8421611 | 99910313 | 7981 | 6 | 7981 | 6 | 0600-0081 | 006 | 1.6148 |  | 9.0554 | 0.34253 | 0.34192 | 0.1092 | 0.10144 | 2022 | 92 | 15 | 952 | 27108.0815 | 153.4 | 221112 | -81.4307 | 35.1599 | 1150 | 125 | 120 |  | 71 | N | Natural Gas, Distillate Fuel Oil | Y | N | N | 9999 | N |  | Combustion Turbine |  | 288.1301 | 13019
7981_G_7 | SC | 45021 | DUKE ENERGY CAROLINAS LLC MILL CREEK COM | Mill Creek (SC) | 8421611 | 99911313 | 7981 | 7 | 7981 | 7 | 0600-0081 | 007 | 1.2455 |  | 5.9868 | 0.25946 | 0.25876 | 0.0818 | 0.073929 | 2020 | 92 | 15 | 952 | 27108.0815 | 153.4 | 221112 | -81.4307 | 35.1599 | 1150 | 125 | 120 |  | 70 | N | Natural Gas, Distillate Fuel Oil | Y | N | N | 9999 | N |  | Combustion Turbine |  | 228.6201 | 13020
7981_G_8 | SC | 45021 | DUKE ENERGY CAROLINAS LLC MILL CREEK COM | Mill Creek (SC) | 8421611 | 99910813 | 7981 | 8 | 7981 | 8 | 0600-0081 | 008 | 1.2428 |  | 6.147 | 0.25739 | 0.25662 | 0.0781 | 0.072402 | 2020 | 92 | 15 | 952 | 27108.0815 | 153.4 | 221112 | -81.4307 | 35.1599 | 1150 | 125 | 120 |  | 71 | N | Natural Gas, Distillate Fuel Oil | Y | N | N | 9999 | N |  | Combustion Turbine |  | 204.52 | 13019
3250_G_12 | SC | 45031 | DUKE ENERGY PROGRESS LLC - HB ROBINSON/DARLINGTON | Darlington County | 4951511 | 28949913 | 3250 | 12 | 3250 | 12 | 0820-0002 | 017 | 11.1282 |  | 32.0085 | 2.1692 | 2.1557 | 0.2011 | 0.52481 | 2022 | 60 | 19.9 | 1010 | 32968.7836 | 106 | 221112 | -80.1657 | 34.4185 | 1520 | 125 | 120 |  | 118 | N | Natural Gas, Distillate Fuel Oil | Y | N | N | 9999 | N |  | Combustion Turbine | 119 | 516.9 | 13636
3250_G_13 | SC | 45031 | DUKE ENERGY PROGRESS LLC - HB ROBINSON/DARLINGTON | Darlington County | 4951511 | 28950013 | 3250 | 13 | 3250 | 13 |  |  | 10.3974 |  | 29.761 | 2.0269 | 2.0143 | 0.1791 | 0.4905 |  | 60 | 19.9 | 1010 | 32968.7836 | 106 | 221112 | -80.1657 | 34.4185 |  | 125 | 120 |  | 116 | N | Natural Gas, Distillate Fuel Oil | Y | N | N | 9999 | N |  | Combustion Turbine |  | 454.5 | 13636
58707_B_B001 | SC | 45035 | DORCHESTER BIOMASS LLC | Dorchester Biomass | 16860911 | 109753113 |  |  | 58707 | B001 | 0900-0102 | CA1 | 118.73 | 3.2412 | 222.97 | 15.8772 | 15.3646 | 31.2543 | 21.2529 | 2020 | 120 | 6.2 | 310 | 1811.4465 | 60 | 221117 | -80.4547 | 33.2401 | 21.5 | 125 | 100 |  | 20 | N | Biomass | N | N | N | 9999 | N |  | Biomass |  |  | 16836
3291_G_GT1 | SC | 45039 | PARR COMBUSTION TURBINE FACILITY |  | 8332811 | 100013 |  |  |  |  | 1000-0021 | 001 | 1.5833 |  | 8.2194 | 0.15347 | 0.15286 | 0.014402 | 0.041313 | 2021 | 34 | 5 | 940 | 1566.873 | 79.8 | 221112 | -81.33 | 34.2644 | 16.2 | 125 | 999 |  |  |  |  | N | N | N |  | N
50806_B_PB3 | SC | 45041 | WESTROCK CP LLC | Florence Mill | 4758811 | 32072713 |  |  | 50806 | PB3 | 1040-0003 | 015 | 11.973 | 0.12315 | 22.1537 | 0.82546 | 0.79693 | 2.344 | 1.0914 | 2022 | 179 | 9 | 363 | 4586.8145 | 72.1 | 322110 | -79.5592 | 34.1515 | 588 | 133 | 100 | 121 | 7.2 | Y | Natural Gas | N | Y | N | 9999 | N | 50806_B_PB1;50806_B_PB3 | O/G Steam | 8760 |  | 4867
50806_B_PB4 | SC | 45041 | WESTROCK CP LLC | Florence Mill | 4758811 | 32072513 | 50806 | 16 | 50806 | PB4 | 1040-0003 | 016 | 965.875 | 0.27666 | 986.074 | 103.0266 | 98.3353 | 451.789 | 47.755 | 2022 | 250 | 12 | 367 | 7328.7013 | 64.8 | 322110 | -79.5592 | 34.1515 | 955 | 133 | 100 |  | 74 | Y | Biomass | N | Y | N | 9999 | N |  | Biomass | 8760 |  | 4867
50806_B_RBF | SC | 45041 | WESTROCK CP LLC | Florence Mill | 4758811 | 32072313 |  |  | 50806 | RBF | 1040-0003 | 013 | 373.696 | 25.7854 | 459.2907 | 79.2892 | 65.2858 | 18.0935 | 92.0636 | 2022 | 173 | 6.17 | 357 | 3025.801 | 101.2 | 322110 | -79.5592 | 34.1515 | 165 | 133 | 200 |  | 14.3 | Y | Non-Fossil Waste | N | Y | N | 9999 | N |  | Non-Fossil Waste | 8760 |  | 4867
6249_B_1 | SC | 45043 | SANTEE COOPER WINYAH GENERATING STATION | Winyah | 6652811 | 18919413 | 6249 | 1 | 6249 | 1 | 1140-0005 | 001 | 309.0664 | 62.6541 | 422.9236 | 114.3378 | 104.9886 | 373.9173 | 2.0408 | 2022 | 404 | 20 | 125 | 16273.4883 | 51.8 | 221112 | -79.3578 | 33.3308 | 2660 | 125 | 100 | 128&42 | 275 | N | Bituminous | Y | N | N | 2031 | N |  | Coal Steam | 5864 | 5864.3896 | 10751
6249_B_2 | SC | 45043 | SANTEE COOPER WINYAH GENERATING STATION | Winyah | 6652811 | 18920113 | 6249 | 2 | 6249 | 2 | 1140-0005 | 002 | 15.8659 | 54.0521 | 387.4831 | 102.6544 | 91.7171 | 396.2005 | 2.7552 | 2022 | 404 | 20 | 125 | 16273.4883 | 51.8 | 221112 | -79.3578 | 33.3308 | 2660 | 125 | 100 |  | 285 | N | Bituminous | Y | N | N | 2031 | N |  | Coal Steam | 5145 | 5144.7588 | 10687
6249_B_3 | SC | 45043 | SANTEE COOPER WINYAH GENERATING STATION | Winyah | 6652811 | 18920013 | 6249 | 3 | 6249 | 3 | 1140-0005 | 003 | 296.0738 | 43.5631 | 325.0324 | 83.0522 | 73.6199 | 500.2931 | 0.88347 | 2022 | 404 | 16 | 161 | 15099.7864 | 75.1 | 221112 | -79.3578 | 33.3308 | 2660 | 125 | 100 |  | 285 | N | Bituminous | Y | N | N | 2031 | N |  | Coal Steam | 4320 | 4319.5098 | 10784
6249_B_4 | SC | 45043 | SANTEE COOPER WINYAH GENERATING STATION | Winyah | 6652811 | 18919513 | 6249 | 4 | 6249 | 4 | 1140-0005 | 004 | 11.1498 | 6.8033 | 62.4245 | 11.1911 | 10.7927 | 73.064 | 1.3122 | 2022 | 404 | 16 | 161 | 15099.7864 | 75.1 | 221112 | -79.3578 | 33.3308 | 2660 | 125 | 100 | 128&42 | 285 | N | Bituminous | Y | N | N | 2031 | N |  | Coal Steam | 785 | 784.6901 | 10803
3320_G_1 | SC | 45051 | SANTEE COOPER MYRTLE BEACH | Myrtle Beach | 4760911 | 32047213 |  |  | 3320 | 1 | 1340-0021 | 001 | 0.011248 |  | 2.9995 | 0.038618 | 0.037732 | 0.0051639 | 0.0013975 | 2022 | 18 | 10.36 | 835 | 6010.3526 | 71.3 | 221112 | -78.9217 | 33.7097 | 186 | 125 | 120 |  | 8 | N | Distillate Fuel Oil | N | N | N | 9999 | N |  | Combustion Turbine | 46 |  | 25000
3320_G_2 | SC | 45051 | SANTEE COOPER MYRTLE BEACH | Myrtle Beach | 4760911 | 32047113 |  |  | 3320 | 2 | 1340-0021 | 002 | 0.039599 |  | 10.5598 | 0.13596 | 0.13284 | 0.01818 | 0.0049199 | 2022 | 18 | 10.36 | 835 | 6010.3526 | 71.3 | 221112 | -78.9217 | 33.7097 | 186 | 125 | 120 |  | 8 | N | Distillate Fuel Oil | N | N | N | 9999 | N |  | Combustion Turbine | 65 |  | 25000
3320_G_3 | SC | 45051 | SANTEE COOPER MYRTLE BEACH | Myrtle Beach | 4760911 | 32047013 | 3320 | CT3 | 3320 | 3 | 1340-0021 | 003 | 0.045358 |  | 23.6932 | 0.15573 | 0.15216 | 9.8761 | 0.0056354 | 2022 | 42 | 13.08 | 898 | 8828.1918 | 65.7 | 221112 | -78.9217 | 33.7097 | 270 | 125 | 120 |  | 19 | N | Distillate Fuel Oil | Y | N | N | 9999 | N |  | Combustion Turbine | 112 | 111.53 | 25000
3320_G_4 | SC | 45051 | SANTEE COOPER MYRTLE BEACH | Myrtle Beach | 4760911 | 32046913 | 3320 | CT4 | 3320 | 4 | 1340-0021 | 004 | 0 |  | 0 | 0 | 0 | 0 | 0 | 2022 | 42 | 13.08 | 898 | 8828.1918 | 65.7 | 221112 | -78.9217 | 33.7097 | 270 | 125 | 120 |  | 19 | N | Distillate Fuel Oil | N | N | N | 9999 | N |  | Combustion Turbine |  |  | 25000
3320_G_5 | SC | 45051 | SANTEE COOPER MYRTLE BEACH | Myrtle Beach | 4760911 | 32046813 | 3320 | CT5 | 3320 | 5 | 1340-0021 | 005 | 0.032015 |  | 17.2874 | 0.10992 | 0.1074 | 7.2046 | 0.0039776 | 2022 | 40 | 19.43 | 900 | 29650.8062 | 100 | 221112 | -78.9217 | 33.7097 | 352 | 125 | 120 |  | 21 | N | Distillate Fuel Oil | Y | N | N | 9999 | N |  | Combustion Turbine | 63 | 62.45 | 25000
55927_G_CT1 | SC | 45053 | JASPER GENERATING STATION | Jasper | 13005611 | 112051013 |  |  | 55927 | CT1 | 1360-0026 | 001 | 96.47 | 43.812 | 153.3 | 126.6695 | 110.2222 | 11 | 39.247 | 2022 | 190 | 18 | 289 | 19695.9473 | 77.4 | 221112 | -81.1242 | 32.3592 | 170 | 125 | 140 | 139 | 170 | N | Natural Gas, Distillate Fuel Oil | N | N | N | 9999 | N | 55927_G_CT3;55927_G_CT1;55927_G_ST1;55927_G_CT2 | Combined Cycle | 12 |  | 7408
56120_G_L1 | SC | 45061 | SANTEE COOPER LEE COUNTY LANDFILL | Lee County Landfill | 13005811 | 69654313 |  |  | 56120 | L1 | 1540-0031 | 001 | 5.92 |  | 0.99 | 0.5992 | 0.58485 | 0.1 | 0.75 | 2020 | 40 | 1.67 | 815 | 0.219 | 0.1 | 221112 | -80.2788 | 34.1725 | 1.9 | 125 | 160 |  | 1.8 | N | Landfill Gas | N | N | N | 9999 | N |  | Landfill Gas |  |  | 14791
56120_G_L2 | SC | 45061 | SANTEE COOPER LEE COUNTY LANDFILL | Lee County Landfill | 13005811 | 99928813 |  |  | 56120 | L2 | 1540-0031 | 002 | 12.72 |  | 2.13 | 1.284 | 1.2532 | 0.2 | 1.61 | 2020 | 40 | 1.67 | 815 | 243.1346 | 111 | 221112 | -80.2788 | 34.1725 | 1.9 | 125 | 160 |  | 1.8 | N | Landfill Gas | N | N | N | 9999 | N |  | Landfill Gas |  |  | 14791
56120_G_L3 | SC | 45061 | SANTEE COOPER LEE COUNTY LANDFILL | Lee County Landfill | 13005811 | 99928913 |  |  | 56120 | L3 | 1540-0031 | 003 | 3.38 |  | 0.57 | 0.3424 | 0.3342 | 0.05 | 0.43 | 2020 | 40 | 1.67 | 815 | 243.1346 | 111 | 221112 | -80.2788 | 34.1725 | 1.9 | 125 | 160 |  | 1.8 | N | Landfill Gas | N | N | N | 9999 | N |  | Landfill Gas |  |  | 14791
56120_G_L4 | SC | 45061 | SANTEE COOPER LEE COUNTY LANDFILL | Lee County Landfill | 13005811 | 99929013 |  |  | 56120 | L4 | 1540-0031 | 006 | 68.2887 |  | 31.9591 | 6.4975 | 6.439 | 7.6259 | 2.6971 | 2020 | 32 | 3.83 | 815 | 1.1521 | 0.1 | 221112 | -80.2788 | 34.1725 | 5.6 | 125 | 120 |  | 5.2 | N | Landfill Gas | N | N | N | 9999 | N |  | Landfill Gas |  |  | 16601
3287_B_MCM1 | SC | 45063 | MCMEEKIN STATION | McMeekin | 4041111 | 33611413 | 3287 | MCM1 | 3287 | MCM1 | 1560-0003 | 001 | 46.6834 | 0 | 139.6625 | 14.7831 | 14.7831 | 1.122 | 10.6983 | 2022 | 410 | 13 | 224 | 3733.33 | 28.127 | 221112 | -81.2172 | 34.0558 | 1130 | 125 | 100 | 127 | 125 | N | Natural Gas | Y | N | N | 9999 | N |  | O/G Steam | 4691 | 4691.2402 | 10076
3287_B_MCM2 | SC | 45063 | MCMEEKIN STATION | McMeekin | 4041111 | 33611613 | 3287 | MCM2 | 3287 | MCM2 | 1560-0003 | 002 | 44.4157 | 0 | 132.6567 | 14.0649 | 14.0649 | 0.9449 | 10.1786 | 2022 | 410 | 13 | 246 | 3550 | 26.746 | 221112 | -81.2172 | 34.0558 | 1130 | 125 | 100 |  | 125 | N | Natural Gas | Y | N | N | 9999 | N |  | O/G Steam | 4817 | 4816.6597 | 10226
7210_B_COP1 | SC | 45075 | COPE STATION | Cope | 7870811 | 2803113 | 7210 | COP1 | 7210 | COP1 | 1860-0044 | 001 | 157.9399 | 0.58904 | 1093.1023 | 48.8891 | 46.7356 | 716.6675 | 38.5695 | 2022 | 525 | 23 | 179 | 13723.16 | 33.03 | 221112 | -81.0312 | 33.3651 | 4000 | 125 | 100 |  | 415 | N | Natural Gas | Y | N | N | 9999 | N |  | O/G Steam | 6005 | 7044.6602 | 9502
3297_B_WAT1 | SC | 45079 | WATEREE STATION | Wateree | 7126411 | 15034313 | 3297 | WAT1 | 3297 | WAT1 | 1900-0013 | 001 | 109.4971 | 0.67155 | 727.2154 | 72.8017 | 69.4899 | 117.5964 | 13.0446 | 2022 | 400 | 28 | 130 | 20030 | 32.529 | 221112 | -80.6222 | 33.8267 | 3580 | 125 | 100 |  | 342 | N | Bituminous | Y | N | N | 2029 | N |  | Coal Steam | 187 | 4875.52 | 10329
3297_B_WAT2 | SC | 45079 | WATEREE STATION | Wateree | 7126411 | 15034413 | 3297 | WAT2 | 3297 | WAT2 | 1900-0013 | 002 | 86.141 | 0.5289 | 450.541 | 56.8494 | 54.3355 | 120.5508 | 10.2151 | 2022 | 400 | 28 | 130 | 20030 | 32.529 | 221112 | -80.6222 | 33.8267 | 3580 | 125 | 100 |  | 342 | N | Bituminous | Y | N | N | 2029 | N |  | Coal Steam | 3889 | 3889.1804 | 10280
56122_G_R1 | SC | 45079 | SANTEE COOPER RC LANDFILL GAS SITE | Richland County Landfill | 13372211 | 99894813 |  |  | 56122 | R1 | 1900-0224 | 001 | 28.5604 |  | 13.3663 | 2.7174 | 2.693 | 3.1894 | 0.92138 | 2020 | 34 | 3.83 | 952 | 1770.7707 | 153.7 | 221118 | -80.7905 | 34.103 | 5.7 | 125 | 120 |  | 5.2 | N | Landfill Gas | N | N | N | 9999 | N |  | Landfill Gas |  |  | 15338
56122_G_R2 | SC | 45079 | SANTEE COOPER RC LANDFILL GAS SITE | Richland County Landfill | 13372211 | 99894613 |  |  | 56122 | R2 | 1900-0224 | 004 | 4.3999 |  | 1.0791 | 0.89024 | 0.86892 | 0.031 | 13.03 | 2020 | 25 | 1.48 | 350 | 208.1611 | 121 | 221118 | -80.7905 | 34.103 | 1.6 | 125 | 160 |  | 1.5 | N | Landfill Gas | N | N | N | 9999 | N |  | Landfill Gas |  |  | 16873
56122_G_R3 | SC | 45079 | SANTEE COOPER RC LANDFILL GAS SITE | Richland County Landfill | 13372211 | 99894913 |  |  | 56122 | R3 | 1900-0224 | 005 | 0.64525 |  | 0.2329 | 0.06848 | 0.06684 | 0.003 | 1.63 | 2020 | 25 | 1.48 | 350 | 208.1611 | 121 | 221118 | -80.7905 | 34.103 | 1.6 | 125 | 160 |  | 1.5 | N | Landfill Gas | N | N | N | 9999 | N |  | Landfill Gas |  |  | 16874
3281_G_1 | SC | 45079 | COIT COMBUSTION TURBINES |  | 3426211 | 38861013 |  |  |  |  | 1900-0132 | 001 | 0.18641 |  | 1.0593 | 0.019238 | 0.019139 | 0.0018532 | 0.0048985 | 2020 | 26 | 10 | 865 | 5976.8941 | 76.1 | 221112 | -81.0411 | 33.9804 | 214 | 125 | 120 |  |  |  |  | N | N | N |  | N
56610_G_01 | SD | 46011 | Basin Electric Power Cooperative - Deer Creek Station | Deer Creek Station | 17418211 | 121220313 | 56610 | 01 | 56610 | 01 | 28.0802-06 | 1 | 17 |  | 36.2106 | 4.96 | 4.96 | 1.8999 | 6.71 | 2022 | 151.4 | 21 | 205 | -1 | 48.96 | 221112 | -96.5334 | 44.3962 | 300 | 125 | 120 |  | 150 | N | Natural Gas | Y | N | N | 9999 | N | 56610_G_02;56610_G_01 | Combined Cycle |  | 3891.2896 | 7539
56238_G_GT01 | SD | 46013 | Basin Electric Power Cooperative-Groton | Groton Generation Station | 15649111 | 99817213 | 56238 | CT001 | 56238 | GT01 | 28.0802-03 | 1 | 0.71 |  | 51.6193 | 3.6758 | 3.6758 | 0.2654 | 0.53 | 2020 | 65 | 11.4 | 650 | -1 | 61.9 | 221112 | -98.0987 | 45.3734 | 787 | 125 | 120 |  | 85 | N | Natural Gas | Y | N | N | 9999 | N |  | Combustion Turbine |  | 2110.7488 | 12050
56238_G_GT02 | SD | 46013 | Basin Electric Power Cooperative-Groton | Groton Generation Station | 15649111 | 99817313 | 56238 | CT002 | 56238 | GT02 | 28.0802-03 | 2 | 0.81 |  | 27.4968 | 2.9787 | 2.9787 | 0.193 | 0.72 | 2020 | 65 | 11.4 | 650 | -1 | 61.9 | 221112 | -98.0987 | 45.3734 | 787 | 125 | 120 |  | 85 | N | Natural Gas | Y | N | N | 9999 | N |  | Combustion Turbine |  | 1603.2792 | 12050
6092_G_1 | SD | 46027 | Basin Electric Power Cooperative - Spirit Mound | Spirit Mound | 15647011 | 99777613 |  |  | 6092 | 1 | 28.0801-19 | 1 | 0.03 |  | 8.8 | 0.04796 | 0.04796 | 0.01 | 0 | 2022 | 57 | 11.5 | 734 | -1 | 61.7 | 335312 | -96.9908 | 42.8974 | 830 | 125 | 120 |  | 50 | N | Distillate Fuel Oil | N | N | N | 9999 | N |  | Combustion Turbine |  |  | 15525
6092_G_2 | SD | 46027 | Basin Electric Power Cooperative - Spirit Mound | Spirit Mound | 15647011 | 99777713 |  |  | 6092 | 2 | 28.0801-19 | 2 | 0.02 |  | 5.05 | 0.02398 | 0.02398 | 0.01 | 0 | 2020 | 57 | 11.5 | 734 | -1 | 61.7 | 335312 | -96.9908 | 42.8974 | 830 | 125 | 120 |  | 45 | N | Distillate Fuel Oil | N | N | N | 9999 | N |  | Combustion Turbine |  |  | 15524
6098_B_1 | SD | 46051 | Otter Tail Power Company | Big Stone | 4962811 | 30069713 | 6098 | 1 | 6098 | 1 | 28.0801-29 | 1 | 320.84 |  | 942.254 | 9.69 | 3.63 | 780.7722 | 70.54 | 2022 | 498 | 24.1 | 185 | 38783 | 85 | 221112 | -96.5114 | 45.3042 | 5610 | 125 | 100 |  | 475 | Y | Subbituminous | Y | N | N | 9999 | N |  | Coal Steam |  | 6475.4795 | 10230
7237_G_4 | SD | 46099 | Angus Anson | Angus Anson | 9164411 | 138594013 | 7237 | 4 | 7237 | 4 | 28.0801-01 | 8 | 7.54 |  | 15.2727 | 2.23 | 2.23 | 0.3258 | 1.42 | 2020 | 50 | 31.24 | 973 | 36371.084 | 47.4322 | 221112 | -96.6363 | 43.6032 | 1980 | 125 | 120 |  | 147 | N | Natural Gas | Y | N | N | 9999 | N |  | Combustion Turbine |  | 713.0399 | 12119
7237_G_2 | SD | 46099 | Angus Anson |  | 9164411 | 138593913 | 7237 | 3 |  |  | 28.0801-01 | 5 | 2.93 |  | 7.3221 | 0.56 | 0.56 | 0.054 | 0.19 | 2020 | 50 | 31.24 | 973 | 36371.084 | 47.4322 | 221112 | -96.6363 | 43.6032 | 1480 | 125 | 120 |  |  |  |  | Y | N | N |  | N |  |  |  | 214.73
7237_G_1 | SD | 46099 | Angus Anson |  | 9164411 | 138593813 | 7237 | 2 |  |  | 28.0801-01 | 4 | 2.08 |  | 6.4135 | 0.4 | 0.4 | 0.0508 | 0.12 | 2022 | 50 | 31.24 | 973 | 36371.084 | 47.4322 | 221112 | -96.6363 | 43.6032 | 1480 | 125 | 120 |  |  |  |  | Y | N | N |  | N |  |  |  | 184.76
3325_G_GT1 | SD | 46103 | Black Hill Power & Light Company (Ben French) | Ben French | 6195711 | 15200113 |  |  | 3325 | GT1 | 28.0801-02 | 2 | 1.48 |  | 5.76 | 1.6191 | 1.6191 | 0.06 | 0.04 | 2020 | 35 | 13.1 | 908 | 7589 | 55.7 | 221112 | -103.2611 | 44.0892 | 25 | 125 | 120 |  | 17 | N | Natural Gas, Distillate Fuel Oil | N | N | N | 9999 | N |  | Combustion Turbine |  |  | 22873
3325_G_GT2 | SD | 46103 | Black Hill Power & Light Company (Ben French) | Ben French | 6195711 | 15200213 |  |  | 3325 | GT2 | 28.0801-02 | 3 | 3.75 |  | 14.62 | 4.0916 | 4.0916 | 0.16 | 0.1 | 2020 | 35 | 13.1 | 908 | 7589 | 55.7 | 221112 | -103.2609 | 44.0891 | 25 | 125 | 120 |  | 17 | N | Natural Gas, Distillate Fuel Oil | N | N | N | 9999 | N |  | Combustion Turbine |  |  | 22879
3325_G_GT3 | SD | 46103 | Black Hill Power & Light Company (Ben French) | Ben French | 6195711 | 15200313 |  |  | 3325 | GT3 | 28.0801-02 | 4 | 2.15 |  | 8.39 | 2.363 | 2.363 | 0.09 | 0.06 | 2020 | 35 | 13.1 | 908 | 7589 | 55.7 | 221112 | -103.2608 | 44.089 | 25 | 125 | 120 |  | 17 | N | Natural Gas, Distillate Fuel Oil | N | N | N | 9999 | N |  | Combustion Turbine |  |  | 22879
3325_G_GT4 | SD | 46103 | Black Hill Power & Light Company (Ben French) | Ben French | 6195711 | 15200413 |  |  | 3325 | GT4 | 28.0801-02 | 5 | 1.46 |  | 5.68 | 1.5972 | 1.5972 | 0.06 | 0.04 | 2020 | 35 | 13.1 | 908 | 7589 | 55.7 | 221112 | -103.2607 | 44.0889 | 25 | 125 | 120 |  | 17 | N | Natural Gas, Distillate Fuel Oil | N | N | N | 9999 | N |  | Combustion Turbine |  |  | 22879
55478_G_0001 | SD | 46103 | Black Hills Corporation (Lange) | Lange Gas Turbines | 15649011 | 99817013 | 55478 | CT1 | 55478 | 0001 | 28.0802-02 | 1 | 2.65 |  | 9.5148 | 0.14 | 0.14 | 0.0877 | 0.12 | 2022 | 65 | 11.4 | 650 | -1 | 61.9 | 221112 | -103.2609 | 44.1212 | 325 | 125 | 120 |  | 34 | N | Natural Gas | Y | N | N | 9999 | N |  | Combustion Turbine |  | 905.8099 | 12340
3396_B_1 | TN | 47001 | TVA BULL RUN FOSSIL PLANT |  | 6196011 | 15192413 | 3396 | 1 |  |  | 01-0009 | 001 | 129.1576 | 0.00013498 | 768.0188 | 80.8746 | 67.1553 | 342.976 | 15.3044 | 2022 | 500 | 33.5 | 126 | 44048.3 | 50 | 221112 | -84.1552 | 36.0204 | 8870 | 125 | 100 |  |  |  |  | Y | N | N |  | N |  |  |  | 2370.2407
7883_G_1 | TN | 47067 | POWELL VALLEY ELECTRIC COOPERATIVE, INC. | Powell Valley | 3787211 | 37840213 |  |  | 7883 | 1 | 34-0014 | 001 | 0.000228 |  | 0.00587 | 3.09e-05 | 1.26e-05 | 3.04e-06 | 8.4e-05 | 2020 | 15 | 1.3 | 981 | 290.2 | 209 | 221112 | -83.0322 | 36.575 | 2 | 125 | 160 |  | 1.8 | N | Distillate Fuel Oil | N | N | N | 9999 | N |  | Combustion Turbine |  |  | 11102
7883_G_10 | TN | 47067 | POWELL VALLEY ELECTRIC COOPERATIVE, INC. | Powell Valley | 3787211 | 37839613 |  |  | 7883 | 10 | 34-0014 | 010 | 0.000228 |  | 0.00587 | 3.09e-05 | 1.26e-05 | 3.04e-06 | 8.4e-05 | 2020 | 15 | 1.3 | 981 | 290.2 | 209 | 221112 | -83.0322 | 36.575 | 2 | 125 | 160 |  | 1.8 | N | Distillate Fuel Oil | N | N | N | 9999 | N |  | Combustion Turbine |  |  | 10745
7883_G_11 | TN | 47067 | POWELL VALLEY ELECTRIC COOPERATIVE, INC. | Powell Valley | 3787211 | 37839813 |  |  | 7883 | 11 | 34-0014 | 011 | 0.000228 |  | 0.00587 | 3.09e-05 | 1.26e-05 | 3.04e-06 | 8.4e-05 | 2022 | 15 | 1.3 | 981 | 290.2 | 209 | 221112 | -83.0322 | 36.575 | 2 | 125 | 160 |  | 1.8 | N | Distillate Fuel Oil | N | N | N | 9999 | N |  | Combustion Turbine |  |  | 10745
7883_G_2 | TN | 47067 | POWELL VALLEY ELECTRIC COOPERATIVE, INC. | Powell Valley | 3787211 | 37839913 |  |  | 7883 | 2 | 34-0014 | 002 | 0.000228 |  | 0.00587 | 3.09e-05 | 1.26e-05 | 3.04e-06 | 8.4e-05 | 2022 | 15 | 1.3 | 981 | 290.2 | 209 | 221112 | -83.0322 | 36.575 | 2 | 125 | 160 |  | 1.8 | N | Distillate Fuel Oil | N | N | N | 9999 | N |  | Combustion Turbine |  |  | 10745
7883_G_3 | TN | 47067 | POWELL VALLEY ELECTRIC COOPERATIVE, INC. | Powell Valley | 3787211 | 37840113 |  |  | 7883 | 3 | 34-0014 | 003 | 0.000228 |  | 0.00587 | 3.09e-05 | 1.26e-05 | 3.04e-06 | 8.4e-05 | 2020 | 15 | 1.3 | 981 | 290.2 | 209 | 221112 | -83.0322 | 36.575 | 2 | 125 | 160 |  | 1.8 | N | Distillate Fuel Oil | N | N | N | 9999 | N |  | Combustion Turbine |  |  | 10745
7883_G_4 | TN | 47067 | POWELL VALLEY ELECTRIC COOPERATIVE, INC. | Powell Valley | 3787211 | 37840013 |  |  | 7883 | 4 | 34-0014 | 004 | 0.000228 |  | 0.00587 | 3.09e-05 | 1.26e-05 | 3.04e-06 | 8.4e-05 | 2020 | 15 | 1.3 | 981 | 290.2 | 209 | 221112 | -83.0322 | 36.575 | 2 | 125 | 160 |  | 1.8 | N | Distillate Fuel Oil | N | N | N | 9999 | N |  | Combustion Turbine |  |  | 10745
7883_G_5 | TN | 47067 | POWELL VALLEY ELECTRIC COOPERATIVE, INC. | Powell Valley | 3787211 | 37840613 |  |  | 7883 | 5 | 34-0014 | 005 | 0.000228 |  | 0.00587 | 3.09e-05 | 1.26e-05 | 3.04e-06 | 8.4e-05 | 2020 | 15 | 1.3 | 981 | 290.2 | 209 | 221112 | -83.0322 | 36.575 | 2 | 125 | 160 |  | 1.8 | N | Distillate Fuel Oil | N | N | N | 9999 | N |  | Combustion Turbine |  |  | 10745
7883_G_6 | TN | 47067 | POWELL VALLEY ELECTRIC COOPERATIVE, INC. | Powell Valley | 3787211 | 37840413 |  |  | 7883 | 6 | 34-0014 | 006 | 0.000228 |  | 0.00587 | 3.09e-05 | 1.26e-05 | 3.04e-06 | 8.4e-05 | 2020 | 15 | 1.3 | 981 | 290.2 | 209 | 221112 | -83.0322 | 36.575 | 2 | 125 | 160 |  | 1.8 | N | Distillate Fuel Oil | N | N | N | 9999 | N |  | Combustion Turbine |  |  | 10745
7883_G_7 | TN | 47067 | POWELL VALLEY ELECTRIC COOPERATIVE, INC. | Powell Valley | 3787211 | 37840513 |  |  | 7883 | 7 | 34-0014 | 007 | 0.000228 |  | 0.00587 | 3.09e-05 | 1.26e-05 | 3.04e-06 | 8.4e-05 | 2020 | 15 | 1.3 | 981 | 290.2 | 209 | 221112 | -83.0322 | 36.575 | 2 | 125 | 160 |  | 1.8 | N | Distillate Fuel Oil | N | N | N | 9999 | N |  | Combustion Turbine |  |  | 10745
7883_G_8 | TN | 47067 | POWELL VALLEY ELECTRIC COOPERATIVE, INC. | Powell Valley | 3787211 | 37840313 |  |  | 7883 | 8 | 34-0014 | 008 | 0.000228 |  | 0.00587 | 3.09e-05 | 1.26e-05 | 3.04e-06 | 8.4e-05 | 2020 | 15 | 1.3 | 981 | 290.2 | 209 | 221112 | -83.0322 | 36.575 | 2 | 125 | 160 |  | 1.8 | N | Distillate Fuel Oil | N | N | N | 9999 | N |  | Combustion Turbine |  |  | 10745
7883_G_9 | TN | 47067 | POWELL VALLEY ELECTRIC COOPERATIVE, INC. | Powell Valley | 3787211 | 37839713 |  |  | 7883 | 9 | 34-0014 | 009 | 0.000228 |  | 0.00587 | 3.09e-05 | 1.26e-05 | 3.04e-06 | 8.4e-05 | 2020 | 15 | 1.3 | 981 | 290.2 | 209 | 221112 | -83.0322 | 36.575 | 2 | 125 | 160 |  | 1.8 | N | Distillate Fuel Oil | N | N | N | 9999 | N |  | Combustion Turbine |  |  | 10745
3405_G_CTG1 | TN | 47073 | TVA - John Sevier Combined Cycle Plant | John Sevier | 4188311 | 105932113 | 3405 | JCC1 | 3405 | CTG1 | 37-0007 | 008 | 13.6972 | 0.52888 | 58.4763 | 20.4012 | 20.4012 | 3.2178 | 12.2258 | 2022 | 165.9 | 20.5 | 193 | 16502.4912 | 49.998 | 221112 | -82.9639 | 36.3767 | 2280 | 125 | 140 |  | 165 | N | Natural Gas | Y | N | N | 9999 | N |  | Combined Cycle |  | 6788.7295 | 7176
3405_G_CTG2 | TN | 47073 | TVA - John Sevier Combined Cycle Plant | John Sevier | 4188311 | 105932213 | 3405 | JCC2 | 3405 | CTG2 | 37-0007 | 009 | 12.0606 | 0.21543 | 64.3465 | 22.1841 | 22.1841 | 3.4882 | 13.424 | 2022 | 165.9 | 20.5 | 193 | 16502.4912 | 49.998 | 221112 | -82.9639 | 36.3767 | 2280 | 125 | 140 |  | 165 | N | Natural Gas | Y | N | N | 9999 | N |  | Combined Cycle |  | 7137.3892 | 7176
3405_G_CTG3 | TN | 47073 | TVA - John Sevier Combined Cycle Plant | John Sevier | 4188311 | 105932313 | 3405 | JCC3 | 3405 | CTG3 |  |  | 9.479 | 0.32922 | 56.5089 | 20.0827 | 20.0827 | 3.0812 | 12.4077 |  | 165.9 | 20.5 | 193 | 16502.4912 | 49.998 | 221112 | -82.9639 | 36.3767 |  | 125 | 140 |  | 165 | N | Natural Gas | Y | N | N | 9999 | N |  | Combined Cycle |  | 6834.3906 | 7176
55081_G_2 | TN | 47075 | TVA BROWNSVILLE COMBUSTION TURBINE PLANT | Brownsville Peaking Power | 3063711 | 38176213 |  |  | 55081 | 2 | 38-0068 | 001 | 60.0991 |  | 70.772 | 13.9154 | 13.9154 | 0.781 | 5.0896 | 2020 | 90 | 21.1 | 1008 | 29933.8 | 85.5 | 221112 | -89.1978 | 35.5438 | 1230 | 125 | 120 |  | 110 | N | Natural Gas | N | N | N | 9999 | N | 55081_G_2;55081_G_1 | Combustion Turbine |  |  | 11344
55081_G_4 | TN | 47075 | TVA BROWNSVILLE COMBUSTION TURBINE PLANT | Brownsville Peaking Power | 3063711 | 38176113 |  |  | 55081 | 4 | 38-0068 | 002 | 49.1817 |  | 91.003 | 7.7766 | 7.7766 | 0.61 | 4.1509 | 2020 | 50 | 23.9 | 1020 | 31369.3 | 70.1 | 221112 | -89.1978 | 35.5438 | 1380 | 125 | 120 |  | 118 | N | Natural Gas | N | N | N | 9999 | N | 55081_G_3;55081_G_4 | Combustion Turbine |  |  | 11344
7845_G_CTG1 | TN | 47075 | TVA - Lagoon Creek Combined Cycle Plant | Lagoon Creek | 15662811 | 103734613 | 7845 | LCC1 | 7845 | CTG1 | 38-0069-02 | 001 | 5.3442 | 19.9282 | 60.1457 | 14.6175 | 14.6175 | 3.4018 | 12.7085 | 2022 | 190 | 20.5 | 183 | 18186.5031 | 55.1 | 221112 | -89.3925 | 35.6499 | 2260 | 125 | 140 |  | 160 | N | Natural Gas | Y | N | N | 9999 | N |  | Combined Cycle |  | 7219.9702 | 7360
7845_G_CTG2 | TN | 47075 | TVA - Lagoon Creek Combined Cycle Plant | Lagoon Creek | 15662811 | 103734713 | 7845 | LCC2 | 7845 | CTG2 |  |  | 5.6858 | 7.795 | 61.5563 | 14.5813 | 14.5813 | 3.4172 | 12.3666 |  | 190 | 20.5 | 183 | 18186.5031 | 55.1 | 221112 | -89.3925 | 35.6499 |  | 125 | 140 |  | 160 | N | Natural Gas | Y | N | N | 9999 | N |  | Combined Cycle |  | 7254.4194 | 7360
7845_G_GT1 | TN | 47075 | TVA LAGOON CREEK COMBUSTION TURBINE PLANT | Lagoon Creek | 3982711 | 35468313 | 7845 | LCT1 | 7845 | GT1 | 38-0069 | 001 | 4.7577 |  | 10.3494 | 1.0278 | 1.0278 | 0.9243 | 0.16245 | 2022 | 56 | 14.8 | 978 | 29073.1 | 170 | 221112 | -89.3964 | 35.6578 | 1290 | 125 | 120 |  | 73.9 | N | Natural Gas, Distillate Fuel Oil | Y | N | N | 9999 | N |  | Combustion Turbine |  | 591.3099 | 11966
7845_G_GT10 | TN | 47075 | TVA LAGOON CREEK COMBUSTION TURBINE PLANT | Lagoon Creek | 3982711 | 35468013 | 7845 | LCT10 | 7845 | GT10 | 38-0069 | 010 | 6.2178 |  | 8.9168 | 1.3373 | 1.3373 | 0.2552 | 0.21059 | 2020 | 56 | 14.8 | 978 | 29073.1 | 170 | 221112 | -89.3964 | 35.6578 | 1290 | 125 | 120 |  | 72.7 | N | Natural Gas, Distillate Fuel Oil | Y | N | N | 9999 | N |  | Combustion Turbine |  | 561.5499 | 11966
7845_G_GT11 | TN | 47075 | TVA LAGOON CREEK COMBUSTION TURBINE PLANT | Lagoon Creek | 3982711 | 35467813 | 7845 | LCT11 | 7845 | GT11 | 38-0069 | 011 | 5.8374 |  | 7.2764 | 1.2641 | 1.2641 | 0.1615 | 0.20018 | 2020 | 56 | 14.8 | 978 | 29073.1 | 170 | 221112 | -89.3964 | 35.6578 | 1290 | 125 | 120 |  | 72.7 | N | Natural Gas, Distillate Fuel Oil | Y | N | N | 9999 | N |  | Combustion Turbine |  | 498.95 | 11966
7845_G_GT12 | TN | 47075 | TVA LAGOON CREEK COMBUSTION TURBINE PLANT | Lagoon Creek | 3982711 | 35466813 | 7845 | LCT12 | 7845 | GT12 | 38-0069 | 012 | 6.0742 |  | 3.3919 | 1.306 | 1.306 | 0.066 | 0.20561 | 2022 | 56 | 14.8 | 978 | 29073.1 | 170 | 221112 | -89.3964 | 35.6578 | 1290 | 125 | 120 |  | 72.7 | N | Natural Gas, Distillate Fuel Oil | Y | N | N | 9999 | N |  | Combustion Turbine |  | 225.78 | 11966
7845_G_GT2 | TN | 47075 | TVA LAGOON CREEK COMBUSTION TURBINE PLANT | Lagoon Creek | 3982711 | 35467913 | 7845 | LCT2 | 7845 | GT2 | 38-0069 | 002 | 3.4977 |  | 7.6217 | 0.75667 | 0.75667 | 0.1629 | 0.11973 | 2022 | 56 | 14.8 | 978 | 29073.1 | 170 | 221112 | -89.3964 | 35.6578 | 1290 | 125 | 120 | 205 | 73.9 | N | Natural Gas, Distillate Fuel Oil | Y | N | N | 9999 | N |  | Combustion Turbine |  | 646.8701 | 11966
7845_G_GT3 | TN | 47075 | TVA LAGOON CREEK COMBUSTION TURBINE PLANT | Lagoon Creek | 3982711 | 35467713 | 7845 | LCT3 | 7845 | GT3 | 38-0069 | 003 | 5.8157 |  | 10.7406 | 1.2583 | 1.2583 | 0.2353 | 0.19911 | 2020 | 56 | 14.8 | 978 | 29073.1 | 170 | 221112 | -89.3964 | 35.6578 | 1290 | 125 | 120 |  | 73.9 | N | Natural Gas, Distillate Fuel Oil | Y | N | N | 9999 | N |  | Combustion Turbine |  | 692.54 | 11966
7845_G_GT4 | TN | 47075 | TVA LAGOON CREEK COMBUSTION TURBINE PLANT | Lagoon Creek | 3982711 | 35467113 | 7845 | LCT4 | 7845 | GT4 | 38-0069 | 004 | 6.1765 |  | 11.1596 | 1.328 | 1.328 | 0.9418 | 0.20907 | 2020 | 56 | 14.8 | 978 | 29073.1 | 170 | 221112 | -89.3964 | 35.6578 | 1290 | 125 | 120 |  | 73.9 | N | Natural Gas, Distillate Fuel Oil | Y | N | N | 9999 | N |  | Combustion Turbine |  | 711.01 | 11966
7845_G_GT5 | TN | 47075 | TVA LAGOON CREEK COMBUSTION TURBINE PLANT | Lagoon Creek | 3982711 | 35467613 | 7845 | LCT5 | 7845 | GT5 | 38-0069 | 005 | 6.4865 |  | 11.1813 | 1.3978 | 1.3978 | 0.8921 | 0.22047 | 2022 | 56 | 14.8 | 978 | 29073.1 | 170 | 221112 | -89.3964 | 35.6578 | 1290 | 125 | 120 |  | 73.9 | N | Natural Gas, Distillate Fuel Oil | Y | N | N | 9999 | N |  | Combustion Turbine |  | 706.4899 | 11966
7845_G_GT6 | TN | 47075 | TVA LAGOON CREEK COMBUSTION TURBINE PLANT | Lagoon Creek | 3982711 | 35467313 | 7845 | LCT6 | 7845 | GT6 | 38-0069 | 006 | 6.4847 |  | 10.5848 | 1.3901 | 1.3901 | 0.9007 | 0.2183 | 2020 | 56 | 14.8 | 978 | 29073.1 | 170 | 221112 | -89.3964 | 35.6578 | 1290 | 125 | 120 |  | 73.9 | N | Natural Gas, Distillate Fuel Oil | Y | N | N | 9999 | N |  | Combustion Turbine |  | 636.6398 | 11966
7845_G_GT7 | TN | 47075 | TVA LAGOON CREEK COMBUSTION TURBINE PLANT | Lagoon Creek | 3982711 | 35467413 | 7845 | LCT7 | 7845 | GT7 | 38-0069 | 007 | 6.1347 |  | 8.6822 | 1.3253 | 1.3253 | 1.0619 | 0.20946 | 2020 | 56 | 14.8 | 978 | 29073.1 | 170 | 221112 | -89.3964 | 35.6578 | 1290 | 125 | 120 |  | 73.9 | N | Natural Gas, Distillate Fuel Oil | Y | N | N | 9999 | N |  | Combustion Turbine |  | 495.56 | 11966
7845_G_GT8 | TN | 47075 | TVA LAGOON CREEK COMBUSTION TURBINE PLANT | Lagoon Creek | 3982711 | 35468113 | 7845 | LCT8 | 7845 | GT8 | 38-0069 | 008 | 5.6486 |  | 11.7907 | 1.224 | 1.224 | 1.2126 | 0.19393 | 2022 | 56 | 14.8 | 978 | 29073.1 | 170 | 221112 | -89.3964 | 35.6578 | 1290 | 125 | 120 |  | 73.9 | N | Natural Gas, Distillate Fuel Oil | Y | N | N | 9999 | N |  | Combustion Turbine |  | 637.7698 | 11966
7845_G_GT9 | TN | 47075 | TVA LAGOON CREEK COMBUSTION TURBINE PLANT | Lagoon Creek | 3982711 | 35468213 | 7845 | LCT9 | 7845 | GT9 | 38-0069 | 009 | 6.4916 |  | 7.2614 | 1.3931 | 1.3931 | 0.17 | 0.21898 | 2022 | 56 | 14.8 | 978 | 29073.1 | 170 | 221112 | -89.3964 | 35.6578 | 1290 | 125 | 120 |  | 72.7 | N | Natural Gas, Distillate Fuel Oil | Y | N | N | 9999 | N |  | Combustion Turbine |  | 482.7899 | 11966
3406_G_G20 | TN | 47085 | TVA - Johnsonville Combustion Turbine Plant | Johnsonville | 5720911 | 135556513 | 3406 | JCT20 | 3406 | G20 | 43-0011 | 018 | 4.6966 | 0.9286 | 20.6266 | 15.4596 | 15.4596 | 1.9997 | 9.3699 | 2022 | 150 | 15.5 | 311 | 13854.52 | 73.424 | 221112 | -87.9861 | 36.0278 | 1340 | 125 | 140 |  | 72.8 | N | Natural Gas, Distillate Fuel Oil | Y | N | N | 9999 | N |  | Combustion Turbine |  | 7630.2603 | 16591
3406_G_G16 | TN | 47085 | TVA - Johnsonville Combustion Turbine Plant |  | 5720911 | 23016213 |  |  |  |  | 43-0011 | 012 | 13.6998 |  | 206.5744 | 10.0057 | 10.0057 | 0.31189 | 1.6125 | 2022 | 32 | 12.7 | 1034 | 26082.2051 | 206 | 221112 | -87.9861 | 36.0278 | 14800 | 125 | 120 |  |  |  |  | N | N | N |  | N | 3406_G_GT2;3406_G_G13;3406_G_GT1;3406_G_GT6;3406_G_GT8;3406_G_G14;3406_G_G16;3406_G_GT3;3406_G_GT5;3406_G_GT7;3406_G_GT9;3406_G_G10;3406_G_G15;3406_G_GT4;3406_G_G12;3406_G_G11
3407_B_9 | TN | 47145 | TVA - Kingston Fossil Plant |  | 4979111 | 30042313 | 3407 | 9 |  |  | 73-0013 | 009 | 76.0118 | 0.031062 | 258.3335 | 49.5273 | 41.2318 | 315.733 | 9.1107 | 2022 | 400 | 30 | 131 | 39634.65 | 56.1 | 221112 | -84.5194 | 35.8992 | 2060 | 125 | 100 |  |  |  |  | Y | N | N |  | N |  |  |  | 5563.96
3407_B_6 | TN | 47145 | TVA - Kingston Fossil Plant |  | 4979111 | 30041813 | 3407 | 6 |  |  | 73-0013 | 006 | 56.9158 | 0.023357 | 181.14 | 37.0081 | 30.8017 | 265.3467 | 6.8138 | 2022 | 400 | 30 | 131 | 39634.65 | 56.1 | 221112 | -84.5194 | 35.8992 | 2060 | 125 | 100 |  |  |  |  | Y | N | N |  | N |  |  |  | 4094.4099
3407_B_4 | TN | 47145 | TVA - Kingston Fossil Plant |  | 4979111 | 30041513 | 3407 | 4 |  |  | 73-0013 | 004 | 57.8904 | 0.023778 | 189.6872 | 37.6589 | 31.3443 | 241.6243 | 6.9334 | 2022 | 400 | 30 | 131 | 39634.65 | 56.1 | 221112 | -84.5194 | 35.8992 | 1640 | 125 | 100 |  |  |  |  | Y | N | N |  | N |  |  |  | 5523.8901
3407_B_1 | TN | 47145 | TVA - Kingston Fossil Plant |  | 4979111 | 30042113 | 3407 | 1 |  |  | 73-0013 | 001 | 55.9553 | 0.022916 | 199.7661 | 36.3509 | 30.2527 | 233.1717 | 6.6929 | 2022 | 400 | 30 | 131 | 39634.65 | 56.1 | 221112 | -84.5194 | 35.8992 | 1640 | 125 | 100 |  |  |  |  | Y | N | N |  | N |  |  |  | 5366.2495
3407_B_7 | TN | 47145 | TVA - Kingston Fossil Plant |  | 4979111 | 30042513 | 3407 | 7 |  |  | 73-0013 | 007 | 52.2809 | 0.021444 | 190.1402 | 33.9678 | 28.2693 | 250.1764 | 6.2549 | 2022 | 400 | 30 | 131 | 39634.65 | 56.1 | 221112 | -84.5194 | 35.8992 | 2060 | 125 | 100 | 128&215 |  |  |  | Y | N | N |  | N |  |  |  | 3742.7
3407_B_3 | TN | 47145 | TVA - Kingston Fossil Plant |  | 4979111 | 30041613 | 3407 | 3 |  |  | 73-0013 | 003 | 54.7129 | 0.022468 | 187.9253 | 35.5874 | 29.6198 | 233.9338 | 6.5521 | 2022 | 400 | 30 | 131 | 39634.65 | 56.1 | 221112 | -84.5194 | 35.8992 | 1640 | 125 | 100 |  |  |  |  | Y | N | N |  | N |  |  |  | 5346.8799
3407_B_5 | TN | 47145 | TVA - Kingston Fossil Plant |  | 4979111 | 30041713 | 3407 | 5 |  |  | 73-0013 | 005 | 50.5796 | 0.020501 | 157.9529 | 32.887 | 27.3759 | 225.658 | 6.048 | 2022 | 400 | 30 | 131 | 39634.65 | 56.1 | 221112 | -84.5194 | 35.8992 | 2060 | 125 | 100 |  |  |  |  | Y | N | N |  | N |  |  |  | 3290.73
3407_B_2 | TN | 47145 | TVA - Kingston Fossil Plant |  | 4979111 | 30041913 | 3407 | 2 |  |  | 73-0013 | 002 | 41.8757 | 0.017119 | 142.1347 | 27.192 | 22.6298 | 196.5483 | 5.0062 | 2022 | 400 | 30 | 131 | 39634.65 | 56.1 | 221112 | -84.5194 | 35.8992 | 1640 | 125 | 100 | 128&215 |  |  |  | Y | N | N |  | N |  |  |  | 3919.8701
3407_B_8 | TN | 47145 | TVA - Kingston Fossil Plant |  | 4979111 | 30042013 | 3407 | 8 |  |  | 73-0013 | 008 | 39.6114 | 0.016176 | 129.6093 | 25.7178 | 21.403 | 176.3515 | 4.7345 | 2022 | 400 | 30 | 131 | 39634.65 | 56.1 | 221112 | -84.5194 | 35.8992 | 2060 | 125 | 100 |  |  |  |  | Y | N | N |  | N |  |  |  | 2994
3393_G_CTG1 | TN | 47157 | TVA-Allen Combined Cycle Plant | Allen | 18912511 | 137605113 | 3393 | ACC1 | 3393 | CTG1 | 01280 | CC-1 | 16.3315 | 1.7107 | 92.1337 | 51.3432 | 51.3432 | 5.7928 | 22.6901 | 2022 | 175 | 22 | 199 | -1 | 67.62 | 221112 | -90.145 | 35.0672 | 3800 | 125 | 140 |  | 311.9 | N | Natural Gas | Y | N | N | 9999 | N | 3393_G_STG1;3393_G_CTG1 | Combined Cycle |  | 7209.0205 | 7050
3393_G_CTG2 | TN | 47157 | TVA-Allen Combined Cycle Plant | Allen | 18912511 | 137605213 | 3393 | ACC2 | 3393 | CTG2 | 01280 | CC-2 | 21.0527 | 7.3567 | 97.0746 | 43.0951 | 43.0951 | 4.8676 | 20.2033 | 2022 | 175 | 22 | 199 | -1 | 67.62 | 221112 | -90.1457 | 35.0673 | 3800 | 125 | 140 |  | 311.9 | N | Natural Gas | Y | N | N | 9999 | N |  | Combined Cycle |  | 6264.2603 | 7050
3393_G_G20 | TN | 47157 | TVA-Allen Fossil Plant |  | 5720111 | 23029813 | 3393 | ACT20 |  |  | 00528 | CT20 | 0.10481 |  | 2.1254 | 0.18249 | 0.18249 | 2.0644 | 0.021011 | 2022 | 31.5 | 28 | 995 | 17364.4 | 28.1 | 221112 | -90.1433 | 35.0719 | 760 | 125 | 120 |  |  |  |  | Y | N | N |  | N |  |  |  | 26
3393_G_G19 | TN | 47157 | TVA-Allen Fossil Plant |  | 5720111 | 23029513 | 3393 | ACT19 |  |  | 00528 | CT19 | 0.0014731 |  | 0.0551 | 0.0025648 | 0.0025648 | 0.0536 | 0.0002953 | 2022 | 31.5 | 28 | 995 | 17364.4 | 28.1 | 221112 | -90.1433 | 35.0719 | 760 | 125 | 120 |  |  |  |  | Y | N | N |  | N |  |  |  | 2
3393_G_GT1 | TN | 47157 | TVA-Allen Fossil Plant |  | 5720111 | 23030113 |  |  |  |  | 00528 | CT1 | 0.0030773 |  | 0.053693 | 0.00099612 | 0.00099612 | 8.868e-05 | 0.00034349 | 2022 | 52 | 19.4 | 1000 | 8631.2 | 29.2 | 221112 | -90.1458 | 35.0719 |  | 125 | 120 |  |  |  |  | N | N | N |  | N
3393_G_G14 | TN | 47157 | TVA-Allen Fossil Plant |  | 5720111 | 23029013 |  |  |  |  | 00528 | CT14 | 0.0030773 |  | 0.053693 | 0.00099612 | 0.00099612 | 8.868e-05 | 0.00034349 | 2022 | 52 | 19.4 | 1000 | 8631.2 | 29.2 | 221112 | -90.1444 | 35.0719 |  | 125 | 120 |  |  |  |  | N | N | N |  | N
3393_G_G11 | TN | 47157 | TVA-Allen Fossil Plant |  | 5720111 | 23031313 |  |  |  |  | 00528 | CT11 | 0.0030773 |  | 0.053693 | 0.00099612 | 0.00099612 | 8.868e-05 | 0.00034349 | 2022 | 52 | 19.4 | 1000 | 8631.2 | 29.2 | 221112 | -90.1447 | 35.0719 |  | 125 | 120 |  |  |  |  | N | N | N |  | N
3393_G_GT6 | TN | 47157 | TVA-Allen Fossil Plant |  | 5720111 | 23031213 |  |  |  |  | 00528 | CT6 | 0.0030773 |  | 0.053693 | 0.00099612 | 0.00099612 | 8.868e-05 | 0.00034349 | 2022 | 52 | 19.4 | 1000 | 8631.2 | 29.2 | 221112 | -90.1453 | 35.0719 |  | 125 | 120 |  |  |  |  | N | N | N |  | N
3393_G_GT2 | TN | 47157 | TVA-Allen Fossil Plant |  | 5720111 | 23029613 |  |  |  |  | 00528 | CT2 | 0.0030773 |  | 0.053693 | 0.00099612 | 0.00099612 | 8.868e-05 | 0.00034349 | 2022 | 52 | 19.4 | 1000 | 8631.2 | 29.2 | 221112 | -90.1456 | 35.0719 |  | 125 | 120 |  |  |  |  | N | N | N |  | N
3393_G_GT7 | TN | 47157 | TVA-Allen Fossil Plant |  | 5720111 | 23029313 |  |  |  |  | 00528 | CT7 | 0.0030773 |  | 0.053693 | 0.00099612 | 0.00099612 | 8.868e-05 | 0.00034349 | 2022 | 52 | 19.4 | 1000 | 8631.2 | 29.2 | 221112 | -90.1451 | 35.0719 |  | 125 | 120 |  |  |  |  | N | N | N |  | N
3393_G_GT4 | TN | 47157 | TVA-Allen Fossil Plant |  | 5720111 | 23031113 |  |  |  |  | 00528 | CT4 | 0.0030773 |  | 0.053693 | 0.00099612 | 0.00099612 | 8.868e-05 | 0.00034349 | 2022 | 52 | 19.4 | 1000 | 8631.2 | 29.2 | 221112 | -90.1453 | 35.0719 |  | 125 | 120 |  |  |  |  | N | N | N |  | N
3393_G_G10 | TN | 47157 | TVA-Allen Fossil Plant |  | 5720111 | 23031013 |  |  |  |  | 00528 | CT10 | 0.0030773 |  | 0.053693 | 0.00099612 | 0.00099612 | 8.868e-05 | 0.00034349 | 2022 | 52 | 19.4 | 1000 | 8631.2 | 29.2 | 221112 | -90.1447 | 35.0719 |  | 125 | 120 |  |  |  |  | N | N | N |  | N
3393_G_G12 | TN | 47157 | TVA-Allen Fossil Plant |  | 5720111 | 23029213 |  |  |  |  | 00528 | CT12 | 0.0030773 |  | 0.053693 | 0.00099612 | 0.00099612 | 8.868e-05 | 0.00034349 | 2022 | 52 | 19.4 | 1000 | 8631.2 | 29.2 | 221112 | -90.1444 | 35.0719 |  | 125 | 120 |  |  |  |  | N | N | N |  | N
3393_G_G13 | TN | 47157 | TVA-Allen Fossil Plant |  | 5720111 | 23028913 |  |  |  |  | 00528 | CT13 | 0.0030773 |  | 0.053693 | 0.00099612 | 0.00099612 | 8.868e-05 | 0.00034349 | 2022 | 52 | 19.4 | 1000 | 8631.2 | 29.2 | 221112 | -90.1444 | 35.0719 |  | 125 | 120 |  |  |  |  | N | N | N |  | N
3393_G_G16 | TN | 47157 | TVA-Allen Fossil Plant |  | 5720111 | 23030613 |  |  |  |  | 00528 | CT16 | 0.0030773 |  | 0.053693 | 0.00099612 | 0.00099612 | 8.868e-05 | 0.00034349 | 2022 | 52 | 19.4 | 1000 | 8631.2 | 29.2 | 221112 | -90.1442 | 35.0719 |  | 125 | 120 |  |  |  |  | N | N | N |  | N
3393_G_GT5 | TN | 47157 | TVA-Allen Fossil Plant |  | 5720111 | 23030913 |  |  |  |  | 00528 | CT5 | 0.0030773 |  | 0.053693 | 0.00099612 | 0.00099612 | 8.868e-05 | 0.00034349 | 2022 | 52 | 19.4 | 1000 | 8631.2 | 29.2 | 221112 | -90.1453 | 35.0719 |  | 125 | 120 |  |  |  |  | N | N | N |  | N
3393_G_GT3 | TN | 47157 | TVA-Allen Fossil Plant |  | 5720111 | 23029913 |  |  |  |  | 00528 | CT3 | 0.0030773 |  | 0.053693 | 0.00099612 | 0.00099612 | 8.868e-05 | 0.00034349 | 2022 | 52 | 19.4 | 1000 | 8631.2 | 29.2 | 221112 | -90.1456 | 35.0719 |  | 125 | 120 |  |  |  |  | N | N | N |  | N
3393_G_G15 | TN | 47157 | TVA-Allen Fossil Plant |  | 5720111 | 23030013 |  |  |  |  | 00528 | CT15 | 0.0030773 |  | 0.053693 | 0.00099612 | 0.00099612 | 8.868e-05 | 0.00034349 | 2022 | 52 | 19.4 | 1000 | 8631.2 | 29.2 | 221112 | -90.1442 | 35.0719 |  | 125 | 120 |  |  |  |  | N | N | N |  | N
3393_G_GT8 | TN | 47157 | TVA-Allen Fossil Plant |  | 5720111 | 23028613 |  |  |  |  | 00528 | CT8 | 0.0030773 |  | 0.053693 | 0.00099612 | 0.00099612 | 8.868e-05 | 0.00034349 | 2022 | 52 | 19.4 | 1000 | 8631.2 | 29.2 | 221112 | -90.1451 | 35.0719 |  | 125 | 120 |  |  |  |  | N | N | N |  | N
3393_G_GT9 | TN | 47157 | TVA-Allen Fossil Plant |  | 5720111 | 23028713 |  |  |  |  | 00528 | CT9 | 0.0030773 |  | 0.053693 | 0.00099612 | 0.00099612 | 8.868e-05 | 0.00034349 | 2022 | 52 | 19.4 | 1000 | 8631.2 | 29.2 | 221112 | -90.1451 | 35.0719 |  | 125 | 120 |  |  |  |  | N | N | N |  | N
3393_G_G17 | TN | 47157 | TVA-Allen Fossil Plant |  | 5720111 | 23028813 | 3393 | ACT17 |  |  | 00528 | CT17 | 0 |  | 0 | 0 | 0 | 0 | 0 | 2022 | 31.5 | 28 | 995 | 17364.4 | 28.1 | 221112 | -90.1439 | 35.0719 | 760 | 125 | 120 |  |  |  |  | N | N | N |  | N
3393_G_G18 | TN | 47157 | TVA-Allen Fossil Plant |  | 5720111 | 23029413 | 3393 | ACT18 |  |  | 00528 | CT18 | 0 |  | 0 | 0 | 0 | 0 | 0 | 2022 | 31.5 | 28 | 995 | 17364.4 | 28.1 | 221112 | -90.1439 | 35.0719 | 760 | 125 | 120 |  |  |  |  | N | N | N |  | N
3399_B_1 | TN | 47161 | TVA CUMBERLAND FOSSIL PLANT | Cumberland (TN) | 4979311 | 30040513 | 3399 | 1 | 3399 | 1 | 81-0011 | 001 | 421.0968 | 0.0065134 | 1843.3159 | 522.4939 | 495.1908 | 2445.1928 | 49.7047 | 2022 | 635 | 38.5 | 119 | 75050.0231 | 64.5 | 221112 | -87.6519 | 36.3903 | 14100 | 125 | 100 |  | 1239 | N | Bituminous | Y | N | N | 2029 | N |  | Coal Steam |  | 4947.9302 | 10158
3399_B_2 | TN | 47161 | TVA CUMBERLAND FOSSIL PLANT |  | 4979311 | 30040713 | 3399 | 2 |  |  | 81-0011 | 002 | 434.5361 | 0.0068062 | 1304.3466 | 548.7758 | 519.019 | 3334.5626 | 51.7757 | 2022 | 635 | 38.5 | 119 | 75050.0231 | 64.5 | 221112 | -87.6519 | 36.3894 | 14100 | 125 | 100 |  |  |  |  | Y | N | N |  | N |  |  |  | 5145.3896
3403_B_1 | TN | 47165 | TVA - Gallatin Fossil Plant | Gallatin (TN) | 5610411 | 22205913 | 3403 | 1 | 3403 | 1 |  |  | 143.7793 | 1.9036 | 362.4293 | 31.4084 | 27.0963 | 456.1517 | 17.2149 |  | 400 | 18.67 | 179 | 15697.9 | 57.4 | 221112 | -86.3974 | 36.3163 |  | 125 | 100 |  | 225 | N | Bituminous, Subbituminous | Y | N | N | 2032 | N |  | Coal Steam |  | 6437.0503 | 10662
3403_B_2 | TN | 47165 | TVA - Gallatin Fossil Plant | Gallatin (TN) | 5610411 | 22206513 | 3403 | 2 | 3403 | 2 | 83-0025 | 002 | 94.0337 | 1.2384 | 216.4684 | 45.7573 | 32.2436 | 252.7041 | 11.2514 | 2022 | 400 | 18.67 | 179 | 15697.9 | 57.4 | 221112 | -86.3974 | 36.3163 | 2750 | 125 | 100 |  | 225 | N | Bituminous, Subbituminous | Y | N | N | 2032 | N |  | Coal Steam |  | 3963.9897 | 10633
3403_B_3 | TN | 47165 | TVA - Gallatin Fossil Plant | Gallatin (TN) | 5610411 | 22206413 | 3403 | 3 | 3403 | 3 | 83-0025 | 003 | 191.1675 | 2.5295 | 326.487 | 66.8067 | 50.4619 | 523.556 | 22.8949 | 2022 | 400 | 18.67 | 178 | 17023.6 | 62.2 | 221112 | -86.3974 | 36.3163 | 3030 | 125 | 100 |  | 263 | N | Bituminous, Subbituminous | Y | N | N | 2032 | N |  | Coal Steam |  | 6877.4004 | 10669
3403_B_4 | TN | 47165 | TVA - Gallatin Fossil Plant | Gallatin (TN) | 5610411 | 22206313 | 3403 | 4 | 3403 | 4 | 83-0025 | 004 | 220.2445 | 2.9327 | 442.6504 | 84.4678 | 62.4759 | 606.949 | 26.4067 | 2022 | 400 | 18.67 | 178 | 17023.6 | 62.2 | 221112 | -86.3974 | 36.3163 | 3030 | 125 | 100 |  | 263 | N | Bituminous, Subbituminous | Y | N | N | 2032 | N |  | Coal Steam |  | 8369.0801 | 10657
3403_G_GT4 | TN | 47165 | TVA - Gallatin Fossil Plant | Gallatin (TN) | 5610411 | 22206213 |  |  | 3403 | GT4 | 83-0025 | 005 | 2.6566 |  | 35.1177 | 0.64015 | 0.64015 | 0.055951 | 0.20254 | 2022 | 39.5 | 19.1 | 954 | 35453.3 | 123.8 | 221112 | -86.3974 | 36.3163 | 5140 | 125 | 120 |  | 71.5 | N | Natural Gas, Distillate Fuel Oil | N | N | N | 9999 | N | 3403_G_GT1;3403_G_GT2;3403_G_GT3;3403_G_GT4 | Combustion Turbine |  |  | 12635
3403_G_GT8 | TN | 47165 | TVA - Gallatin Fossil Plant | Gallatin (TN) | 5610411 | 22205813 |  |  | 3403 | GT8 | 83-0025 | 008 | 56.7601 |  | 31.434 | 12.4655 | 12.4655 | 0.68001 | 9.6511 | 2022 | 56 | 14.8 | 998 | 25465.3 | 148.1 | 221112 | -86.3974 | 36.3163 | 4380 | 125 | 120 |  | 73.4 | N | Natural Gas, Distillate Fuel Oil | N | N | N | 9999 | N | 3403_G_GT5;3403_G_GT7;3403_G_GT6;3403_G_GT8 | Combustion Turbine |  |  | 12635
55251_G_CTG1 | TN | 47183 | TVA GLEASON COMBUSTION TURBINE PLANT | Gleason Generating Facility | 3428511 | 38857413 | 55251 | CTG-1 | 55251 | CTG1 | 92-0108 | 001 | 29.2 |  | 101.2532 | 10.0431 | 10.0431 | 0.7707 | 3.0188 | 2020 | 80 | 24.7 | 1051 | 39713.4925 | 82.923 | 221112 | -88.6112 | 36.2466 | 1730 | 125 | 120 |  | 120 | N | Natural Gas | Y | N | N | 9999 | N |  | Combustion Turbine |  | 1419.5396 | 11154
55251_G_CTG2 | TN | 47183 | TVA GLEASON COMBUSTION TURBINE PLANT | Gleason Generating Facility | 3428511 | 38857313 | 55251 | CTG-2 | 55251 | CTG2 | 92-0108 | 002 | 23.7 |  | 106.9878 | 8.6775 | 8.6775 | 0.8189 | 2.6083 | 2022 | 80 | 24.7 | 1051 | 39713.4925 | 82.923 | 221112 | -88.6112 | 36.2466 | 1730 | 125 | 120 |  | 100 | N | Natural Gas | Y | N | N | 9999 | N |  | Combustion Turbine |  | 1513.2201 | 11154
55251_G_CTG3 | TN | 47183 | TVA GLEASON COMBUSTION TURBINE PLANT | Gleason Generating Facility | 3428511 | 38857513 | 55251 | CTG-3 | 55251 | CTG3 | 92-0108 | 003 | 24.5 |  | 95.5622 | 5.6875 | 5.6875 | 0.7819 | 1.6981 | 2020 | 80 | 19 | 1097 | 39804.5772 | 140.461 | 221112 | -88.6112 | 36.2466 | 1790 | 125 | 120 |  | 140 | N | Natural Gas | Y | N | N | 9999 | N |  | Combustion Turbine |  | 1506.6302 | 11154
6183_B_SM-1 | TX | 48013 | SAN MIGUEL ELECTRIC PLANT | San Miguel | 4898511 | 69876513 | 6183 | SM-1 | 6183 | SM-1 | 7 | 000013 | 3536.1 | 4.408 | 2015.3782 | 103.8017 | 69.1612 | 9461.7318 | 11.2027 | 2022 | 450 | 20 | 151 | -1 | 80 | 22111 | -98.4774 | 28.7044 | 5400 | 125 | 100 |  | 391 | N | Lignite | Y | N | N | 9999 | N |  | Coal Steam | 7026 | 6563.2593 | 12358
3601_B_1 | TX | 48021 | SIM GIDEON POWER PLANT | Sim Gideon | 3981511 | 35536213 | 3601 | 1 | 3601 | 1 | 2 | 000001 | 28.6396 |  | 176.2794 | 7.6212 | 7.6153 | 0.5866 | 2.3026 | 2022 | 154 | 10 | 300 | -1 | 45 | 22111 | -97.2709 | 30.1454 | 1400 | 125 | 100 |  | 136 | N | Natural Gas | Y | N | N | 9999 | N |  | O/G Steam | 1488 | 3157.8291 | 11386
3601_B_2 | TX | 48021 | SIM GIDEON POWER PLANT | Sim Gideon | 3981511 | 35536513 | 3601 | 2 | 3601 | 2 |  |  | 0.8267 |  | 123.8158 | 6.1479 | 6.1432 | 0.4834 | 0.0832 |  | 154 | 10 | 300 | -1 | 45 | 22111 | -97.2709 | 30.1457 |  | 125 | 100 |  | 136 | N | Natural Gas | Y | N | N | 9999 | N |  | O/G Steam |  | 2700.0901 | 11678
3601_B_3 | TX | 48021 | SIM GIDEON POWER PLANT | Sim Gideon | 3981511 | 35536413 | 3601 | 3 | 3601 | 3 | 2 | 000003 | 2.9025 |  | 519.4445 | 21.6262 | 21.6097 | 1.6796 | 1.1629 | 2022 | 275 | 15 | 217 | -1 | 35 | 22111 | -97.2709 | 30.1461 | 3400 | 125 | 100 |  | 335 | N | Natural Gas | Y | N | N | 9999 | N |  | O/G Steam | 2654 | 3778.9812 | 11257
55154_G_CTA | TX | 48021 | LOST PINES 1 POWER PLANT | Lost Pines 1 Power Project | 3981311 | 35539313 | 55154 | 1 | 55154 | CTA | 12 | 000001 | 206.42 | 15.41 | 103.4136 | 27.3 | 26.89 | 3.2589 | 3.85 | 2022 | 150 | 18.5 | 500 | -1 | 61.9 | 22111 | -97.2702 | 30.1478 | 1990 | 125 | 120 |  | 169 | N | Natural Gas | Y | N | N | 9999 | N |  | Combined Cycle | 5417 | 6800.251 | 7286
55154_G_CTB | TX | 48021 | LOST PINES 1 POWER PLANT | Lost Pines 1 Power Project | 3981311 | 35539113 | 55154 | 2 | 55154 | CTB | 12 | 000002 | 200.75 | 18.11 | 106.027 | 28.16 | 27.74 | 3.3487 | 3.9679 | 2022 | 150 | 18.5 | 500 | -1 | 61.9 | 22111 | -97.2702 | 30.1471 | 1990 | 125 | 120 |  | 169 | N | Natural Gas | Y | N | N | 9999 | N |  | Combined Cycle | 5365 | 6946.0698 | 7286
55168_G_0001 | TX | 48021 | BASTROP ENERGY CENTER | Bastrop Energy Center | 3981411 | 35538913 | 55168 | CTG-1A | 55168 | 0001 | 13 | 000007 | 102.513 |  | 129.4092 | 13.4201 | 13.4201 | 3.084 | 21.0724 | 2022 | 145 | 12 | 500 | -1 | 64 | 22111 | -97.5495 | 30.1457 | 1900 | 125 | 120 |  | 171 | N | Natural Gas | Y | N | N | 9999 | N |  | Combined Cycle | 5809 | 5693.4277 | 7896
55168_G_0002 | TX | 48021 | BASTROP ENERGY CENTER | Bastrop Energy Center | 3981411 | 35538713 | 55168 | CTG-1B | 55168 | 0002 | 13 | 000009 | 140.1993 |  | 134.1081 | 13.6305 | 13.6305 | 3.1732 | 23.6085 | 2022 | 145 | 12 | 500 | -1 | 64 | 22111 | -97.5493 | 30.146 | 1900 | 125 | 120 |  | 171 | N | Natural Gas | Y | N | N | 9999 | N |  | Combined Cycle | 6021 | 5893.4707 | 7896
55168_G_0003 | TX | 48021 | BASTROP ENERGY CENTER | Bastrop Energy Center | 3981411 | 35538813 |  |  | 55168 | 0003 | 13 | 000006 | 0.0019 |  | 0.0209 | 0.0006 | 0.0006 | 0.0014 | 0.0012 | 2022 | 14 | 0.25 | 708 | -1 | 81 | 22111 | -97.5505 | 30.1457 | 232 | 125 | 160 |  | 233 | N | Natural Gas | N | N | N | 9999 | N |  | Combined Cycle | 24 |  | 7896
58001_G_CTG-1 | TX | 48027 | PANDA TEMPLE POWER STATION | Panda Temple Power Station | 16861111 | 113223913 | 58001 | CTG1 | 58001 | CTG-1 |  |  | 110.9045 | 74.3949 | 52.3178 | 15.4676 | 15.4676 | 4.4172 | 22.6431 |  | 140 | 21.42 | 165 | -1 | 36.2 | 22111 | -97.3172 | 31.0559 |  | 125 | 120 |  | 232 | N | Natural Gas | Y | N | N | 9999 | N | 58001_G_STG-1;58001_G_CTG-1 | Combined Cycle |  | 6769.2202 | 7190
58001_G_CTG-2 | TX | 48027 | PANDA TEMPLE POWER STATION | Panda Temple Power Station | 16861111 | 113224013 | 58001 | CTG2 | 58001 | CTG-2 | 670 | 000003 | 88.733 | 57.5882 | 51.2737 | 17.8445 | 17.8445 | 4.3492 | 9.1415 | 2022 | 140 | 21.42 | 165 | -1 | 36.2 | 22111 | -97.3168 | 31.0558 | 2840 | 125 | 120 |  | 232 | N | Natural Gas | Y | N | N | 9999 | N |  | Combined Cycle | 6746 | 6746.4902 | 7190
58001_G_CTG-3 | TX | 48027 | PANDA TEMPLE POWER STATION | Panda Temple Power Station | 16861111 | 123144813 | 58001 | CTG3 | 58001 | CTG-3 | 670 | 000017 | 74.6115 | 19.367 | 45.0342 | 9.2063 | 9.2063 | 3.7723 | 3.8682 | 2022 | 140 | 21.42 | 165 | -1 | 36.2 | 22111 | -97.3157 | 31.0555 | 2840 | 125 | 120 |  | 220 | N | Natural Gas | Y | N | N | 9999 | N |  | Combined Cycle | 5158 | 5157.5791 | 7190
58001_G_CTG-4 | TX | 48027 | PANDA TEMPLE POWER STATION | Panda Temple Power Station | 16861111 | 123144913 | 58001 | CTG4 | 58001 | CTG-4 | 670 | 000018 | 81.7815 | 31.003 | 45.2041 | 8.7835 | 8.7835 | 3.7444 | 0.9246 | 2022 | 140 | 21.42 | 165 | -1 | 36.2 | 22111 | -97.3153 | 31.0554 | 2840 | 125 | 120 |  | 220 | N | Natural Gas | Y | N | N | 9999 | N |  | Combined Cycle | 5137 | 5136.5303 | 7190
3611_B_2 | TX | 48029 | CALAVERAS PLANT | O W Sommers | 5617211 | 58498513 | 3611 | 2 | 3611 | 2 | 63 | 000020 | 89.4087 |  | 448.3632 | 28.1593 | 28.1593 | 2.2623 | 20.511 | 2022 | 240 | 20 | 275 | -1 | 53 | 22111 | -98.3236 | 29.3078 | 3970 | 125 | 100 |  | 410 | N | Natural Gas, Distillate Fuel Oil | Y | N | N | 2029 | N |  | O/G Steam | 4542 | 4542.291 | 12295
7097_B_BLR1 | TX | 48029 | CALAVERAS PLANT | J K Spruce | 5617211 | 21257713 | 7097 | **1 | 7097 | BLR1 | 63 | 000017 | 632.4 |  | 2444.9271 | 189.196 | 109.5324 | 904.2019 | 9.766 | 2022 | 525 | 26 | 275 | -1 | 60 | 22111 | -98.3206 | 29.3081 | 5560 | 125 | 100 |  | 560 | N | Subbituminous | Y | N | N | 2029 | N |  | Coal Steam | 7056 | 7651.5796 | 9995
7097_B_BLR2 | TX | 48029 | CALAVERAS PLANT | J K Spruce | 5617211 | 69929313 | 7097 | **2 | 7097 | BLR2 | 63 | 000095 | 478.7 | 12.528 | 941.8484 | 201.3201 | 123.15 | 215.7773 | 7.2909 | 2022 | 601 | 28 | 133 | -1 | 60 | 22111 | -98.3197 | 29.3062 | 9730 | 125 | 100 |  | 785 | N | Subbituminous | Y | N | N | 9999 | N |  | Coal Steam | 6085 | 6019.4595 | 9923
3609_G_CGT1 | TX | 48029 | LEON CREEK PLANT | Leon Creek | 3000111 | 69916713 | 3609 | CGT1 | 3609 | CGT1 |  |  | 1.4 | 0.0461 | 2.9111 | 0.9347 | 0.9347 | 0.0821 | 0.0419 |  | 100 | 12 | 757 | -1 | 87 | 22111 | -98.5748 | 29.3528 |  | 125 | 120 |  | 46 | N | Natural Gas | Y | N | N | 9999 | N |  | Combustion Turbine |  | 838.3102 | 10911
3609_G_CGT2 | TX | 48029 | LEON CREEK PLANT | Leon Creek | 3000111 | 69916813 | 3609 | CGT2 | 3609 | CGT2 | 3 | 000006 | 2.145 | 0.1133 | 2.9745 | 0.5009 | 0.5009 | 0.0859 | 0.0392 | 2022 | 100 | 12 | 757 | -1 | 87 | 22111 | -98.5749 | 29.3526 | 400 | 125 | 120 |  | 46 | N | Natural Gas | Y | N | N | 9999 | N |  | Combustion Turbine | 871 | 871.2802 | 10912
3609_G_CGT3 | TX | 48029 | LEON CREEK PLANT | Leon Creek | 3000111 | 69916913 | 3609 | CGT3 | 3609 | CGT3 | 3 | 000007 | 1.369 | 0.1449 | 3.2514 | 0.5982 | 0.5982 | 0.0915 | 0.1122 | 2022 | 100 | 12 | 757 | -1 | 87 | 22111 | -98.5751 | 29.3524 | 400 | 125 | 120 | 65 | 46 | N | Natural Gas | Y | N | N | 9999 | N |  | Combustion Turbine | 935 | 934.71 | 10916
3609_G_CGT4 | TX | 48029 | LEON CREEK PLANT | Leon Creek | 3000111 | 69917013 | 3609 | CGT4 | 3609 | CGT4 | 3 | 000008 | 1.855 | 0.0744 | 3.2159 | 1.4653 | 1.4652 | 0.0909 | 0.0791 | 2022 | 100 | 12 | 757 | -1 | 87 | 22111 | -98.5752 | 29.3523 | 400 | 125 | 120 |  | 46 | N | Natural Gas | Y | N | N | 9999 | N |  | Combustion Turbine | 930 | 930.32 | 10912
3612_G_5 | TX | 48029 | VH BRAUNIG PLANT | V H Braunig | 5616511 | 91500713 | 3612 | CGT5 | 3612 | 5 | 5 | 000018 | 7.11 | 0.5543 | 4.0014 | 1.311 | 1.311 | 0.1164 | 0.7375 | 2022 | 85 | 12 | 781 | -1 | 87 | 22111 | -98.3815 | 29.2574 | 469 | 125 | 120 |  | 48 | N | Natural Gas, Distillate Fuel Oil | Y | N | N | 9999 | N |  | Combustion Turbine | 1243 | 1201.2897 | 11812
3612_G_6 | TX | 48029 | VH BRAUNIG PLANT | V H Braunig | 5616511 | 91500813 | 3612 | CGT6 | 3612 | 6 | 5 | 000019 | 7.48 | 0.7484 | 3.946 | 0.7683 | 0.7683 | 0.1152 | 0.7941 | 2022 | 85 | 12 | 781 | -1 | 87 | 22111 | -98.3813 | 29.2574 | 469 | 125 | 120 |  | 48 | N | Natural Gas, Distillate Fuel Oil | Y | N | N | 9999 | N |  | Combustion Turbine | 1225 | 1185.2303 | 11812
3612_G_7 | TX | 48029 | VH BRAUNIG PLANT | V H Braunig | 5616511 | 91500913 | 3612 | CGT7 | 3612 | 7 |  |  | 13.06 | 0.6524 | 3.6614 | 1.2459 | 1.2459 | 0.105 | 0.6667 |  | 85 | 12 | 781 | -1 | 87 | 22111 | -98.3811 | 29.2574 |  | 125 | 120 |  | 48 | N | Natural Gas, Distillate Fuel Oil | Y | N | N | 9999 | N |  | Combustion Turbine |  | 1078.4397 | 11812
3612_G_8 | TX | 48029 | VH BRAUNIG PLANT | V H Braunig | 5616511 | 91501013 | 3612 | CGT8 | 3612 | 8 | 5 | 000021 | 5.23 | 0.5891 | 3.6549 | 1.541 | 1.541 | 0.1087 | 0.5512 | 2022 | 85 | 12 | 781 | -1 | 87 | 22111 | -98.3808 | 29.2574 | 469 | 125 | 120 | 65 | 47 | N | Natural Gas, Distillate Fuel Oil | Y | N | N | 9999 | N |  | Combustion Turbine | 1170 | 1123.8698 | 11826
7512_G_1 | TX | 48029 | VH BRAUNIG PLANT | Arthur Von Rosenberg | 5616511 | 21290313 | 3612 | CT01 | 7512 | 1 | 5 | 000011 | 18.86 | 1.3847 | 94.4868 | 34.2493 | 34.2493 | 2.7804 | 13.1258 | 2022 | 200 | 17 | 250 | -1 | 75 | 22111 | -98.3843 | 29.2567 | 1900 | 125 | 120 |  | 174 | N | Natural Gas | Y | N | N | 9999 | N |  | Combined Cycle | 6154 | 6154.4102 | 7162
7512_G_2 | TX | 48029 | VH BRAUNIG PLANT | Arthur Von Rosenberg | 5616511 | 21290213 | 3612 | CT02 | 7512 | 2 | 5 | 000012 | 15.77 | 0.4608 | 102.6427 | 21.7213 | 21.7213 | 2.7932 | 1.6147 | 2022 | 200 | 17 | 250 | -1 | 75 | 22111 | -98.3838 | 29.2567 | 1900 | 125 | 120 |  | 174 | N | Natural Gas | Y | N | N | 9999 | N |  | Combined Cycle | 6145 | 6182.52 | 7162
3612_B_3 | TX | 48029 | VH BRAUNIG PLANT |  | 5616511 | 21290913 | 3612 | 3 |  |  | 5 | 000005 | 132.192 |  | 842.5127 | 41.8608 | 41.8608 | 3.5033 | 30.2377 | 2022 | 187 | 20 | 275 | -1 | 49.6 | 22111 | -98.383 | 29.2566 | 3920 | 125 | 100 |  |  |  |  | Y | N | N |  | N |  |  | 6705 | 6704.8809
3611_B_1 | TX | 48029 | CALAVERAS PLANT |  | 5617211 | 21259413 | 3611 | 1 |  |  | 63 | 000022 | 99.6023 |  | 695.9718 | 31.4127 | 31.4127 | 2.5727 | 22.833 | 2022 | 240 | 20 | 275 | -1 | 53 | 22111 | -98.3242 | 29.3078 | 3920 | 125 | 100 |  |  |  |  | Y | N | N |  | N |  |  | 4497 | 4511.3501
3612_B_1 | TX | 48029 | VH BRAUNIG PLANT |  | 5616511 | 21290013 | 3612 | 1 |  |  | 5 | 000006 | 47.8117 |  | 356.3489 | 15.1404 | 15.1404 | 1.1095 | 10.9568 | 2022 | 174 | 16 | 275 | -1 | 48 | 22111 | -98.3821 | 29.2566 | 2180 | 125 | 100 |  |  |  |  | Y | N | N |  | N |  |  | 3779 | 3465.5903
3612_B_2 | TX | 48029 | VH BRAUNIG PLANT |  | 5616511 | 21290513 | 3612 | 2 |  |  | 5 | 000004 | 3.8702 |  | 107.6518 | 1.2256 | 1.2256 | 0.4942 | 0.9159 | 2022 | 174 | 16 | 275 | -1 | 52.6 | 22111 | -98.3826 | 29.2566 | 2430 | 125 | 100 |  |  |  |  | Y | N | N |  | N |  |  | 1887 | 1888.5505
55172_G_GT-1 | TX | 48035 | BOSQUE COUNTY POWER PLANT WHITNEY | Bosque County Peaking | 5617311 | 21254913 | 55172 | GT-1 | 55172 | GT-1 | 2 | 000001 | 12.8732 | 6.4317 | 56.1457 | 24.96 | 24.96 | 3.4025 | 0.4334 | 2022 | 135 | 18 | 222 | -1 | 60 | 22111 | -97.3581 | 31.8596 | 1910 | 125 | 120 |  | 159 | N | Natural Gas | Y | N | N | 9999 | N | 55172_G_GT-1;55172_G_ST-5 | Combined Cycle | 7321 | 7320.5391 | 7054
55172_G_GT-2 | TX | 48035 | BOSQUE COUNTY POWER PLANT WHITNEY | Bosque County Peaking | 5617311 | 21255113 | 55172 | GT-2 | 55172 | GT-2 | 2 | 000002 | 18.4818 | 15.8454 | 62.8787 | 27.71 | 27.71 | 3.4548 | 0.2247 | 2022 | 135 | 18 | 222 | -1 | 60 | 22111 | -97.3586 | 31.8598 | 1910 | 125 | 120 |  | 159 | N | Natural Gas | Y | N | N | 9999 | N |  | Combined Cycle | 7133 | 7133.1294 | 7054
55172_G_GT-3 | TX | 48035 | BOSQUE COUNTY POWER PLANT WHITNEY | Bosque County Peaking | 5617311 | 21254813 | 55172 | GT-3 | 55172 | GT-3 | 2 | 000005 | 49.9563 |  | 143.1794 | 21.1 | 21.1 | 2.9889 | 0.3379 | 2022 | 135 | 18 | 222 | -1 | 72.25 | 22111 | -97.3591 | 31.8597 | 1910 | 125 | 120 |  | 159 | N | Natural Gas | Y | N | N | 9999 | N | 55172_G_GT-3;55172_G_ST-4 | Combined Cycle | 6523 | 6523.4595 | 7054
54676_G_G81 | TX | 48039 | OYSTER CREEK COGENERATION POWER UNIT 8 | Oyster Creek Unit VIII | 4897811 | 29106113 | 54676 | GT81 | 54676 | G81 | 104 | 000001 | 9.6212 |  | 100.4718 | 22.5221 | 22.5221 | 0.3672 | 4.3135 | 2022 | 125 | 14.75 | 281 | -1 | 46.54 | 325110 | -95.3427 | 28.9805 | 1450 | 125 | 120 |  | 73 | Y | Natural Gas | N | Y | N | 9999 | N | 54676_G_G84;54676_G_G81 | Combined Cycle | 8755 |  | 6281
54676_G_G82 | TX | 48039 | OYSTER CREEK COGENERATION POWER UNIT 8 | Oyster Creek Unit VIII | 4897811 | 29106013 | 54676 | GT82 | 54676 | G82 | 104 | 000002 | 35.926 |  | 121.9741 | 27.8963 | 27.8963 | 0.4536 | 5.6545 | 2022 | 125 | 14.75 | 281 | -1 | 46.54 | 325110 | -95.3423 | 28.9801 | 1450 | 125 | 120 |  | 73 | Y | Natural Gas | N | Y | N | 9999 | N |  | Combined Cycle | 7439 |  | 6281
54676_G_G83 | TX | 48039 | OYSTER CREEK COGENERATION POWER UNIT 8 | Oyster Creek Unit VIII | 4897811 | 29105413 | 54676 | GT83 | 54676 | G83 | 104 | 000003 | 16.7526 |  | 153.6364 | 28.4582 | 28.4582 | 0.461 | 6.0928 | 2022 | 125 | 14.75 | 281 | -1 | 46.54 | 325110 | -95.3416 | 28.9795 | 1450 | 125 | 120 |  | 73 | Y | Natural Gas | N | Y | N | 9999 | N |  | Combined Cycle | 7173 |  | 6281
55015_G_GEN1 | TX | 48039 | SWEENY COGENERATION FACILITY | Sweeny Cogen Facility | 5632311 | 21218413 | 55015 | 1 | 55015 | GEN1 | 135 | 000001 | 48.1618 | 49.4222 | 85.4325 | 6.3828 | 6.3828 | 3.6352 | 4.5127 | 2022 | 100 | 16 | 400 | -1 | 60 | 221330 | -95.7448 | 29.073 | 2070 | 183 | 120 | 65 | 109 | Y | Natural Gas | Y | N | N | 9999 | N |  | Combustion Turbine | 7150 | 8136.4102 | 8700
55015_G_GEN2 | TX | 48039 | SWEENY COGENERATION FACILITY | Sweeny Cogen Facility | 5632311 | 21218713 | 55015 | 2 | 55015 | GEN2 |  |  | 50.8387 | 44.9833 | 95.7515 | 18.3857 | 18.3857 | 3.6155 | 3.7219 |  | 100 | 16 | 400 | -1 | 60 | 221330 | -95.7451 | 29.0727 |  | 183 | 120 |  | 109 | Y | Natural Gas | Y | N | N | 9999 | N |  | Combustion Turbine |  | 8518.1992 | 8700
55015_G_GEN3 | TX | 48039 | SWEENY COGENERATION FACILITY | Sweeny Cogen Facility | 5632311 | 21218313 | 55015 | 3 | 55015 | GEN3 | 135 | 000003 | 65.77 | 39.8501 | 31.8064 | 2.6446 | 2.6446 | 3.008 | 2.5885 | 2022 | 100 | 16 | 400 | -1 | 60 | 221330 | -95.7453 | 29.0725 | 2070 | 183 | 120 |  | 109 | Y | Natural Gas | Y | N | N | 9999 | N |  | Combustion Turbine | 7314 | 6957.4795 | 8700
55015_G_GEN4 | TX | 48039 | SWEENY COGENERATION FACILITY | Sweeny Cogen Facility | 5632311 | 21217913 | 55015 | 4 | 55015 | GEN4 | 135 | 000014 | 38.412 | 36.3042 | 52.4135 | 14.0757 | 14.0757 | 2.6565 | 2.6577 | 2022 | 100 | 16 | 400 | -1 | 60 | 221330 | -95.7457 | 29.0721 | 2070 | 183 | 120 |  | 109 | Y | Natural Gas | Y | N | N | 9999 | N |  | Combustion Turbine | 6623 | 6412.8003 | 8700
56152_G_CTG1 | TX | 48039 | DOW TEXAS OPERATIONS FREEPORT | Freeport Energy Center | 5632711 | 69997613 |  |  | 56152 | CTG1 | 41 | 003793 | 59.9566 | 31.0622 | 61.886 | 62.5608 | 62.5608 | 0.5368 | 14.6645 | 2022 | 100 | 6 | 500 | -1 | 70 | 325110 | -95.4068 | 28.9917 | 1800 | 129 | 120 |  | 169.4 | Y | Natural Gas | N | Y | N | 9999 | N |  | Combined Cycle | 7807 |  | 5500
65372_G_CTG-1 | TX | 48039 | POWER STATION | Mark One Power Station | 21608011 | 158952913 | 65372 | CT-1 | 65372 | CTG-1 | 793 | 000001 | 0.15 |  | 0.283 | 0.16 | 0.16 | 0.0056 |  | 2022 | 65 | 10 | 850 | -1 | 122 | 221112 | -95.4326 | 29.2285 | 475 | 125 | 120 |  | 44.6 | N | Natural Gas | Y | N | N | 9999 | N |  | Combustion Turbine | 56 | 56.21 | 9905
65372_G_CTG-2 | TX | 48039 | POWER STATION | Mark One Power Station | 21608011 | 158953013 | 65372 | CT-2 | 65372 | CTG-2 | 793 | 000002 | 0.06 |  | 0.0883 | 0.16 | 0.16 |  |  | 2022 | 65 | 10 | 850 | -1 | 122 | 221112 | -95.4326 | 29.2282 | 475 | 125 | 120 |  | 44.6 | N | Natural Gas | Y | N | N | 9999 | N |  | Combustion Turbine | 37 | 36.61 | 9905
65372_G_CTG-3 | TX | 48039 | POWER STATION | Mark One Power Station | 21608011 | 158953113 | 65372 | CT-3 | 65372 | CTG-3 | 793 | 000003 | 0.07 |  | 0.217 | 0.16 | 0.16 | 0.006 |  | 2022 | 65 | 10 | 850 | -1 | 122 | 221112 | -95.4326 | 29.228 | 475 | 125 | 120 |  | 44.6 | N | Natural Gas | Y | N | N | 9999 | N |  | Combustion Turbine | 59 | 59.35 | 9905
6243_B_1 | TX | 48041 | ROLAND C DANSBY POWER PLANT | Dansby | 6599611 | 17311313 | 6243 | 1 | 6243 | 1 | 10 | 000004 | 53.4844 |  | 49.2659 | 4.8391 | 4.8391 | 0.0961 | 3.502 | 2022 | 197 | 11.7 | 300 | -1 | 43.7 | 22111 | -96.4611 | 30.7216 | 1080 | 125 | 100 |  | 110 | N | Natural Gas | Y | N | N | 9999 | N |  | O/G Steam | 8154 | 8148.7598 | 14500
3561_G_7 | TX | 48041 | ATKINS POWER STATION | Bryan (TX) | 6598311 | 17346513 |  |  | 3561 | 7 | 1 | 000004 | 1.2776 |  | 4.9856 | 0.1028 | 0.1028 | 0.053 | 0.0327 | 2022 | 35 | 11.2 | 500 | -1 | 26.1 | 22111 | -96.3725 | 30.6475 | 300 | 125 | 120 |  | 21 | N | Natural Gas | N | N | N | 9999 | N |  | Combustion Turbine | 127 |  | 17399
58151_G_GTG01 | TX | 48041 | TEXAS A & M UNIVERSITY | Central Utility Plant - Texas A&M | 6584511 | 99161313 |  |  | 58151 | GTG01 | 3 | 000030 | 1.47 | 1.38 | 2.94 | 3.57 | 3.57 | 5.08 | 1.13 | 2022 | 70 | 8 | 303 | -1 | 40 | 22111 | -96.3428 | 30.6183 | 323 |  | 120 |  | 32.4 | Y | Natural Gas, Distillate Fuel Oil | N | Y | N | 9999 | N |  | Combined Cycle | 8760 |  | 5500
6243_G_2 | TX | 48041 | ROLAND C DANSBY POWER PLANT | Dansby | 6599611 | 70051913 | 6243 | 2 | 6243 | 2 | 10 | 000005 | 8.1 | 1.9766 | 2.9989 | 1.4219 | 1.4219 | 0.1052 | 0.4525 | 2022 | 85 | 10 | 500 | -1 | 60 | 22111 | -96.4607 | 30.7217 | 475 | 125 | 120 |  | 47.1 | N | Natural Gas | Y | N | N | 9999 | N |  | Combustion Turbine | 1259 | 1047.83 | 10745
6243_G_3 | TX | 48041 | ROLAND C DANSBY POWER PLANT | Dansby | 6599611 | 92041813 | 6243 | 3 | 6243 | 3 | 10 | 000006 | 3.976 | 2.1345 | 5.4144 | 1.7429 | 1.7429 | 0.1222 | 0.5546 | 2022 | 85 | 10 | 840 | -1 | 85 | 22111 | -96.4608 | 30.7214 | 932 | 125 | 120 |  | 47.1 | N | Natural Gas | Y | N | N | 9999 | N |  | Combustion Turbine | 1422 | 1202.3802 | 10745
56708_B_H1101 | TX | 48057 | FORMOSA POINT COMFORT PLANT | CFB Power Plant | 5633411 | 99164013 |  |  | 56708 | H1101 | 15 | 000794 | 4.3521 | 1.7054 | 136.3304 | 3.7231 | 3.7231 |  | 0.7215 | 2022 | 315 | 10.8 | 149 | -1 | 71.3 | 325211 | -96.5399 | 28.6493 | 1500 | 173 | 100 |  | 143 | N | Natural Gas | N | N | N | 9999 | N |  | O/G Steam | 8760 |  | 11798
56708_B_H1201 | TX | 48057 | FORMOSA POINT COMFORT PLANT | CFB Power Plant | 5633411 | 99164113 |  |  | 56708 | H1201 | 15 | 000795 | 5.4 | 4.1009 | 197.5741 | 6.2543 | 6.2543 |  | 1.2121 | 2022 | 315 | 10.8 | 149 | -1 | 71.3 | 325211 | -96.5399 | 28.6493 | 1500 | 173 | 100 |  | 143 | N | Natural Gas | N | N | N | 9999 | N |  | O/G Steam | 8760 |  | 11798
10167_G_GEN1 | TX | 48057 | SEADRIFT COKE LP | Seadrift Coke LP | 5633011 | 20889913 |  |  | 10167 | GEN1 | 14 | 000003 | 23.0538 |  | 109.0677 | 5.4002 | 0.8177 | 310.6175 | 0.8972 | 2022 | 215 | 10 | 450 | -1 | 20.3 | 324199 | -96.7944 | 28.5144 |  | 157 | 210 |  | 7.6 | Y | Petroleum Coke | N | Y | N | 9999 | N |  | Coal Steam | 8704 |  | 10986
50150_G_GE11 | TX | 48057 | SEADRIFT PLANT | Union Carbide Seadrift Cogen | 5846511 | 22434313 |  |  | 50150 | GE11 | 3 | 001150 | 21.4939 |  | 48.8093 | 20.4969 | 20.4969 |  | 2.167 | 2022 | 9 | 8.9 | 99 | -1 | 73 | 325110 | -96.7713 | 28.5084 | 525 | 129 | 120 |  | 30 | Y | Natural Gas | N | Y | N | 9999 | N |  | Combustion Turbine | 8760 |  | 7994
50150_G_GEN6 | TX | 48057 | SEADRIFT PLANT | Union Carbide Seadrift Cogen | 5846511 | 22455513 |  |  | 50150 | GEN6 | 3 | 000143 | 46.8504 |  | 196.7958 | 9.0587 | 9.0587 |  | 52.2727 | 2022 | 75 | 6 | 293 | -1 | 74 | 325110 | -96.769 | 28.5097 | 497 | 129 | 120 |  | 30 | Y | Natural Gas | N | Y | N | 9999 | N |  | Combustion Turbine | 8760 |  | 7994
50150_G_GEN8 | TX | 48057 | SEADRIFT PLANT | Union Carbide Seadrift Cogen | 5846511 | 22455413 |  |  | 50150 | GEN8 | 3 | 000142 | 20.4475 |  | 68.716 | 3.9501 | 3.9501 |  | 3.3289 | 2022 | 75 | 6 | 315 | -1 | 74 | 325110 | -96.769 | 28.5097 | 497 | 129 | 120 |  | 30 | Y | Natural Gas | N | Y | N | 9999 | N |  | Combustion Turbine | 8760 |  | 7994
60459_G_PC1 | TX | 48057 | POINT COMFORT PEAKING FACILITY | Port Comfort Power LLC | 17980711 | 127876913 |  |  | 60459 | PC1 | 38 | 000001 | 1.04 |  | 3 | 1.12 | 1.12 | 0.04 | 0.36 | 2022 | 65 | 10 | 800 | -1 | 117.5 | 22111 | -96.5453 | 28.6481 | 0.01 | 125 | 120 |  | 43 | N | Natural Gas | N | N | N | 9999 | N |  | Combustion Turbine | 1269 |  | 10745
60459_G_PC2 | TX | 48057 | POINT COMFORT PEAKING FACILITY | Port Comfort Power LLC | 17980711 | 127877013 |  |  | 60459 | PC2 | 38 | 000002 | 0.9 |  | 3.5 | 2.02 | 2.02 | 0.07 | 0.64 | 2022 | 65 | 10 | 800 | -1 | 117.5 | 22111 | -96.5453 | 28.6479 | 0.01 | 125 | 120 |  | 43 | N | Natural Gas | N | N | N | 9999 | N |  | Combustion Turbine | 2067 |  | 10745
10554_G_TBG4 | TX | 48057 | FORMOSA POINT COMFORT PLANT |  | 5633411 | 20806213 |  |  |  |  | 15 | 000220 | 98.81 |  | 219.94 | 16.69 | 16.69 | 0.43 | 1.28 | 2022 | 90 | 15 | 301 | -1 | 73.3 | 325211 | -96.543 | 28.6944 | 912 | 173 | 120 |  |  |  |  | N | N | N |  | N | 10554_G_ST2;10554_G_TBG4 |  | 6132
10554_G_TBG1 | TX | 48057 | FORMOSA POINT COMFORT PLANT |  | 5633411 | 20794513 |  |  |  |  | 15 | 000030 | 26.77 |  | 266.29 | 17.85 | 17.85 |  | 1.1701 | 2022 | 90 | 15 | 500 | -1 | 70.1 | 325211 | -96.5444 | 28.6943 | 912 | 173 | 120 |  |  |  |  | N | N | N |  | N | 10554_G_TBG1;10554_G_ST1 |  | 6044
10554_G_TBG3 | TX | 48057 | FORMOSA POINT COMFORT PLANT |  | 5633411 | 20794713 |  |  |  |  | 15 | 000032 | 74.67 |  | 225.89 | 13.1 | 13.1 | 0.6 | 0.93 | 2022 | 90 | 15 | 301 | -1 | 70.1 | 325211 | -96.5434 | 28.6944 | 912 | 173 | 120 |  |  |  |  | N | N | N |  | N |  |  | 6132
10554_G_TBG2 | TX | 48057 | FORMOSA POINT COMFORT PLANT |  | 5633411 | 20803913 |  |  |  |  | 15 | 000031 | 22.41 |  | 264.67 | 12.81 | 12.81 | 1.17 | 1.12 | 2022 | 90 | 15 | 301 | -1 | 68.9 | 325211 | -96.5439 | 28.6943 | 912 | 173 | 120 |  |  |  |  | N | N | N |  | N |  |  | 6132
10554_G_TBG5 | TX | 48057 | FORMOSA POINT COMFORT PLANT |  | 5633411 | 20806313 |  |  |  |  | 15 | 000221 | 69.18 |  | 216.94 | 12.3 | 12.3 | 0.38 | 1.1701 | 2022 | 90 | 15 | 301 | -1 | 73.8 | 325211 | -96.5425 | 28.6944 | 912 | 173 | 120 |  |  |  |  | N | N | N |  | N |  |  | 4467
10554_G_TBG6 | TX | 48057 | FORMOSA POINT COMFORT PLANT |  | 5633411 | 70061913 |  |  |  |  | 15 | 000701 | 76.77 |  | 67 | 8.02 | 8.02 | 1.51 | 1.32 | 2022 | 90 | 15 | 250 | -1 | 40 | 325211 | -96.5429 | 28.6946 | 912 | 173 | 120 |  |  |  |  | N | N | N |  | N | 10554_G_ST3;10554_G_TBG6 |  | 8760
10554_G_BO3 | TX | 48057 | FORMOSA POINT COMFORT PLANT |  | 5633411 | 20806413 |  |  |  |  | 15 | 000222 | 1.55 |  | 1.96 | 0.26 | 0.26 | 0.01 | 0.09 | 2022 | 78 | 6 | 350 | -1 | 40.2 | 325211 | -96.5441 | 28.6943 | 225 | 173 | 100 |  |  |  |  | N | N | N |  | N |  |  | 8760
3559_G_10 | TX | 48061 | SILAS RAY POWER PLANT | Silas Ray | 6493311 | 70106813 | 3559 | 10 | 3559 | 10 | 5 | 000008 | 1.5 | 1.7 | 1.5435 | 0.1 | 0.1 | 0.099 | 0.3 | 2022 | 95.1 | 10.5 | 828 | -1 | 41.4 | 22111 | -97.5217 | 25.9126 | 479 | 125 | 120 |  | 45 | N | Natural Gas | Y | N | N | 9999 | N |  | Combustion Turbine | 1077 | 1077.2188 | 12280
3559_G_9 | TX | 48061 | SILAS RAY POWER PLANT | Silas Ray | 6493311 | 17568213 | 3559 | 9 | 3559 | 9 | 5 | 000006 | 0.6784 | 0.0574 | 20.2042 | 0.2 | 0.2 | 0.1756 | 0.2803 | 2022 | 95 | 11 | 700 | -1 | 81 | 22111 | -97.5218 | 25.913 | 538 | 125 | 120 |  | 42 | N | Natural Gas | Y | N | N | 9999 | N |  | Combined Cycle | 1000 | 955.3204 | 9795
3460_B_CBY1 | TX | 48071 | CEDAR BAYOU GEN STATION | Cedar Bayou | 5847411 | 22332113 | 3460 | CBY1 | 3460 | CBY1 | 3 | 000001 | 381.356 | 5.459 | 499.0494 | 66.591 | 66.591 | 5.3852 | 48.1908 | 2022 | 215 | 26 | 297 | -1 | 69.7 | 22111 | -94.9263 | 29.7502 | 8000 | 125 | 100 |  | 746 | N | Natural Gas | Y | N | N | 9999 | N |  | O/G Steam | 4647 | 4647.4199 | 11328
3460_B_CBY2 | TX | 48071 | CEDAR BAYOU GEN STATION | Cedar Bayou | 5847411 | 22331913 | 3460 | CBY2 | 3460 | CBY2 | 3 | 000002 | 241.171 | 3.402 | 560.7371 | 45.8545 | 45.8545 | 3.718 | 33.1842 | 2022 | 215 | 26 | 297 | -1 | 69.79 | 22111 | -94.9254 | 29.7503 | 8000 | 125 | 100 |  | 749 | N | Natural Gas | Y | N | N | 9999 | N |  | O/G Steam | 3080 | 3079.5803 | 11136
55327_G_CTG1 | TX | 48071 | BAYTOWN COGENERATION | Baytown Energy Center | 5729111 | 21966113 | 55327 | CTG-1 | 55327 | CTG1 | 89 | 000004 | 69.5682 | 5.01 | 34.576 | 6.09 | 6.09 | 1.9106 | 3.8433 | 2022 | 125 | 12 | 500 | -1 | 60 | 22111 | -94.9032 | 29.7713 | 1670 | 125 | 120 |  | 175 | Y | Natural Gas | Y | N | N | 9999 | N |  | Combined Cycle | 4372 | 4372.2803 | 6658
55327_G_CTG2 | TX | 48071 | BAYTOWN COGENERATION | Baytown Energy Center | 5729111 | 21966213 | 55327 | CTG-2 | 55327 | CTG2 | 89 | 000006 | 104.9617 | 2.88 | 32.1027 | 5.19 | 5.19 | 1.7882 | 2.4426 | 2022 | 125 | 12 | 500 | -1 | 60 | 22111 | -94.9027 | 29.7714 | 1670 | 125 | 120 |  | 175 | Y | Natural Gas | Y | N | N | 9999 | N |  | Combined Cycle | 4010 | 4010.0701 | 6658
55327_G_CTG3 | TX | 48071 | BAYTOWN COGENERATION | Baytown Energy Center | 5729111 | 21966013 | 55327 | CTG-3 | 55327 | CTG3 | 89 | 000008 | 208.9908 | 7.17 | 39.6046 | 7.71 | 7.71 | 2.2621 | 1.1566 | 2022 | 125 | 12 | 500 | -1 | 60 | 22111 | -94.9023 | 29.7715 | 1670 | 125 | 120 |  | 175 | Y | Natural Gas | Y | N | N | 9999 | N |  | Combined Cycle | 5076 | 5075.8994 | 6658
56806_G_41 | TX | 48071 | CEDAR BAYOU GEN STATION | Cedar Bayou 4 | 5847411 | 70141113 | 56806 | CBY41 | 56806 | 41 | 3 | 000021 | 36.3814 | 4.0794 | 42.7328 | 26.9238 | 26.9238 | 2.4088 | 8.5667 | 2022 | 150 | 18 | 250 | -1 | 86 | 22111 | -94.9236 | 29.752 | 2030 | 125 | 120 |  | 165 | N | Natural Gas | Y | N | N | 9999 | N | 56806_G_41;56806_G_4 | Combined Cycle | 5088 | 5087.5791 | 7795
56806_G_42 | TX | 48071 | CEDAR BAYOU GEN STATION | Cedar Bayou 4 | 5847411 | 70141213 | 56806 | CBY42 | 56806 | 42 |  |  | 33.7608 | 4.8393 | 51.4574 | 31.9392 | 31.9392 | 2.8575 | 10.1625 |  | 150 | 18 | 250 | -1 | 86 | 22111 | -94.9231 | 29.752 |  | 125 | 120 |  | 165 | N | Natural Gas | Y | N | N | 9999 | N |  | Combined Cycle |  | 6042.27 | 7795
3504_B_1 | TX | 48073 | STRYKER CREEK ELECTRIC STATION | Stryker Creek | 5729511 | 21907613 | 3504 | 1 | 3504 | 1 | 2 | 000001 | 41.8978 |  | 89.2795 | 4.0494 | 4.006 | 0.3039 | 4.8182 | 2022 | 161 | 9 | 275 | -1 | 40.53 | 22111 | -94.9894 | 31.94 | 1870 | 125 | 100 |  | 167 | N | Natural Gas | Y | N | N | 9999 | N |  | O/G Steam | 1515 | 1516.7698 | 12220
3504_B_2 | TX | 48073 | STRYKER CREEK ELECTRIC STATION | Stryker Creek | 5729511 | 21908113 | 3504 | 2 | 3504 | 2 | 2 | 000002 | 27.9628 |  | 93.9501 | 9.4538 | 9.2544 | 0.7973 | 5.8638 | 2022 | 198 | 15.5 | 300 | -1 | 38.42 | 22111 | -94.9903 | 31.9397 | 5020 | 125 | 100 |  | 502 | N | Natural Gas | Y | N | N | 9999 | N |  | O/G Steam | 1738 | 1737.1196 | 11757
3504_G_D1 | TX | 48073 | STRYKER CREEK ELECTRIC STATION | Stryker Creek | 5729511 | 21908213 |  |  | 3504 | D1 | 2 | 000003 | 0.0232 |  | 0.2909 | 0.0058 | 0.0049 | 0.0407 | 0.0083 | 2022 | 16 | 2 | 400 | -1 | 35 | 22111 | -94.9897 | 31.9403 | 19.9 | 125 | 160 |  | 2 | N | Distillate Fuel Oil | N | N | N | 9999 | N |  | Combustion Turbine | 4 |  | 12924
3504_G_D2 | TX | 48073 | STRYKER CREEK ELECTRIC STATION | Stryker Creek | 5729511 | 21908013 |  |  | 3504 | D2 | 2 | 000004 | 0.0189 |  | 0.2374 | 0.0048 | 0.004 | 0.0332 | 0.0068 | 2022 | 16 | 2 | 400 | -1 | 35 | 22111 | -94.9897 | 31.9403 | 19.9 | 125 | 160 |  | 2 | N | Distillate Fuel Oil | N | N | N | 9999 | N |  | Combustion Turbine | 4 |  | 15555
3504_G_D3 | TX | 48073 | STRYKER CREEK ELECTRIC STATION | Stryker Creek | 5729511 | 21907913 |  |  | 3504 | D3 | 2 | 000005 | 0.0149 |  | 0.1861 | 0.0037 | 0.0031 | 0.0261 | 0.0053 | 2022 | 16 | 2 | 400 | -1 | 35 | 22111 | -94.9897 | 31.9403 | 19.9 | 125 | 160 |  | 2 | N | Distillate Fuel Oil | N | N | N | 9999 | N |  | Combustion Turbine | 4 |  | 15555
3504_G_D4 | TX | 48073 | STRYKER CREEK ELECTRIC STATION | Stryker Creek | 5729511 | 21907813 |  |  | 3504 | D4 | 2 | 000006 | 0.0041 |  | 0.0514 | 0.0011 | 0.0009 | 0.0072 | 0.0015 | 2022 | 16 | 2 | 400 | -1 | 35 | 22111 | -94.9897 | 31.9403 | 19.9 | 125 | 160 |  | 2 | N | Distillate Fuel Oil | N | N | N | 9999 | N |  | Combustion Turbine | 1 |  | 15555
3504_G_D5 | TX | 48073 | STRYKER CREEK ELECTRIC STATION | Stryker Creek | 5729511 | 21907713 |  |  | 3504 | D5 | 2 | 000007 | 0.0336 |  | 0.1574 | 0.0022 | 0.0019 | 0.0153 | 0.0031 | 2022 | 16 | 2 | 400 | -1 | 35 | 22111 | -94.99 | 31.9403 | 19.9 | 125 | 160 |  | 2 | N | Distillate Fuel Oil | N | N | N | 9999 | N |  | Combustion Turbine | 2 |  | 15555
3576_B_BW2 | TX | 48085 | RAY OLINGER PLANT | Ray Olinger | 5860711 | 22303913 | 3576 | BW2 | 3576 | BW2 | 15 | 000001 | 0.0609 |  | 12.4768 | 1.5129 | 1.5129 | 0.113 | 1.0949 | 2022 | 128 | 11.7 | 300 | -1 | 53 | 22111 | -96.4533 | 33.0678 | 705 | 125 | 100 |  | 107 | N | Natural Gas | Y | N | N | 9999 | N |  | O/G Steam | 2505 | 2309.5 | 13676
3576_B_BW3 | TX | 48085 | RAY OLINGER PLANT | Ray Olinger | 5860711 | 22303413 | 3576 | BW3 | 3576 | BW3 | 15 | 000004 | 2.9628 |  | 8.0363 | 1.1933 | 1.1933 | 0.0869 | 0.8636 | 2022 | 146 | 8.7 | 300 | -1 | 46 | 22111 | -96.4525 | 33.0675 | 1520 | 125 | 100 |  | 138 | N | Natural Gas | Y | N | N | 9999 | N |  | O/G Steam | 1992 | 1847 | 13260
3576_G_4 | TX | 48085 | RAY OLINGER PLANT | Ray Olinger | 5860711 | 22303213 | 3576 | GE4 | 3576 | 4 | 15 | 000011 | 1.7053 |  | 2.2798 | 0.3406 | 0.3406 | 0.0327 | 0.1084 | 2022 | 85 | 12 | 500 | -1 | 84.2 | 22111 | -96.4499 | 33.0698 | 980 | 125 | 120 |  | 75 | N | Natural Gas | Y | N | N | 9999 | N |  | Combustion Turbine | 195 | 165 | 12606
3452_B_1 | TX | 48113 | LAKE RAY HUBBARD | Lake Hubbard | 4836411 | 31706813 | 3452 | 1 | 3452 | 1 | 9 | 000006 | 89.2122 |  | 139.9552 | 11.3565 | 10.7537 | 1.5414 | 5.371 | 2022 | 156 | 20 | 350 | -1 | 47 | 22111 | -96.5462 | 32.836 | 4400 | 125 | 100 |  | 392 | N | Natural Gas | Y | N | N | 9999 | N |  | O/G Steam | 1994 | 1993.6096 | 12349
3452_B_2 | TX | 48113 | LAKE RAY HUBBARD | Lake Hubbard | 4836411 | 31706513 | 3452 | 2 | 3452 | 2 | 9 | 000008 | 54.4588 | 0.3742 | 87.8461 | 19.9436 | 19.1683 | 1.9701 | 10.8239 | 2022 | 199 | 22.5 | 257 | -1 | 47 | 22111 | -96.5459 | 32.8368 | 5320 | 125 | 100 |  | 523 | N | Natural Gas | Y | N | N | 9999 | N |  | O/G Steam | 2231 | 2230.1399 | 11923
3453_B_6 | TX | 48113 | MOUNTAIN CREEK STEAM ELECTRIC STATION | Mountain Creek | 5729911 | 21903913 | 3453 | 6 | 3453 | 6 | 10 | 000010 | 101.018 |  | 86.6227 | 4.8606 | 4.8606 | 0.3983 | 3.5176 | 2022 | 167 | 9.03 | 300 | -1 | 41 | 22111 | -96.9362 | 32.7242 | 1430 | 125 | 100 | 26 | 122 | N | Natural Gas | Y | N | N | 9999 | N |  | O/G Steam | 2036 | 2036.1797 | 13953
3453_B_7 | TX | 48113 | MOUNTAIN CREEK STEAM ELECTRIC STATION | Mountain Creek | 5729911 | 21904013 | 3453 | 7 | 3453 | 7 | 10 | 000011 | 94.1044 |  | 132.7683 | 4.1206 | 4.1202 | 0.3396 | 2.9816 | 2022 | 142 | 9.03 | 300 | -1 | 41 | 22111 | -96.9362 | 32.7246 | 1590 | 125 | 100 |  | 122 | N | Natural Gas | Y | N | N | 9999 | N |  | O/G Steam | 2689 | 1910.5603 | 14393
3453_B_8 | TX | 48113 | MOUNTAIN CREEK STEAM ELECTRIC STATION | Mountain Creek | 5729911 | 21904113 | 3453 | 8 | 3453 | 8 | 10 | 000012 | 214.8933 | 0.0507 | 75.3808 | 17.8147 | 17.8129 | 1.406 | 12.8911 | 2022 | 186 | 22.48 | 300 | -1 | 50 | 22111 | -96.9365 | 32.7256 | 5870 | 125 | 100 |  | 582 | N | Natural Gas | Y | N | N | 9999 | N |  | O/G Steam | 1910 | 1749.62 | 12575
4266_B_4 | TX | 48121 | SPENCER GENERATING STATION | Spencer | 3115511 | 38301113 | 4266 | 4 | 4266 | 4 | 2 | 000004 | 0.066 |  | 8.3606 | 0.6182 | 0.6182 | 0.0487 | 0.4474 | 2022 | 80 | 7 | 300 | -1 | 39.8 | 22111 | -97.1058 | 33.1983 | 660 | 125 | 100 |  | 61 | N | Natural Gas | Y | N | N | 9999 | N |  | O/G Steam | 1248 | 1140.25 | 11615
4266_B_5 | TX | 48121 | SPENCER GENERATING STATION | Spencer | 3115511 | 38301213 | 4266 | 5 | 4266 | 5 | 2 | 000005 | 0.2982 |  | 11.6288 | 0.7406 | 0.7406 | 0.0546 | 0.5359 | 2022 | 80 | 7.5 | 300 | -1 | 88.4 | 22111 | -97.1063 | 33.1974 | 696 | 125 | 100 |  | 61 | N | Natural Gas | Y | N | N | 9999 | N |  | O/G Steam | 1650 | 1517.75 | 11615
61643_G_DEC1 | TX | 48121 | 225 MW DENTON ENERGY CENTER | Denton Energy Center | 18889511 | 135190713 |  |  | 61643 | DEC1 | 1762 | 000002 | 2.505 | 0.058 | 1.864 | 3.699 | 3.699 | 0.027 | 2.763 | 2022 | 125 | 5.3 | 675 | -1 | 98.34 | 221121 | -97.2096 | 33.2152 | 0.01 | 125 | 160 |  | 18.8 | N | Natural Gas | N | N | N | 9999 | N |  | Combustion Turbine | 2893 |  | 10745
61643_G_DEC10 | TX | 48121 | 225 MW DENTON ENERGY CENTER | Denton Energy Center | 18889511 | 135191613 |  |  | 61643 | DEC10 | 1762 | 000011 | 1.76 | 0.915 | 1.451 | 1.207 | 1.207 | 0.025 | 1.571 | 2022 | 125 | 5.3 | 702 | -1 | 92.51 | 221121 | -97.2097 | 33.2143 | 0.01 | 125 | 160 |  | 18.8 | N | Natural Gas | N | N | N | 9999 | N |  | Combustion Turbine | 2904 |  | 10745
61643_G_DEC11 | TX | 48121 | 225 MW DENTON ENERGY CENTER | Denton Energy Center | 18889511 | 135191713 |  |  | 61643 | DEC11 | 1762 | 000012 | 1.723 | 0.715 | 1.458 | 1.07 | 1.07 | 0.025 | 1.274 | 2022 | 125 | 5.3 | 662 | -1 | 90.38 | 221121 | -97.2097 | 33.2143 | 0.01 | 125 | 160 |  | 18.8 | N | Natural Gas | N | N | N | 9999 | N |  | Combustion Turbine | 2805 |  | 10745
61643_G_DEC12 | TX | 48121 | 225 MW DENTON ENERGY CENTER | Denton Energy Center | 18889511 | 135191813 |  |  | 61643 | DEC12 | 1762 | 000013 | 1.73 |  | 1.952 | 1.254 | 1.254 | 0.026 | 1.392 | 2022 | 125 | 5.3 | 703 | -1 | 92.93 | 221121 | -97.2096 | 33.2143 | 0.01 | 125 | 160 |  | 18.8 | N | Natural Gas | N | N | N | 9999 | N |  | Combustion Turbine | 2498 |  | 10745
61643_G_DEC2 | TX | 48121 | 225 MW DENTON ENERGY CENTER | Denton Energy Center | 18889511 | 135190813 |  |  | 61643 | DEC2 | 1762 | 000003 | 1.606 | 0.319 | 2.033 | 1.479 | 1.479 | 0.026 | 1.532 | 2022 | 125 | 5.3 | 708 | -1 | 98.25 | 221121 | -97.2096 | 33.2152 | 0.01 | 125 | 160 |  | 18.8 | N | Natural Gas | N | N | N | 9999 | N |  | Combustion Turbine | 2772 |  | 10745
61643_G_DEC3 | TX | 48121 | 225 MW DENTON ENERGY CENTER | Denton Energy Center | 18889511 | 135190913 |  |  | 61643 | DEC3 | 1762 | 000004 | 1.926 | 0.066 | 2.037 | 1.234 | 1.234 | 0.027 | 1.544 | 2022 | 125 | 5.3 | 702 | -1 | 101.12 | 221121 | -97.2097 | 33.2152 | 0.01 | 125 | 160 |  | 18.8 | N | Natural Gas | N | N | N | 9999 | N |  | Combustion Turbine | 2625 |  | 10745
61643_G_DEC4 | TX | 48121 | 225 MW DENTON ENERGY CENTER | Denton Energy Center | 18889511 | 135191013 |  |  | 61643 | DEC4 | 1762 | 000005 | 1.855 | 0.718 | 1.518 | 1.245 | 1.245 | 0.026 | 1.32 | 2022 | 125 | 5.3 | 697 | -1 | 98 | 221121 | -97.2097 | 33.2152 | 0.01 | 125 | 160 |  | 18.8 | N | Natural Gas | N | N | N | 9999 | N |  | Combustion Turbine | 2871 |  | 10745
61643_G_DEC5 | TX | 48121 | 225 MW DENTON ENERGY CENTER | Denton Energy Center | 18889511 | 135191113 |  |  | 61643 | DEC5 | 1762 | 000006 | 2.333 | 0.641 | 1.711 | 1.345 | 1.345 | 0.029 | 2.132 | 2022 | 125 | 5.3 | 692 | -1 | 97.21 | 221121 | -97.2097 | 33.2152 | 0.01 | 125 | 160 |  | 18.8 | N | Natural Gas | N | N | N | 9999 | N |  | Combustion Turbine | 2563 |  | 10745
61643_G_DEC6 | TX | 48121 | 225 MW DENTON ENERGY CENTER | Denton Energy Center | 18889511 | 135191213 |  |  | 61643 | DEC6 | 1762 | 000007 | 1.834 | 0.286 | 1.725 | 1.694 | 1.694 | 0.041 | 2.406 | 2022 | 125 | 5.3 | 707 | -1 | 103.77 | 221121 | -97.2096 | 33.2152 | 0.01 | 125 | 160 |  | 18.8 | N | Natural Gas | N | N | N | 9999 | N |  | Combustion Turbine | 2599 |  | 10745
61643_G_DEC7 | TX | 48121 | 225 MW DENTON ENERGY CENTER | Denton Energy Center | 18889511 | 135191313 |  |  | 61643 | DEC7 | 1762 | 000008 | 1.52 | 0.698 | 1.882 | 2.019 | 2.019 | 0.025 | 1.166 | 2022 | 125 | 5.3 | 682 | -1 | 94.45 | 221121 | -97.2096 | 33.2143 | 0.01 | 125 | 160 |  | 18.8 | N | Natural Gas | N | N | N | 9999 | N |  | Combustion Turbine | 2792 |  | 10745
61643_G_DEC8 | TX | 48121 | 225 MW DENTON ENERGY CENTER | Denton Energy Center | 18889511 | 135191413 |  |  | 61643 | DEC8 | 1762 | 000009 | 1.681 | 0.261 | 1.918 | 1.686 | 1.686 | 0.028 | 2.105 | 2022 | 125 | 5.3 | 690 | -1 | 90.43 | 221121 | -97.2097 | 33.2143 | 0.01 | 125 | 160 |  | 18.8 | N | Natural Gas | N | N | N | 9999 | N |  | Combustion Turbine | 2484 |  | 10745
61643_G_DEC9 | TX | 48121 | 225 MW DENTON ENERGY CENTER | Denton Energy Center | 18889511 | 135191513 |  |  | 61643 | DEC9 | 1762 | 000010 | 1.722 | 0.208 | 2.01 | 1.189 | 1.189 | 0.024 | 1.403 | 2022 | 125 | 5.3 | 703 | -1 | 91.95 | 221121 | -97.2097 | 33.2143 | 0.01 | 125 | 160 |  | 18.8 | N | Natural Gas | N | N | N | 9999 | N |  | Combustion Turbine | 2310 |  | 10745
55215_G_CTG1 | TX | 48135 | ODESSA ECTOR POWER PARTNERS | Odessa-Ector Power Plant | 3968311 | 34526713 | 55215 | GT1 | 55215 | CTG1 |  |  | 54.4741 |  | 153.3915 | 11.4003 | 11.4003 | 3.1254 | 4.6903 |  | 145 | 20 | 650 | -1 | 51.66 | 22111 | -102.3257 | 31.8384 |  | 125 | 120 |  | 166.7 | N | Natural Gas | Y | N | N | 9999 | N |  | Combined Cycle |  | 6397.3784 | 7207
55215_G_CTG2 | TX | 48135 | ODESSA ECTOR POWER PARTNERS | Odessa-Ector Power Plant | 3968311 | 34526613 | 55215 | GT2 | 55215 | CTG2 | 100 | 000002 | 47.9004 |  | 151.1017 | 11.0206 | 11.0206 | 3.2188 | 4.8475 | 2022 | 145 | 20 | 70 | -1 | 51.66 | 22111 | -102.3259 | 31.8388 | 1990 | 125 | 120 |  | 158.2 | N | Natural Gas | Y | N | N | 9999 | N |  | Combined Cycle | 6209 | 6208.9624 | 7207
55215_G_CTG3 | TX | 48135 | ODESSA ECTOR POWER PARTNERS | Odessa-Ector Power Plant | 3968311 | 34526813 | 55215 | GT3 | 55215 | CTG3 | 100 | 000003 | 57.1258 |  | 140.1343 | 6.1379 | 6.1379 | 2.9323 | 6.9498 | 2022 | 145 | 20 | 650 | -1 | 51.66 | 22111 | -102.3261 | 31.8395 | 1990 | 125 | 120 |  | 166.7 | N | Natural Gas | Y | N | N | 9999 | N |  | Combined Cycle | 6021 | 6020.5684 | 7207
55215_G_CTG4 | TX | 48135 | ODESSA ECTOR POWER PARTNERS | Odessa-Ector Power Plant | 3968311 | 34526913 | 55215 | GT4 | 55215 | CTG4 | 100 | 000004 | 44.6705 |  | 143.1666 | 12.9591 | 12.959 | 2.8667 | 1.9494 | 2022 | 145 | 20 | 650 | -1 | 51.66 | 22111 | -102.3259 | 31.8399 | 1990 | 125 | 120 |  | 158.2 | N | Natural Gas | Y | N | N | 9999 | N |  | Combined Cycle | 5701 | 5700.7896 | 7207
56349_G_CT1A | TX | 48135 | QUAIL RUN ENERGY CENTER | Quail Run Energy Center | 13408111 | 70290813 | 56349 | CT1A | 56349 | CT1A | 134 | 000001 | 15.05 | 2.15 | 29.2704 | 10.69 | 10.69 | 0.9648 | 2.732 | 2022 | 120 | 14 | 215 | -1 | 83.4 | 22111 | -102.3167 | 31.8414 | 1260 | 125 | 120 |  | 70 | N | Natural Gas | Y | N | N | 9999 | N |  | Combined Cycle | 4164 | 3862.6062 | 8683
56349_G_CT1B | TX | 48135 | QUAIL RUN ENERGY CENTER | Quail Run Energy Center | 13408111 | 70290913 | 56349 | CT1B | 56349 | CT1B | 134 | 000002 | 24.9 | 1.68 | 24.5204 | 9.649 | 9.649 | 0.8753 | 2.593 | 2022 | 120 | 14 | 215 | -1 | 83.4 | 22111 | -102.3162 | 31.8416 | 1260 | 125 | 120 |  | 70 | N | Natural Gas | Y | N | N | 9999 | N |  | Combined Cycle | 3825 | 3436.0679 | 8683
56349_G_CT2A | TX | 48135 | QUAIL RUN ENERGY CENTER | Quail Run Energy Center | 13408111 | 70291113 | 56349 | CT2A | 56349 | CT2A | 134 | 000004 | 31.79 | 1.69 | 28.3526 | 10.61 | 10.61 | 0.9707 | 0.885 | 2022 | 120 | 14 | 215 | -1 | 83.4 | 22111 | -102.3153 | 31.8418 | 1260 | 125 | 120 |  | 68 | N | Natural Gas | Y | N | N | 9999 | N |  | Combined Cycle | 4380 | 3949.2886 | 8683
56349_G_CT2B | TX | 48135 | QUAIL RUN ENERGY CENTER | Quail Run Energy Center | 13408111 | 70291213 | 56349 | CT2B | 56349 | CT2B | 134 | 000005 | 18.44 | 1.54 | 23.544 | 9.53 | 9.53 | 0.8709 | 0.782 | 2022 | 120 | 14 | 30 | -1 | 83.4 | 22111 | -102.3147 | 31.8419 | 1260 | 125 | 120 |  | 68 | N | Natural Gas | Y | N | N | 9999 | N |  | Combined Cycle | 4363 | 3472.0881 | 8683
58471_G_CTG1 | TX | 48135 | ECTOR COUNTY ENERGY CENTER | Ector County Energy Center | 17728811 | 123033813 | 58471 | CT-1 | 58471 | CTG1 | 215 | 000001 | 9.4 |  | 12.4808 | 1.1 | 1.1 | 0.5171 | 0.4 | 2022 | 75 | 18 | 519 | -1 | 162.4 | 22111 | -102.5856 | 32.0694 | 2290 | 125 | 120 |  | 150 | N | Natural Gas | Y | N | N | 9999 | N |  | Combustion Turbine | 166 | 528.0502 | 11532
58471_G_CTG2 | TX | 48135 | ECTOR COUNTY ENERGY CENTER | Ector County Energy Center | 17728811 | 123033913 | 58471 | CT-2 | 58471 | CTG2 |  |  | 8.1 |  | 11.9284 | 0.7 | 0.7 | 0.5011 | 0.4 |  | 75 | 18 | 519 | -1 | 158.2 | 22111 | -102.5856 | 32.0694 |  | 125 | 120 |  | 150 | N | Natural Gas | Y | N | N | 9999 | N |  | Combustion Turbine |  | 492.61 | 11532
55091_G_STK1 | TX | 48139 | MIDLOTHIAN ENERGY FACILITY | Midlothian Energy Facility | 6494211 | 17543613 | 55091 | STK1 | 55091 | STK1 | 59 | 000001 | 41.1255 | 2.2287 | 46.6833 | 31.4973 | 31.4973 | 1.8841 | 6.4824 | 2022 | 155 | 18 | 300 | -1 | 58.6 | 22111 | -97.0522 | 32.4308 | 2140 | 125 | 120 |  | 270 | N | Natural Gas | Y | N | N | 9999 | N |  | Combined Cycle | 3893 | 3893.3596 | 7750
55091_G_STK2 | TX | 48139 | MIDLOTHIAN ENERGY FACILITY | Midlothian Energy Facility | 6494211 | 17543513 | 55091 | STK2 | 55091 | STK2 | 59 | 000002 | 167.269 | 4.7092 | 51.7764 | 27.2148 | 27.2148 | 2.0809 | 4.2834 | 2022 | 155 | 18 | 300 | -1 | 58.6 | 22111 | -97.0537 | 32.4302 | 2140 | 125 | 120 |  | 270 | N | Natural Gas | Y | N | N | 9999 | N |  | Combined Cycle | 4327 | 4326.6792 | 7732
55091_G_STK3 | TX | 48139 | MIDLOTHIAN ENERGY FACILITY | Midlothian Energy Facility | 6494211 | 17543413 | 55091 | STK3 | 55091 | STK3 | 59 | 000003 | 88.2875 | 6.8916 | 52.4352 | 18.8642 | 18.8642 | 1.9467 | 0.8049 | 2022 | 155 | 18 | 300 | -1 | 58.6 | 22111 | -97.0528 | 32.4306 | 2140 | 125 | 120 |  | 270 | N | Natural Gas | Y | N | N | 9999 | N |  | Combined Cycle | 3926 | 3925.9587 | 7759
55091_G_STK4 | TX | 48139 | MIDLOTHIAN ENERGY FACILITY | Midlothian Energy Facility | 6494211 | 17543013 | 55091 | STK4 | 55091 | STK4 | 59 | 000004 | 37.477 | 9.7269 | 42.1891 | 14.208 | 14.208 | 1.446 | 0.6055 | 2022 | 155 | 18 | 300 | -1 | 58.6 | 22111 | -97.0542 | 32.43 | 2140 | 125 | 120 |  | 270 | N | Natural Gas | Y | N | N | 9999 | N |  | Combined Cycle | 2954 | 2953.8481 | 7720
55091_G_STK5 | TX | 48139 | MIDLOTHIAN ENERGY FACILITY | Midlothian Energy Facility | 6494211 | 17543313 | 55091 | STK5 | 55091 | STK5 | 59 | 000005 | 95.3005 | 4.7738 | 50.9312 | 15.5789 | 15.5789 | 1.8912 | 0.5651 | 2022 | 155 | 9 | 300 | -1 | 58.6 | 22111 | -97.0552 | 32.4296 | 2410 | 125 | 120 |  | 270 | N | Natural Gas | Y | N | N | 9999 | N |  | Combined Cycle | 3768 | 3767.5701 | 7730
55091_G_STK6 | TX | 48139 | MIDLOTHIAN ENERGY FACILITY | Midlothian Energy Facility | 6494211 | 17542513 | 55091 | STK6 | 55091 | STK6 | 59 | 000006 | 48.2415 | 22.5636 | 58.8553 | 15.6069 | 15.6069 | 2.2548 | 2.0494 | 2022 | 155 | 9 | 300 | -1 | 58.6 | 22111 | -97.0558 | 32.4294 | 2410 | 125 | 120 |  | 270 | N | Natural Gas | Y | N | N | 9999 | N |  | Combined Cycle | 4504 | 4504.1665 | 7695
55223_G_GT1 | TX | 48139 | ENNIS ELECTRIC GENERATION PLANT | Ennis Power Company LLC | 6389111 | 15947513 | 55223 | GT-1 | 55223 | GT1 | 60 | 000001 | 107.1997 | 15.7046 | 152.4889 | 33.067 | 33.067 | 3.2036 | 17.8473 | 2022 | 160 | 18.5 | 700 | -1 | 48.26 | 22111 | -96.6748 | 32.3199 | 2800 | 125 | 140 |  | 245.1 | N | Natural Gas | Y | N | N | 9999 | N |  | Combined Cycle | 4751 | 4748.6069 | 7319
3456_G_5CT1 | TX | 48141 | NEWMAN STATION | Newman | 4837411 | 92051813 |  |  | 3456 | 5CT1 | 8 | 000031 | 15.2452 | 6.454 | 33.251 | 21.6253 | 21.4315 | 1.5826 | 14.3662 | 2022 | 112 | 17 | 184 | -1 | 31 | 22111 | -106.4317 | 31.9826 | 1300 | 125 | 120 |  | 67 | N | Natural Gas | N | N | N | 9999 | N |  | Combined Cycle | 6686 |  | 9283
3456_G_5CT2 | TX | 48141 | NEWMAN STATION | Newman | 4837411 | 92051913 |  |  | 3456 | 5CT2 | 8 | 000032 | 17.091 | 6.3063 | 32.068 | 21.4533 | 21.261 | 1.57 | 13.3492 | 2022 | 92 | 15 | 726 | -1 | 66 | 22111 | -106.4325 | 31.9824 | 1300 | 125 | 120 |  | 67 | N | Natural Gas | N | N | N | 9999 | N |  | Combined Cycle | 6533 |  | 9283
58562_G_GT-1 | TX | 48141 | MONTANA POWER STATION | Montana Power Station | 16861411 | 123173813 | 58562 | GT-1 | 58562 | GT-1 | 743 | 000004 | 1.9527 | 2.7504 | 7.8265 | 4.8072 | 4.8072 | 0.3973 | 2.3058 | 2022 | 92 | 13.5 | 816 | -1 | 113.22 | 22111 | -106.2106 | 31.8235 | 858 | 125 | 120 |  | 88 | N | Natural Gas, Distillate Fuel Oil | Y | N | N | 9999 | N |  | Combustion Turbine | 2327 | 2145.0117 | 10745
58562_G_GT-2 | TX | 48141 | MONTANA POWER STATION | Montana Power Station | 16861411 | 123173913 | 58562 | GT-2 | 58562 | GT-2 | 743 | 000005 | 3.3974 | 3.3326 | 10.0038 | 5.8247 | 5.8247 | 0.4846 | 2.794 | 2022 | 92 | 13.5 | 816 | -1 | 113.22 | 22111 | -106.2114 | 31.8235 | 858 | 125 | 120 | 139 | 88 | N | Natural Gas, Distillate Fuel Oil | Y | N | N | 9999 | N |  | Combustion Turbine | 2815 | 2597.4202 | 10745
58562_G_GT-3 | TX | 48141 | MONTANA POWER STATION | Montana Power Station | 16861411 | 126712113 | 58562 | GT-3 | 58562 | GT-3 | 743 | 000008 | 2.8906 | 4.2806 | 12.3866 | 7.4816 | 7.4816 | 0.636 | 3.5889 | 2022 | 92 | 13.5 | 816 | -1 | 113.22 | 22111 | -106.2122 | 31.8235 | 858 | 125 | 120 |  | 88 | N | Natural Gas, Distillate Fuel Oil | Y | N | N | 9999 | N |  | Combustion Turbine | 3643 | 3386.6802 | 10745
58562_G_GT-4 | TX | 48141 | MONTANA POWER STATION | Montana Power Station | 16861411 | 126712213 | 58562 | GT-4 | 58562 | GT-4 | 743 | 000009 | 5.0479 | 4.0613 | 11.8179 | 7.0983 | 7.0983 | 0.578 | 3.4049 | 2022 | 92 | 13.5 | 816 | -1 | 113.22 | 22111 | -106.213 | 31.8235 | 858 | 125 | 120 |  | 88 | N | Natural Gas, Distillate Fuel Oil | Y | N | N | 9999 | N |  | Combustion Turbine | 3310 | 3081.271 | 10745
9_G_1 | TX | 48141 | COPPER STATION POWER PLANT | Copper | 3049111 | 38012913 | 9 | CTG-1 | 9 | 1 | 55 | 000001 | 71.4723 |  | 88.1747 | 2.8113 | 2.8113 | 0.2556 | 0.8946 | 2022 | 47 | 22.33 | 500 | -1 | 81 | 22111 | -106.3746 | 31.7577 | 815 | 125 | 120 |  | 63 | N | Natural Gas | Y | N | N | 9999 | N |  | Combustion Turbine | 1635 | 1481.26 | 16930
3456_G_CT1 | TX | 48141 | NEWMAN STATION |  | 4837411 | 31688613 | 3456 | **4 |  |  | 8 | 000004 | 235.5061 |  | 499.3889 | 3.7683 | 3.7683 | 1.8517 | 46.0426 | 2022 | 73 | 10.2 | 300 | -1 | 85 | 22111 | -106.4319 | 31.9833 | 1120 | 125 | 120 |  |  |  |  | Y | N | N |  | N | 3456_G_CT1;3456_G_4 |  | 8355 | 8343.29
3456_G_CT2 | TX | 48141 | NEWMAN STATION |  | 4837411 | 31688813 | 3456 | **5 |  |  | 8 | 000012 | 117.7411 |  | 461.1431 | 3.761 | 3.761 | 1.8433 | 45.5908 | 2022 | 73 | 10.2 | 300 | -1 | 85 | 22111 | -106.4319 | 31.9833 | 1120 | 125 | 120 |  |  |  |  | Y | N | N |  | N |  |  | 8273 | 8258.5508
3456_B_3 | TX | 48141 | NEWMAN STATION |  | 4837411 | 31689013 | 3456 | 3 |  |  | 8 | 000003 | 21.196 |  | 294.5157 | 1.8754 | 1.8669 | 0.9713 | 9.4133 | 2022 | 128 | 11.25 | 300 | -1 | 33.3 | 22111 | -106.4317 | 31.9839 | 1030 | 125 | 100 |  |  |  |  | Y | N | N |  | N |  |  | 6418 | 6394.7803
3456_B_1 | TX | 48141 | NEWMAN STATION |  | 4837411 | 31689213 | 3456 | 1 |  |  | 8 | 000001 | 21.9766 |  | 286.6628 | 1.012 | 1.0053 | 0.7512 | 7.4439 | 2022 | 121 | 11.16 | 300 | -1 | 54.05 | 22111 | -106.4317 | 31.9836 | 878 | 125 | 100 |  |  |  |  | Y | N | N |  | N |  |  | 5698 | 5683.1392
3456_B_2 | TX | 48141 | NEWMAN STATION |  | 4837411 | 31688713 | 3456 | 2 |  |  | 8 | 000002 | 14.9423 |  | 235.384 | 1.7195 | 1.7128 | 0.7575 | 7.437 | 2022 | 121 | 11.16 | 300 | -1 | 47.72 | 22111 | -106.4317 | 31.9839 | 859 | 125 | 100 |  |  |  |  | Y | N | N |  | N |  |  | 5369 | 5358.5405
3456_G_5CT1x | TX | 48141 | NEWMAN STATION |  | 4837411 | 90282813 |  |  |  |  | 8 | 000025 | 0.0081 |  | 0.4921 | 0.0091 | 0.0083 | 0.0061 | 1.9062 | 2022 | 92 | 15 | 726 | -1 | 66 | 22111 | -106.4325 | 31.9825 | 1120 | 125 | 120 |  |  |  |  | N | N | N |  | N |  |  | 8
3456_G_5CT2x | TX | 48141 | NEWMAN STATION |  | 4837411 | 90282913 |  |  |  |  | 8 | 000026 | 0.0026 |  | 1.4881 | 0.0227 | 0.0208 | 0.0153 | 0.0129 | 2022 | 92 | 15 | 726 | -1 | 66 | 22111 | -106.4325 | 31.9824 | 1120 | 125 | 120 |  |  |  |  | N | N | N |  | N | 3456_G_5CT2x;3456_G_5CA1 |  | 16
6179_B_1 | TX | 48149 | FAYETTE POWER PROJECT | Fayette Power Project | 4144811 | 34062013 | 6179 | 1 | 6179 | 1 | 5 | 000007 | 1461.81 |  | 1690.8919 | 213.15 | 212.8152 | 331.8891 | 3.56 | 2022 | 525 | 34 | 136 | -1 | 55 | 22111 | -96.7521 | 29.9145 | 6000 | 125 | 100 |  | 590 | N | Subbituminous | Y | N | N | 9999 | N |  | Coal Steam | 8477 | 6358.6592 | 10589
6179_B_2 | TX | 48149 | FAYETTE POWER PROJECT | Fayette Power Project | 4144811 | 34062213 | 6179 | 2 | 6179 | 2 | 5 | 000008 | 3180.57 |  | 2463.8232 | 352.74 | 352.0059 | 415.2149 | 9.64 | 2022 | 525 | 34 | 136 | -1 | 55 | 22111 | -96.7521 | 29.9143 | 6000 | 125 | 100 |  | 590 | N | Subbituminous | Y | N | N | 9999 | N |  | Coal Steam | 6951 | 8729.1797 | 10606
6179_B_3 | TX | 48149 | FAYETTE POWER PROJECT | Fayette Power Project | 4144811 | 34061613 | 6179 | 3 | 6179 | 3 |  |  | 2231.534 |  | 2180.1818 | 300.2731 | 299.5747 | 401.3115 | 2.9256 |  | 535 | 25.75 | 250 | -1 | 88 | 22111 | -96.7514 | 29.916 |  | 125 | 100 |  | 435 | N | Subbituminous | Y | N | N | 9999 | N |  | Coal Steam |  | 8320.9414 | 10608
56674_G_CGT1 | TX | 48149 | WINCHESTER POWER PARK | Winchester Power Park | 14748911 | 90280913 | 56674 | 1 | 56674 | CGT1 | 262 | 000001 | 2.5495 | 0.0032 | 1.4833 | 0.7011 | 0.7011 | 0.0667 | 0.2985 | 2022 | 80 | 12 | 841 | -1 | 87.2 | 22111 | -96.993 | 30.0253 | 437 | 125 | 120 |  | 44 | N | Natural Gas | Y | N | N | 9999 | N |  | Combustion Turbine | 307 | 742.1198 | 10745
56674_G_CGT2 | TX | 48149 | WINCHESTER POWER PARK | Winchester Power Park | 14748911 | 90281013 | 56674 | 2 | 56674 | CGT2 | 262 | 000002 | 3.891 | 0.0105 | 0.446 | 0.6941 | 0.6941 | 0.0666 | 0.2955 | 2022 | 80 | 12 | 841 | -1 | 87.2 | 22111 | -96.9933 | 30.025 | 437 | 125 | 120 |  | 44 | N | Natural Gas | Y | N | N | 9999 | N |  | Combustion Turbine | 333 | 736.3096 | 10745
56674_G_CGT3 | TX | 48149 | WINCHESTER POWER PARK | Winchester Power Park | 14748911 | 90281113 | 56674 | 3 | 56674 | CGT3 | 262 | 000003 | 2.1738 | 0.0099 | 1.0606 | 0.6521 | 0.6521 | 0.0548 | 0.2777 | 2022 | 80 | 12 | 841 | -1 | 87.2 | 22111 | -96.9933 | 30.0247 | 437 | 125 | 120 |  | 44 | N | Natural Gas | Y | N | N | 9999 | N |  | Combustion Turbine | 401 | 699.75 | 10745
56674_G_CGT4 | TX | 48149 | WINCHESTER POWER PARK | Winchester Power Park | 14748911 | 90281213 | 56674 | 4 | 56674 | CGT4 | 262 | 000004 | 6.8382 | 0.0109 | 1.0845 | 0.7164 | 0.7164 | 0.0681 | 0.305 | 2022 | 80 | 12 | 841 | -1 | 87.2 | 22111 | -96.9936 | 30.0244 | 437 | 125 | 120 |  | 44 | N | Natural Gas | Y | N | N | 9999 | N |  | Combustion Turbine | 401 | 740.2999 | 10745
3470_B_WAP5 | TX | 48157 | WA PARISH ELECTRIC GENERATING STATION | W A Parish | 3968411 | 34521813 | 3470 | WAP5 | 3470 | WAP5 | 5 | 000006 | 1002.63 | 2.5297 | 1180.2551 | 692.15 | 559.6443 | 10829.5829 | 23.9769 | 2022 | 600 | 24 | 330 | -1 | 103 | 22111 | -95.6357 | 29.4787 | 6570 | 125 | 100 |  | 664 | N | Subbituminous | Y | N | N | 9999 | N |  | Coal Steam | 6959 | 6959.2192 | 10451
3470_B_WAP6 | TX | 48157 | WA PARISH ELECTRIC GENERATING STATION | W A Parish | 3968411 | 34525513 | 3470 | WAP6 | 3470 | WAP6 | 5 | 000007 | 1309.327 | 52.4997 | 1284.6365 | 484.3302 | 456.5003 | 13027.1324 | 25.211 | 2022 | 600 | 24 | 330 | -1 | 103 | 22111 | -95.6351 | 29.4779 | 6570 | 125 | 100 |  | 663 | N | Subbituminous | Y | N | N | 9999 | N |  | Coal Steam | 7310 | 7309.8994 | 10463
3470_B_WAP7 | TX | 48157 | WA PARISH ELECTRIC GENERATING STATION | W A Parish | 3968411 | 34525413 | 3470 | WAP7 | 3470 | WAP7 | 5 | 000008 | 1972.996 | 24.5977 | 957.2677 | 667.6594 | 518.1053 | 9342.7594 | 24.3948 | 2022 | 500 | 22 | 330 | -1 | 103 | 22111 | -95.634 | 29.4765 | 5730 | 125 | 100 |  | 577 | N | Subbituminous | Y | N | N | 9999 | N |  | Coal Steam | 6715 | 6715.1899 | 10444
3470_B_WAP8 | TX | 48157 | WA PARISH ELECTRIC GENERATING STATION | W A Parish | 3968411 | 34520213 | 3470 | WAP8 | 3470 | WAP8 | 5 | 000014 | 694.9146 | 0.2044 | 384.4671 | 57.3336 | 44.3729 | 920.1222 | 0.7862 | 2022 | 500 | 22 | 170 | -1 | 84 | 22111 | -95.6341 | 29.4756 | 5730 | 125 | 100 |  | 610 | N | Subbituminous | Y | N | N | 9999 | N |  | Coal Steam | 2859 | 2858.8401 | 10480
3470_G_GT1 | TX | 48157 | WA PARISH ELECTRIC GENERATING STATION | W A Parish | 3968411 | 34521513 |  |  | 3470 | GT1 | 5 | 000001 | 0.8151 |  | 6.5492 | 0.1855 | 0.1855 | 0.0169 | 0.059 | 2022 | 28 | 9.5 | 772 | -1 | 81 | 22111 | -95.6318 | 29.484 | 237 | 125 | 120 |  | 13 | N | Natural Gas | N | N | N | 9999 | N |  | Combustion Turbine | 314 |  | 25000
55357_G_CTG1 | TX | 48157 | JACK A FUSCO ENERGY CENTER | Jack Fusco Energy Center | 9138811 | 57885513 | 55357 | CTG1 | 55357 | CTG1 | 214 | 000001 | 50.32 | 0.7472 | 76.4854 | 47.56 | 47.56 | 3.799 | 12.8188 | 2022 | 137 | 3 | 500 | -1 | 70 | 22111 | -95.6232 | 29.4725 | 1920 | 125 | 120 |  | 166 | N | Natural Gas | Y | N | N | 9999 | N |  | Combined Cycle | 7200 | 7199.8901 | 7443
55357_G_CTG2 | TX | 48157 | JACK A FUSCO ENERGY CENTER | Jack Fusco Energy Center | 9138811 | 57885613 | 55357 | CTG2 | 55357 | CTG2 | 214 | 000002 | 52.37 | 8.54 | 74.5838 | 20.71 | 20.71 | 3.5748 | 6.0481 | 2022 | 137 | 3 | 500 | -1 | 44 | 22111 | -95.6227 | 29.4726 | 1920 | 125 | 120 | 65 | 166 | N | Natural Gas | Y | N | N | 9999 | N |  | Combined Cycle | 6790 | 6790.0195 | 7443
64383_G_CTG-1 | TX | 48157 | BRAES BAYOU PLANT | Braes Bayou Plant | 21606211 | 158759913 | 64383 | CT-1 | 64383 | CTG-1 | 1957 | 000001 | 0.1 |  | 0.4611 | 0.44 | 0.44 | 0.0159 | 0.12 | 2022 | 65 | 10 | 850 | -1 | 122 | 221112 | -95.6216 | 29.48 | 475 | 125 | 120 |  | 44.5 | N | Natural Gas | Y | N | N | 9999 | N |  | Combustion Turbine | 152 | 152.42 | 9905
64383_G_CTG-2 | TX | 48157 | BRAES BAYOU PLANT | Braes Bayou Plant | 21606211 | 158760013 | 64383 | CT-2 | 64383 | CTG-2 | 1957 | 000002 | 0.69 | 0.2 | 1.0101 | 1.71 | 1.71 | 0.0599 | 0.03 | 2022 | 65 | 10 | 850 | -1 | 122 | 221112 | -95.6213 | 29.48 | 475 | 125 | 120 |  | 44.5 | N | Natural Gas | Y | N | N | 9999 | N |  | Combustion Turbine | 588 | 588.37 | 9905
64383_G_CTG-3 | TX | 48157 | BRAES BAYOU PLANT | Braes Bayou Plant | 21606211 | 158760113 | 64383 | CT-3 | 64383 | CTG-3 | 1957 | 000003 | 1.23 | 0.8 | 2.262 | 3.07 | 3.07 | 0.1076 | 0.06 | 2022 | 65 | 10 | 850 | -1 | 122 | 221112 | -95.6211 | 29.48 | 475 | 125 | 120 |  | 44.5 | N | Natural Gas | Y | N | N | 9999 | N |  | Combustion Turbine | 1057 | 1056.5802 | 9905
64383_G_CTG-4 | TX | 48157 | BRAES BAYOU PLANT | Braes Bayou Plant | 21606211 | 158760213 | 64383 | CT-4 | 64383 | CTG-4 |  |  | 1.66 | 0.8 | 2.1602 | 3.21 | 3.21 | 0.1115 | 0.06 |  | 65 | 10 | 850 | -1 | 122 | 221112 | -95.6207 | 29.48 |  | 125 | 120 |  | 44.5 | N | Natural Gas | Y | N | N | 9999 | N |  | Combustion Turbine |  | 1102.3999 | 9905
64383_G_CTG-5 | TX | 48157 | BRAES BAYOU PLANT | Braes Bayou Plant | 21606211 | 158760313 | 64383 | CT-5 | 64383 | CTG-5 | 1957 | 000005 | 2.14 | 0.9 | 3.1644 | 3.25 | 3.25 | 0.1125 | 0.06 | 2022 | 65 | 10 | 850 | -1 | 122 | 221112 | -95.6205 | 29.48 | 475 | 125 | 120 |  | 44.5 | N | Natural Gas | Y | N | N | 9999 | N |  | Combustion Turbine | 1118 | 1118.4196 | 9905
64383_G_CTG-6 | TX | 48157 | BRAES BAYOU PLANT | Braes Bayou Plant | 21606211 | 158760413 | 64383 | CT-6 | 64383 | CTG-6 | 1957 | 000006 | 1.64 | 0.3 | 1.3315 | 2.15 | 2.15 | 0.0752 | 0.06 | 2022 | 65 | 10 | 850 | -1 | 122 | 221112 | -95.6202 | 29.48 | 475 | 125 | 120 |  | 44.5 | N | Natural Gas | Y | N | N | 9999 | N |  | Combustion Turbine | 737 | 737.3097 | 9905
64383_G_CTG-7 | TX | 48157 | BRAES BAYOU PLANT | Braes Bayou Plant | 21606211 | 158760513 | 64383 | CT-7 | 64383 | CTG-7 | 1957 | 000007 | 1.57 | 0.1 | 1.9524 | 2.25 | 2.25 | 0.0795 | 0.06 | 2022 | 65 | 10 | 850 | -1 | 122 | 221112 | -95.6199 | 29.48 | 475 | 125 | 120 |  | 44.5 | N | Natural Gas | Y | N | N | 9999 | N |  | Combustion Turbine | 773 | 773.3702 | 9905
64383_G_CTG-8 | TX | 48157 | BRAES BAYOU PLANT | Braes Bayou Plant | 21606211 | 158760613 | 64383 | CT-8 | 64383 | CTG-8 | 1957 | 000008 | 1.91 | 0.5 | 1.8929 | 2.25 | 2.25 | 0.0788 | 0.06 | 2022 | 65 | 10 | 850 | -1 | 122 | 221112 | -95.6196 | 29.48 | 475 | 125 | 120 |  | 44.5 | N | Natural Gas | Y | N | N | 9999 | N |  | Combustion Turbine | 773 | 773.14 | 9905
3470_B_WAP4 | TX | 48157 | WA PARISH ELECTRIC GENERATING STATION |  | 3968411 | 34521913 | 3470 | WAP4 |  |  | 5 | 000005 | 111.1619 |  | 693.7494 | 38.2558 | 38.252 | 3.0607 | 27.5441 | 2022 | 191 | 22.5 | 300 | -1 | 66 | 22111 | -95.6298 | 29.4853 | 2000 | 125 | 100 |  |  |  |  | Y | N | N |  | N |  |  | 3883 | 3882.7693
3470_B_WAP3 | TX | 48157 | WA PARISH ELECTRIC GENERATING STATION |  | 3968411 | 34522013 | 3470 | WAP3 |  |  | 5 | 000004 | 65.0032 |  | 332.5253 | 11.0378 | 11.0378 | 0.8739 | 7.9472 | 2022 | 181 | 12.5 | 249 | -1 | 50 | 22111 | -95.6301 | 29.4847 | 3100 | 125 | 100 |  |  |  |  | Y | N | N |  | N |  |  | 2487 | 2486.7908
3470_B_WAP1 | TX | 48157 | WA PARISH ELECTRIC GENERATING STATION |  | 3968411 | 34521613 | 3470 | WAP1 |  |  | 5 | 000002 | 26.6716 |  | 197.3312 | 6.979 | 6.979 | 0.5424 | 5.0248 | 2022 | 168 | 10.5 | 292 | -1 | 48 | 22111 | -95.6308 | 29.4843 | 2000 | 125 | 100 |  |  |  |  | Y | N | N |  | N |  |  | 2263 | 2262.9309
3470_B_WAP2 | TX | 48157 | WA PARISH ELECTRIC GENERATING STATION |  | 3968411 | 34521713 | 3470 | WAP2 |  |  | 5 | 000003 | 12.9124 |  | 196.3647 | 10.2098 | 10.2098 | 0.7892 | 7.351 | 2022 | 168 | 10.5 | 292 | -1 | 48 | 22111 | -95.6315 | 29.4839 | 2000 | 125 | 100 |  |  |  |  | Y | N | N |  | N |  |  | 3000 | 3000.4587
55226_G_GT1 | TX | 48161 | FREESTONE ENERGY CENTER | Freestone Energy Center | 4852511 | 31657113 | 55226 | GT1 | 55226 | GT1 | 30 | 000001 | 50.9 |  | 169.201 | 20.23 | 20.23 | 3.4417 | 1.0628 | 2022 | 160 | 18 | 500 | -1 | 42.73 | 22111 | -96.1109 | 31.8913 | 1780 | 125 | 120 |  | 167 | N | Natural Gas | Y | N | N | 9999 | N | 55226_G_ST3;55226_G_GT1 | Combined Cycle | 7085 | 7085.0107 | 7242
55226_G_GT2 | TX | 48161 | FREESTONE ENERGY CENTER | Freestone Energy Center | 4852511 | 31658013 | 55226 | GT2 | 55226 | GT2 | 30 | 000002 | 45.48 |  | 175.3472 | 21.65 | 21.65 | 3.3655 | 0.6185 | 2022 | 160 | 18 | 500 | -1 | 42.73 | 22111 | -96.1109 | 31.8908 | 1780 | 125 | 120 |  | 167 | N | Natural Gas | Y | N | N | 9999 | N |  | Combined Cycle | 6873 | 6872.6909 | 7242
55226_G_GT3 | TX | 48161 | FREESTONE ENERGY CENTER | Freestone Energy Center | 4852511 | 31658913 | 55226 | GT3 | 55226 | GT3 |  |  | 33.1 |  | 176.2744 | 13.07 | 13.07 | 3.2706 | 3.2279 |  | 160 | 18 | 500 | -1 | 42.73 | 22111 | -96.111 | 31.8898 |  | 125 | 120 |  | 167 | N | Natural Gas | Y | N | N | 9999 | N | 55226_G_GT3;55226_G_ST6 | Combined Cycle |  | 6635 | 7242
55226_G_GT4 | TX | 48161 | FREESTONE ENERGY CENTER | Freestone Energy Center | 4852511 | 31658713 | 55226 | GT4 | 55226 | GT4 | 30 | 000004 | 32.07 |  | 171.0953 | 13.26 | 13.26 | 3.3296 | 3.0266 | 2022 | 160 | 18 | 500 | -1 | 42.73 | 22111 | -96.111 | 31.8894 | 1780 | 125 | 120 |  | 167 | N | Natural Gas | Y | N | N | 9999 | N |  | Combined Cycle | 6801 | 6801.2505 | 7242
3630_G_10A | TX | 48163 | PEARSALL POWER PLANT | Pearsall | 3930211 | 92108013 |  |  | 3630 | 10A | 2 | 000014 | 0.26 | 0.1324 | 1.341 | 3.31 | 3.31 | 0.058 | 0.2683 | 2022 | 80 | 4 | 698 | -1 | 77.8 | 22111 | -99.0929 | 28.9309 | 72 | 125 | 160 |  | 8.4 | N | Natural Gas | N | N | N | 9999 | N |  | Combustion Turbine | 2980 |  | 10745
3630_G_11A | TX | 48163 | PEARSALL POWER PLANT | Pearsall | 3930211 | 92108113 |  |  | 3630 | 11A | 2 | 000015 | 0.7525 | 0.1348 | 1.4493 | 3.3711 | 3.3711 | 0.059 | 0.2732 | 2022 | 80 | 4 | 698 | -1 | 77.8 | 22111 | -99.0929 | 28.9309 | 72 | 125 | 160 | 65 | 8.4 | N | Natural Gas | N | N | N | 9999 | N |  | Combustion Turbine | 2975 |  | 10745
3630_G_12A | TX | 48163 | PEARSALL POWER PLANT | Pearsall | 3930211 | 92108213 |  |  | 3630 | 12A | 2 | 000016 | 0.3878 | 0.134 | 1.4542 | 3.3501 | 3.3501 | 0.0587 | 0.2715 | 2022 | 80 | 4 | 698 | -1 | 77.8 | 22111 | -99.0929 | 28.9308 | 72 | 125 | 160 | 65 | 8.4 | N | Natural Gas | N | N | N | 9999 | N |  | Combustion Turbine | 2991 |  | 10745
3630_G_13A | TX | 48163 | PEARSALL POWER PLANT | Pearsall | 3930211 | 92108313 |  |  | 3630 | 13A | 2 | 000017 | 0.2726 | 0.0659 | 0.6066 | 1.6487 | 1.6487 | 0.0289 | 0.1336 | 2022 | 80 | 4 | 698 | -1 | 77.8 | 22111 | -99.0923 | 28.9304 | 72 | 125 | 160 |  | 8.4 | N | Natural Gas | N | N | N | 9999 | N |  | Combustion Turbine | 3195 |  | 10745
3630_G_14A | TX | 48163 | PEARSALL POWER PLANT | Pearsall | 3930211 | 92108413 |  |  | 3630 | 14A | 2 | 000018 | 0.5904 | 0.0852 | 1.4539 | 2.1314 | 2.1314 | 0.0373 | 0.4107 | 2022 | 80 | 4 | 698 | -1 | 77.8 | 22111 | -99.0923 | 28.9303 | 72 | 125 | 160 |  | 8.4 | N | Natural Gas | N | N | N | 9999 | N |  | Combustion Turbine | 3060 |  | 10745
3630_G_15A | TX | 48163 | PEARSALL POWER PLANT | Pearsall | 3930211 | 92109613 |  |  | 3630 | 15A | 2 | 000030 | 0.5255 | 0.1105 | 1.1653 | 2.7636 | 2.7636 | 0.0484 | 0.224 | 2022 | 80 | 4 | 698 | -1 | 77.8 | 22111 | -99.0922 | 28.9303 | 72 | 125 | 160 |  | 8.4 | N | Natural Gas | N | N | N | 9999 | N |  | Combustion Turbine | 3086 |  | 10745
3630_G_16A | TX | 48163 | PEARSALL POWER PLANT | Pearsall | 3930211 | 92108513 |  |  | 3630 | 16A | 2 | 000019 | 0.3431 | 0.1106 | 1.1207 | 2.7663 | 2.7663 | 0.0484 | 0.2242 | 2022 | 80 | 4 | 698 | -1 | 77.8 | 22111 | -99.0922 | 28.9302 | 72 | 125 | 160 |  | 8.4 | N | Natural Gas | N | N | N | 9999 | N |  | Combustion Turbine | 3026 |  | 10745
3630_G_17A | TX | 48163 | PEARSALL POWER PLANT | Pearsall | 3930211 | 92108613 |  |  | 3630 | 17A | 2 | 000020 | 0.5218 | 0.1122 | 1.9712 | 2.8049 | 2.8049 | 0.0491 | 0.2274 | 2022 | 80 | 4 | 698 | -1 | 77.8 | 22111 | -99.0921 | 28.9302 | 72 | 125 | 160 |  | 8.4 | N | Natural Gas | N | N | N | 9999 | N |  | Combustion Turbine | 2970 |  | 10745
3630_G_18A | TX | 48163 | PEARSALL POWER PLANT | Pearsall | 3930211 | 92108713 |  |  | 3630 | 18A | 2 | 000021 | 0.7747 | 0.1086 | 1.527 | 2.7161 | 2.7161 | 0.0476 | 0.2201 | 2022 | 80 | 4 | 698 | -1 | 77.8 | 22111 | -99.0921 | 28.9302 | 72 | 125 | 160 |  | 8.4 | N | Natural Gas | N | N | N | 9999 | N |  | Combustion Turbine | 2941 |  | 10745
3630_G_19A | TX | 48163 | PEARSALL POWER PLANT | Pearsall | 3930211 | 92108813 |  |  | 3630 | 19A | 2 | 000022 | 0.531 | 0.1317 | 1.4161 | 3.2937 | 3.2937 | 0.0577 | 0.267 | 2022 | 80 | 4 | 698 | -1 | 77.8 | 22111 | -99.092 | 28.9301 | 72 | 125 | 160 |  | 8.4 | N | Natural Gas | N | N | N | 9999 | N |  | Combustion Turbine | 2688 |  | 10745
3630_G_1A | TX | 48163 | PEARSALL POWER PLANT | Pearsall | 3930211 | 92107113 |  |  | 3630 | 1A | 2 | 000005 | 1.0593 | 0.1192 | 1.6013 | 2.9797 | 2.9797 | 0.0522 | 0.2415 | 2022 | 80 | 4 | 698 | -1 | 77.8 | 22111 | -99.0934 | 28.9313 | 72 | 125 | 160 |  | 8.4 | N | Natural Gas | N | N | N | 9999 | N |  | Combustion Turbine | 3399 |  | 10745
3630_G_20A | TX | 48163 | PEARSALL POWER PLANT | Pearsall | 3930211 | 92108913 |  |  | 3630 | 20A | 2 | 000023 | 0.738 | 0.1298 | 1.5968 | 3.2458 | 3.2458 | 0.0568 | 0.29 | 2022 | 80 | 4 | 698 | -1 | 77.8 | 22111 | -99.0919 | 28.9301 | 72 | 125 | 160 |  | 8.4 | N | Natural Gas | N | N | N | 9999 | N |  | Combustion Turbine | 2652 |  | 10745
3630_G_21A | TX | 48163 | PEARSALL POWER PLANT | Pearsall | 3930211 | 92109013 |  |  | 3630 | 21A | 2 | 000024 | 0.5817 | 0.125 | 2.4676 | 3.1251 | 3.1251 | 0.0547 | 0.2533 | 2022 | 80 | 4 | 698 | -1 | 77.8 | 22111 | -99.0919 | 28.93 | 72 | 125 | 160 |  | 8.4 | N | Natural Gas | N | N | N | 9999 | N |  | Combustion Turbine | 2631 |  | 10745
3630_G_22A | TX | 48163 | PEARSALL POWER PLANT | Pearsall | 3930211 | 92109113 |  |  | 3630 | 22A | 2 | 000025 | 0.335 | 0.1296 | 1.5006 | 3.241 | 3.241 | 0.0568 | 0.2493 | 2022 | 80 | 4 | 698 | -1 | 77.8 | 22111 | -99.0918 | 28.93 | 72 | 125 | 160 |  | 8.4 | N | Natural Gas | N | N | N | 9999 | N |  | Combustion Turbine | 2623 |  | 10745
3630_G_23A | TX | 48163 | PEARSALL POWER PLANT | Pearsall | 3930211 | 92109213 |  |  | 3630 | 23A | 2 | 000026 | 0.9666 | 0.1247 | 1.611 | 3.1176 | 3.1176 | 0.0546 | 0.2527 | 2022 | 80 | 4 | 698 | -1 | 77.8 | 22111 | -99.0918 | 28.9299 | 72 | 125 | 160 |  | 8.4 | N | Natural Gas | N | N | N | 9999 | N |  | Combustion Turbine | 2539 |  | 10745
3630_G_24A | TX | 48163 | PEARSALL POWER PLANT | Pearsall | 3930211 | 92109313 |  |  | 3630 | 24A | 2 | 000027 | 1.0982 | 0.125 | 2.3385 | 3.1253 | 3.1253 | 0.0547 | 0.5117 | 2022 | 80 | 4 | 698 | -1 | 77.8 | 22111 | -99.0917 | 28.9299 | 72 | 125 | 160 |  | 8.4 | N | Natural Gas | N | N | N | 9999 | N |  | Combustion Turbine | 2647 |  | 10745
3630_G_2A | TX | 48163 | PEARSALL POWER PLANT | Pearsall | 3930211 | 92107213 |  |  | 3630 | 2A | 2 | 000006 | 0.8857 | 0.1318 | 2.3165 | 3.2962 | 3.2962 | 0.0577 | 1.3437 | 2022 | 80 | 4 | 698 | -1 | 77.8 | 22111 | -99.0934 | 28.9313 | 72 | 125 | 160 |  | 8.4 | N | Natural Gas | N | N | N | 9999 | N |  | Combustion Turbine | 3524 |  | 10745
3630_G_3A | TX | 48163 | PEARSALL POWER PLANT | Pearsall | 3930211 | 92107313 |  |  | 3630 | 3A | 2 | 000007 | 0.8738 | 0.1321 | 2.1708 | 3.3025 | 3.3025 | 0.0578 | 0.2677 | 2022 | 80 | 4 | 698 | -1 | 77.8 | 22111 | -99.0934 | 28.9313 | 72 | 125 | 160 |  | 8.4 | N | Natural Gas | N | N | N | 9999 | N |  | Combustion Turbine | 3408 |  | 10745
3630_G_4A | TX | 48163 | PEARSALL POWER PLANT | Pearsall | 3930211 | 92107413 |  |  | 3630 | 4A | 2 | 000008 | 0.9476 | 0.131 | 1.2589 | 3.2746 | 3.2746 | 0.0574 | 1.01 | 2022 | 80 | 4 | 698 | -1 | 77.8 | 22111 | -99.0933 | 28.9312 | 11600 | 125 | 160 |  | 8.4 | N | Natural Gas | N | N | N | 9999 | N |  | Combustion Turbine | 3410 |  | 10745
3630_G_5A | TX | 48163 | PEARSALL POWER PLANT | Pearsall | 3930211 | 92107513 |  |  | 3630 | 5A | 2 | 000009 | 1.1166 | 0.1334 | 1.4612 | 3.3346 | 3.3346 | 0.0584 | 0.2703 | 2022 | 80 | 4 | 698 | -1 | 77.8 | 22111 | -99.0932 | 28.9312 | 72 | 125 | 160 |  | 8.4 | N | Natural Gas | N | N | N | 9999 | N |  | Combustion Turbine | 3401 |  | 10745
3630_G_6A | TX | 48163 | PEARSALL POWER PLANT | Pearsall | 3930211 | 92107613 |  |  | 3630 | 6A | 2 | 000010 | 0.9472 | 0.1309 | 1.5426 | 3.2732 | 3.2732 | 0.0573 | 0.333 | 2022 | 80 | 4 | 698 | -1 | 77.8 | 22111 | -99.0932 | 28.9311 | 72 | 125 | 160 | 65 | 8.4 | N | Natural Gas | N | N | N | 9999 | N |  | Combustion Turbine | 3416 |  | 10745
3630_G_7A | TX | 48163 | PEARSALL POWER PLANT | Pearsall | 3930211 | 92107713 |  |  | 3630 | 7A | 2 | 000011 | 0.4631 | 0.1318 | 2.3837 | 3.2949 | 3.2949 | 0.0577 | 0.2671 | 2022 | 80 | 4 | 698 | -1 | 77.8 | 22111 | -99.0931 | 28.931 | 72 | 125 | 160 | 65 | 8.4 | N | Natural Gas | N | N | N | 9999 | N |  | Combustion Turbine | 2756 |  | 10745
3630_G_8A | TX | 48163 | PEARSALL POWER PLANT | Pearsall | 3930211 | 92107813 |  |  | 3630 | 8A | 2 | 000012 | 0.589 | 0.1357 | 2.0335 | 3.3924 | 3.3924 | 0.0594 | 0.261 | 2022 | 80 | 4 | 698 | -1 | 77.8 | 22111 | -99.0931 | 28.931 | 72 | 125 | 160 |  | 8.4 | N | Natural Gas | N | N | N | 9999 | N |  | Combustion Turbine | 2966 |  | 10745
3630_G_9A | TX | 48163 | PEARSALL POWER PLANT | Pearsall | 3930211 | 92107913 |  |  | 3630 | 9A | 2 | 000013 | 0.9127 | 0.1338 | 1.1755 | 3.3453 | 3.3453 | 0.0586 | 0.2711 | 2022 | 80 | 4 | 698 | -1 | 77.8 | 22111 | -99.093 | 28.931 | 72 | 125 | 160 |  | 8.4 | N | Natural Gas | N | N | N | 9999 | N |  | Combustion Turbine | 2968 |  | 10745
52088_G_GEN2 | TX | 48167 | TEXAS CITY COGENERATION | Texas City Power Plant | 3930911 | 37403613 | 52088 | GT-A | 52088 | GEN2 | 52 | 000003 | 19.1106 |  | 254.3146 | 14.89 | 14.89 | 1.2062 | 4.268 | 2022 | 85 | 13 | 500 | -1 | 47 | 22111 | -94.9436 | 29.3781 | 1070 | 125 | 120 |  | 104 | Y | Natural Gas | Y | N | N | 9999 | N |  | Combined Cycle | 4254 | 4253.0234 | 5889
52088_G_GEN3 | TX | 48167 | TEXAS CITY COGENERATION | Texas City Power Plant | 3930911 | 37403713 | 52088 | GT-B | 52088 | GEN3 | 52 | 000002 | 50.5621 |  | 97.187 | 20.32 | 20.32 | 1.7132 | 6.064 | 2022 | 85 | 13 | 500 | -1 | 47 | 22111 | -94.9439 | 29.3781 | 1070 | 125 | 120 |  | 104 | Y | Natural Gas | Y | N | N | 9999 | N |  | Combined Cycle | 5805 | 5804.5254 | 5889
52088_G_GEN4 | TX | 48167 | TEXAS CITY COGENERATION | Texas City Power Plant | 3930911 | 37403513 | 52088 | GT-C | 52088 | GEN4 | 52 | 000001 | 23.0193 |  | 100.6959 | 19.55 | 19.55 | 1.6667 | 5.937 | 2022 | 85 | 13 | 500 | -1 | 47 | 22111 | -94.9442 | 29.3781 | 1070 | 125 | 120 |  | 104 | Y | Natural Gas | Y | N | N | 9999 | N | 52088_G_GEN1;52088_G_GEN4 | Combined Cycle | 5585 | 5584.8506 | 5889
52132_G_GEN2 | TX | 48167 | SOUTH HOUSTON GREEN POWER SITE | Power Station 4 | 9132111 | 57493613 |  |  | 52132 | GEN2 | 147 | 000011 | 5.9262 | 2.809 | 11.7371 | 1.4624 | 1.4624 | 1.2535 | 0.2089 | 2022 | 101 | 15 | 200 | -1 | 55 | 221121 | -94.9227 | 29.3779 | 1380 | 125 | 120 |  | 69 | Y | Natural Gas | N | Y | N | 9999 | N | 55470_G_ST805B;52132_G_GEN2 | Combined Cycle | 2291 |  | 5831
55470_G_TR1 | TX | 48167 | SOUTH HOUSTON GREEN POWER SITE | Green Power 2 | 9132111 | 57493213 | 55470 | EPN801 | 55470 | TR1 | 147 | 000001 | 18.15 | 25.2496 | 75.7348 | 50.9522 | 50.9522 | 17.3292 | 0.7164 | 2022 | 125 | 19.9 | 200 | -1 | 55.94 | 221121 | -94.9332 | 29.3777 | 2710 | 125 | 120 |  | 158 | Y | Natural Gas | Y | N | N | 9999 | N | 55470_G_TR1;55470_G_ST1 | Combined Cycle | 7708 | 7301.79 | 5500
55470_G_TR2 | TX | 48167 | SOUTH HOUSTON GREEN POWER SITE | Green Power 2 | 9132111 | 57493313 | 55470 | EPN802 | 55470 | TR2 |  |  | 11.5562 | 29.5468 | 85.5711 | 63.9047 | 63.9047 | 20.9199 | 0.7673 |  | 125 | 19.9 | 200 | -1 | 55.94 | 221121 | -94.9327 | 29.3777 |  | 125 | 120 |  | 158 | Y | Natural Gas | Y | N | N | 9999 | N |  | Combined Cycle |  | 7700.7798 | 5500
55470_G_TR3 | TX | 48167 | SOUTH HOUSTON GREEN POWER SITE | Green Power 2 | 9132111 | 57493413 | 55470 | EPN803 | 55470 | TR3 | 147 | 000003 | 18.502 | 30.1619 | 89.4759 | 71.6873 | 71.6873 | 25.4567 | 0.8576 | 2022 | 125 | 19.9 | 200 | -1 | 55.94 | 221121 | -94.9322 | 29.3777 | 2710 | 125 | 120 |  | 158 | Y | Natural Gas | Y | N | N | 9999 | N |  | Combined Cycle | 8237 | 8362.9297 | 5500
60264_G_BCGT1 | TX | 48167 | PH ROBINSON STATION ELECTRIC GENERATING STATION | Bacliff | 4021011 | 126664313 | 60264 | BCGT1 | 60264 | BCGT1 | 6 | 000023 | 6.98 |  | 15.1101 | 0.77 | 0.56 | 0.0577 | 0.15 | 2022 | 50 | 14.32 | 971 | -1 | 141.93 | 22111 | -94.9834 | 29.492 | 922 | 125 | 120 |  | 54 | N | Natural Gas | Y | N | N | 9999 | N | 60264_G_BCGT1;3466_G_PHR1 | Combustion Turbine | 427 | 426.6801 | 10745
60264_G_BCGT2 | TX | 48167 | PH ROBINSON STATION ELECTRIC GENERATING STATION | Bacliff | 4021011 | 126664413 | 60264 | BCGT2 | 60264 | BCGT2 | 6 | 000024 | 6.77 |  | 17.9331 | 1.13 | 0.81 | 0.0861 | 0.27 | 2022 | 50 | 14.32 | 971 | -1 | 141.93 | 22111 | -94.9837 | 29.4921 | 922 | 125 | 120 |  | 54 | N | Natural Gas | Y | N | N | 9999 | N | 60264_G_BCGT2;3466_G_PHR2 | Combustion Turbine | 467 | 467.45 | 10745
60264_G_BCGT3 | TX | 48167 | PH ROBINSON STATION ELECTRIC GENERATING STATION | Bacliff | 4021011 | 127938613 | 60264 | BCGT3 | 60264 | BCGT3 | 6 | 000025 | 8.28 |  | 22.5864 | 1.11 | 0.8 | 0.0878 | 0.21 | 2022 | 50 | 14.32 | 971 | -1 | 141.93 | 22111 | -94.984 | 29.4921 | 922 | 125 | 120 |  | 54 | N | Natural Gas | Y | N | N | 9999 | N | 3466_G_PHR3;60264_G_BCGT3 | Combustion Turbine | 487 | 487.02 | 10745
60264_G_BCGT4 | TX | 48167 | PH ROBINSON STATION ELECTRIC GENERATING STATION | Bacliff | 4021011 | 127938713 | 60264 | BCGT4 | 60264 | BCGT4 | 6 | 000026 | 5.16 |  | 11.4703 | 0.56 | 0.41 | 0.034 | 0.13 | 2022 | 50 | 14.32 | 971 | -1 | 141.93 | 22111 | -94.9843 | 29.4922 | 922 | 125 | 120 |  | 54 | N | Natural Gas | Y | N | N | 9999 | N | 60264_G_BCGT4;3466_G_PHR4 | Combustion Turbine | 373 | 372.73 | 10745
60264_G_BCGT5 | TX | 48167 | PH ROBINSON STATION ELECTRIC GENERATING STATION | Bacliff | 4021011 | 127938813 | 60264 | BCGT5 | 60264 | BCGT5 | 6 | 000027 | 6.9 |  | 18.8805 | 0.99 | 0.72 | 0.0811 | 0.11 | 2022 | 50 | 14.32 | 971 | -1 | 141.93 | 22111 | -94.9845 | 29.4923 | 922 | 125 | 120 |  | 54 | N | Natural Gas | Y | N | N | 9999 | N | 3466_G_PHR5;60264_G_BCGT5 | Combustion Turbine | 451 | 450.6599 | 10745
60264_G_BCGT6 | TX | 48167 | PH ROBINSON STATION ELECTRIC GENERATING STATION | Bacliff | 4021011 | 127938913 | 60264 | BCGT6 | 60264 | BCGT6 | 6 | 000028 | 8.5 |  | 22.0202 | 1.41 | 1.02 | 0.1098 | 0.26 | 2022 | 50 | 14.32 | 971 | -1 | 141.93 | 22111 | -94.9848 | 29.4924 | 922 | 125 | 120 |  | 54 | N | Natural Gas | Y | N | N | 9999 | N | 3466_G_PHR6;60264_G_BCGT6 | Combustion Turbine | 592 | 592.2999 | 10745
63688_G_CTG-1 | TX | 48167 | TOPAZ GENERATING FACILITY | Topaz Generating | 21428611 | 156281213 | 63688 | CT-1 | 63688 | CTG-1 | 467 | 000001 | 4.26 | 0.7 | 5.9275 | 1.56 | 1.56 | 0.1718 | 1.21 | 2022 | 65 | 10 | 850 | -1 | 122 | 221112 | -94.9764 | 29.4273 | 475 | 125 | 120 |  | 44.5 | N | Natural Gas, Distillate Fuel Oil | Y | N | N | 9999 | N |  | Combustion Turbine | 1693 | 1693.3989 | 9905
63688_G_CTG10 | TX | 48167 | TOPAZ GENERATING FACILITY | Topaz Generating | 21428611 | 156281313 | 63688 | CT-10 | 63688 | CTG10 | 467 | 000002 | 1.87 | 1 | 4.1573 | 0.22 | 0.22 | 0.1489 | 1.06 | 2022 | 65 | 10 | 850 | -1 | 122 | 221112 | -94.9764 | 29.425 | 475 | 125 | 120 |  | 44.5 | N | Natural Gas, Distillate Fuel Oil | Y | N | N | 9999 | N |  | Combustion Turbine | 1458 | 1457.5897 | 9905
63688_G_CTG-2 | TX | 48167 | TOPAZ GENERATING FACILITY | Topaz Generating | 21428611 | 156281413 | 63688 | CT-2 | 63688 | CTG-2 | 467 | 000003 | 2.96 | 1.1 | 5.7809 | 1.29 | 1.29 | 0.1853 | 1.3 | 2022 | 65 | 10 | 850 | -1 | 122 | 221112 | -94.9764 | 29.427 | 475 | 125 | 120 |  | 44.5 | N | Natural Gas, Distillate Fuel Oil | Y | N | N | 9999 | N |  | Combustion Turbine | 1823 | 1823.1503 | 9905
63688_G_CTG-3 | TX | 48167 | TOPAZ GENERATING FACILITY | Topaz Generating | 21428611 | 156281513 | 63688 | CT-3 | 63688 | CTG-3 | 467 | 000004 | 4.35 | 0.7 | 6.0123 | 1.45 | 1.45 | 0.1747 | 1.27 | 2022 | 65 | 10 | 850 | -1 | 122 | 221112 | -94.9764 | 29.4268 | 475 | 125 | 120 |  | 44.5 | N | Natural Gas, Distillate Fuel Oil | Y | N | N | 9999 | N |  | Combustion Turbine | 1717 | 1717.3594 | 9905
63688_G_CTG-4 | TX | 48167 | TOPAZ GENERATING FACILITY | Topaz Generating | 21428611 | 156281613 | 63688 | CT-4 | 63688 | CTG-4 | 467 | 000005 | 3.53 | 0.5 | 5.5195 | 1.38 | 1.38 | 0.1875 | 1.32 | 2022 | 65 | 10 | 850 | -1 | 122 | 221112 | -94.9764 | 29.4265 | 475 | 125 | 120 |  | 44.5 | N | Natural Gas, Distillate Fuel Oil | Y | N | N | 9999 | N |  | Combustion Turbine | 1853 | 1853.3492 | 9905
63688_G_CTG-5 | TX | 48167 | TOPAZ GENERATING FACILITY | Topaz Generating | 21428611 | 156281713 | 63688 | CT-5 | 63688 | CTG-5 | 467 | 000006 | 3.807 | 0.6 | 5.6923 | 1.2 | 1.2 | 0.183 | 0.13 | 2022 | 65 | 10 | 850 | -1 | 122 | 221112 | -94.9764 | 29.4263 | 475 | 125 | 120 |  | 44.5 | N | Natural Gas, Distillate Fuel Oil | Y | N | N | 9999 | N |  | Combustion Turbine | 1800 | 1800.0496 | 9905
63688_G_CTG-6 | TX | 48167 | TOPAZ GENERATING FACILITY | Topaz Generating | 21428611 | 156281813 | 63688 | CT-6 | 63688 | CTG-6 | 467 | 000007 | 4.63 | 1.1 | 5.851 | 1.17 | 1.17 | 0.1747 | 1.23 | 2022 | 65 | 10 | 850 | -1 | 122 | 221112 | -94.9764 | 29.426 | 475 | 125 | 120 |  | 44.5 | N | Natural Gas, Distillate Fuel Oil | Y | N | N | 9999 | N |  | Combustion Turbine | 1720 | 1720.1001 | 9905
63688_G_CTG-7 | TX | 48167 | TOPAZ GENERATING FACILITY | Topaz Generating | 21428611 | 156281913 | 63688 | CT-7 | 63688 | CTG-7 | 467 | 000008 | 4.78 | 1 | 6.3023 | 1.66 | 1.66 | 0.1682 | 1.16 | 2022 | 65 | 10 | 850 | -1 | 122 | 221112 | -94.9764 | 29.4258 | 475 | 125 | 120 |  | 44.5 | N | Natural Gas, Distillate Fuel Oil | Y | N | N | 9999 | N |  | Combustion Turbine | 1661 | 1660.9103 | 9905
63688_G_CTG-8 | TX | 48167 | TOPAZ GENERATING FACILITY | Topaz Generating | 21428611 | 156282013 | 63688 | CT-8 | 63688 | CTG-8 | 467 | 000009 | 1.58 | 0.7 | 3.8946 | 0.35 | 0.35 | 0.1445 | 1.03 | 2022 | 65 | 10 | 850 | -1 | 122 | 221112 | -94.9764 | 29.4255 | 475 | 125 | 120 |  | 44.5 | N | Natural Gas, Distillate Fuel Oil | Y | N | N | 9999 | N |  | Combustion Turbine | 1424 | 1424.371 | 9905
63688_G_CTG-9 | TX | 48167 | TOPAZ GENERATING FACILITY | Topaz Generating | 21428611 | 156282113 | 63688 | CT-9 | 63688 | CTG-9 | 467 | 000010 | 1.97 | 0.8 | 5.8889 | 0.89 | 0.89 | 0.1589 | 1.13 | 2022 | 65 | 10 | 850 | -1 | 122 | 221112 | -94.9764 | 29.4253 | 475 | 125 | 120 |  | 44.5 | N | Natural Gas, Distillate Fuel Oil | Y | N | N | 9999 | N |  | Combustion Turbine | 1555 | 1555.0101 | 9905
55470_G_ST805 | TX | 48167 | SOUTH HOUSTON GREEN POWER SITE |  | 9132111 | 57493513 |  |  |  |  | 147 | 000010 | 9.4329 | 3.0107 | 15.4458 | 1.2324 | 1.2324 | 1.0563 | 0.1761 | 2022 | 101 | 15 | 200 | -1 | 55 | 221121 | -94.9227 | 29.3782 | 1380 | 125 | 120 |  |  |  |  | N | N | N |  | N | 52132_G_GEN1;55470_G_ST805A |  | 1419
6178_B_1 | TX | 48175 | COLETO CREEK POWER STATION |  | 4018411 | 34509413 | 6178 | 1 |  |  | 2 | 000001 | 3470.014 |  | 2273.8108 | 343.4147 | 182.0098 | 8205.4909 | 32.33 | 2022 | 303 | 20 | 300 | -1 | 87 | 22111 | -97.2145 | 28.7128 | 6330 | 125 | 100 |  |  |  |  | Y | N | N |  | N |  |  | 7973 | 7973.2109
58005_G_CTG-1 | TX | 48181 | RAYBURN ENERGY STATION | Panda Sherman Power Station | 16862411 | 113092713 | 58005 | CTG1 | 58005 | CTG-1 | 202 | 000002 | 124.485 | 53.8003 | 41.3677 | 6.4443 | 6.4443 | 3.6274 | 12.9159 | 2022 | 140 | 21.42 | 165 | -1 | 36.2 | 221112 | -96.6146 | 33.5767 | 2840 | 125 | 120 |  | 199 | N | Natural Gas | Y | N | N | 9999 | N | 58005_G_CTG-1;58005_G_STG-1 | Combined Cycle | 5461 | 5461.271 | 7203
58005_G_CTG-2 | TX | 48181 | RAYBURN ENERGY STATION | Panda Sherman Power Station | 16862411 | 113092813 | 58005 | CTG2 | 58005 | CTG-2 | 202 | 000003 | 134.5664 | 50.114 | 41.0093 | 9.9173 | 9.9173 | 3.6297 | 23.6218 | 2022 | 140 | 21.42 | 165 | -1 | 36.2 | 221112 | -96.6142 | 33.5768 | 2370 | 125 | 120 |  | 199 | N | Natural Gas | Y | N | N | 9999 | N |  | Combined Cycle | 5449 | 5449.0908 | 7203
3476_B_5 | TX | 48183 | AEP KNOX LEE POWER PLANT | Knox Lee | 4020611 | 34366513 | 3476 | 5 | 3476 | 5 | 7 | 000006 | 1.93 |  | 254.4747 | 14.3609 | 14.36 | 1.1997 | 10.3857 | 2022 | 157 | 16 | 275 | -1 | 93.8 | 22111 | -94.6417 | 32.3767 | 3370 | 125 | 100 |  | 342 | N | Natural Gas, Distillate Fuel Oil | Y | N | N | 9999 | N |  | O/G Steam | 3081 | 3056.4602 | 12452
55062_G_GTG1 | TX | 48185 | TENASKA FRONTIER GENERATION STATION | Tenaska Frontier Generation Station | 6436111 | 16961213 | 55062 | 1 | 55062 | GTG1 | 13 | 000001 | 114.7522 |  | 208.4338 | 13.2625 | 13.2625 | 3.296 | 9.7272 | 2022 | 152 | 12 | 300 | -1 | 61 | 22111 | -95.9179 | 30.5931 | 2100 | 125 | 120 |  | 155 | N | Natural Gas, Distillate Fuel Oil | Y | N | N | 9999 | N |  | Combined Cycle | 4068 | 6230.2505 | 7173
55062_G_GTG2 | TX | 48185 | TENASKA FRONTIER GENERATION STATION | Tenaska Frontier Generation Station | 6436111 | 16961113 | 55062 | 2 | 55062 | GTG2 | 13 | 000002 | 105.8644 |  | 190.9241 | 9.3404 | 9.3404 | 2.9904 | 12.7173 | 2022 | 152 | 12 | 300 | -1 | 61 | 22111 | -95.9183 | 30.593 | 2100 | 125 | 120 |  | 155 | N | Natural Gas, Distillate Fuel Oil | Y | N | N | 9999 | N |  | Combined Cycle | 3993 | 5783.5283 | 7173
55062_G_GTG3 | TX | 48185 | TENASKA FRONTIER GENERATION STATION | Tenaska Frontier Generation Station | 6436111 | 16961013 | 55062 | 3 | 55062 | GTG3 | 13 | 000003 | 113.9485 |  | 205.6166 | 16.0219 | 16.0219 | 3.1423 | 7.3115 | 2022 | 152 | 12 | 300 | -1 | 61 | 22111 | -95.9187 | 30.5928 | 2100 | 125 | 120 |  | 155 | N | Natural Gas, Distillate Fuel Oil | Y | N | N | 9999 | N |  | Combined Cycle | 3913 | 5995.9004 | 7173
55137_G_CTG1 | TX | 48187 | RIO NOGALES POWER PLANT | Rio Nogales Power Project | 7720411 | 2930213 | 55137 | CTG-1 | 55137 | CTG1 | 13 | 000001 | 11.1 |  | 96.6685 | 24.592 | 24.592 | 3.2746 | 8.5536 | 2022 | 125 | 18 | 500 | -1 | 72.8 | 22111 | -97.9731 | 29.5933 | 1860 | 125 | 120 |  | 158 | N | Natural Gas | Y | N | N | 9999 | N | 55137_G_CTG1;55137_G_STG1 | Combined Cycle | 6811 | 6811.1201 | 7050
55137_G_CTG2 | TX | 48187 | RIO NOGALES POWER PLANT | Rio Nogales Power Project | 7720411 | 2930313 | 55137 | CTG-2 | 55137 | CTG2 | 13 | 000002 | 6.56 |  | 101.4445 | 24.4047 | 24.4047 | 3.2431 | 8.4887 | 2022 | 125 | 18 | 500 | -1 | 72.8 | 22111 | -97.9731 | 29.5929 | 1860 | 125 | 120 |  | 158 | N | Natural Gas | Y | N | N | 9999 | N |  | Combined Cycle | 6727 | 6726.8091 | 7050
55137_G_CTG3 | TX | 48187 | RIO NOGALES POWER PLANT | Rio Nogales Power Project | 7720411 | 2930413 | 55137 | CTG-3 | 55137 | CTG3 | 13 | 000003 | 9.41 |  | 94.1432 | 24.7524 | 24.7524 | 3.2664 | 8.6095 | 2022 | 125 | 18 | 500 | -1 | 72.8 | 22111 | -97.9731 | 29.5925 | 1860 | 125 | 120 |  | 158 | N | Natural Gas | Y | N | N | 9999 | N |  | Combined Cycle | 6720 | 6719.9497 | 7050
55153_G_CTG1 | TX | 48187 | GUADALUPE GENERATING STATION | Guadalupe Generating Station | 4018911 | 34400213 | 55153 | CTG-1 | 55153 | CTG1 |  |  | 43.305 |  | 192.9742 | 21.82 | 21.82 | 3.4883 | 1.064 |  | 130 | 17.3 | 200 | -1 | 59 | 22111 | -98.1395 | 29.6226 |  | 125 | 120 |  | 154.4 | N | Natural Gas | Y | N | N | 9999 | N |  | Combined Cycle |  | 6652.9502 | 7178
55153_G_CTG2 | TX | 48187 | GUADALUPE GENERATING STATION | Guadalupe Generating Station | 4018911 | 34400313 | 55153 | CTG-2 | 55153 | CTG2 |  |  | 36.7542 |  | 187.6316 | 21.17 | 21.17 | 3.3042 | 1.033 |  | 130 | 17.3 | 200 | -1 | 59 | 22111 | -98.1395 | 29.623 |  | 125 | 120 |  | 154.4 | N | Natural Gas | Y | N | N | 9999 | N |  | Combined Cycle |  | 6455.751 | 7178
55153_G_CTG3 | TX | 48187 | GUADALUPE GENERATING STATION | Guadalupe Generating Station | 4018911 | 34400813 | 55153 | CTG-3 | 55153 | CTG3 | 12 | 000005 | 38.9343 |  | 196.771 | 23.67 | 23.67 | 3.7231 | 1.154 | 2022 | 130 | 17.3 | 200 | -1 | 59 | 22111 | -98.1395 | 29.6237 | 1810 | 125 | 120 |  | 154.4 | N | Natural Gas | Y | N | N | 9999 | N |  | Combined Cycle | 7215 | 7215.1396 | 7178
55153_G_CTG4 | TX | 48187 | GUADALUPE GENERATING STATION | Guadalupe Generating Station | 4018911 | 34401213 | 55153 | CTG-4 | 55153 | CTG4 | 12 | 000006 | 31.6905 |  | 213.2764 | 23.86 | 23.86 | 3.7194 | 1.164 | 2022 | 130 | 17.3 | 200 | -1 | 59 | 22111 | -98.1395 | 29.6241 | 1810 | 125 | 120 |  | 154.4 | N | Natural Gas | Y | N | N | 9999 | N |  | Combined Cycle | 7273 | 7273.4292 | 7178
57865_G_E01 | TX | 48189 | ANTELOPE STATION | Antelope Station | 15625011 | 99191313 |  |  | 57865 | E01 | 39 | 000002 | 4.1112 | 1.0185 | 2.1789 | 2.614 | 2.614 | 1.1722 | 5.3058 | 2022 | 70 | 4 | 700 | -1 | 77 | 22111 | -101.8437 | 33.8662 | 12500 | 125 | 160 |  | 8.9 | N | Natural Gas | N | N | N | 9999 | N |  | Combustion Turbine | 1829 |  | 10745
57865_G_E02 | TX | 48189 | ANTELOPE STATION | Antelope Station | 15625011 | 99192213 |  |  | 57865 | E02 | 39 | 000011 | 3.8719 | 1.0575 | 2.0226 | 2.6667 | 2.6667 | 1.217 | 5.3722 | 2022 | 70 | 4 | 700 | -1 | 77 | 22111 | -101.8437 | 33.8661 | 12500 | 125 | 160 | 139 | 8.9 | N | Natural Gas | N | N | N | 9999 | N |  | Combustion Turbine | 1928 |  | 10745
57865_G_E03 | TX | 48189 | ANTELOPE STATION | Antelope Station | 15625011 | 99192313 |  |  | 57865 | E03 | 39 | 000012 | 3.803 | 1.0363 | 1.9816 | 2.626 | 2.626 | 1.1927 | 5.2165 | 2022 | 70 | 4 | 700 | -1 | 77 | 22111 | -101.8438 | 33.8661 | 12500 | 125 | 160 |  | 8.9 | N | Natural Gas | N | N | N | 9999 | N |  | Combustion Turbine | 1875 |  | 10745
57865_G_E04 | TX | 48189 | ANTELOPE STATION | Antelope Station | 15625011 | 99192413 |  |  | 57865 | E04 | 39 | 000013 | 3.6594 | 0.9775 | 1.6199 | 2.4456 | 2.4456 | 1.125 | 4.8995 | 2022 | 70 | 4 | 700 | -1 | 77 | 22111 | -101.8438 | 33.866 | 12500 | 125 | 160 |  | 8.8 | N | Natural Gas | N | N | N | 9999 | N |  | Combustion Turbine | 1793 |  | 10745
57865_G_E05 | TX | 48189 | ANTELOPE STATION | Antelope Station | 15625011 | 99192513 |  |  | 57865 | E05 | 39 | 000014 | 3.206 | 1.0654 | 1.8841 | 2.692 | 2.692 | 1.2262 | 5.4323 | 2022 | 70 | 4 | 700 | -1 | 77 | 22111 | -101.8437 | 33.866 | 12500 | 125 | 160 |  | 8.9 | N | Natural Gas | N | N | N | 9999 | N |  | Combustion Turbine | 1940 |  | 10745
57865_G_E06 | TX | 48189 | ANTELOPE STATION | Antelope Station | 15625011 | 99192613 |  |  | 57865 | E06 | 39 | 000015 | 3.3294 | 1.0521 | 2.0083 | 2.6519 | 2.6519 | 1.2108 | 5.3066 | 2022 | 70 | 4 | 700 | -1 | 77 | 22111 | -101.8437 | 33.8659 | 12500 | 125 | 160 |  | 8.9 | N | Natural Gas | N | N | N | 9999 | N |  | Combustion Turbine | 1916 |  | 10745
57865_G_E07 | TX | 48189 | ANTELOPE STATION | Antelope Station | 15625011 | 99192713 |  |  | 57865 | E07 | 39 | 000016 | 2.9928 | 0.9411 | 1.6221 | 2.4013 | 2.4013 | 1.0832 | 4.8518 | 2022 | 70 | 4 | 700 | -1 | 77 | 22111 | -101.8437 | 33.8658 | 12500 | 125 | 160 |  | 8.5 | N | Natural Gas | N | N | N | 9999 | N |  | Combustion Turbine | 1698 |  | 10745
57865_G_E08 | TX | 48189 | ANTELOPE STATION | Antelope Station | 15625011 | 99192813 |  |  | 57865 | E08 | 39 | 000017 | 2.6708 | 1.0064 | 1.7687 | 2.5171 | 2.5171 | 1.1582 | 5.07 | 2022 | 70 | 4 | 700 | -1 | 77 | 22111 | -101.8438 | 33.8657 | 12500 | 125 | 160 |  | 8.9 | N | Natural Gas | N | N | N | 9999 | N |  | Combustion Turbine | 1849 |  | 10745
57865_G_E09 | TX | 48189 | ANTELOPE STATION | Antelope Station | 15625011 | 99192913 |  |  | 57865 | E09 | 39 | 000018 | 2.6449 | 0.959 | 1.698 | 2.4294 | 2.4294 | 1.1037 | 4.8999 | 2022 | 70 | 4 | 700 | -1 | 77 | 22111 | -101.8437 | 33.8657 | 12500 | 125 | 160 |  | 9 | N | Natural Gas | N | N | N | 9999 | N |  | Combustion Turbine | 1741 |  | 10745
57865_G_E10 | TX | 48189 | ANTELOPE STATION | Antelope Station | 15625011 | 99191413 |  |  | 57865 | E10 | 39 | 000003 | 3.3596 | 0.9058 | 2.1047 | 2.331 | 2.331 | 1.0426 | 4.7668 | 2022 | 70 | 4 | 700 | -1 | 77 | 22111 | -101.8437 | 33.8656 | 12500 | 125 | 160 |  | 8.9 | N | Natural Gas | N | N | N | 9999 | N |  | Combustion Turbine | 1625 |  | 10745
57865_G_E11 | TX | 48189 | ANTELOPE STATION | Antelope Station | 15625011 | 99191513 |  |  | 57865 | E11 | 39 | 000004 | 3.1911 | 0.9581 | 2.0869 | 2.4112 | 2.4112 | 1.1027 | 4.8663 | 2022 | 70 | 4 | 700 | -1 | 77 | 22111 | -101.8437 | 33.8656 | 12500 | 125 | 160 |  | 8.9 | N | Natural Gas | N | N | N | 9999 | N |  | Combustion Turbine | 1751 |  | 10745
57865_G_E12 | TX | 48189 | ANTELOPE STATION | Antelope Station | 15625011 | 99191613 |  |  | 57865 | E12 | 39 | 000005 | 3.4942 | 1.0035 | 2.058 | 2.516 | 2.516 | 1.1548 | 5.0704 | 2022 | 70 | 4 | 700 | -1 | 77 | 22111 | -101.8437 | 33.8655 | 12500 | 125 | 160 |  | 8.7 | N | Natural Gas | N | N | N | 9999 | N |  | Combustion Turbine | 1840 |  | 10745
57865_G_E13 | TX | 48189 | ANTELOPE STATION | Antelope Station | 15625011 | 99191713 |  |  | 57865 | E13 | 39 | 000006 | 3.0643 | 0.9151 | 1.939 | 2.3091 | 2.3091 | 1.0531 | 4.6723 | 2022 | 70 | 4 | 700 | -1 | 77 | 22111 | -101.8438 | 33.8649 | 12500 | 125 | 160 |  | 8.9 | N | Natural Gas | N | N | N | 9999 | N |  | Combustion Turbine | 1669 |  | 10745
57865_G_E14 | TX | 48189 | ANTELOPE STATION | Antelope Station | 15625011 | 99191813 |  |  | 57865 | E14 | 39 | 000007 | 3.6307 | 0.9735 | 2.0581 | 2.4612 | 2.4612 | 1.1203 | 4.9754 | 2022 | 70 | 4 | 700 | -1 | 77 | 22111 | -101.8438 | 33.8648 | 12500 | 125 | 160 | 139 | 8.9 | N | Natural Gas | N | N | N | 9999 | N |  | Combustion Turbine | 1772 |  | 10745
57865_G_E15 | TX | 48189 | ANTELOPE STATION | Antelope Station | 15625011 | 99191213 |  |  | 57865 | E15 | 39 | 000001 | 3.1889 | 0.9414 | 1.9626 | 2.3716 | 2.3716 | 1.0834 | 4.7843 | 2022 | 70 | 4 | 700 | -1 | 77 | 22111 | -101.8438 | 33.8648 | 12500 | 125 | 160 |  | 8.9 | N | Natural Gas | N | N | N | 9999 | N |  | Combustion Turbine | 1718 |  | 10745
57865_G_E16 | TX | 48189 | ANTELOPE STATION | Antelope Station | 15625011 | 99191913 |  |  | 57865 | E16 | 39 | 000008 | 3.8197 | 0.975 | 2.1985 | 2.485 | 2.485 | 1.1222 | 5.0224 | 2022 | 70 | 4 | 700 | -1 | 77 | 22111 | -101.8438 | 33.8647 | 12500 | 125 | 160 |  | 8.3 | N | Natural Gas | N | N | N | 9999 | N |  | Combustion Turbine | 1761 |  | 10745
57865_G_E17 | TX | 48189 | ANTELOPE STATION | Antelope Station | 15625011 | 99192013 |  |  | 57865 | E17 | 39 | 000009 | 3.7624 | 0.9647 | 1.9481 | 2.4636 | 2.4636 | 1.1103 | 4.9967 | 2022 | 70 | 4 | 700 | -1 | 77 | 22111 | -101.8437 | 33.8647 | 12500 | 125 | 160 |  | 8.9 | N | Natural Gas | N | N | N | 9999 | N |  | Combustion Turbine | 1740 |  | 10745
57865_G_E18 | TX | 48189 | ANTELOPE STATION | Antelope Station | 15625011 | 99192113 |  |  | 57865 | E18 | 39 | 000010 | 3.4614 | 0.9802 | 2.0793 | 2.4697 | 2.4697 | 1.1281 | 4.9918 | 2022 | 70 | 4 | 700 | -1 | 77 | 22111 | -101.8438 | 33.8646 | 12500 | 125 | 160 |  | 8.8 | N | Natural Gas | N | N | N | 9999 | N |  | Combustion Turbine | 1790 |  | 10745
58835_G_ELK1 | TX | 48189 | ANTELOPE STATION | Elk Station | 15625011 | 123094113 | 57865 | 1 | 58835 | ELK1 | 39 | 000021 | 12.2049 |  | 30.2367 | 8.5014 | 8.5014 | 0.7585 | 2.705 | 2022 | 170 | 24 | 1043 | -1 | 91.6 | 22111 | -101.8401 | 33.8643 | 1940 | 125 | 120 |  | 195.1 | N | Natural Gas | Y | N | N | 9999 | N |  | Combustion Turbine | 1774 | 1774.38 | 10955
58835_G_ELK2 | TX | 48189 | ANTELOPE STATION | Elk Station | 15625011 | 126608713 | 57865 | 2 | 58835 | ELK2 | 39 | 000024 | 16.82 |  | 38.0791 | 9.7278 | 9.7278 | 0.8623 | 3.0952 | 2022 | 170 | 24 | 1043 | -1 | 91.6 | 22111 | -101.8386 | 33.8643 | 1940 | 125 | 120 |  | 195.1 | N | Natural Gas | Y | N | N | 9999 | N |  | Combustion Turbine | 1996 | 1995.6802 | 10761
58835_G_ELK3 | TX | 48189 | ANTELOPE STATION | Elk Station | 15625011 | 126608813 | 57865 | 3 | 58835 | ELK3 |  |  | 10.2426 |  | 22.8694 | 5.6288 | 5.6288 | 0.5027 | 1.791 |  | 170 | 24 | 1043 | -1 | 91.6 | 22111 | -101.8379 | 33.8643 |  | 125 | 120 |  | 190.9 | N | Natural Gas | Y | N | N | 9999 | N |  | Combustion Turbine |  | 1134.6299 | 10766
56604_G_HC1 | TX | 48199 | HARDIN COUNTY PEAKING FACILITY | Hardin County Peaking Facility | 14748411 | 90268013 | 56604 | HCCT1 | 56604 | HC1 | 679 | 000001 | 14.1139 |  | 11.8783 | 5.1205 | 5.1205 | 0.2459 | 3.5523 | 2022 | 56 | 14.75 | 900 | -1 | 129 | 22111 | -94.2572 | 30.3035 | 1110 | 125 | 120 |  | 73 | N | Natural Gas | Y | N | N | 9999 | N |  | Combustion Turbine | 367 | 904.8705 | 12230
56604_G_HC2 | TX | 48199 | HARDIN COUNTY PEAKING FACILITY | Hardin County Peaking Facility | 14748411 | 90268113 | 56604 | HCCT2 | 56604 | HC2 | 679 | 000002 | 8.405 |  | 12.586 | 4.8165 | 4.8165 | 0.2322 | 3.1764 | 2022 | 56 | 14.75 | 900 | -1 | 129 | 22111 | -94.2571 | 30.3032 | 1110 | 125 | 120 |  | 73 | N | Natural Gas | Y | N | N | 9999 | N |  | Combustion Turbine | 418 | 847.8907 | 12230
7325_G_1 | TX | 48201 | SAN JACINTO STEAM ELECTRIC STATION | San Jacinto Steam Electric Station | 7907811 | 2583613 | 7325 | SJS1 | 7325 | 1 | 1444 | 000006 | 26.0891 |  | 70.533 | 28.5805 | 28.5805 | 1.6338 | 4.8825 | 2022 | 100 | 15 | 500 | -1 | 71 | 22111 | -95.0411 | 29.6951 | 1030 | 125 | 120 |  | 81 | N | Natural Gas | Y | N | N | 9999 | N |  | Combustion Turbine | 5594 | 5594.2603 | 13501
7325_G_2 | TX | 48201 | SAN JACINTO STEAM ELECTRIC STATION | San Jacinto Steam Electric Station | 7907811 | 2583913 | 7325 | SJS2 | 7325 | 2 | 1444 | 000003 | 24.2273 |  | 47.4487 | 23.4237 | 23.4237 | 1.3172 | 4.0544 | 2022 | 100 | 15 | 500 | -1 | 71 | 22111 | -95.0411 | 29.6948 | 1030 | 125 | 120 |  | 81 | N | Natural Gas | Y | N | N | 9999 | N |  | Combustion Turbine | 4530 | 4529.9302 | 13501
10298_G_GT1 | TX | 48201 | AIR LIQUIDE BAYPORT COMPL | Bayou Cogen Plant | 4925011 | 31372213 | 10298 | CG801 | 10298 | GT1 | 73 | 000028 | 84.4 |  | 63.9557 | 16.7 | 14.98 | 0.44 | 6.61 | 2022 | 95 | 14.5 | 327 | -1 | 75.3 | 325120 | -95.0464 | 29.6255 | 1110 | 129 | 120 |  | 75 | Y | Natural Gas | Y | N | N | 9999 | N | 10298_G_GEN1;10298_G_GT1 | Combustion Turbine | 8756 | 7137.4502 | 12369
10298_G_GT2 | TX | 48201 | AIR LIQUIDE BAYPORT COMPL | Bayou Cogen Plant | 4925011 | 31372113 | 10298 | CG802 | 10298 | GT2 | 73 | 000029 | 64.99 |  | 79.7397 | 3.25 | 3.21 | 1.71 | 0.8 | 2022 | 95 | 14.5 | 327 | -1 | 75.3 | 325120 | -95.0462 | 29.6256 | 1110 | 129 | 120 |  | 75 | Y | Natural Gas | Y | N | N | 9999 | N | 10298_G_GT2;10298_G_GEN2 | Combustion Turbine | 8689 | 8751.4199 | 12369
10298_G_GT3 | TX | 48201 | AIR LIQUIDE BAYPORT COMPL | Bayou Cogen Plant | 4925011 | 31372013 | 10298 | CG803 | 10298 | GT3 | 73 | 000026 | 92.03 |  | 94.2304 | 13.43 | 10.87 | 0.58 | 1.22 | 2022 | 95 | 14.5 | 327 | -1 | 75.3 | 325120 | -95.0473 | 29.6255 | 1110 | 129 | 120 | 25 | 75 | Y | Natural Gas | Y | N | N | 9999 | N | 10298_G_GEN3;10298_G_GT3 | Combustion Turbine | 7112 | 8760 | 12369
10298_G_GT4 | TX | 48201 | AIR LIQUIDE BAYPORT COMPL | Bayou Cogen Plant | 4925011 | 31371713 | 10298 | CG804 | 10298 | GT4 | 73 | 000027 | 104.05 |  | 97.966 | 2.72 | 2.23 | 1.24 | 0.407 | 2022 | 95 | 14.5 | 326 | -1 | 75.3 | 325120 | -95.047 | 29.6255 | 1110 | 129 | 120 |  | 75 | Y | Natural Gas, Distillate Fuel Oil | Y | N | N | 9999 | N | 10298_G_GT4;10298_G_GEN4 | Combustion Turbine | 8748 | 8701.4395 | 9905
10436_G_GT38 | TX | 48201 | BAYTOWN REFINERY | ExxonMobil Baytown Refinery | 4924411 | 31409913 |  |  | 10436 | GT38 | 27 | 000612 | 25.0922 | 9.4808 | 25.8746 | 10.9741 | 10.5142 | 0.3208 | 3.0724 | 2022 | 100 | 14 | 350 | -1 | 60 | 324110 | -95.0128 | 29.7453 | 240 | 126 | 120 |  | 31 | Y | Natural Gas | N | Y | N | 9999 | N |  | Combustion Turbine | 8760 |  | 8700
10436_G_GT41 | TX | 48201 | BAYTOWN REFINERY | ExxonMobil Baytown Refinery | 4924411 | 31452813 |  |  | 10436 | GT41 | 27 | 000482 | 42.0368 | 13.6155 | 50.885 | 9.791 | 9.3806 | 0.2985 | 2.7412 | 2022 | 55 | 13 | 384 | -1 | 15.09 | 324110 | -95.0042 | 29.7419 | 326 | 126 | 120 |  | 18 | Y | Natural Gas | N | Y | N | 9999 | N |  | Combustion Turbine | 8760 |  | 8700
10436_G_GT42 | TX | 48201 | BAYTOWN REFINERY | ExxonMobil Baytown Refinery | 4924411 | 31452713 |  |  | 10436 | GT42 | 27 | 000483 | 45.309 | 12.4162 | 11.8611 | 9.9293 | 9.5133 | 0.3026 | 2.7798 | 2022 | 55 | 12.5 | 395 | -1 | 15.16 | 324110 | -95.0039 | 29.7422 | 326 | 126 | 120 |  | 18 | Y | Natural Gas | N | Y | N | 9999 | N |  | Combustion Turbine | 8760 |  | 8700
10436_G_GT43 | TX | 48201 | BAYTOWN REFINERY | ExxonMobil Baytown Refinery | 4924411 | 31434413 |  |  | 10436 | GT43 | 27 | 000484 | 37.1796 | 13.2552 | 12.9021 | 9.4196 | 9.0249 | 0.2851 | 2.6372 | 2022 | 55 | 12.5 | 365 | -1 | 16.54 | 324110 | -95.0039 | 29.7425 | 326 | 126 | 120 |  | 18 | Y | Natural Gas | N | Y | N | 9999 | N |  | Combustion Turbine | 8760 |  | 8700
10436_G_GT44 | TX | 48201 | BAYTOWN REFINERY | ExxonMobil Baytown Refinery | 4924411 | 31434313 |  |  | 10436 | GT44 | 27 | 000485 | 48.5363 | 14.5444 | 14.6587 | 10.2676 | 9.8373 | 0.3132 | 2.8747 | 2022 | 55 | 13 | 379 | -1 | 16.09 | 324110 | -95.0036 | 29.7428 | 326 | 126 | 120 |  | 18 | Y | Natural Gas | N | Y | N | 9999 | N |  | Combustion Turbine | 8760 |  | 8700
10436_G_GT45 | TX | 48201 | BAYTOWN REFINERY | ExxonMobil Baytown Refinery | 4924411 | 31496613 |  |  | 10436 | GT45 | 27 | 000613 | 20.9137 | 15.954 | 16.105 | 14.5798 | 13.9688 | 0.4272 | 4.0817 | 2022 | 100 | 14 | 350 | -1 | 60 | 324110 | -95.0053 | 29.7414 | 326 | 126 | 120 |  | 31 | Y | Natural Gas | N | Y | N | 9999 | N |  | Combustion Turbine | 8760 |  | 8700
3464_G_73 | TX | 48201 | GREENS BAYOU ELECTRIC GENERATING STATION | Greens Bayou | 4777911 | 31929913 | 3464 | GBY73 | 3464 | 73 | 46 | 000006 | 0.276 |  | 54.9384 | 1.8218 | 1.8218 | 0.1656 | 0.5797 | 2022 | 45 | 12 | 500 | -1 | 83 | 22111 | -95.2229 | 29.8199 | 1000 | 125 | 120 |  | 54 | N | Natural Gas | Y | N | N | 9999 | N |  | Combustion Turbine | 871 | 870.77 | 15753
3464_G_74 | TX | 48201 | GREENS BAYOU ELECTRIC GENERATING STATION | Greens Bayou | 4777911 | 31930013 | 3464 | GBY74 | 3464 | 74 | 46 | 000007 | 0.2481 |  | 50.1824 | 1.6377 | 1.6377 | 0.1489 | 0.5211 | 2022 | 45 | 12 | 500 | -1 | 83 | 22111 | -95.2228 | 29.8197 | 1000 | 125 | 120 |  | 54 | N | Natural Gas | Y | N | N | 9999 | N |  | Combustion Turbine | 796 | 796.1201 | 15753
3464_G_81 | TX | 48201 | GREENS BAYOU ELECTRIC GENERATING STATION | Greens Bayou | 4777911 | 31930213 | 3464 | GBY81 | 3464 | 81 | 46 | 000008 | 0.2781 |  | 56.3094 | 1.8358 | 1.8358 | 0.1669 | 0.5841 | 2022 | 45 | 12 | 500 | -1 | 83 | 22111 | -95.2227 | 29.8193 | 1000 | 125 | 120 |  | 54 | N | Natural Gas | Y | N | N | 9999 | N |  | Combustion Turbine | 871 | 871.41 | 15753
3464_G_82 | TX | 48201 | GREENS BAYOU ELECTRIC GENERATING STATION | Greens Bayou | 4777911 | 31930313 | 3464 | GBY82 | 3464 | 82 | 46 | 000009 | 0.2466 |  | 50.9383 | 1.6276 | 1.6276 | 0.148 | 0.5179 | 2022 | 45 | 12 | 500 | -1 | 83 | 22111 | -95.2227 | 29.8192 | 1000 | 125 | 120 |  | 50 | N | Natural Gas | Y | N | N | 9999 | N |  | Combustion Turbine | 830 | 829.59 | 15753
3464_G_83 | TX | 48201 | GREENS BAYOU ELECTRIC GENERATING STATION | Greens Bayou | 4777911 | 31930413 | 3464 | GBY83 | 3464 | 83 | 46 | 000010 | 0.2896 |  | 56.6066 | 1.9113 | 1.9113 | 0.1738 | 0.6081 | 2022 | 45 | 12 | 500 | -1 | 83 | 22111 | -95.2227 | 29.8187 | 1000 | 125 | 120 | 213 | 64 | N | Natural Gas | Y | N | N | 9999 | N |  | Combustion Turbine | 884 | 884.3297 | 15753
3464_G_84 | TX | 48201 | GREENS BAYOU ELECTRIC GENERATING STATION | Greens Bayou | 4777911 | 31930513 | 3464 | GBY84 | 3464 | 84 | 46 | 000011 | 0.2714 |  | 55.7384 | 1.7912 | 1.7912 | 0.1628 | 0.5699 | 2022 | 45 | 12 | 500 | -1 | 83 | 22111 | -95.2228 | 29.8186 | 1000 | 125 | 120 |  | 54 | N | Natural Gas | Y | N | N | 9999 | N |  | Combustion Turbine | 859 | 859.0101 | 15753
3469_G_31 | TX | 48201 | TH WHARTON ELECTRIC GENERATING STATION | T H Wharton | 4926511 | 31236813 | 3469 | THW31 | 3469 | 31 | 42 | 000002 | 0.7605 |  | 14.4492 | 5.6082 | 5.6082 | 0.5098 | 1.1047 | 2022 | 50 | 14 | 500 | -1 | 81 | 22111 | -95.5327 | 29.9416 | 970 | 125 | 120 |  | 57 | N | Natural Gas | Y | N | N | 9999 | N | 3469_G_31;3469_G_3 | Combined Cycle | 2359 | 2163.4607 | 9780
3469_G_32 | TX | 48201 | TH WHARTON ELECTRIC GENERATING STATION | T H Wharton | 4926511 | 31237913 | 3469 | THW32 | 3469 | 32 | 42 | 000003 | 0.9404 |  | 11.1205 | 4.6231 | 4.6231 | 0.4203 | 0.9106 | 2022 | 50 | 14 | 500 | -1 | 81 | 22111 | -95.5331 | 29.9416 | 970 | 125 | 120 |  | 57 | N | Natural Gas | Y | N | N | 9999 | N |  | Combined Cycle | 2181 | 1992.9308 | 9780
3469_G_33 | TX | 48201 | TH WHARTON ELECTRIC GENERATING STATION | T H Wharton | 4926511 | 31237513 | 3469 | THW33 | 3469 | 33 | 42 | 000004 | 2.8052 |  | 10.4365 | 4.355 | 4.355 | 0.3959 | 0.8578 | 2022 | 50 | 14 | 500 | -1 | 81 | 22111 | -95.5334 | 29.9416 | 970 | 125 | 120 |  | 57 | N | Natural Gas | Y | N | N | 9999 | N |  | Combined Cycle | 2022 | 1842.5487 | 9780
3469_G_34 | TX | 48201 | TH WHARTON ELECTRIC GENERATING STATION | T H Wharton | 4926511 | 31237313 | 3469 | THW34 | 3469 | 34 | 42 | 000005 | 2.0888 |  | 10.6087 | 4.401 | 4.401 | 0.4001 | 0.8669 | 2022 | 50 | 14 | 500 | -1 | 81 | 22111 | -95.5337 | 29.9416 | 970 | 125 | 120 |  | 57 | N | Natural Gas | Y | N | N | 9999 | N |  | Combined Cycle | 2039 | 1848.1697 | 9780
3469_G_41 | TX | 48201 | TH WHARTON ELECTRIC GENERATING STATION | T H Wharton | 4926511 | 31237113 | 3469 | THW41 | 3469 | 41 |  |  | 4.7728 |  | 12.3821 | 5.0279 | 5.0279 | 0.4571 | 0.9904 |  | 50 | 14 | 500 | -1 | 81 | 22111 | -95.5345 | 29.9416 |  | 125 | 120 |  | 57 | N | Natural Gas | Y | N | N | 9999 | N | 3469_G_4;3469_G_41 | Combined Cycle |  | 2116.0303 | 9780
3469_G_42 | TX | 48201 | TH WHARTON ELECTRIC GENERATING STATION | T H Wharton | 4926511 | 31237013 | 3469 | THW42 | 3469 | 42 | 42 | 000019 | 1.5103 |  | 10.6892 | 4.9499 | 4.9499 | 0.45 | 0.975 | 2022 | 50 | 14 | 500 | -1 | 81 | 22111 | -95.5348 | 29.9416 | 970 | 125 | 120 |  | 57 | N | Natural Gas | Y | N | N | 9999 | N |  | Combined Cycle | 2319 | 2120.8904 | 9780
3469_G_43 | TX | 48201 | TH WHARTON ELECTRIC GENERATING STATION | T H Wharton | 4926511 | 31237713 | 3469 | THW43 | 3469 | 43 | 42 | 000007 | 1.2479 |  | 12.3493 | 5.2585 | 5.2585 | 0.478 | 1.0358 | 2022 | 50 | 14 | 500 | -1 | 81 | 22111 | -95.5351 | 29.9416 | 970 | 125 | 120 |  | 57 | N | Natural Gas | Y | N | N | 9999 | N |  | Combined Cycle | 2435 | 2231.5398 | 9780
3469_G_44 | TX | 48201 | TH WHARTON ELECTRIC GENERATING STATION | T H Wharton | 4926511 | 31237213 | 3469 | THW44 | 3469 | 44 | 42 | 000008 | 1.1437 |  | 13.495 | 5.6224 | 5.6224 | 0.5111 | 1.1074 | 2022 | 50 | 14 | 500 | -1 | 81 | 22111 | -95.5354 | 29.9416 | 970 | 125 | 120 |  | 57 | N | Natural Gas | Y | N | N | 9999 | N |  | Combined Cycle | 2568 | 2379.0493 | 9780
3469_G_51 | TX | 48201 | TH WHARTON ELECTRIC GENERATING STATION | T H Wharton | 4926511 | 31237613 | 3469 | THW51 | 3469 | 51 | 42 | 000009 | 3.3366 |  | 89.4459 | 3.1459 | 3.1459 | 0.286 | 1.001 | 2022 | 42 | 12 | 500 | -1 | 81 | 22111 | -95.5327 | 29.943 | 1090 | 125 | 120 |  | 58 | N | Natural Gas | Y | N | N | 9999 | N |  | Combustion Turbine | 1002 | 877.1703 | 16279
3469_G_52 | TX | 48201 | TH WHARTON ELECTRIC GENERATING STATION | T H Wharton | 4926511 | 31236013 | 3469 | THW52 | 3469 | 52 | 42 | 000010 | 3.7226 |  | 101.0264 | 3.5099 | 3.5099 | 0.3191 | 1.1168 | 2022 | 42 | 12 | 500 | -1 | 81 | 22111 | -95.533 | 29.943 | 1090 | 125 | 120 |  | 58 | N | Natural Gas | Y | N | N | 9999 | N |  | Combustion Turbine | 1129 | 978.6503 | 16279
3469_G_53 | TX | 48201 | TH WHARTON ELECTRIC GENERATING STATION | T H Wharton | 4926511 | 31236913 | 3469 | THW53 | 3469 | 53 | 42 | 000011 | 3.5173 |  | 95.8729 | 3.3163 | 3.3163 | 0.3015 | 1.0552 | 2022 | 42 | 12 | 500 | -1 | 81 | 22111 | -95.5335 | 29.943 | 1090 | 125 | 120 |  | 58 | N | Natural Gas | Y | N | N | 9999 | N |  | Combustion Turbine | 1063 | 924.6801 | 16279
3469_G_54 | TX | 48201 | TH WHARTON ELECTRIC GENERATING STATION | T H Wharton | 4926511 | 31237413 | 3469 | THW54 | 3469 | 54 | 42 | 000012 | 3.4146 |  | 92.725 | 3.2195 | 3.2195 | 0.2927 | 1.0244 | 2022 | 42 | 12 | 500 | -1 | 81 | 22111 | -95.5337 | 29.943 | 1090 | 125 | 120 |  | 58 | N | Natural Gas | Y | N | N | 9999 | N |  | Combustion Turbine | 1027 | 897.6899 | 16279
3469_G_55 | TX | 48201 | TH WHARTON ELECTRIC GENERATING STATION | T H Wharton | 4926511 | 31236713 | 3469 | THW55 | 3469 | 55 | 42 | 000013 | 3.46 |  | 93.851 | 3.2623 | 3.2623 | 0.2966 | 1.038 | 2022 | 42 | 12 | 500 | -1 | 81 | 22111 | -95.5344 | 29.943 | 1090 | 125 | 120 |  | 58 | N | Natural Gas | Y | N | N | 9999 | N |  | Combustion Turbine | 1036 | 909.6201 | 16279
3469_G_56 | TX | 48201 | TH WHARTON ELECTRIC GENERATING STATION | T H Wharton | 4926511 | 31236413 | 3469 | THW56 | 3469 | 56 | 42 | 000014 | 3.5025 |  | 94.7484 | 3.3023 | 3.3023 | 0.3002 | 1.0507 | 2022 | 42 | 12 | 500 | -1 | 81 | 22111 | -95.5347 | 29.943 | 1090 | 125 | 120 |  | 58 | N | Natural Gas | Y | N | N | 9999 | N |  | Combustion Turbine | 1049 | 920.7801 | 16279
3469_G_GT1 | TX | 48201 | TH WHARTON ELECTRIC GENERATING STATION | T H Wharton | 4926511 | 31238113 |  |  | 3469 | GT1 | 42 | 000001 | 0.9152 |  | 8.4006 | 0.2157 | 0.2157 | 0.0196 | 0.0686 | 2022 | 28 | 9.5 | 500 | -1 | 81 | 22111 | -95.5306 | 29.9418 | 237 | 125 | 120 |  | 13 | N | Natural Gas | N | N | N | 9999 | N |  | Combustion Turbine | 320 |  | 16278
50815_G_GEN1 | TX | 48201 | ALTURA COGEN | Odyssey Energy Altura Cogen, LLC | 6429411 | 16632413 | 50815 | ENG101 | 50815 | GEN1 | 387 | 000003 | 24.8717 |  | 80.4197 | 12.8272 | 12.8272 | 2.0259 | 1.3816 | 2022 | 60 | 10 | 300 | -1 | 60.2 | 221121 | -95.1084 | 29.8159 | 854 | 125 | 120 |  | 80 | Y | Natural Gas | Y | N | N | 9999 | N | 50815_G_GEN1;50815_G_GEN6 | Combined Cycle | 8368 | 8367.7793 | 5500
50815_G_GEN2 | TX | 48201 | ALTURA COGEN | Odyssey Energy Altura Cogen, LLC | 6429411 | 16632313 | 50815 | ENG201 | 50815 | GEN2 | 387 | 000005 | 36.4816 |  | 58.1326 | 11.9622 | 11.9622 | 1.6164 | 0.313 | 2022 | 60 | 10 | 300 | -1 | 64.2 | 221121 | -95.1088 | 29.8159 | 854 | 125 | 120 |  | 80 | Y | Natural Gas | Y | N | N | 9999 | N |  | Combined Cycle | 6737 | 6736.5698 | 5500
50815_G_GEN3 | TX | 48201 | ALTURA COGEN | Odyssey Energy Altura Cogen, LLC | 6429411 | 16631813 | 50815 | ENG301 | 50815 | GEN3 | 387 | 000004 | 14.2755 |  | 62.8624 | 12.5325 | 12.5325 | 1.6273 | 0.3815 | 2022 | 60 | 9 | 300 | -1 | 64.2 | 221121 | -95.1092 | 29.8159 | 854 | 125 | 120 |  | 80 | Y | Natural Gas | Y | N | N | 9999 | N |  | Combined Cycle | 6990 | 6989.75 | 5500
50815_G_GEN4 | TX | 48201 | ALTURA COGEN | Odyssey Energy Altura Cogen, LLC | 6429411 | 16632613 | 50815 | ENG401 | 50815 | GEN4 | 387 | 000001 | 8.6965 |  | 54.9974 | 8.2295 | 8.2295 | 1.6827 | 0.3695 | 2022 | 60 | 9 | 300 | -1 | 64.2 | 221121 | -95.1096 | 29.8159 | 854 | 125 | 120 |  | 80 | Y | Natural Gas | Y | N | N | 9999 | N |  | Combined Cycle | 7249 | 7247.9893 | 5500
50815_G_GEN5 | TX | 48201 | ALTURA COGEN | Odyssey Energy Altura Cogen, LLC | 6429411 | 16632513 | 50815 | ENG501 | 50815 | GEN5 | 387 | 000002 | 57.216 |  | 69.4194 | 11.116 | 11.116 | 1.8126 | 0.697 | 2022 | 60 | 9 | 300 | -1 | 64.2 | 221121 | -95.1089 | 29.8145 | 854 | 125 | 120 |  | 80 | Y | Natural Gas | Y | N | N | 9999 | N |  | Combined Cycle | 7688 | 7687.54 | 5500
50815_G_GEN7 | TX | 48201 | ALTURA COGEN | Odyssey Energy Altura Cogen, LLC | 6429411 | 16632013 | 50815 | ENG601 | 50815 | GEN7 | 387 | 000013 | 10.5815 |  | 49.6812 | 10.9755 | 10.9755 | 1.8133 | 0.397 | 2022 | 106 | 15 | 300 | -1 | 69.3 | 221121 | -95.1103 | 29.8159 | 961 | 125 | 120 |  | 80 | Y | Natural Gas | Y | N | N | 9999 | N |  | Combined Cycle | 8259 | 8258.5898 | 5500
55047_G_CTG1 | TX | 48201 | PASADENA COGENERATION | Pasadena Cogeneration | 6422111 | 16816813 | 55047 | CG-1 | 55047 | CTG1 | 1474 | 000002 | 108.9463 | 7.99 | 46.5566 | 12.13 | 12.13 | 1.8802 | 1.117 | 2022 | 125 | 12 | 500 | -1 | 72 | 22111 | -95.1767 | 29.7253 | 1840 | 125 | 120 |  | 165 | Y | Natural Gas | Y | N | N | 9999 | N |  | Combined Cycle | 4394 | 3919.28 | 7109
55047_G_CTG2 | TX | 48201 | PASADENA COGENERATION | Pasadena Cogeneration | 6422111 | 16817013 | 55047 | CG-2 | 55047 | CTG2 | 1474 | 000007 | 138.2017 | 1.2538 | 178.8038 | 19.44 | 19.44 | 3.2395 | 1.7428 | 2022 | 125 | 20 | 225 | -1 | 72 | 22111 | -95.1767 | 29.7264 | 1940 | 125 | 120 |  | 165 | Y | Natural Gas | Y | N | N | 9999 | N |  | Combined Cycle | 6583 | 6764.9995 | 7109
55047_G_CTG3 | TX | 48201 | PASADENA COGENERATION | Pasadena Cogeneration | 6422111 | 16816913 | 55047 | CG-3 | 55047 | CTG3 | 1474 | 000008 | 217.5495 | 19.3428 | 116.4737 | 6.51 | 6.51 | 3.0965 | 1.7841 | 2022 | 125 | 20 | 225 | -1 | 72 | 22111 | -95.1767 | 29.7244 | 1940 | 125 | 120 |  | 165 | Y | Natural Gas | Y | N | N | 9999 | N |  | Combined Cycle | 6392 | 6437.291 | 7109
55047_G_STG1 | TX | 48201 | PASADENA COGENERATION | Pasadena Cogeneration | 6422111 | 16816513 |  |  | 55047 | STG1 | 1474 | 000001 | 4.5532 |  | 7.858 | 0.17 | 0.17 | 0.05 | 0.122 | 2022 | 130 | 5.25 | 350 | -1 | 30.3 | 22111 | -95.1769 | 29.7258 | 250 | 125 | 100 |  | 60 | Y | Natural Gas | N | Y | N | 9999 | N |  | Combined Cycle | 4794 |  | 7109
55047_G_STG2 | TX | 48201 | PASADENA COGENERATION | Pasadena Cogeneration | 6422111 | 16816613 |  |  | 55047 | STG2 | 1474 | 000006 | 6.2508 |  | 14.2261 | 0.35 | 0.35 | 0.109 | 0.2473 | 2022 | 130 | 5.25 | 350 | -1 | 30.3 | 22111 | -95.1769 | 29.7258 | 250 | 125 | 100 |  | 165 | Y | Natural Gas | N | Y | N | 9999 | N |  | Combined Cycle | 8510 |  | 7109
55187_G_GT1 | TX | 48201 | CHANNELVIEW COGENERATION FACILITY | Channelview Cogeneration Plant | 4057511 | 33491013 | 55187 | CHV1 | 55187 | GT1 | 1512 | 000002 | 104.27 | 10.75 | 70.6732 | 31.42 | 31.42 | 4.0731 | 7.571 | 2022 | 125 | 19 | 300 | -1 | 66.5 | 22111 | -95.121 | 29.8375 | 2060 | 125 | 120 |  | 159 | Y | Natural Gas | Y | N | N | 9999 | N |  | Combined Cycle | 7028 | 7018.2593 | 6131
55187_G_GT2 | TX | 48201 | CHANNELVIEW COGENERATION FACILITY | Channelview Cogeneration Plant | 4057511 | 33490213 | 55187 | CHV2 | 55187 | GT2 | 1512 | 000003 | 75.9 | 23.31 | 74.9419 | 33.28 | 33.28 | 4.1518 | 9.002 | 2022 | 125 | 19 | 300 | -1 | 66.5 | 22111 | -95.121 | 29.8371 | 2060 | 125 | 120 |  | 161 | Y | Natural Gas | Y | N | N | 9999 | N |  | Combined Cycle | 7394 | 7383.1094 | 6131
55187_G_GT3 | TX | 48201 | CHANNELVIEW COGENERATION FACILITY | Channelview Cogeneration Plant | 4057511 | 33490613 | 55187 | CHV3 | 55187 | GT3 | 1512 | 000004 | 85.49 | 11.1 | 75.5574 | 33.31 | 33.31 | 4.2213 | 7.864 | 2022 | 125 | 19 | 300 | -1 | 66.5 | 22111 | -95.121 | 29.8367 | 2060 | 125 | 120 |  | 160 | Y | Natural Gas | Y | N | N | 9999 | N |  | Combined Cycle | 7423 | 7415.8804 | 6131
55187_G_GT4 | TX | 48201 | CHANNELVIEW COGENERATION FACILITY | Channelview Cogeneration Plant | 4057511 | 33491113 | 55187 | CHV4 | 55187 | GT4 |  |  | 51.24 | 17.1 | 81.7199 | 36.45 | 36.45 | 4.6535 | 7.753 |  | 125 | 19 | 300 | -1 | 66.5 | 22111 | -95.121 | 29.8364 |  | 125 | 120 |  | 159 | Y | Natural Gas | Y | N | N | 9999 | N |  | Combined Cycle |  | 8405.8398 | 6131
55187_G_ST1 | TX | 48201 | CHANNELVIEW COGENERATION FACILITY | Channelview Cogeneration Plant | 4057511 | 33490313 |  |  | 55187 | ST1 | 1512 | 000008 | 3.46 | 1.15 | 5.17 | 2.46 | 2.46 | 0.3 | 0.44 | 2022 | 125 | 19 | 300 | -1 | 66.5 | 22111 | -95.121 | 29.8364 | 650 | 125 | 100 |  | 136 | Y | Natural Gas | N | Y | N | 9999 | N |  | Combined Cycle | 5295 |  | 6131
55299_G_CTG1 | TX | 48201 | CHANNEL ENERGY CENTER | Channel Energy Center LLC | 6510011 | 17458513 | 55299 | CTG1 | 55299 | CTG1 | 1537 | 000004 | 26.07 | 15.11 | 139.8483 | 33.52 | 33.52 | 2.283 | 0.1779 | 2022 | 160 | 12 | 500 | -1 | 51.8 | 22111 | -95.232 | 29.7191 | 1750 | 125 | 120 |  | 185 | Y | Natural Gas | Y | N | N | 9999 | N |  | Combined Cycle | 7949 | 7949.4097 | 5500
55299_G_CTG2 | TX | 48201 | CHANNEL ENERGY CENTER | Channel Energy Center LLC | 6510011 | 17458213 | 55299 | CTG2 | 55299 | CTG2 | 1537 | 000007 | 60.31 | 16.81 | 72.7078 | 5.1 | 5.1 | 1.6096 | 1.453 | 2022 | 160 | 12 | 500 | -1 | 51.8 | 22111 | -95.2325 | 29.7191 | 1750 | 125 | 120 |  | 185 | Y | Natural Gas | Y | N | N | 9999 | N |  | Combined Cycle | 6352 | 6352.4297 | 5500
55299_G_CTG3 | TX | 48201 | CHANNEL ENERGY CENTER | Channel Energy Center LLC | 6510011 | 17458613 | 55299 | CTG3 | 55299 | CTG3 | 1537 | 000008 | 66.36 | 11.57 | 41.9724 | 26.44 | 26.44 | 3.9171 | 2.0228 | 2022 | 160 | 20 | 180 | -1 | 51.8 | 22111 | -95.233 | 29.719 | 1750 | 125 | 120 |  | 183 | Y | Natural Gas | Y | N | N | 9999 | N |  | Combined Cycle | 7011 | 7011.3389 | 5500
55299_G_ST-1 | TX | 48201 | CHANNEL ENERGY CENTER | Channel Energy Center LLC | 6510011 | 17458813 |  |  | 55299 | ST-1 | 1537 | 000001 | 15.0898 | 0.0769 | 2.4898 | 4.33 | 4.33 | 0.1 | 1.2242 | 2022 | 160 | 8.5 | 300 | -1 | 62.8 | 22111 | -95.2331 | 29.7179 | 430 | 125 | 100 |  | 215 | Y | Natural Gas | N | Y | N | 9999 | N |  | Combined Cycle | 8079 |  | 5500
55365_G_GT1 | TX | 48201 | LAPORTE GENERATING STATION | Exelon LaPorte Generating Station | 21432511 | 156209113 | 55365 | GT-1 | 55365 | GT1 | 2077 | 000001 | 3.9299 |  | 42.972 | 2.0935 | 2.0935 | 0.1337 | 0.0277 | 2022 | 60 | 12 | 500 | -1 | 75 | 221112 | -95.0717 | 29.7027 | 467 | 125 | 120 |  | 38 | N | Natural Gas | Y | N | N | 9999 | N |  | Combustion Turbine | 502 | 1421.5411 | 12926
55365_G_GT2 | TX | 48201 | LAPORTE GENERATING STATION | Exelon LaPorte Generating Station | 21432511 | 156209213 | 55365 | GT-2 | 55365 | GT2 | 2077 | 000002 | 6.0777 |  | 39.3706 | 1.9326 | 1.9326 | 0.1209 | 0.019 | 2022 | 60 | 12 | 500 | -1 | 75 | 221112 | -95.0717 | 29.7029 | 467 | 125 | 120 |  | 38 | N | Natural Gas | Y | N | N | 9999 | N |  | Combustion Turbine | 1117 | 1273.0305 | 12927
55365_G_GT3 | TX | 48201 | LAPORTE GENERATING STATION | Exelon LaPorte Generating Station | 21432511 | 156209313 | 55365 | GT-3 | 55365 | GT3 | 2077 | 000003 | 2.9234 |  | 38.0083 | 2.0344 | 2.0344 | 0.1295 | 0.0072 | 2022 | 60 | 12 | 500 | -1 | 75 | 221112 | -95.0717 | 29.7032 | 467 | 125 | 120 |  | 38 | N | Natural Gas | Y | N | N | 9999 | N |  | Combustion Turbine | 743 | 1373.6505 | 12927
55365_G_GT4 | TX | 48201 | LAPORTE GENERATING STATION | Exelon LaPorte Generating Station | 21432511 | 156209413 | 55365 | GT-4 | 55365 | GT4 |  |  | 1.8888 |  | 43.2516 | 2.0579 | 2.0579 | 0.1417 | 0.0228 |  | 60 | 12 | 500 | -1 | 75 | 221112 | -95.0717 | 29.7034 |  | 125 | 120 |  | 38 | N | Natural Gas | Y | N | N | 9999 | N |  | Combustion Turbine |  | 1542.1708 | 12927
55464_G_CTG1 | TX | 48201 | DEER PARK ENERGY CENTER | Deer Park Energy Center | 6509911 | 17460713 | 55464 | CTG1 | 55464 | CTG1 | 1536 | 000001 | 124.0991 | 18.0726 | 61.9255 | 7.35 | 7.35 | 3.9897 | 10.1 | 2022 | 140 | 19 | 180 | -1 | 45.5 | 221121 | -95.1336 | 29.7136 | 2710 | 125 | 120 |  | 186.8 | Y | Natural Gas | Y | N | N | 9999 | N |  | Combined Cycle | 6564 | 6564.3921 | 6521
55464_G_CTG2 | TX | 48201 | DEER PARK ENERGY CENTER | Deer Park Energy Center | 6509911 | 17460813 | 55464 | CTG2 | 55464 | CTG2 | 1536 | 000002 | 107.0863 | 19.5866 | 58.9685 | 8.48 | 8.48 | 4.0992 | 10.37 | 2022 | 140 | 19 | 180 | -1 | 45.5 | 221121 | -95.134 | 29.7136 | 2710 | 125 | 120 |  | 169.8 | Y | Natural Gas | Y | N | N | 9999 | N |  | Combined Cycle | 7280 | 7279.8413 | 6521
55464_G_CTG3 | TX | 48201 | DEER PARK ENERGY CENTER | Deer Park Energy Center | 6509911 | 17460913 | 55464 | CTG3 | 55464 | CTG3 | 1536 | 000003 | 123.3389 | 17.6298 | 79.2324 | 8.93 | 8.93 | 4.7994 | 12.01 | 2022 | 140 | 19 | 180 | -1 | 45.5 | 221121 | -95.1344 | 29.7136 | 2710 | 125 | 120 |  | 169.8 | Y | Natural Gas | Y | N | N | 9999 | N |  | Combined Cycle | 7870 | 7869.8403 | 6521
55464_G_CTG4 | TX | 48201 | DEER PARK ENERGY CENTER | Deer Park Energy Center | 6509911 | 17461013 | 55464 | CTG4 | 55464 | CTG4 | 1536 | 000004 | 129.2215 | 0.5215 | 67.3748 | 9.55 | 9.55 | 4.4276 | 10.86 | 2022 | 140 | 19 | 180 | -1 | 45.5 | 221121 | -95.1349 | 29.7136 | 2710 | 125 | 120 |  | 169.8 | Y | Natural Gas | Y | N | N | 9999 | N |  | Combined Cycle | 7700 | 7699.7305 | 6521
55464_G_CTG6 | TX | 48201 | DEER PARK ENERGY CENTER | Deer Park Energy Center | 6509911 | 112971913 | 55464 | CTG5 | 55464 | CTG6 | 1536 | 000022 | 32.1472 | 20.7267 | 38.1367 | 30.92 | 30.92 | 3.9458 | 0.6447 | 2022 | 140 | 19 | 180 | -1 | 45.5 | 221121 | -95.1358 | 29.7136 | 1850 | 125 | 120 |  | 154.8 | Y | Natural Gas | Y | N | N | 9999 | N |  | Combined Cycle | 8062 | 8062.1797 | 6521
57504_G_CHP1 | TX | 48201 | CENTRAL PLANT | TECO CHP-1 | 4942411 | 92105313 |  |  | 57504 | CHP1 | 887 | 000022 | 25.16 | 0.65 | 4.33 | 4.7036 | 4.6163 | 0.57 | 0.6784 | 2022 | 130 | 10 | 225 | -1 | 70 | 221330 | -95.3986 | 29.7032 | 831 | 183 | 120 |  | 47 | Y | Natural Gas | N | Y | N | 9999 | N |  | Combustion Turbine | 1436 |  | 8700
60460_G_CH1 | TX | 48201 | CHANNELVIEW PEAKING FACILITY | Chamon Power LLC | 17979411 | 127821613 |  |  | 60460 | CH1 | 2038 | 000001 | 1.8 |  | 5.6 | 2.61 | 2.5578 | 0.09 | 0.83 | 2022 | 65 | 10 | 800 | -1 | 119.5 | 22111 | -95.1104 | 29.8836 | 0.01 | 125 | 120 |  | 43 | N | Natural Gas | N | N | N | 9999 | N |  | Combustion Turbine | 2491 |  | 10811
60460_G_CH2 | TX | 48201 | CHANNELVIEW PEAKING FACILITY | Chamon Power LLC | 17979411 | 127821713 |  |  | 60460 | CH2 | 2038 | 000002 | 3 |  | 4.5 | 2.54 | 2.54 | 0.09 | 0.81 | 2022 | 65 | 10 | 800 | -1 | 120.4 | 22111 | -95.1102 | 29.8835 | 0.01 | 125 | 120 |  | 43 | N | Natural Gas | N | N | N | 9999 | N |  | Combustion Turbine | 2408 |  | 10811
60468_G_GT-1 | TX | 48201 | UNIT 1 | Friendswood Energy | 18897611 | 135218213 | 60468 | CT-1 | 60468 | GT-1 | 2042 | 000001 | 8.9 | 1.6 | 8.7583 | 3.11 | 3.11 | 0.2833 | 0.99 | 2022 | 82 | 18 | 830 | -1 | 56 | 22111 | -95.4515 | 29.6473 | 1500 | 125 | 120 | 139 | 117 | N | Natural Gas | Y | N | N | 9999 | N |  | Combustion Turbine | 963 | 795.81 | 10745
62548_G_SJ-1 | TX | 48201 | SJRR POWER | SJRR Power LLC | 21432411 | 158775913 | 62548 | CT1 | 62548 | SJ-1 | 2065 | 000001 | 17.3 |  | 0.8341 | 1.66 | 1.66 |  | 0.53 | 2022 | 65 | 12 | 200 | -1 | 121.5 | 221112 | -95.1114 | 29.8819 | 500 | 125 | 120 |  | 43 | N | Natural Gas | Y | N | N | 9999 | N |  | Combustion Turbine | 1448 | 262.7201 | 9905
62548_G_SJ-2 | TX | 48201 | SJRR POWER | SJRR Power LLC | 21432411 | 158776013 | 62548 | CT2 | 62548 | SJ-2 | 2065 | 000002 | 15.1 |  | 0.9786 | 1.62 | 1.62 |  | 0.52 | 2022 | 65 | 12 | 200 | -1 | 121.5 | 221112 | -95.1114 | 29.8819 | 500 | 125 | 120 |  | 43 | N | Natural Gas | Y | N | N | 9999 | N |  | Combustion Turbine | 1386 | 235.9701 | 9905
63335_G_CTG-1 | TX | 48201 | HO CLARKE GENERATING | HO Clarke Generating | 21432611 | 156205213 | 63335 | CT-1 | 63335 | CTG-1 | 2067 | 000001 | 1.48 | 0.2 | 3.0091 | 1.82 | 1.82 | 0.1176 | 0.86 | 2022 | 70 | 11.8 | 850 | -1 | 87.6 | 221112 | -95.4513 | 29.6459 | 475 | 125 | 120 |  | 44.5 | N | Natural Gas, Distillate Fuel Oil | Y | N | N | 9999 | N |  | Combustion Turbine | 1155 | 1154.6705 | 9905
63335_G_CTG-2 | TX | 48201 | HO CLARKE GENERATING | HO Clarke Generating | 21432611 | 156205313 | 63335 | CT-2 | 63335 | CTG-2 | 2067 | 000002 | 2.38 | 0.1 | 4.7229 | 2.93 | 2.93 | 0.1154 | 0.47 | 2022 | 70 | 11.8 | 850 | -1 | 87.6 | 221112 | -95.4513 | 29.6457 | 475 | 125 | 120 |  | 44.5 | N | Natural Gas, Distillate Fuel Oil | Y | N | N | 9999 | N |  | Combustion Turbine | 1180 | 1139.55 | 9905
63335_G_CTG-3 | TX | 48201 | HO CLARKE GENERATING | HO Clarke Generating | 21432611 | 156205413 | 63335 | CT-3 | 63335 | CTG-3 | 2067 | 000003 | 1.51 | 0.3 | 2.9397 | 2.9 | 2.9 | 0.1196 | 0.83 | 2022 | 70 | 11.8 | 850 | -1 | 87.6 | 221112 | -95.4513 | 29.6455 | 475 | 125 | 120 |  | 44.5 | N | Natural Gas, Distillate Fuel Oil | Y | N | N | 9999 | N |  | Combustion Turbine | 1179 | 1178.59 | 9905
63335_G_CTG-4 | TX | 48201 | HO CLARKE GENERATING | HO Clarke Generating | 21432611 | 156205513 | 63335 | CT-4 | 63335 | CTG-4 | 2067 | 000004 | 2.52 | 0.3 | 3.1229 | 2.54 | 2.54 | 0.1213 | 0.66 | 2022 | 70 | 11.8 | 850 | -1 | 87.6 | 221112 | -95.4513 | 29.6452 | 475 | 125 | 120 |  | 44.5 | N | Natural Gas, Distillate Fuel Oil | Y | N | N | 9999 | N |  | Combustion Turbine | 1191 | 1191.3698 | 9905
63335_G_CTG-5 | TX | 48201 | HO CLARKE GENERATING | HO Clarke Generating | 21432611 | 156205613 | 63335 | CT-5 | 63335 | CTG-5 | 2067 | 000005 | 1.58 | 0.4 | 2.9951 | 1.76 | 1.76 | 0.1177 | 0.56 | 2022 | 70 | 11.8 | 850 | -1 | 87.6 | 221112 | -95.4513 | 29.645 | 475 | 125 | 120 |  | 44.5 | N | Natural Gas, Distillate Fuel Oil | Y | N | N | 9999 | N |  | Combustion Turbine | 1157 | 1157.48 | 9905
63335_G_CTG-6 | TX | 48201 | HO CLARKE GENERATING | HO Clarke Generating | 21432611 | 156205713 | 63335 | CT-6 | 63335 | CTG-6 | 2067 | 000006 | 1.46 | 0.5 | 2.6835 | 2.44 | 2.44 | 0.1165 | 0.31 | 2022 | 70 | 11.8 | 850 | -1 | 87.6 | 221112 | -95.4513 | 29.6448 | 475 | 125 | 120 |  | 44.5 | N | Natural Gas, Distillate Fuel Oil | Y | N | N | 9999 | N |  | Combustion Turbine | 1146 | 1145.54 | 9905
63335_G_CTG-7 | TX | 48201 | HO CLARKE GENERATING | HO Clarke Generating | 21432611 | 156205813 | 63335 | CT-7 | 63335 | CTG-7 | 2067 | 000007 | 1.3 |  | 4.4706 | 0.66 | 0.66 | 0.0961 | 0.68 | 2022 | 70 | 11.8 | 850 | -1 | 87.6 | 221112 | -95.4512 | 29.6443 | 475 | 125 | 120 |  | 44.5 | N | Natural Gas | Y | N | N | 9999 | N |  | Combustion Turbine | 952 | 951.8698 | 9905
63335_G_CTG-8 | TX | 48201 | HO CLARKE GENERATING | HO Clarke Generating | 21432611 | 156205913 | 63335 | CT-8 | 63335 | CTG-8 |  |  | 1.35 |  | 6.9624 | 0.36 | 0.36 | 0.0997 | 0.2 |  | 70 | 11.8 | 850 | -1 | 87.6 | 221112 | -95.4512 | 29.6441 |  | 125 | 120 |  | 44.5 | N | Natural Gas | Y | N | N | 9999 | N |  | Combustion Turbine |  | 974.41 | 9905
55187_G_GT1a | TX | 48201 | CHANNELVIEW COGENERATION FACILITY |  | 4057511 | 33490513 |  |  |  |  | 1512 | 000005 | 7.57 | 0.78 | 4.79 | 2.28 | 2.28 | 0.27 | 0.41 | 2022 | 125 | 19 | 300 | -1 | 66.5 | 22111 | -95.121 | 29.8375 | 650 | 125 | 100 |  |  |  |  | N | N | N |  | N |  |  | 5709
55187_G_GT3a | TX | 48201 | CHANNELVIEW COGENERATION FACILITY |  | 4057511 | 33490113 |  |  |  |  | 1512 | 000007 | 5.85 | 0.76 | 4.84 | 2.28 | 2.28 | 0.27 | 0.41 | 2022 | 125 | 19 | 300 | -1 | 66.5 | 22111 | -95.121 | 29.8367 | 650 | 125 | 100 |  |  |  |  | N | N | N |  | N |  |  | 5205
55187_G_GT2a | TX | 48201 | CHANNELVIEW COGENERATION FACILITY |  | 4057511 | 33490413 |  |  |  |  | 1512 | 000006 | 3.9 | 1.2 | 3.67 | 1.71 | 1.71 | 0.21 | 0.31 | 2022 | 125 | 19 | 300 | -1 | 66.5 | 22111 | -95.121 | 29.8371 | 650 | 125 | 100 |  |  |  |  | N | N | N |  | N |  |  | 4052
50141_G_WGN1 | TX | 48203 | SNIDER INDUSTRIES SAWMILL | Snider Industries | 4846511 | 29653913 |  |  | 50141 | WGN1 | 16 | 000003 | 33.96 |  | 33.96 | 40.79 | 13.47 | 2.717 | 8.019 | 2022 | 55 | 4.17 | 280 | -1 | 53 | 321113 | -94.3748 | 32.5782 | 94 | 135 | 100 |  | 5 | Y | Biomass | N | Y | N | 9999 | N |  | Biomass | 8208 |  | 12168
55176_G_GEN1 | TX | 48203 | EASTMAN COGENERATION FACILITY | Eastman Cogeneration Facility | 7908711 | 2580313 | 55176 | 1 | 55176 | GEN1 | 59 | 000001 | 72.5052 |  | 166.7849 | 32.3019 | 32.3019 | 3.6984 | 0.0433 | 2022 | 150 | 18.75 | 209 | -1 | 60.5 | 221121 | -94.6902 | 32.448 | 2200 | 125 | 120 |  | 153.7 | Y | Natural Gas | Y | N | N | 9999 | N | 55176_G_GEN1;55176_G_GEN3 | Combined Cycle | 8760 | 8140.3604 | 5673
55176_G_GEN2 | TX | 48203 | EASTMAN COGENERATION FACILITY | Eastman Cogeneration Facility | 7908711 | 2580113 | 55176 | 2 | 55176 | GEN2 | 59 | 000002 | 67.4619 |  | 158.1808 | 17.4699 | 17.4699 | 3.1403 | 0.2178 | 2022 | 150 | 18.75 | 209 | -1 | 60.5 | 221121 | -94.6902 | 32.4477 | 2200 | 125 | 120 |  | 153.7 | Y | Natural Gas | Y | N | N | 9999 | N |  | Combined Cycle | 8760 | 7139.9092 | 5673
55664_G_GT-1 | TX | 48203 | HARRISON COUNTY POWER PROJECT | Harrison County Power Project | 9123111 | 57531713 | 55664 | GT-1 | 55664 | GT-1 | 81 | 000001 | 50.3 | 2.2 | 78.8611 | 23.62 | 23.62 | 3.0221 | 8.7736 | 2022 | 140 | 18 | 650 | -1 | 72.88 | 22111 | -94.4363 | 32.3958 | 1740 | 125 | 120 |  | 144.5 | N | Natural Gas | Y | N | N | 9999 | N |  | Combined Cycle | 6175 | 6044.9458 | 7344
55664_G_GT-2 | TX | 48203 | HARRISON COUNTY POWER PROJECT | Harrison County Power Project | 9123111 | 57531813 | 55664 | GT-2 | 55664 | GT-2 | 81 | 000002 | 59.1 | 23.54 | 76.8896 | 28.46 | 28.46 | 3.0402 | 6.9226 | 2022 | 140 | 18 | 650 | -1 | 72.88 | 22111 | -94.4361 | 32.3961 | 1740 | 125 | 120 |  | 144.5 | N | Natural Gas | Y | N | N | 9999 | N |  | Combined Cycle | 6298 | 6122.0049 | 7344
7902_B_1 | TX | 48203 | AEP PIRKEY POWER PLANT |  | 4845611 | 29665713 | 7902 | 1 |  |  | 22 | 000001 | 3169.4 |  | 2947.9903 | 146.2411 | 63.3 | 1228.6303 | 52.3 | 2022 | 525 | 25 | 150 | -1 | 85 | 22111 | -94.4845 | 32.461 | 6840 | 125 | 100 |  |  |  |  | Y | N | N |  | N |  |  | 6636 | 6636.2905
55144_G_U1 | TX | 48209 | HAYS ENERGY FACILITY | Hays Energy Project | 4927111 | 31205413 | 55144 | STK1 | 55144 | U1 | 15 | 000001 | 205.3931 | 0.2612 | 44.912 | 17.0343 | 17.0343 | 1.7654 | 25.8226 | 2022 | 150 | 18 | 500 | -1 | 40.8 | 22111 | -97.9909 | 29.7812 | 1760 | 125 | 120 |  | 227 | N | Natural Gas | Y | N | N | 9999 | N |  | Combined Cycle | 3928 | 3927.8909 | 7554
55144_G_U2 | TX | 48209 | HAYS ENERGY FACILITY | Hays Energy Project | 4927111 | 31205313 | 55144 | STK2 | 55144 | U2 | 15 | 000002 | 7.2296 | 0.0955 | 47.0586 | 15.497 | 15.497 | 1.9561 | 11.8071 | 2022 | 150 | 18 | 500 | -1 | 40.8 | 22111 | -97.9903 | 29.781 | 1760 | 125 | 120 |  | 211 | N | Natural Gas | Y | N | N | 9999 | N |  | Combined Cycle | 4245 | 4244.6108 | 7532
55144_G_U3 | TX | 48209 | HAYS ENERGY FACILITY | Hays Energy Project | 4927111 | 31205213 | 55144 | STK3 | 55144 | U3 | 15 | 000003 | 23.2025 | 0.0421 | 56.8014 | 23.028 | 23.028 | 2.3113 | 14.5655 | 2022 | 150 | 4 | 500 | -1 | 40.8 | 22111 | -97.9894 | 29.7808 | 1760 | 125 | 120 |  | 228 | N | Natural Gas | Y | N | N | 9999 | N |  | Combined Cycle | 4683 | 4683.3193 | 7568
55144_G_U4 | TX | 48209 | HAYS ENERGY FACILITY | Hays Energy Project | 4927111 | 31205113 | 55144 | STK4 | 55144 | U4 | 15 | 000004 | 118.8293 | 0.359 | 49.2038 | 20.4704 | 20.4704 | 1.8526 | 24.3145 | 2022 | 150 | 4 | 500 | -1 | 40.8 | 22111 | -97.9888 | 29.7806 | 1760 | 125 | 120 |  | 230 | N | Natural Gas | Y | N | N | 9999 | N |  | Combined Cycle | 4080 | 4079.7732 | 7529
3507_B_9 | TX | 48213 | TRINIDAD STEAM ELEC STATION | Trinidad (TX) | 4863311 | 29419713 | 3507 | 9 | 3507 | 9 | 2 | 000003 | 12.5247 |  | 98.6129 | 3.9662 | 3.9662 | 0.3185 | 5.0862 | 2022 | 175 | 16 | 250 | -1 | 37.8 | 22111 | -96.1011 | 32.1244 | 2430 | 125 | 100 |  | 235 | N | Natural Gas | Y | N | N | 9999 | N |  | O/G Steam | 1029 | 1028.9797 | 12604
3507_G_D1 | TX | 48213 | TRINIDAD STEAM ELEC STATION | Trinidad (TX) | 4863311 | 29419613 |  |  | 3507 | D1 | 2 | 000004 | 0.0062 |  | 0.1858 | 0.0036 | 0.003 | 0.0251 | 0.0051 | 2022 | 16 | 2 | 400 | -1 | 35 | 22111 | -96.1022 | 32.1239 | 19.9 | 125 | 160 |  | 2 | N | Distillate Fuel Oil | N | N | N | 9999 | N |  | Combustion Turbine | 17 |  | 25000
3507_G_D2 | TX | 48213 | TRINIDAD STEAM ELEC STATION | Trinidad (TX) | 4863311 | 29419513 |  |  | 3507 | D2 | 2 | 000005 | 0.0002 |  | 0.0033 | 0.0001 | 0.0001 | 0.0005 | 0.0001 | 2022 | 16 | 2 | 400 | -1 | 35 | 22111 | -96.1022 | 32.1239 | 19.9 | 125 | 160 |  | 2 | N | Distillate Fuel Oil | N | N | N | 9999 | N |  | Combustion Turbine | 1 |  | 25000
55123_G_CTG1 | TX | 48215 | MAGIC VALLEY GENERATING STATION | Magic Valley Generating Station | 4846411 | 29655213 | 55123 | CTG-1 | 55123 | CTG1 | 86 | 000001 | 90.9795 | 13.452 | 55.1556 | 8.9 | 8.9 | 2.0805 | 0.1027 | 2022 | 125 | 21 | 300 | -1 | 57.6 | 22111 | -98.1912 | 26.3399 | 2050 | 125 | 120 |  | 221 | N | Natural Gas | Y | N | N | 9999 | N |  | Combined Cycle | 3394 | 3394.5 | 7300
55123_G_CTG2 | TX | 48215 | MAGIC VALLEY GENERATING STATION | Magic Valley Generating Station | 4846411 | 29655013 | 55123 | CTG-2 | 55123 | CTG2 | 86 | 000003 | 312.7802 | 13.7268 | 99.0742 | 30.67 | 30.67 | 3.1968 | 0.1058 | 2022 | 125 | 21 | 300 | -1 | 57.6 | 22111 | -98.1901 | 26.3397 | 2050 | 125 | 120 |  | 221 | N | Natural Gas | Y | N | N | 9999 | N |  | Combined Cycle | 5561 | 5560.9595 | 7300
55545_G_CTG1 | TX | 48215 | HIDALGO ENERGY CENTER | Hidalgo Energy Center | 6141711 | 15926013 | 7762 | HRSG1 | 55545 | CTG1 | 87 | 000001 | 30.5573 |  | 141.3343 | 20.7 | 20.7 | 2.5268 | 4.2252 | 2022 | 174 | 18 | 200 | -1 | 73 | 22111 | -98.175 | 26.3417 | 1950 | 125 | 140 |  | 159 | N | Natural Gas | Y | N | N | 9999 | N |  | Combined Cycle | 5782 | 5781.9712 | 7376
55545_G_CTG2 | TX | 48215 | HIDALGO ENERGY CENTER | Hidalgo Energy Center | 6141711 | 15926513 | 7762 | HRSG2 | 55545 | CTG2 | 87 | 000002 | 61.0979 |  | 178.1472 | 23.89 | 23.89 | 2.9597 | 4.8759 | 2022 | 174 | 18 | 200 | -1 | 73 | 22111 | -98.1751 | 26.3412 | 1950 | 125 | 140 |  | 159 | N | Natural Gas | Y | N | N | 9999 | N |  | Combined Cycle | 6588 | 6587.5405 | 7376
59391_G_ENG01 | TX | 48215 | RED GATE POWER PLANT | Red Gate Power Plant | 17910611 | 126703713 |  |  | 59391 | ENG01 | 710 | 000002 | 0.3018 | 0.0402 | 1.4183 | 0.5105 | 0.5105 | 0.0006 | 0.0504 | 2022 | 150 | 4.96 | 703 | -1 | 108.3 | 22111 | -98.178 | 26.4507 | 0.01 | 125 | 160 |  | 18.3 | N | Natural Gas | N | N | N | 9999 | N |  | Combustion Turbine | 2970 |  | 10745
59391_G_ENG02 | TX | 48215 | RED GATE POWER PLANT | Red Gate Power Plant | 17910611 | 126703813 |  |  | 59391 | ENG02 | 710 | 000003 | 0.248 | 0.0397 | 2.3508 | 0.5034 | 0.5034 | 0.0006 | 0.0993 | 2022 | 150 | 4.96 | 703 | -1 | 108.3 | 22111 | -98.178 | 26.4506 | 0.01 | 125 | 160 |  | 18.3 | N | Natural Gas | N | N | N | 9999 | N |  | Combustion Turbine | 2623 |  | 10745
59391_G_ENG03 | TX | 48215 | RED GATE POWER PLANT | Red Gate Power Plant | 17910611 | 126703913 |  |  | 59391 | ENG03 | 710 | 000004 | 0.1652 | 0.0389 | 2.6717 | 0.4931 | 0.4931 | 0.0006 | 0.6607 | 2022 | 150 | 4.96 | 703 | -1 | 108.3 | 22111 | -98.178 | 26.4506 | 0.01 | 125 | 160 |  | 18.3 | N | Natural Gas | N | N | N | 9999 | N |  | Combustion Turbine | 2895 |  | 10745
59391_G_ENG04 | TX | 48215 | RED GATE POWER PLANT | Red Gate Power Plant | 17910611 | 126704013 |  |  | 59391 | ENG04 | 710 | 000005 | 0.0276 | 0.0367 | 0.6798 | 0.4662 | 0.4662 | 0.0005 | 1.424 | 2022 | 150 | 4.96 | 703 | -1 | 108.3 | 22111 | -98.178 | 26.4507 | 0.01 | 125 | 160 |  | 18.3 | N | Natural Gas | N | N | N | 9999 | N |  | Combustion Turbine | 3189 |  | 10745
59391_G_ENG05 | TX | 48215 | RED GATE POWER PLANT | Red Gate Power Plant | 17910611 | 126704113 |  |  | 59391 | ENG05 | 710 | 000006 | 0.2954 | 0.0381 | 1.9343 | 0.4836 | 0.4836 | 0.0006 | 0.0859 | 2022 | 150 | 4.96 | 703 | -1 | 108.3 | 22111 | -98.1779 | 26.4506 | 0.01 | 125 | 160 |  | 18.3 | N | Natural Gas | N | N | N | 9999 | N |  | Combustion Turbine | 3228 |  | 10745
59391_G_ENG06 | TX | 48215 | RED GATE POWER PLANT | Red Gate Power Plant | 17910611 | 126704213 |  |  | 59391 | ENG06 | 710 | 000007 | 0.2688 | 0.0358 | 1.0572 | 0.4547 | 0.4547 | 0.0005 | 0.1166 | 2022 | 150 | 4.96 | 703 | -1 | 108.3 | 22111 | -98.1779 | 26.4506 | 0.01 | 125 | 160 |  | 18.3 | N | Natural Gas | N | N | N | 9999 | N |  | Combustion Turbine | 3149 |  | 10745
59391_G_ENG07 | TX | 48215 | RED GATE POWER PLANT | Red Gate Power Plant | 17910611 | 126704313 |  |  | 59391 | ENG07 | 710 | 000008 | 0.2857 | 0.0381 | 1.4477 | 0.4834 | 0.4834 | 0.0006 | 0.1144 | 2022 | 150 | 4.96 | 703 | -1 | 108.3 | 22111 | -98.177 | 26.451 | 0.01 | 125 | 160 |  | 18.3 | N | Natural Gas | N | N | N | 9999 | N |  | Combustion Turbine | 2901 |  | 10745
59391_G_ENG08 | TX | 48215 | RED GATE POWER PLANT | Red Gate Power Plant | 17910611 | 126704413 |  |  | 59391 | ENG08 | 710 | 000009 | 1.6141 | 0.0375 | 2.7966 | 0.4763 | 0.4763 | 0.0006 | 0.0846 | 2022 | 150 | 4.96 | 703 | -1 | 108.3 | 22111 | -98.177 | 26.451 | 0.01 | 125 | 160 | 65 | 18.3 | N | Natural Gas | N | N | N | 9999 | N |  | Combustion Turbine | 2985 |  | 10745
59391_G_ENG09 | TX | 48215 | RED GATE POWER PLANT | Red Gate Power Plant | 17910611 | 126704513 |  |  | 59391 | ENG09 | 710 | 000010 | 0.2567 | 0.038 | 0.8842 | 0.4825 | 0.4825 | 0.0006 | 0.1807 | 2022 | 150 | 4.96 | 703 | -1 | 108.3 | 22111 | -98.177 | 26.451 | 0.01 | 125 | 160 |  | 18.3 | N | Natural Gas | N | N | N | 9999 | N |  | Combustion Turbine | 2869 |  | 10745
59391_G_ENG10 | TX | 48215 | RED GATE POWER PLANT | Red Gate Power Plant | 17910611 | 126704613 |  |  | 59391 | ENG10 | 710 | 000011 | 0.3704 | 0.039 | 1.784 | 0.4947 | 0.4947 | 0.0006 | 0.1171 | 2022 | 150 | 4.96 | 703 | -1 | 108.3 | 22111 | -98.177 | 26.451 | 0.01 | 125 | 160 |  | 18.3 | N | Natural Gas | N | N | N | 9999 | N |  | Combustion Turbine | 3018 |  | 10745
59391_G_ENG11 | TX | 48215 | RED GATE POWER PLANT | Red Gate Power Plant | 17910611 | 126704713 |  |  | 59391 | ENG11 | 710 | 000012 | 0.2405 | 0.0401 | 1.0422 | 0.5086 | 0.5086 | 0.0006 | 0.1504 | 2022 | 150 | 4.96 | 703 | -1 | 108.3 | 22111 | -98.1769 | 26.451 | 0.01 | 125 | 160 |  | 18.3 | N | Natural Gas | N | N | N | 9999 | N |  | Combustion Turbine | 3017 |  | 10745
59391_G_ENG12 | TX | 48215 | RED GATE POWER PLANT | Red Gate Power Plant | 17910611 | 126704813 |  |  | 59391 | ENG12 | 710 | 000013 | 0.158 | 0.0372 | 1.1621 | 0.4718 | 0.4718 | 0.0005 | 0.0373 | 2022 | 150 | 4.96 | 703 | -1 | 108.3 | 22111 | -98.1769 | 26.451 | 0.01 | 125 | 160 |  | 18.3 | N | Natural Gas | N | N | N | 9999 | N |  | Combustion Turbine | 3008 |  | 10745
55098_G_GEN2 | TX | 48215 | FRONTERA ENERGY CENTER |  | 7908611 | 2580413 | 55098 | 2 |  |  | 84 | 000002 | 18.2 |  | 115.5714 | 30.59 | 30.15 | 3.6169 | 9.63 | 2022 | 150 | 18.75 | 198 | -1 | 50 | 22111 | -98.3995 | 26.2082 | 1870 | 125 | 160 |  |  |  |  | Y | N | N |  | N |  |  | 7580 | 7555.9893
55098_G_GEN1 | TX | 48215 | FRONTERA ENERGY CENTER |  | 7908611 | 2580513 | 55098 | 1 |  |  | 84 | 000001 | 20.9 |  | 109.4781 | 30.39 | 29.95 | 3.5939 | 9.6276 | 2022 | 150 | 18.75 | 198 | -1 | 50 | 22111 | -98.3996 | 26.2078 | 1870 | 125 | 160 |  |  |  |  | Y | N | N |  | N | 55098_G_GEN1;55098_G_GEN3 |  | 7561 | 7528.7905
54338_G_GEND | TX | 48215 | W R COWLEY SUGAR HOUSE |  | 6429211 | 90149513 |  |  |  |  | 15 | 000022 | 27.5267 |  | 71.7919 | 4.2706 | 3.1593 | 5.3195 | 1.2529 | 2022 | 99 | 9.66 | 334 | -1 | 43.75 | 311314 | -97.8676 | 26.2708 | 525 | 154 | 100 |  |  |  |  | N | N | N |  | N |  |  | 2400
55139_G_CTG1 | TX | 48221 | WOLF HOLLOW I | Wolf Hollow I LP | 9116611 | 57528013 | 55139 | CTG1 | 55139 | CTG1 | 690 | 000001 | 27.709 | 15.784 | 123.5235 | 31.2776 | 31.2776 | 2.8081 | 34.3605 | 2022 | 175 | 18.5 | 500 | -1 | 45.8 | 22111 | -97.7316 | 32.3333 | 2420 | 125 | 120 |  | 236 | N | Natural Gas | Y | N | N | 9999 | N | 55139_G_CTG1;55139_G_ST | Combined Cycle | 4352 | 4351.979 | 8084
55139_G_CTG2 | TX | 48221 | WOLF HOLLOW I | Wolf Hollow I LP | 9116611 | 57528113 | 55139 | CTG2 | 55139 | CTG2 | 690 | 000002 | 29.472 | 17.763 | 111.9513 | 30.6505 | 30.6505 | 2.7585 | 32.0099 | 2022 | 175 | 18.5 | 500 | -1 | 45.8 | 22111 | -97.7311 | 32.3335 | 2420 | 125 | 120 |  | 234.5 | N | Natural Gas | Y | N | N | 9999 | N |  | Combined Cycle | 4269 | 4268.6089 | 8084
59812_G_CGT4 | TX | 48221 | WOLF HOLLOW II | Wolf Hollow II | 17984911 | 127987813 | 59812 | CGT4 | 59812 | CGT4 | 731 | 000010 | 8.542 | 20.574 | 51.3156 | 46.1865 | 46.1865 | 6.1059 | 8.764 | 2022 | 150 | 22 | 167 | -1 | 63.9 | 22111 | -97.7357 | 32.34 | 3910 | 125 | 120 |  | 327.8 | N | Natural Gas | Y | N | N | 9999 | N |  | Combined Cycle | 6711 | 6710.7905 | 7225
59812_G_CGT5 | TX | 48221 | WOLF HOLLOW II | Wolf Hollow II | 17984911 | 127986913 | 59812 | CGT5 | 59812 | CGT5 | 731 | 000001 | 18.32 | 9.27 | 52.7639 | 41.4208 | 41.4208 | 6.234 | 15.2292 | 2022 | 150 | 22 | 167 | -1 | 63.9 | 22111 | -97.7353 | 32.3402 | 3910 | 125 | 120 |  | 329.3 | N | Natural Gas | Y | N | N | 9999 | N |  | Combined Cycle | 6882 | 6882.0381 | 7225
59812_G_STG6 | TX | 48221 | WOLF HOLLOW II | Wolf Hollow II | 17984911 | 127987613 |  |  | 59812 | STG6 | 731 | 000008 |  |  |  | 0.0132 | 0.0132 |  | 0.0132 | 2022 | 20 | 0.5 | 70 | -1 | 0.1 | 22111 | -97.7344 | 32.3399 |  | 125 | 999 |  | 458.3 | N | Natural Gas | N | N | N | 9999 | N |  | Combined Cycle | 8760 |  | 7225
8063_G_CT1 | TX | 48221 | DECORDOVA STEAM ELECTRIC STATION | DeCordova Steam Electric Station | 6153011 | 16226213 | 8063 | CT1 | 8063 | CT1 | 1 | 000001 | 0.2271 |  | 120.567 | 2.5871 | 2.5871 | 4.317 | 1.5726 | 2022 | 60 | 20 | 996 | -1 | 86.8 | 22111 | -97.6988 | 32.4036 | 1140 | 125 | 120 |  | 69 | N | Natural Gas, Distillate Fuel Oil | Y | N | N | 9999 | N |  | Combustion Turbine | 464 | 463.58 | 13340
8063_G_CT2 | TX | 48221 | DECORDOVA STEAM ELECTRIC STATION | DeCordova Steam Electric Station | 6153011 | 16226313 | 8063 | CT2 | 8063 | CT2 |  |  | 0.1397 |  | 65.4513 | 1.5089 | 1.5087 | 4.9679 | 0.8922 |  | 60 | 20 | 996 | -1 | 86.8 | 22111 | -97.6985 | 32.4037 |  | 125 | 120 |  | 68 | N | Natural Gas, Distillate Fuel Oil | Y | N | N | 9999 | N |  | Combustion Turbine |  | 258.6701 | 13340
8063_G_CT3 | TX | 48221 | DECORDOVA STEAM ELECTRIC STATION | DeCordova Steam Electric Station | 6153011 | 16225813 | 8063 | CT3 | 8063 | CT3 | 1 | 000003 | 0.181 |  | 99.464 | 2.0583 | 2.0582 | 3.6927 | 1.2501 | 2022 | 60 | 20 | 996 | -1 | 86.8 | 22111 | -97.6982 | 32.4038 | 1140 | 125 | 120 |  | 68 | N | Natural Gas, Distillate Fuel Oil | Y | N | N | 9999 | N |  | Combustion Turbine | 365 | 364.6698 | 13339
8063_G_CT4 | TX | 48221 | DECORDOVA STEAM ELECTRIC STATION | DeCordova Steam Electric Station | 6153011 | 16225913 | 8063 | CT4 | 8063 | CT4 | 1 | 000004 | 0.1332 |  | 72.3756 | 1.4645 | 1.4644 | 4.0211 | 0.8744 | 2022 | 60 | 20 | 996 | -1 | 86.8 | 22111 | -97.6979 | 32.4039 | 1140 | 125 | 120 |  | 69 | N | Natural Gas, Distillate Fuel Oil | Y | N | N | 9999 | N |  | Combustion Turbine | 257 | 256.2699 | 13338
52176_G_GEN1 | TX | 48227 | BIG SPRING COGENERATION | C R Wing Cogen Plant | 5649311 | 19944613 | 52176 | 1 | 52176 | GEN1 | 16 | 000001 | 10.411 |  | 46.5446 | 3.1053 | 3.105 | 0.2687 | 0.0756 | 2022 | 90 | 14 | 300 | -1 | 46 | 22111 | -101.4222 | 32.2732 | 917 | 125 | 120 |  | 71 | Y | Natural Gas | Y | N | N | 9999 | N |  | Combined Cycle | 1689 | 1241.8604 | 9048
52176_G_GEN2 | TX | 48227 | BIG SPRING COGENERATION | C R Wing Cogen Plant | 5649311 | 19945013 | 52176 | 2 | 52176 | GEN2 | 16 | 000002 | 5.0085 |  | 69.3756 | 3.7171 | 3.7168 | 0.3173 | 0.0905 | 2022 | 90 | 14 | 300 | -1 | 82 | 22111 | -101.4222 | 32.2734 | 917 | 125 | 120 |  | 71 | Y | Natural Gas | Y | N | N | 9999 | N |  | Combined Cycle | 1487 | 1486.5306 | 9048
52176_G_GEN3 | TX | 48227 | BIG SPRING COGENERATION | C R Wing Cogen Plant | 5649311 | 19944913 |  |  | 52176 | GEN3 | 16 | 000003 | 0.1284 |  | 0.654 | 0.006 | 0.006 | 0.006 | 0.0156 | 2022 | 14 | 1 | 200 | -1 | 75 | 22111 | -101.4223 | 32.2729 | 13.6 | 125 | 160 |  | 70 | Y | Natural Gas | N | Y | N | 9999 | N |  | Combined Cycle | 24 |  | 9048
4195_B_3 | TX | 48231 | POWER LANE STEAM PLANT | Powerlane Plant | 5655711 | 19719713 | 4195 | 3 | 4195 | 3 | 9 | 000001 | 11.3156 |  | 20.8242 | 1.2152 | 1.2152 | 0.7804 | 0.7944 | 2022 | 70 | 8 | 300 | -1 | 47 | 22111 | -96.1268 | 33.1704 | 550 | 125 | 100 |  | 41 | N | Natural Gas | Y | N | N | 9999 | N |  | O/G Steam | 888 | 1340.5 | 14500
4195_B_1 | TX | 48231 | POWER LANE STEAM PLANT | Powerlane Plant | 5655711 | 19719813 |  |  | 4195 | 1 | 9 | 000002 | 4.5533 |  | 15.1776 | 0.412 | 0.412 | 0.0325 | 0.2981 | 2022 | 48 | 7 | 300 | -1 | 47 | 22111 | -96.1267 | 33.1707 | 269 | 125 | 100 |  | 18 | N | Natural Gas | N | N | N | 9999 | N |  | O/G Steam | 394 |  | 14500
4195_B_2 | TX | 48231 | POWER LANE STEAM PLANT | Powerlane Plant | 5655711 | 19719913 | 4195 | 2 | 4195 | 2 | 9 | 000003 | 3.9495 |  | 12.1041 | 0.5688 | 0.5688 | 0.0304 | 0.3177 | 2022 | 51 | 7 | 300 | -1 | 47 | 22111 | -96.1268 | 33.1706 | 350 | 125 | 100 |  | 23 | N | Natural Gas | Y | N | N | 9999 | N |  | O/G Steam | 595 | 1005 | 14500
4195_G_EP | TX | 48231 | POWER LANE STEAM PLANT | Powerlane Plant | 5655711 | 91523413 |  |  | 4195 | EP | 9 | 000008 | 4.8931 | 1.3327 | 5.1095 | 6.2427 | 6.2427 | 0.055 | 11.8053 | 2022 | 65 | 4 | 698 | -1 | 77.76 | 22111 | -96.1263 | 33.17 | 72 | 125 | 160 |  | 8.2 | N | Natural Gas | N | N | N | 9999 | N |  | Combustion Turbine | 2404 |  | 12400
4195_G_EP2 | TX | 48231 | POWER LANE STEAM PLANT | Powerlane Plant | 5655711 | 91523513 |  |  | 4195 | EP2 | 9 | 000009 | 4.8398 | 1.2143 | 3.9563 | 5.6905 | 5.6905 | 0.0501 | 10.7978 | 2022 | 65 | 4 | 698 | -1 | 77.76 | 22111 | -96.1263 | 33.1699 | 72 | 125 | 160 |  | 8.2 | N | Natural Gas | N | N | N | 9999 | N |  | Combustion Turbine | 2176 |  | 12399
4195_G_EP3 | TX | 48231 | POWER LANE STEAM PLANT | Powerlane Plant | 5655711 | 91523613 |  |  | 4195 | EP3 | 9 | 000010 | 4.7212 | 1.2829 | 4.3033 | 6.0097 | 6.0097 | 0.0529 | 11.3667 | 2022 | 65 | 4 | 698 | -1 | 77.76 | 22111 | -96.1263 | 33.1699 | 72 | 125 | 160 |  | 8.2 | N | Natural Gas | N | N | N | 9999 | N |  | Combustion Turbine | 2314 |  | 12399
10072_B_WHBOIL | TX | 48233 | BORGER CARBON BLACK PLANT | Engineered Carbons Borger Cogen | 5655811 | 19718313 |  |  | 10072 | WHBOIL | 1 | 000012 | 736.5315 |  | 141.6913 | 9.6914 | 6.9455 | 1168.032 | 16.8838 | 2022 | 98 | 10 | 421 | -1 | 57.49 | 325180 | -101.4328 | 35.6672 | 320 | 156 | 100 | 21 | 18.8 | N | Fossil Waste | N | N | N | 9999 | N |  | Fossil Waste | 8640 |  | 10994
55064_G_UNT1 | TX | 48233 | BLACKHAWK POWER PLANT | Black Hawk Station | 7910111 | 2570213 | 55064 | 001 | 55064 | UNT1 | 41 | 000003 | 37.7 | 3.8 | 202.637 | 29 | 29 | 30.8232 | 13.7259 | 2022 | 130 | 18 | 500 | -1 | 65 | 22111 | -101.3601 | 35.6964 | 1300 | 125 | 120 |  | 111.2 | Y | Natural Gas | Y | N | N | 9999 | N |  | Combustion Turbine | 8709 | 8446.6104 | 8700
55064_G_UNT2B | TX | 48233 | BLACKHAWK POWER PLANT | Black Hawk Station | 7910111 | 2570413 | 55064 | 002 | 55064 | UNT2B | 41 | 000005 | 33.4 | 4.7 | 232.8357 | 35.3 | 35.3 | 27.0222 | 16.153 | 2022 | 130 | 18 | 500 | -1 | 65 | 22111 | -101.3597 | 35.6962 | 1300 | 125 | 120 |  | 113.3 | Y | Natural Gas | Y | N | N | 9999 | N |  | Combustion Turbine | 8203 | 8555.9805 | 8700
55230_G_CT1 | TX | 48237 | JACK COUNTY GENERATION FACILITY | Jack County | 13385011 | 71003913 | 55230 | CT-1 | 55230 | CT1 |  |  | 52.4 | 2.1 | 87.5461 | 12.32 | 12.32 | 2.9828 | 1.99 |  | 165 | 18 | 500 | -1 | 69 | 22111 | -97.9574 | 33.1011 |  | 125 | 120 |  | 165 | N | Natural Gas | Y | N | N | 9999 | N |  | Combined Cycle |  | 6154.7397 | 7298
55230_G_CT2 | TX | 48237 | JACK COUNTY GENERATION FACILITY | Jack County | 13385011 | 71004113 | 55230 | CT-2 | 55230 | CT2 | 658 | 000003 | 63.1 | 4.2 | 93.6612 | 5.46 | 5.46 | 3.005 | 2.01 | 2022 | 165 | 18 | 500 | -1 | 68 | 22111 | -97.9574 | 33.1007 | 2980 | 125 | 120 |  | 165 | N | Natural Gas | Y | N | N | 9999 | N |  | Combined Cycle | 4200 | 6170.6899 | 7298
55230_G_CT3 | TX | 48237 | JACK COUNTY GENERATION FACILITY | Jack County | 13385011 | 99310413 | 55230 | CT-3 | 55230 | CT3 | 658 | 000021 | 46.5 | 11.6 | 31.6625 | 6.53 | 6.53 | 3.054 | 0.39 | 2022 | 165 | 18 | 500 | -1 | 69 | 22111 | -97.9572 | 33.1027 | 2980 | 125 | 120 |  | 165 | N | Natural Gas | Y | N | N | 9999 | N |  | Combined Cycle | 5554 | 6630.1694 | 7298
55230_G_CT4 | TX | 48237 | JACK COUNTY GENERATION FACILITY | Jack County | 13385011 | 99310513 | 55230 | CT-4 | 55230 | CT4 | 658 | 000022 | 62.8 | 6.2 | 32.196 | 13.16 | 13.16 | 2.992 | 0.03 | 2022 | 165 | 18 | 500 | -1 | 69 | 22111 | -97.9572 | 33.1023 | 2980 | 125 | 120 |  | 165 | N | Natural Gas | Y | N | N | 9999 | N |  | Combined Cycle | 4983 | 6534.4512 | 7298
55230_G_ST1 | TX | 48237 | JACK COUNTY GENERATION FACILITY | Jack County | 13385011 | 71004013 |  |  | 55230 | ST1 | 658 | 000002 | 3.8 |  | 6 | 0.91 | 0.91 | 0.2 |  | 2022 | 165 | 18 | 500 | -1 | 69 | 22111 | -97.9574 | 33.1011 | 600 | 125 | 100 |  | 290.5 | N | Natural Gas | N | N | N | 9999 | N |  | Combined Cycle | 618 |  | 7298
55230_G_ST2 | TX | 48237 | JACK COUNTY GENERATION FACILITY | Jack County | 13385011 | 99311113 |  |  | 55230 | ST2 | 658 | 000028 | 3.1 |  | 2 | 0.43 | 0.43 | 0.2 |  | 2022 | 165 | 18 | 500 | -1 | 69 | 22111 | -97.9572 | 33.1027 | 600 | 125 | 100 |  | 290.5 | N | Natural Gas | N | N | N | 9999 | N |  | Combined Cycle | 920 |  | 7298
55230_G_ST1B | TX | 48237 | JACK COUNTY GENERATION FACILITY |  | 13385011 | 71004213 |  |  |  |  | 658 | 000004 | 4.7 |  | 6.6 | 0.41 | 0.41 | 0.2 |  | 2022 | 165 | 18 | 500 | -1 | 68 | 22111 | -97.9574 | 33.1007 | 600 | 125 | 100 |  |  |  |  | N | N | N |  | N |  |  | 662
55230_G_ST2B | TX | 48237 | JACK COUNTY GENERATION FACILITY |  | 13385011 | 99311213 |  |  |  |  | 658 | 000029 | 4.2 |  | 2.03 | 0.89 | 0.89 | 0.2 |  | 2022 | 165 | 18 | 500 | -1 | 69 | 22111 | -97.9572 | 33.1023 | 600 | 125 | 100 |  |  |  |  | N | N | N |  | N |  |  | 891
50625_G_TG24 | TX | 48245 | BEAUMONT REFINERY | ExxonMobil Beaumont Refinery | 4862411 | 29518213 |  |  | 50625 | TG24 | 18 | 000439 | 4.3317 | 2.9417 | 32.2389 | 9.9496 | 9.9496 | 9.1799 | 7.2951 | 2022 | 142 | 11 | 310 | -1 | 70 | 324110 | -94.0772 | 30.0583 | 546 | 126 | 120 |  | 32 | Y | Natural Gas | N | Y | N | 9999 | N |  | Combustion Turbine | 8687 |  | 8700
50625_G_TG41 | TX | 48245 | BEAUMONT REFINERY | ExxonMobil Beaumont Refinery | 4862411 | 71060413 | 50625 | 61STK1 | 50625 | TG41 | 18 | 000788 | 18.2151 | 16.3591 | 98.6009 | 52.3221 | 52.3221 | 4.6069 | 14.9474 | 2022 | 40 | 3 | 560 | -1 | 30 | 324110 | -94.0661 | 30.0573 | 2530 | 126 | 180 |  | 145 | Y | Natural Gas | Y | N | N | 9999 | N |  | Combustion Turbine | 8740 | 8614.4492 | 8700
50625_G_TG42 | TX | 48245 | BEAUMONT REFINERY | ExxonMobil Beaumont Refinery | 4862411 | 71060513 | 50625 | 61STK2 | 50625 | TG42 | 18 | 000789 | 13.0993 | 25.4528 | 88.8167 | 23.2793 | 23.2793 | 4.1283 | 13.3401 | 2022 | 40 | 3 | 560 | -1 | 30 | 324110 | -94.0661 | 30.0573 | 2530 | 126 | 180 |  | 145 | Y | Natural Gas | Y | N | N | 9999 | N |  | Combustion Turbine | 8740 | 8667.8594 | 8700
50625_G_TG43 | TX | 48245 | BEAUMONT REFINERY | ExxonMobil Beaumont Refinery | 4862411 | 71060613 | 50625 | 61STK3 | 50625 | TG43 | 18 | 000790 | 27.7083 | 7.9091 | 73.0109 | 27.6749 | 27.6749 | 3.3733 | 11.5327 | 2022 | 40 | 3 | 560 | -1 | 30 | 324110 | -94.0661 | 30.0573 | 2530 | 126 | 180 |  | 145 | Y | Natural Gas | Y | N | N | 9999 | N |  | Combustion Turbine | 8740 | 7450.9502 | 8700
54637_G_GCG1 | TX | 48245 | PORT NECHES OPERATIONS | JCO Oxides Olefins Plant | 4945211 | 30212713 |  |  | 54637 | GCG1 | 6 | 000200 | 20.0286 |  | 86.8178 | 3.4141 | 3.4141 | 0.2162 | 0.215 | 2022 | 85 | 10.5 | 351 | -1 | 81 | 325110 | -93.9297 | 29.9635 | 420 | 129 | 120 |  | 30.5 | Y | Natural Gas | N | Y | N | 9999 | N |  | Combustion Turbine | 8736 |  | 8700
54637_G_GCG2 | TX | 48245 | PORT NECHES OPERATIONS | JCO Oxides Olefins Plant | 4945211 | 30212613 |  |  | 54637 | GCG2 | 6 | 000201 | 11.24 |  | 144.3401 | 6.7826 | 6.7826 | 0.2256 | 0.2013 | 2022 | 85 | 10.5 | 351 | -1 | 81 | 325110 | -93.9292 | 29.9637 | 420 | 129 | 120 |  | 30.5 | Y | Natural Gas | N | Y | N | 9999 | N |  | Combustion Turbine | 8688 |  | 8700
55122_G_UN1 | TX | 48245 | BASF TOTAL NAFTA REGION OLEFINS COMPLEX | NAFTA Region Olefins Complex Cogen Fac | 6445411 | 16643013 |  |  | 55122 | UN1 | 182 | 000019 | 36.4277 | 3.8326 | 20.267 | 9.1185 | 9.1185 | 0.1983 | 3.0171 | 2022 | 95 | 10.75 | 300 | -1 | 67.92 | 325110 | -93.8838 | 29.9543 | 228 | 129 | 120 |  | 35 | Y | Natural Gas | N | Y | N | 9999 | N |  | Combustion Turbine | 7554 |  | 8700
55122_G_UN2 | TX | 48245 | BASF TOTAL NAFTA REGION OLEFINS COMPLEX | NAFTA Region Olefins Complex Cogen Fac | 6445411 | 16642913 |  |  | 55122 | UN2 | 182 | 000020 | 24.8753 | 4.651 | 24.6011 | 13.1656 | 13.1656 | 0.1713 | 1.0385 | 2022 | 95 | 10.75 | 300 | -1 | 67.92 | 325110 | -93.8835 | 29.9546 | 228 | 129 | 120 |  | 35 | Y | Natural Gas | N | Y | N | 9999 | N |  | Combustion Turbine | 7678 |  | 8700
55309_G_GEN 5 | TX | 48245 | AIR PRODUCTS PORT ARTHUR FACILITY | Air Products Port Arthur | 5611511 | 105215513 |  |  | 55309 | GEN 5 | 667 | 000047 | 34.627 | 8.5626 | 4.645 | 7.9998 | 7.9998 | 6.3918 | 2.0403 | 2022 | 62 | 9 | 310 | -1 | 57 | 325120 | -93.9706 | 29.8654 |  |  | 290 |  | 32.8 | Y | Natural Gas | N | Y | N | 9999 | N |  | Combustion Turbine | 8040 |  | 8700
55309_G_GEN4 | TX | 48245 | AIR PRODUCTS PORT ARTHUR FACILITY | Air Products Port Arthur | 5611511 | 70662813 |  |  | 55309 | GEN4 | 667 | 000009 | 12.246 | 0.6655 | 14.0103 | 5.0919 | 5.0919 | 2.5851 | 2.0178 | 2022 | 170 | 3 | 700 | -1 | 107 | 325120 | -93.9718 | 29.8652 | 950 |  | 120 |  | 72.4 | Y | Natural Gas | N | Y | N | 9999 | N | 55309_G_GEN3;55309_G_GEN4 | Combustion Turbine | 7076 |  | 8700
55309_G_GEN2 | TX | 48245 | AIR PRODUCTS PORT ARTHUR FACILITY |  | 5611511 | 22191713 |  |  |  |  | 667 | 000001 | 0.095 | 0.9895 | 7.0563 | 4.449 | 4.449 | 2.5734 | 0.0714 | 2022 | 100 | 13 | 650 | -1 | 51 | 325120 | -93.9656 | 29.8673 | 532 |  | 120 |  |  |  |  | N | N | N |  | N | 55309_G_GEN2;55309_G_GEN1 |  | 7468
54817_G_GT-1 | TX | 48251 | JOHNSON COUNTY GENERATION FACILITY | Johnson County | 6364211 | 15353013 | 54817 | EAST | 54817 | GT-1 | 34 | 000001 | 23.06 | 12.08 | 133.6027 | 27.91 | 27.91 | 4.1532 | 7.6883 | 2022 | 132 | 10 | 300 | -1 | 60 | 22111 | -97.4086 | 32.3993 | 1950 | 125 | 120 |  | 163 | N | Natural Gas, Distillate Fuel Oil | Y | N | N | 9999 | N |  | Combined Cycle | 4804 | 5791.7202 | 8158
54817_G_ST-1 | TX | 48251 | JOHNSON COUNTY GENERATION FACILITY | Johnson County | 6364211 | 15353213 |  |  | 54817 | ST-1 | 34 | 000003 | 1.12 |  | 6.19 | 1.36 | 1.36 | 0.12 | 0.32 | 2022 | 132 | 10 | 300 | -1 | 60 | 22111 | -97.4086 | 32.3993 | 375 | 125 | 100 |  | 104 | N | Natural Gas, Distillate Fuel Oil | N | N | N | 9999 | N |  | Combined Cycle | 657 |  | 8158
55480_G_U1 | TX | 48257 | FORNEY POWER PLANT | Forney Energy Center | 9146511 | 57544813 | 55480 | U1 | 55480 | U1 | 680 | 000001 | 89.7872 |  | 177.3907 | 33.98 | 33.9799 | 3.2575 | 0.5752 | 2022 | 142 | 20 | 500 | -1 | 54 | 22111 | -96.4908 | 32.7576 | 2440 | 125 | 140 |  | 165 | N | Natural Gas | Y | N | N | 9999 | N |  | Combined Cycle | 6814 | 5901.644 | 7376
55480_G_U2 | TX | 48257 | FORNEY POWER PLANT | Forney Energy Center | 9146511 | 57544913 | 55480 | U2 | 55480 | U2 | 680 | 000002 | 91.1548 |  | 178.505 | 9.8463 | 9.8462 | 3.2372 | 2.4109 | 2022 | 142 | 20 | 500 | -1 | 54 | 22111 | -96.4909 | 32.7573 | 2440 | 125 | 140 |  | 157 | N | Natural Gas | Y | N | N | 9999 | N |  | Combined Cycle | 6965 | 6062.876 | 7376
55480_G_U3 | TX | 48257 | FORNEY POWER PLANT | Forney Energy Center | 9146511 | 57545013 | 55480 | U3 | 55480 | U3 | 680 | 000003 | 85.0356 |  | 186.9188 | 11.2256 | 11.2255 | 3.1855 | 1.3842 | 2022 | 142 | 20 | 500 | -1 | 54 | 22111 | -96.4911 | 32.757 | 2440 | 125 | 140 |  | 157 | N | Natural Gas | Y | N | N | 9999 | N |  | Combined Cycle | 7030 | 6010.4092 | 7376
55480_G_U4 | TX | 48257 | FORNEY POWER PLANT | Forney Energy Center | 9146511 | 57545113 | 55480 | U4 | 55480 | U4 | 680 | 000004 | 112.2964 |  | 192.5653 | 36.641 | 36.641 | 3.5034 | 0.609 | 2022 | 142 | 20 | 500 | -1 | 54 | 22111 | -96.4914 | 32.7563 | 2440 | 125 | 140 |  | 165 | N | Natural Gas | Y | N | N | 9999 | N |  | Combined Cycle | 5311 | 6578.7095 | 7376
55480_G_U5 | TX | 48257 | FORNEY POWER PLANT | Forney Energy Center | 9146511 | 57545213 | 55480 | U5 | 55480 | U5 | 680 | 000005 | 94.8794 |  | 207.4281 | 19.9858 | 19.9857 | 3.4686 | 0.775 | 2022 | 142 | 20 | 500 | -1 | 54 | 22111 | -96.4916 | 32.756 | 2440 | 125 | 140 |  | 157 | N | Natural Gas | Y | N | N | 9999 | N |  | Combined Cycle | 5415 | 6707.5239 | 7376
55480_G_U6 | TX | 48257 | FORNEY POWER PLANT | Forney Energy Center | 9146511 | 57545313 | 55480 | U6 | 55480 | U6 | 680 | 000006 | 97.3556 |  | 200.1791 | 9.5639 | 9.5639 | 3.5314 | 0.629 | 2022 | 142 | 20 | 500 | -1 | 54 | 22111 | -96.4918 | 32.7557 | 2440 | 125 | 140 |  | 157 | N | Natural Gas | Y | N | N | 9999 | N |  | Combined Cycle | 5419 | 6802.9214 | 7376
50109_G_GEN1 | TX | 48277 | PARIS GENERATION | Paris Energy Center | 6431011 | 16595313 | 50109 | HRSG1 | 50109 | GEN1 | 13 | 000001 | 18.3792 |  | 158.0056 | 8.1367 | 8.0501 | 0.8791 | 2.6727 | 2022 | 90 | 14 | 500 | -1 | 57 | 22111 | -95.5575 | 33.6969 | 973 | 125 | 120 |  | 78 | N | Natural Gas, Distillate Fuel Oil | Y | N | N | 9999 | N |  | Combined Cycle | 3244 | 3280.8445 | 8925
50109_G_GEN2 | TX | 48277 | PARIS GENERATION | Paris Energy Center | 6431011 | 16595113 | 50109 | HRSG2 | 50109 | GEN2 | 13 | 000002 | 33.7749 |  | 165.9743 | 8.5492 | 8.4567 | 0.9222 | 2.792 | 2022 | 90 | 14 | 500 | -1 | 55 | 22111 | -95.5575 | 33.6972 | 973 | 125 | 120 |  | 80 | N | Natural Gas, Distillate Fuel Oil | Y | N | N | 9999 | N |  | Combined Cycle | 3361 | 3396.791 | 8925
50109_G_GEN3 | TX | 48277 | PARIS GENERATION | Paris Energy Center | 6431011 | 16595413 |  |  | 50109 | GEN3 | 13 | 000006 | 0.01 |  | 0.0734 | 0.0014 | 0.0013 | 0.011 | 0.001 | 2022 | 14 | 1 | 500 | -1 | 88 | 22111 | -95.5578 | 33.6974 | 17.5 | 125 | 160 |  | 78 | N | Natural Gas, Distillate Fuel Oil | N | N | N | 9999 | N |  | Combined Cycle | 3 |  | 8925
55097_G_CTG1 | TX | 48277 | LAMAR POWER PLANT | Lamar Power Project | 7910611 | 2567613 | 55097 | 1 | 55097 | CTG1 |  |  | 144.8043 |  | 152.1245 | 19.6974 | 19.6974 | 2.8751 | 2.163 |  | 130 | 19 | 300 | -1 | 57.7 | 22111 | -95.5898 | 33.6322 |  | 125 | 120 |  | 153 | N | Natural Gas | Y | N | N | 9999 | N |  | Combined Cycle |  | 6043.0034 | 7254
55097_G_CTG2 | TX | 48277 | LAMAR POWER PLANT | Lamar Power Project | 7910611 | 2567713 | 55097 | 2 | 55097 | CTG2 | 20 | 000002 | 128.5801 |  | 144.4517 | 14.3674 | 14.3673 | 2.7031 | 1.7324 | 2022 | 130 | 19 | 300 | -1 | 59.2 | 22111 | -95.5898 | 33.6318 | 1700 | 125 | 120 |  | 145 | N | Natural Gas | Y | N | N | 9999 | N |  | Combined Cycle | 6534 | 5707.4917 | 7254
55097_G_CTG3 | TX | 48277 | LAMAR POWER PLANT | Lamar Power Project | 7910611 | 2567513 | 55097 | 3 | 55097 | CTG3 | 20 | 000003 | 174.1166 |  | 161.3608 | 18.7535 | 18.7535 | 3.0874 | 2.1203 | 2022 | 130 | 19 | 300 | -1 | 58 | 22111 | -95.5898 | 33.6311 | 1700 | 125 | 120 |  | 145 | N | Natural Gas | Y | N | N | 9999 | N |  | Combined Cycle | 6657 | 6432.7676 | 7254
55097_G_CTG4 | TX | 48277 | LAMAR POWER PLANT | Lamar Power Project | 7910611 | 2567413 | 55097 | 4 | 55097 | CTG4 | 20 | 000004 | 149.8895 |  | 156.279 | 18.0424 | 18.0423 | 2.9673 | 2.0339 | 2022 | 130 | 19 | 300 | -1 | 58 | 22111 | -95.5897 | 33.6307 | 1700 | 125 | 120 |  | 153 | N | Natural Gas | Y | N | N | 9999 | N |  | Combined Cycle | 6749 | 6223.6094 | 7254
55097_G_STG1 | TX | 48277 | LAMAR POWER PLANT | Lamar Power Project | 7910611 | 2567813 |  |  | 55097 | STG1 | 20 | 000007 | 0.0816 |  | 0.3557 | 0.0104 | 0.0104 | 0.036 | 0.0105 | 2022 | 20 | 1 | 700 | -1 | 50 | 22111 | -95.5891 | 33.6322 | 202 | 125 | 160 |  | 204 | N | Natural Gas | N | N | N | 9999 | N |  | Combined Cycle | 10 |  | 7254
55097_G_STG2 | TX | 48277 | LAMAR POWER PLANT | Lamar Power Project | 7910611 | 2567913 |  |  | 55097 | STG2 | 20 | 000008 | 0.0252 |  | 0.1166 | 0.0083 | 0.0083 | 0.0078 | 0.0093 | 2022 | 14 | 0.67 | 708 | -1 | 35 | 22111 | -95.5899 | 33.6332 | 0.76 | 125 | 160 |  | 204 | N | Natural Gas | N | N | N | 9999 | N |  | Combined Cycle | 27 |  | 7254
6194_B_171B | TX | 48279 | TOLK STATION POWER PLANT | Tolk | 4930011 | 30286513 | 6194 | 171B | 6194 | 171B | 18 | 000001 | 611.1942 |  | 1272.492 | 40.6078 | 32.3035 | 3633.1736 | 3.3734 | 2022 | 273 | 22.5 | 250 | -1 | 90 | 22111 | -102.5688 | 34.1852 | 5890 | 125 | 100 |  | 532 | N | Subbituminous | Y | N | N | 2029 | N |  | Coal Steam | 3844 | 3843.8901 | 10342
6194_B_172B | TX | 48279 | TOLK STATION POWER PLANT | Tolk | 4930011 | 30286413 | 6194 | 172B | 6194 | 172B | 18 | 000002 | 760.7917 |  | 1242.2025 | 86.6461 | 42.2784 | 5035.7831 | 5.2877 | 2022 | 400 | 22.5 | 250 | -1 | 80 | 22111 | -102.5698 | 34.1852 | 5850 | 125 | 100 | 205 | 535 | N | Subbituminous | Y | N | N | 2029 | N |  | Coal Steam | 5255 | 5255.04 | 10255
3485_G_1 | TX | 48279 | PLANT X STATION POWER PLANT | Plant X | 4946011 | 30118513 | 3485 | 111B | 3485 | 1 | 4 | 000003 | 5.1222 |  | 33.161 | 0.4634 | 0.4634 | 0.0223 | 0.3354 | 2022 | 85 | 10.88 | 300 | -1 | 30.08 | 22111 | -102.4113 | 34.1664 | 671 | 125 | 100 |  | 38 | N | Natural Gas | Y | N | N | 9999 | N |  | O/G Steam | 272 | 272.31 | 12390
3485_G_2 | TX | 48279 | PLANT X STATION POWER PLANT | Plant X | 4946011 | 30119113 | 3485 | 112B | 3485 | 2 | 4 | 000004 | 3.1438 |  | 13.117 | 0.9958 | 0.9956 | 0.0641 | 0.7203 | 2022 | 147 | 11 | 275 | -1 | 28.5 | 22111 | -102.4108 | 34.1664 | 1280 | 125 | 100 |  | 90 | N | Natural Gas, Distillate Fuel Oil | Y | N | N | 9999 | N |  | O/G Steam | 400 | 399.94 | 11780
3485_B_114B | TX | 48279 | PLANT X STATION POWER PLANT |  | 4946011 | 30118813 | 3485 | 114B |  |  | 4 | 000006 | 62.1127 |  | 310.109 | 19.6757 | 19.6661 | 1.6059 | 14.231 | 2022 | 144 | 9.94 | 275 | -1 | 45.79 | 22111 | -102.41 | 34.1663 | 2170 | 125 | 100 |  |  |  |  | Y | N | N |  | N |  |  | 5599 | 5598.5112
298_B_LIM1 | TX | 48293 | LIMESTONE ELECTRIC GENERATION STATION | Limestone | 5650511 | 19920713 | 298 | LIM1 | 298 | LIM1 | 10 | 000002 | 1305.655 |  | 3150.5395 | 149.5394 | 136.3355 | 2864.6588 | 9.5323 | 2022 | 450 | 26.9 | 250 | -1 | 89.9 | 22111 | -96.2527 | 31.4226 | 7860 | 125 | 100 |  | 831 | N | Lignite, Subbituminous | Y | N | N | 2029 | N |  | Coal Steam | 5572 | 5571.8301 | 10605
298_B_LIM2 | TX | 48293 | LIMESTONE ELECTRIC GENERATION STATION | Limestone | 5650511 | 19919113 | 298 | LIM2 | 298 | LIM2 | 10 | 000003 | 1113.399 |  | 3914.7132 | 235.8101 | 210.2387 | 3468.4778 | 12.394 | 2022 | 450 | 26.9 | 250 | -1 | 89.9 | 22111 | -96.253 | 31.4237 | 7860 | 125 | 100 |  | 858 | N | Lignite, Subbituminous | Y | N | N | 2029 | N |  | Coal Steam | 7553 | 7552.8506 | 10567
4937_G_CT-1 | TX | 48299 | TC FERGUSON POWER PLANT | Thomas C Ferguson | 5655011 | 113084613 | 4937 | CT-1 | 4937 | CT-1 | 2 | 000023 | 9.691 | 1.93 | 31.6252 | 22.53 | 18.6935 | 3.1622 | 2.1364 | 2022 | 150 | 19 | 180 | -1 | 57 | 22111 | -98.3725 | 30.5581 | 2320 | 125 | 140 |  | 168 | N | Natural Gas | Y | N | N | 9999 | N | 4937_G_CT-1;4937_G_STG | Combined Cycle | 7017 | 6662.1191 | 7050
4937_G_CT-2 | TX | 48299 | TC FERGUSON POWER PLANT | Thomas C Ferguson | 5655011 | 113084713 | 4937 | CT-2 | 4937 | CT-2 | 2 | 000024 | 5.848 | 0.23 | 32.9856 | 27.2373 | 23.4881 | 3.1093 | 0.4828 | 2022 | 150 | 19 | 180 | -1 | 57 | 22111 | -98.3721 | 30.5581 | 2000 | 125 | 140 |  | 168 | N | Natural Gas | Y | N | N | 9999 | N |  | Combined Cycle | 6764 | 6537.0381 | 7050
3482_G_3 | TX | 48303 | JONES STATION POWER PLANT | Jones | 4030611 | 99365313 | 3482 | 153T | 3482 | 3 | 3 | 000010 | 54.77 |  | 47.9729 | 7.3995 | 7.3995 | 0.9313 | 0.4723 | 2022 | 120 | 22 | 1042 | -1 | 75.37 | 22111 | -101.7382 | 33.5244 | 2100 | 125 | 120 |  | 166 | N | Natural Gas | Y | N | N | 9999 | N |  | Combustion Turbine | 2163 | 2162.8486 | 10745
3482_G_4 | TX | 48303 | JONES STATION POWER PLANT | Jones | 4030611 | 110008913 | 3482 | 154T | 3482 | 4 | 3 | 000011 | 39.47 |  | 51.812 | 1.7907 | 1.7907 | 0.9519 | 0.4883 | 2022 | 120 | 22 | 1042 | -1 | 75.37 | 22111 | -101.7376 | 33.5244 | 2100 | 125 | 120 |  | 168 | N | Natural Gas | Y | N | N | 9999 | N |  | Combustion Turbine | 2309 | 2308.7581 | 10745
3602_G_GT2 | TX | 48303 | COOKE STATION 2 | Ty Cooke | 5655211 | 19731113 |  |  | 3602 | GT2 | 1 | 000002 | 9.5753 |  | 37.3672 | 0.7707 | 0.7707 | 0.0701 | 0.2452 | 2022 | 30 | 12.4 | 500 | -1 | 50 | 22111 | -101.7907 | 33.5211 | 63.1 | 125 | 120 |  | 16 | N | Natural Gas | N | N | N | 9999 | N |  | Combustion Turbine | 460 |  | 15037
3604_G_8 | TX | 48303 | MASSENGALE STATION | J Robert Massengale | 5655311 | 19730413 | 3604 | GT1 | 3604 | 8 | 2 | 000005 | 3.2059 | 0.193 | 3.1754 | 0.5011 | 0.5011 | 0.0427 | 0.1595 | 2022 | 75 | 10 | 350 | -1 | 68 | 22111 | -101.8411 | 33.6036 | 1130 | 125 | 120 |  | 38 | N | Natural Gas | Y | N | N | 9999 | N |  | Combined Cycle | 460 | 459.9499 | 9712
7131_G_1 | TX | 48303 | BRANDON STATION | Brandon Station | 6382211 | 15315313 |  |  | 7131 | 1 | 53 | 000001 | 32.4632 |  | 7.1353 | 0.502 | 0.502 | 0.0456 | 0.1597 | 2022 | 43 | 8 | 500 | -1 | 57 | 22111 | -101.8861 | 33.5847 | 230 | 125 | 120 |  | 20 | Y | Natural Gas | N | Y | N | 9999 | N |  | Combustion Turbine | 829 |  | 10249
3482_B_152B | TX | 48303 | JONES STATION POWER PLANT |  | 4030611 | 35354513 | 3482 | 152B |  |  | 3 | 000002 | 72.788 |  | 297.3606 | 23.1874 | 22.989 | 1.9729 | 16.616 | 2022 | 171 | 12 | 275 | -1 | 47 | 22111 | -101.7399 | 33.5238 | 2610 | 125 | 100 |  |  |  |  | Y | N | N |  | N |  |  | 5651 | 5651.1812
3482_B_151B | TX | 48303 | JONES STATION POWER PLANT |  | 4030611 | 35354613 | 3482 | 151B |  |  | 3 | 000001 | 60.6988 |  | 303.8167 | 19.48 | 19.1078 | 1.588 | 13.7887 | 2022 | 171 | 12 | 275 | -1 | 47 | 22111 | -101.7393 | 33.5239 | 2610 | 125 | 100 |  |  |  |  | Y | N | N |  | N |  |  | 4744 | 4743.9985
56611_B_S01 | TX | 48309 | SANDY CREEK ENERGY STATION | Sandy Creek Energy Station | 15628511 | 99365513 | 56611 | S01 | 56611 | S01 | 79 | 000001 | 197.2031 | 9 | 1193.2382 | 465.8731 | 303.6859 | 2005.3513 | 2.0509 | 2022 | 360 | 27.8 | 165 | -1 | 65 | 22111 | -96.9555 | 31.4746 | 12000 | 125 | 100 |  | 933 | N | Subbituminous | Y | N | N | 9999 | N |  | Coal Steam | 6679 | 6668.7788 | 9330
3478_B_1 | TX | 48315 | WILKES POWER PLANT | Wilkes | 5613211 | 22160113 | 3478 | 1 | 3478 | 1 | 1 | 000003 | 0.06 |  | 99.0863 | 4.82 | 4.82 | 0.3362 | 3.491 | 2022 | 161 | 8.12 | 264 | -1 | 51 | 22111 | -94.5482 | 32.8478 | 1560 | 125 | 100 | 26 | 174 | N | Natural Gas, Distillate Fuel Oil | Y | N | N | 9999 | N |  | O/G Steam | 3355 | 3318.6501 | 12121
3478_B_2 | TX | 48315 | WILKES POWER PLANT | Wilkes | 5613211 | 22159813 | 3478 | 2 | 3478 | 2 | 1 | 000001 | 126.88 |  | 228.3771 | 11.48 | 11.48 | 0.947 | 8.303 | 2022 | 162 | 15 | 264 | -1 | 63 | 22111 | -94.5478 | 32.8482 | 3050 | 125 | 100 |  | 355 | N | Natural Gas | Y | N | N | 9999 | N |  | O/G Steam | 2804 | 2781.0007 | 12061
3478_B_3 | TX | 48315 | WILKES POWER PLANT | Wilkes | 5613211 | 22160013 | 3478 | 3 | 3478 | 3 | 1 | 000002 | 174.4 |  | 476.8406 | 23.2 | 23.2 | 1.8847 | 17.026 | 2022 | 162 | 15 | 264 | -1 | 63 | 22111 | -94.5477 | 32.8486 | 3050 | 125 | 100 |  | 354 | N | Natural Gas | Y | N | N | 9999 | N |  | O/G Steam | 4693 | 4666.0801 | 11984
3492_G_CT1 | TX | 48335 | MORGAN CREEK STEAM ELECTRIC STATION | Morgan Creek | 4204911 | 35745413 | 3492 | CT1 | 3492 | CT1 | 1 | 000006 | 4.4068 |  | 35.8106 | 1.0069 | 1.0069 | 10.7762 | 0.2962 | 2022 | 60 | 20 | 1000 | -1 | 100 | 22111 | -100.9128 | 32.3342 | 1090 | 125 | 120 |  | 66 | N | Natural Gas, Distillate Fuel Oil | Y | N | N | 9999 | N |  | Combustion Turbine | 124 | 123.55 | 15041
3492_G_CT2 | TX | 48335 | MORGAN CREEK STEAM ELECTRIC STATION | Morgan Creek | 4204911 | 35744913 | 3492 | CT2 | 3492 | CT2 | 1 | 000007 | 3.5776 |  | 31.3332 | 0.8361 | 0.8361 | 9.101 | 0.2769 | 2022 | 60 | 20 | 1000 | -1 | 100 | 22111 | -100.9128 | 32.3339 | 1090 | 125 | 120 |  | 65 | N | Natural Gas, Distillate Fuel Oil | Y | N | N | 9999 | N |  | Combustion Turbine | 109 | 108.08 | 15037
3492_G_CT3 | TX | 48335 | MORGAN CREEK STEAM ELECTRIC STATION | Morgan Creek | 4204911 | 35744713 | 3492 | CT3 | 3492 | CT3 | 1 | 000008 | 3.0957 |  | 27.6348 | 0.9056 | 0.9056 | 11.404 | 0.2074 | 2022 | 60 | 20 | 1000 | -1 | 100 | 22111 | -100.9131 | 32.3336 | 1090 | 125 | 120 |  | 65 | N | Natural Gas, Distillate Fuel Oil | Y | N | N | 9999 | N |  | Combustion Turbine | 80 | 79.93 | 15037
3492_G_CT4 | TX | 48335 | MORGAN CREEK STEAM ELECTRIC STATION | Morgan Creek | 4204911 | 35745013 | 3492 | CT4 | 3492 | CT4 | 1 | 000009 | 2.7214 |  | 28.4914 | 0.6819 | 0.6816 | 10.2808 | 0.1802 | 2022 | 60 | 20 | 1000 | -1 | 100 | 22111 | -100.9131 | 32.3328 | 1090 | 125 | 120 |  | 67 | N | Natural Gas, Distillate Fuel Oil | Y | N | N | 9999 | N |  | Combustion Turbine | 69 | 84.93 | 15038
3492_G_CT5 | TX | 48335 | MORGAN CREEK STEAM ELECTRIC STATION | Morgan Creek | 4204911 | 35744813 | 3492 | CT5 | 3492 | CT5 | 1 | 000010 | 2.4608 |  | 21.1294 | 0.712 | 0.712 | 8.8042 | 0.1529 | 2022 | 60 | 20 | 1000 | -1 | 100 | 22111 | -100.9133 | 32.3325 | 1090 | 125 | 120 |  | 67 | N | Natural Gas, Distillate Fuel Oil | Y | N | N | 9999 | N |  | Combustion Turbine | 62 | 61.6 | 15039
3492_G_CT6 | TX | 48335 | MORGAN CREEK STEAM ELECTRIC STATION | Morgan Creek | 4204911 | 35745713 | 3492 | CT6 | 3492 | CT6 | 1 | 000011 | 3.0011 |  | 26.4663 | 0.8954 | 0.895 | 11.0015 | 0.1919 | 2022 | 60 | 20 | 1000 | -1 | 100 | 22111 | -100.9133 | 32.3322 | 1090 | 125 | 120 |  | 67 | N | Natural Gas, Distillate Fuel Oil | Y | N | N | 9999 | N |  | Combustion Turbine | 75 | 74.36 | 15041
3457_B_1 | TX | 48339 | LEWIS CREEK PLANT | Lewis Creek | 7910511 | 2568013 | 3457 | 1 | 3457 | 1 | 7 | 000001 | 769.86 | 19.04 | 115.4486 | 31.8121 | 31.81 | 2.5449 | 30.581 | 2022 | 189 | 9.5 | 300 | -1 | 55.3 | 22111 | -95.521 | 30.4355 | 2640 | 125 | 100 |  | 250 | N | Natural Gas | Y | N | N | 9999 | N |  | O/G Steam | 6128 | 6118.4204 | 10793
3457_B_2 | TX | 48339 | LEWIS CREEK PLANT | Lewis Creek | 7910511 | 2568113 | 3457 | 2 | 3457 | 2 |  |  | 843.02 | 25.13 | 156.3495 | 41.9528 | 41.95 | 3.353 | 40.71 |  | 189 | 9.5 | 300 | -1 | 55.3 | 22111 | -95.5205 | 30.4357 |  | 125 | 100 |  | 250 | N | Natural Gas | Y | N | N | 9999 | N |  | O/G Steam |  | 7765.8003 | 10830
60925_G_1A | TX | 48339 | LEWIS CREEK PLANT | Montgomery County | 7910511 | 139286313 | 60925 | CT1 | 60925 | 1A | 7 | 000016 | 17.7 | 2.62 | 67.2168 | 20.38 | 20.38 | 6.6336 | 5.73 | 2022 | 195 | 24 | 175 | -1 | 53.9 | 22111 | -95.5219 | 30.436 | 3800 | 125 | 140 |  | 250 | N | Natural Gas, Distillate Fuel Oil | Y | N | N | 9999 | N | 60925_G_1C;60925_G_1A | Combined Cycle | 7704 | 7692.8101 | 6370
60925_G_1B | TX | 48339 | LEWIS CREEK PLANT | Montgomery County | 7910511 | 139286413 | 60925 | CT2 | 60925 | 1B | 7 | 000017 | 16.17 | 0.87 | 70.0887 | 22.76 | 22.76 | 6.8826 | 10.3 | 2022 | 195 | 24 | 175 | -1 | 53.9 | 22111 | -95.5219 | 30.436 | 3800 | 125 | 140 |  | 250 | N | Natural Gas, Distillate Fuel Oil | Y | N | N | 9999 | N |  | Combined Cycle | 7802 | 7795.0405 | 6370
55708_B_BLR1 | TX | 48347 | NACOGDOCHES GENERATING FACILITY | Nacogdoches Power | 13389311 | 106746813 | 55708 | BFB-1 | 55708 | BLR1 | 35 | 000003 | 6.1 | 13.3799 | 256.3485 | 86.8158 | 86.0741 | 8.4844 | 2.9887 | 2022 | 240 | 12 | 324 | -1 | 80.7 | 22111 | -94.9003 | 31.8321 | 1370 | 125 | 100 |  | 100 | N | Biomass | Y | N | N | 9999 | N |  | Biomass | 6145 | 6145.1387 | 14914
55358_G_CT1 | TX | 48351 | COTTONWOOD ENERGY CO LP | Cottonwood Energy Project | 9118811 | 57546613 | 55358 | CT1 | 55358 | CT1 | 11 | 000001 | 6.6 | 5.2672 | 56.525 | 28.6945 | 28.6945 | 3.8794 | 5.5209 | 2022 | 130 | 18 | 650 | -1 | 67 | 22111 | -93.7363 | 30.2577 | 1020 | 125 | 120 |  | 146 | N | Natural Gas | Y | N | N | 9999 | N | 55358_G_CT1;55358_G_ST1 | Combined Cycle | 7634 | 7633.5806 | 7336
55358_G_CT2 | TX | 48351 | COTTONWOOD ENERGY CO LP | Cottonwood Energy Project | 9118811 | 57546713 | 55358 | CT2 | 55358 | CT2 | 11 | 000002 | 4.1 | 3.478 | 57.6639 | 17.7455 | 17.7455 | 3.2354 | 7.4347 | 2022 | 130 | 18 | 650 | -1 | 67 | 22111 | -93.7361 | 30.2579 | 1020 | 125 | 120 |  | 149 | N | Natural Gas | Y | N | N | 9999 | N | 55358_G_ST2;55358_G_CT2 | Combined Cycle | 6441 | 6440.6899 | 7336
55358_G_CT3 | TX | 48351 | COTTONWOOD ENERGY CO LP | Cottonwood Energy Project | 9118811 | 57546813 | 55358 | CT3 | 55358 | CT3 | 11 | 000003 | 4 | 1.0455 | 77.1628 | 88.0105 | 88.0105 | 3.7926 | 3.7262 | 2022 | 130 | 18 | 650 | -1 | 67 | 22111 | -93.7354 | 30.2585 | 1020 | 125 | 120 | 65 | 146 | N | Natural Gas | Y | N | N | 9999 | N | 55358_G_CT3;55358_G_ST3 | Combined Cycle | 7468 | 7468.2007 | 7336
55358_G_CT4 | TX | 48351 | COTTONWOOD ENERGY CO LP | Cottonwood Energy Project | 9118811 | 57546913 | 55358 | CT4 | 55358 | CT4 | 11 | 000004 | 8.4 | 5.2067 | 71.4395 | 6.084 | 6.084 | 3.7998 | 16.3909 | 2022 | 130 | 18 | 650 | -1 | 67 | 22111 | -93.7352 | 30.2588 | 1020 | 125 | 120 |  | 147 | N | Natural Gas | Y | N | N | 9999 | N | 55358_G_CT4;55358_G_ST4 | Combined Cycle | 7546 | 7545.9897 | 7336
4939_B_1 | TX | 48355 | BARNEY DAVIS ENERGY CENTER | Barney M Davis | 5611911 | 22180913 | 4939 | 1 | 4939 | 1 | 47 | 000002 | 79.82 |  | 73.7968 | 7.22 | 7.22 | 0.3871 | 5.302 | 2022 | 160 | 15 | 275 | -1 | 56.8 | 22111 | -97.311 | 27.6067 | 3500 | 125 | 100 |  | 292 | N | Natural Gas | Y | N | N | 9999 | N |  | O/G Steam | 1556 | 1525.4402 | 11615
10243_G_GEN5 | TX | 48355 | TICONA POLYMERS BISHOP FACILITY | Ticona Polymers Inc | 4929511 | 30393513 |  |  | 10243 | GEN5 | 2 | 000341 | 60.8045 |  | 161.0452 | 12.8094 | 12.8094 | 1.0712 | 8.3604 | 2022 | 72 | 12 | 335 | -1 | 50.9 | 325110 | -97.8211 | 27.5698 | 0.01 | 129 | 120 | 28 | 32.5 | Y | Natural Gas | N | Y | N | 9999 | N |  | Combustion Turbine | 8438 |  | 11373
3441_G_8 | TX | 48355 | NUECES BAY POWER STATION | Nueces Bay | 4189011 | 71384413 | 3441 | 8 | 3441 | 8 | 14 | 000013 | 28.5 | 0.94 | 50.2792 | 26.71 | 26.71 | 1.7011 | 15.5 | 2022 | 180 | 18.6 | 175 | -1 | 62.6 | 22111 | -97.4197 | 27.8192 | 2680 | 125 | 120 |  | 157 | N | Natural Gas | Y | N | N | 9999 | N | 3441_G_8;3441_G_7 | Combined Cycle | 3947 | 3681.1597 | 7697
3441_G_9 | TX | 48355 | NUECES BAY POWER STATION | Nueces Bay | 4189011 | 71384513 | 3441 | 9 | 3441 | 9 | 14 | 000014 | 13.8 | 0.27 | 49.5335 | 30.44 | 28.58 | 1.8928 | 8.093 | 2022 | 180 | 18.6 | 175 | -1 | 62.6 | 22111 | -97.4192 | 27.8191 | 2680 | 125 | 120 |  | 157 | N | Natural Gas | Y | N | N | 9999 | N |  | Combined Cycle | 4344 | 4110.0889 | 7697
4939_G_3 | TX | 48355 | BARNEY DAVIS ENERGY CENTER | Barney M Davis | 5611911 | 90278613 | 4939 | 3 | 4939 | 3 | 47 | 000014 | 74.5 | 0.34 | 51.7843 | 23.59 | 22.15 | 1.4299 | 13.06 | 2022 | 180 | 18.6 | 175 | -1 | 62.6 | 22111 | -97.3107 | 27.6078 | 2680 | 125 | 120 |  | 157 | N | Natural Gas | Y | N | N | 9999 | N | 4939_G_2;4939_G_3 | Combined Cycle | 3302 | 3090.6609 | 7722
4939_G_4 | TX | 48355 | BARNEY DAVIS ENERGY CENTER | Barney M Davis | 5611911 | 90278713 | 4939 | 4 | 4939 | 4 | 47 | 000015 | 48.7 | 0.08 | 48.5928 | 25.7 | 24.12 | 1.5726 | 8.274 | 2022 | 180 | 18.6 | 175 | -1 | 62.6 | 22111 | -97.3103 | 27.6077 | 2680 | 125 | 120 |  | 157 | N | Natural Gas | Y | N | N | 9999 | N |  | Combined Cycle | 3686 | 3478.3401 | 7722
50475_G_GEN1 | TX | 48355 | CORPUS CHRISTI PLANT | Corpus Christi | 5862111 | 22253413 |  |  | 50475 | GEN1 | 89 | 000111 | 1.915 |  | 40.86 | 2.379 | 2.379 | 0.022 | 1.138 | 2022 | 75 | 11.25 | 350 | -1 | 65 | 325110 | -97.5957 | 27.8111 | 189 | 129 | 100 |  | 33 | Y | Natural Gas | N | Y | N | 9999 | N |  | Combustion Turbine | 8544 |  | 11996
55206_G_CT1 | TX | 48355 | COGENERATION FACILITY | Corpus Christi Energy Center | 4206511 | 35689413 | 55206 | CU1 | 55206 | CT1 | 176 | 000001 | 42.4917 |  | 151.4885 | 6.2862 | 6.2862 | 2.5992 | 3.3584 | 2022 | 180 | 10 | 500 | -1 | 55.8 | 22111 | -97.4284 | 27.8136 | 1780 | 125 | 120 |  | 156 | Y | Natural Gas | Y | N | N | 9999 | N |  | Combined Cycle | 5741 | 5740.8203 | 5595
55206_G_CT2 | TX | 48355 | COGENERATION FACILITY | Corpus Christi Energy Center | 4206511 | 35690313 | 55206 | CU2 | 55206 | CT2 | 176 | 000002 | 44.7953 |  | 243.3947 | 23.0229 | 23.0229 | 3.578 | 1.4877 | 2022 | 180 | 10 | 500 | -1 | 55.8 | 22111 | -97.4279 | 27.8136 | 1780 | 125 | 120 |  | 156 | Y | Natural Gas | Y | N | N | 9999 | N |  | Combined Cycle | 7439 | 7438.7407 | 5595
3459_B_5 | TX | 48361 | SABINE PLANT | Sabine | 5730811 | 21860513 | 3459 | 5 | 3459 | 5 | 7 | 000006 | 48.15 |  | 495.2315 | 39.99 | 39.99 | 3.2833 | 38.8067 | 2022 | 400 | 20 | 256 | -1 | 78 | 22111 | -93.8772 | 30.0223 | 4980 | 125 | 100 |  | 437 | N | Natural Gas | Y | N | N | 9999 | N |  | O/G Steam | 5232 | 5219.3296 | 11763
10789_G_GT1A | TX | 48361 | SABINE RIVER OPERATIONS COGEN | Sabine River Operations | 6509111 | 17474413 | 55120 | CTG-1 | 10789 | GT1A | 63 | 000001 | 61.6222 | 1.7305 | 94.3008 | 19.8617 | 19.8616 | 3.2586 | 5.2511 | 2021 | 125 | 10 | 300 | -1 | 53.5 | 22111 | -93.7578 | 30.0553 | 2020 | 125 | 120 |  | 160 | Y | Natural Gas | Y | N | N | 9999 | N | 10789_G_GT1A;10789_G_ST1A;55120_G_GT1A | Combined Cycle |  | 6341.1396 | 5500
10789_G_GT1B | TX | 48361 | SABINE RIVER OPERATIONS COGEN | Sabine River Operations | 6509111 | 17474813 | 55120 | CTG-2 | 10789 | GT1B | 63 | 000002 | 52.4426 | 2.8944 | 129.1677 | 36.9945 | 36.9943 | 4.1223 | 6.1972 | 2021 | 125 | 10 | 300 | -1 | 53.5 | 22111 | -93.7576 | 30.0551 | 2020 | 125 | 120 |  | 160 | Y | Natural Gas | Y | N | N | 9999 | N | 55120_G_GT1B;10789_G_GT1B | Combined Cycle |  | 8320.8496 | 5500
3459_B_4 | TX | 48361 | SABINE PLANT |  | 5730811 | 21860913 | 3459 | 4 |  |  | 7 | 000005 | 158.91 |  | 878.7683 | 26.4 | 26.4 | 2.1279 | 25.6127 | 2022 | 200 | 22 | 245 | -1 | 66 | 22111 | -93.8774 | 30.0229 | 5410 | 125 | 100 |  |  |  |  | Y | N | N |  | N |  |  | 2363 | 2349.8198
3459_B_3 | TX | 48361 | SABINE PLANT |  | 5730811 | 21860813 | 3459 | 3 |  |  | 7 | 000004 | 220.2 |  | 443.2213 | 38.92 | 38.92 | 3.0997 | 37.7608 | 2022 | 187 | 16 | 275 | -1 | 45 | 22111 | -93.8768 | 30.0233 | 3990 | 125 | 100 |  |  |  |  | Y | N | N |  | N |  |  | 5167 | 6340.7798
3459_B_1 | TX | 48361 | SABINE PLANT |  | 5730811 | 21861113 | 3459 | 1 |  |  | 7 | 000002 | 5.28 |  | 216.9484 | 10.96 | 10.96 | 0.8831 | 10.6446 | 2022 | 148 | 10.42 | 275 | -1 | 64 | 22111 | -93.8763 | 30.0236 | 2210 | 125 | 100 |  |  |  |  | Y | N | N |  | N |  |  | 2923 | 2896.6199
3628_B_2 | TX | 48363 | RW MILLER PLANT | R W Miller | 7926611 | 2549913 | 3628 | 2 | 3628 | 2 | 1 | 000003 | 38.8486 |  | 186.6477 | 5.911 | 5.8878 | 7.6748 | 6.1664 | 2022 | 145 | 10.5 | 350 | -1 | 55.1 | 22111 | -98.3094 | 32.6582 | 1180 | 125 | 100 |  | 100 | N | Natural Gas, Distillate Fuel Oil | Y | N | N | 9999 | N |  | O/G Steam | 1637 | 2324.5203 | 12536
3628_B_3 | TX | 48363 | RW MILLER PLANT | R W Miller | 7926611 | 2550413 | 3628 | 3 | 3628 | 3 | 1 | 000001 | 6.26 |  | 119.5063 | 3.5164 | 3.48 | 12.6404 | 6.4569 | 2022 | 154 | 12.75 | 350 | -1 | 81.7 | 22111 | -98.3096 | 32.658 | 2180 | 125 | 100 |  | 200 | N | Natural Gas, Distillate Fuel Oil | Y | N | N | 9999 | N |  | O/G Steam | 2745 | 2907.8201 | 12595
3628_G_4 | TX | 48363 | RW MILLER PLANT | R W Miller | 7926611 | 2550213 | 3628 | **4 | 3628 | 4 | 1 | 000005 | 119.55 |  | 21.1062 | 2.9 | 2.9 | 1.1907 | 0.426 | 2022 | 50 | 12 | 500 | -1 | 60.6 | 22111 | -98.3114 | 32.6568 | 1510 | 125 | 120 |  | 104 | N | Natural Gas, Distillate Fuel Oil | Y | N | N | 9999 | N |  | Combustion Turbine | 43 | 621.05 | 14665
3628_G_5 | TX | 48363 | RW MILLER PLANT | R W Miller | 7926611 | 2550313 | 3628 | **5 | 3628 | 5 | 1 | 000006 | 60.21 |  | 31.0767 | 2.6 | 2.6 | 1.5404 | 0.4683 | 2022 | 50 | 12 | 500 | -1 | 60.6 | 22111 | -98.3116 | 32.6566 | 1800 | 125 | 120 |  | 104 | N | Natural Gas, Distillate Fuel Oil | Y | N | N | 9999 | N |  | Combustion Turbine | 384 | 670.5701 | 14665
3484_B_143B | TX | 48375 | NICHOLS STATION POWER PLANT | Nichols | 5678011 | 22149313 | 3484 | 143B | 3484 | 143B | 4 | 000006 | 36.2557 |  | 229.9504 | 11.481 | 11.481 | 0.9255 | 8.3086 | 2022 | 160 | 17 | 275 | -1 | 43 | 22111 | -101.7458 | 35.2835 | 2660 | 125 | 100 |  | 244 | N | Natural Gas | Y | N | N | 2031 | N |  | O/G Steam | 4649 | 4649.2207 | 12015
6193_B_061B | TX | 48375 | HARRINGTON STATION POWER PLANT | Harrington | 5745311 | 21837113 | 6193 | 061B | 6193 | 061B | 22 | 000004 | 672.4679 |  | 1150.3933 | 316.0277 | 42.642 | 4784.3091 | 22.9438 | 2022 | 250 | 18.94 | 250 | -1 | 88.7 | 22111 | -101.748 | 35.299 | 3770 | 125 | 100 |  | 339 | N | Subbituminous | Y | N | N | 9999 | N |  | Coal Steam | 5685 | 5685.2192 | 10689
6193_B_062B | TX | 48375 | HARRINGTON STATION POWER PLANT | Harrington | 5745311 | 21837313 | 6193 | 062B | 6193 | 062B | 22 | 000005 | 793.4807 |  | 1172.663 | 85.1312 | 20.3207 | 4902.407 | 25.6501 | 2022 | 300 | 19 | 250 | -1 | 88.7 | 22111 | -101.7471 | 35.2995 | 3830 | 125 | 100 |  | 339 | N | Subbituminous | Y | N | N | 9999 | N |  | Coal Steam | 6620 | 6620.1099 | 10600
6193_B_063B | TX | 48375 | HARRINGTON STATION POWER PLANT | Harrington | 5745311 | 21837413 | 6193 | 063B | 6193 | 063B | 22 | 000007 | 990.646 |  | 1847.6846 | 127.7793 | 25.0006 | 5889.9234 | 32.0445 | 2022 | 300 | 19 | 250 | -1 | 88.7 | 22111 | -101.7461 | 35.2997 | 3870 | 125 | 100 |  | 340 | N | Subbituminous | Y | N | N | 9999 | N |  | Coal Steam | 7631 | 7630.5298 | 10633
3484_G_1 | TX | 48375 | NICHOLS STATION POWER PLANT | Nichols | 5678011 | 22149413 | 3484 | 141B | 3484 | 1 | 4 | 000004 | 30.087 |  | 143.5261 | 9.5275 | 9.5275 | 0.7295 | 6.8949 | 2022 | 160 | 14 | 275 | -1 | 43 | 22111 | -101.7459 | 35.2827 | 1120 | 125 | 100 |  | 107 | N | Natural Gas | Y | N | N | 2029 | N | 3484_G_1;3484_B_141B | O/G Steam | 5404 | 5404.1294 | 12139
3484_G_2 | TX | 48375 | NICHOLS STATION POWER PLANT |  | 5678011 | 22148913 | 3484 | 142B |  |  | 4 | 000005 | 33.9957 |  | 191.0905 | 10.7653 | 10.7653 | 0.8566 | 7.7907 | 2022 | 160 | 14 | 275 | -1 | 43 | 22111 | -101.7459 | 35.2831 | 1130 | 125 | 100 |  |  |  |  | Y | N | N |  | N | 3484_B_142B;3484_G_2 |  | 5956 | 5955.7993
7030_B_U1 | TX | 48395 | TWIN OAKS | Major Oak Power | 7552911 | 12332013 | 7030 | U1 | 7030 | U1 | 13 | 000021 | 74.8008 | 19.7803 | 1098.3147 | 197.4159 | 197.4 | 1254.3453 | 1.0231 | 2022 | 340 | 12.5 | 355 | -1 | 87 | 22111 | -96.6963 | 31.0929 | 1620 | 125 | 100 |  | 152 | N | Lignite, Subbituminous | Y | N | N | 9999 | N |  | Coal Steam | 8610 | 8607.6602 | 11608
7030_B_U2 | TX | 48395 | TWIN OAKS | Major Oak Power | 7552911 | 12334713 | 7030 | U2 | 7030 | U2 | 13 | 000017 | 61.1771 | 16.2762 | 908.8689 | 227.5072 | 227.5 | 1060.0868 | 0.9034 | 2022 | 340 | 12.5 | 355 | -1 | 87 | 22111 | -96.6959 | 31.0932 | 1620 | 125 | 100 |  | 153 | N | Lignite, Subbituminous | Y | N | N | 9999 | N |  | Coal Steam | 7933 | 7930.6899 | 11407
6180_B_1 | TX | 48395 | OAK GROVE STEAM ELECTRIC STATION | Oak Grove (TX) | 13385811 | 71177813 | 6180 | 1 | 6180 | 1 | 8 | 000015 | 7827.27 | 11.123 | 2295.3577 | 851.8848 | 851.883 | 4296.8198 | 2.7991 | 2022 | 450 | 32.6 | 138 | -1 | 56 | 22111 | -96.4885 | 31.181 | 9940 | 125 | 100 |  | 855 | N | Lignite | Y | N | N | 9999 | N |  | Coal Steam | 7492 | 7491.1899 | 10406
6180_B_2 | TX | 48395 | OAK GROVE STEAM ELECTRIC STATION | Oak Grove (TX) | 13385811 | 91482013 | 6180 | 2 | 6180 | 2 | 8 | 000017 | 5165.679 | 8.3951 | 2292.4711 | 1062.872 | 1062.871 | 4473.628 | 6.4421 | 2022 | 450 | 32.6 | 138 | -1 | 56 | 22111 | -96.4891 | 31.1818 | 9650 | 125 | 100 |  | 855 | N | Lignite | Y | N | N | 9999 | N |  | Coal Steam | 8207 | 8206.9688 | 10472
6146_B_1 | TX | 48401 | MARTIN LAKE ELECTRICAL STATION | Martin Lake | 4207311 | 35676413 | 6146 | 1 | 6146 | 1 | 11 | 000006 | 14727.73 |  | 3043.2308 | 606.4713 | 316.3864 | 4589.7854 | 80.7608 | 2022 | 452 | 23 | 212 | -1 | 89.4 | 22111 | -94.5713 | 32.2606 | 8520 | 125 | 100 |  | 800 | N | Lignite, Subbituminous | Y | N | N | 9999 | N |  | Coal Steam | 8017 | 7561.9907 | 11495
6146_B_2 | TX | 48401 | MARTIN LAKE ELECTRICAL STATION | Martin Lake | 4207311 | 35676113 | 6146 | 2 | 6146 | 2 | 11 | 000007 | 15380.6 |  | 2868.2689 | 597.2574 | 337.5801 | 6019.8949 | 89.9238 | 2022 | 452 | 23 | 206 | -1 | 92 | 22111 | -94.5708 | 32.2597 | 8520 | 125 | 100 |  | 805 | N | Lignite, Subbituminous | Y | N | N | 9999 | N |  | Coal Steam | 6916 | 8400.6992 | 11314
6146_B_3 | TX | 48401 | MARTIN LAKE ELECTRICAL STATION | Martin Lake | 4207311 | 35676013 | 6146 | 3 | 6146 | 3 | 11 | 000008 | 12988.63 |  | 3083.7895 | 557.8637 | 371.909 | 6458.9756 | 90.0285 | 2022 | 452 | 23 | 218 | -1 | 92 | 22111 | -94.5703 | 32.2589 | 8520 | 125 | 100 |  | 805 | N | Lignite, Subbituminous | Y | N | N | 9999 | N |  | Coal Steam | 8291 | 8387.0205 | 11423
55132_G_GTG1 | TX | 48401 | ELECTRIC POWER GENERATION | Tenaska Gateway Generating Station | 6498311 | 19524013 | 55132 | OGTDB1 | 55132 | GTG1 | 37 | 000006 | 51.3426 |  | 171.6962 | 64.108 | 64.108 | 3.0389 | 4.482 | 2022 | 153 | 18 | 250 | -1 | 61 | 22111 | -94.6192 | 32.0179 | 1670 | 125 | 120 |  | 147 | N | Natural Gas, Distillate Fuel Oil | Y | N | N | 9999 | N | 55132_G_STG1;55132_G_GTG1 | Combined Cycle | 6255 | 6248.3105 | 7412
55132_G_GTG2 | TX | 48401 | ELECTRIC POWER GENERATION | Tenaska Gateway Generating Station | 6498311 | 19524513 | 55132 | OGTDB2 | 55132 | GTG2 | 37 | 000007 | 65.2596 |  | 177.2767 | 9.6985 | 9.6985 | 3.0088 | 4.6492 | 2022 | 153 | 18 | 250 | -1 | 61 | 22111 | -94.6192 | 32.0176 | 1670 | 125 | 120 |  | 149 | N | Natural Gas, Distillate Fuel Oil | Y | N | N | 9999 | N |  | Combined Cycle | 6180 | 6178.6689 | 7412
55132_G_GTG3 | TX | 48401 | ELECTRIC POWER GENERATION | Tenaska Gateway Generating Station | 6498311 | 19524613 | 55132 | OGTDB3 | 55132 | GTG3 | 37 | 000008 | 61.608 |  | 160.7499 | 8.0386 | 8.0386 | 2.7804 | 10.0888 | 2022 | 153 | 18 | 250 | -1 | 61 | 22111 | -94.6192 | 32.0172 | 1670 | 125 | 120 |  | 147 | N | Natural Gas, Distillate Fuel Oil | Y | N | N | 9999 | N |  | Combined Cycle | 5715 | 5706.8794 | 7412
56603_G_SJC1 | TX | 48407 | SAN JACINTO COUNTY PEAKING FACILITY | San Jacinto County Peaking Facility | 14748511 | 90268613 | 56603 | SJCCT1 | 56603 | SJC1 |  |  | 7.8156 |  | 9.2648 | 4.597 | 4.597 | 0.2009 | 3.6684 |  | 56 | 14.75 | 900 | -1 | 129 | 22111 | -95.0118 | 30.4192 |  | 125 | 120 |  | 73 | N | Natural Gas | Y | N | N | 9999 | N |  | Combustion Turbine |  | 875.5798 | 12649
56603_G_SJC2 | TX | 48407 | SAN JACINTO COUNTY PEAKING FACILITY | San Jacinto County Peaking Facility | 14748511 | 90268713 | 56603 | SJCCT2 | 56603 | SJC2 | 6 | 000002 | 7.5548 |  | 7.0793 | 3.26 | 3.26 | 0.1388 | 2.9629 | 2022 | 56 | 14.75 | 900 | -1 | 129 | 22111 | -95.0114 | 30.4192 | 1050 | 125 | 120 |  | 73 | N | Natural Gas | Y | N | N | 9999 | N |  | Combustion Turbine | 1397 | 622.5706 | 12649
55086_G_GT1A | TX | 48409 | GREGORY POWER FACILITY | Gregory Power Plant | 5780011 | 21678213 | 55086 | 101 | 55086 | GT1A | 52 | 000001 | 36.8 |  | 43.8398 | 14.0375 | 14.0375 | 0.9343 | 0.4679 | 2022 | 199 | 19 | 570 | -1 | 44.6 | 221121 | -97.2586 | 27.8889 | 2370 | 125 | 120 |  | 141 | N | Natural Gas | Y | N | N | 9999 | N |  | Combined Cycle | 2450 | 2449.9492 | 7939
55086_G_GT1B | TX | 48409 | GREGORY POWER FACILITY | Gregory Power Plant | 5780011 | 21678413 | 55086 | 102 | 55086 | GT1B | 52 | 000002 | 32.8 |  | 45.5336 | 12.871 | 12.871 | 0.9548 | 0.4827 | 2022 | 199 | 19 | 570 | -1 | 44.6 | 221121 | -97.2584 | 27.8885 | 2370 | 125 | 120 |  | 140 | N | Natural Gas | Y | N | N | 9999 | N |  | Combined Cycle | 2473 | 2472.6301 | 7939
55313_G_CTG1 | TX | 48409 | INGLESIDE PLANT | Ingleside Cogeneration | 5746611 | 21812113 |  |  | 55313 | CTG1 | 44 | 000048 | 13.62 |  | 225.85 | 18.1993 | 18.1993 | 0.637 | 1.6853 | 2022 | 125 | 19 | 301 | -1 | 55 | 325110 | -97.2453 | 27.8832 | 172 | 129 | 120 |  | 155 | Y | Natural Gas | N | Y | N | 9999 | N | 55313_G_CTG1;55313_G_STG | Combined Cycle | 8351 |  | 5500
55313_G_CTG2 | TX | 48409 | INGLESIDE PLANT | Ingleside Cogeneration | 5746611 | 21812013 |  |  | 55313 | CTG2 | 44 | 000049 | 9.85 |  | 226.3 | 9.5223 | 9.5223 | 0.6221 | 2.2983 | 2022 | 125 | 19 | 301 | -1 | 55 | 325110 | -97.2453 | 27.8828 | 172 | 129 | 120 |  | 155 | Y | Natural Gas | N | Y | N | 9999 | N |  | Combined Cycle | 8302 |  | 5500
3491_B_3 | TX | 48439 | HANDLEY STEAM ELECTRIC STATION | Handley | 4916711 | 29004713 | 3491 | 3 | 3491 | 3 | 7 | 000011 | 50.4256 | 4.4562 | 61.4854 | 17.9278 | 17.9278 | 1.4331 | 12.9742 | 2022 | 184 | 12.5 | 300 | -1 | 64 | 22111 | -97.2189 | 32.7281 | 4070 | 125 | 100 |  | 395 | N | Natural Gas | Y | N | N | 9999 | N |  | O/G Steam | 2696 | 2695.6399 | 13605
3491_B_4 | TX | 48439 | HANDLEY STEAM ELECTRIC STATION | Handley | 4916711 | 29005413 | 3491 | 4 | 3491 | 4 | 7 | 000003 | 40.4897 | 0.8065 | 31.3697 | 17.5205 | 17.5205 | 1.3945 | 12.6792 | 2022 | 204 | 24.8 | 300 | -1 | 67 | 22111 | -97.2183 | 32.7275 | 5600 | 125 | 100 |  | 435 | N | Natural Gas, Distillate Fuel Oil | Y | N | N | 9999 | N |  | O/G Steam | 2355 | 2355.0005 | 13876
3491_B_5 | TX | 48439 | HANDLEY STEAM ELECTRIC STATION | Handley | 4916711 | 29005213 | 3491 | 5 | 3491 | 5 | 7 | 000004 | 11.5713 | 0.8322 | 32.5756 | 15.2031 | 15.2031 | 1.1941 | 11.0022 | 2022 | 204 | 24.8 | 300 | -1 | 67 | 22111 | -97.2178 | 32.7269 | 5600 | 125 | 100 |  | 435 | N | Natural Gas, Distillate Fuel Oil | Y | N | N | 9999 | N |  | O/G Steam | 2095 | 2095.3906 | 14103
6139_B_1 | TX | 48449 | WELSH POWER PLANT |  | 4164411 | 33937013 | 6139 | 1 |  |  | 5 | 000012 | 9256.14 |  | 2399.4986 | 80.66 | 32.9 | 5760.1114 | 16.1 | 2022 | 531 | 23 | 306 | -1 | 97.63 | 22111 | -94.8429 | 33.0557 | 5100 | 125 | 100 |  |  |  |  | Y | N | N |  | N |  |  | 6637 | 6637.0396
6139_B_3 | TX | 48449 | WELSH POWER PLANT |  | 4164411 | 33937713 | 6139 | 3 |  |  | 5 | 000010 | 4975.67 |  | 2292.923 | 19.8734 | 6.9 | 5140.2738 | 7.17 | 2022 | 531 | 23 | 268 | -1 | 86.67 | 22111 | -94.8429 | 33.0558 | 5100 | 125 | 100 |  |  |  |  | Y | N | N |  | N |  |  | 3372 | 5983.48
3548_G_GT1 | TX | 48453 | DECKER CREEK POWER PLANT | Decker Creek | 5021711 | 28729313 | 3548 | GT-1A | 3548 | GT1 | 2 | 000023 | 19.9529 |  | 29.2445 | 0.6922 | 0.6922 | 0.0102 | 1.527 | 2022 | 40 | 14 | 500 | -1 | 25 | 22111 | -97.6123 | 30.3046 | 312 | 125 | 120 |  | 52 | N | Natural Gas | Y | N | N | 9999 | N |  | Combustion Turbine | 239 | 238.72 | 11780
3548_G_GT2 | TX | 48453 | DECKER CREEK POWER PLANT | Decker Creek | 5021711 | 28728313 | 3548 | GT-2A | 3548 | GT2 | 2 | 000025 | 2.6961 |  | 4.4753 | 0.0304 | 0.0304 | 0.0013 | 0.187 | 2022 | 40 | 14 | 500 | -1 | 25 | 22111 | -97.6123 | 30.3048 | 312 | 125 | 120 |  | 52 | N | Natural Gas | Y | N | N | 9999 | N |  | Combustion Turbine | 37 | 36.53 | 11780
3548_G_GT3 | TX | 48453 | DECKER CREEK POWER PLANT | Decker Creek | 5021711 | 28727313 | 3548 | GT-3A | 3548 | GT3 | 2 | 000027 | 18.3066 |  | 26.0629 | 0.2352 | 0.2352 | 0.0079 | 0.8858 | 2022 | 40 | 14 | 500 | -1 | 25 | 22111 | -97.6125 | 30.305 | 312 | 125 | 120 |  | 52 | N | Natural Gas | Y | N | N | 9999 | N |  | Combustion Turbine | 213 | 212.75 | 11780
3548_G_GT4 | TX | 48453 | DECKER CREEK POWER PLANT | Decker Creek | 5021711 | 28728113 | 3548 | GT-4A | 3548 | GT4 | 2 | 000029 | 26.9079 |  | 34.7904 | 0.2846 | 0.2846 | 0.0017 | 2.5873 | 2022 | 40 | 14 | 500 | -1 | 25 | 22111 | -97.6121 | 30.3053 | 312 | 125 | 120 |  | 52 | N | Natural Gas | Y | N | N | 9999 | N |  | Combustion Turbine | 284 | 283.99 | 11780
50118_G_GEN10 | TX | 48453 | HAL C WEAVER POWER PLANT | Hal C Weaver Power Plant | 4181711 | 71521713 |  |  | 50118 | GEN10 | 13 | 000015 | 28.4415 | 1.3449 | 14.6852 | 4.1969 | 4.1969 | 0.0598 | 1.3354 | 2022 | 75 | 9 | 220 | -1 | 0.1 | 22111 | -97.7356 | 30.2869 | 290 | 125 | 120 |  | 33 | Y | Natural Gas, Distillate Fuel Oil | N | Y | N | 9999 | N |  | Combined Cycle | 4653 |  | 5500
50118_G_GEN7 | TX | 48453 | HAL C WEAVER POWER PLANT | Hal C Weaver Power Plant | 4181711 | 33862613 |  |  | 50118 | GEN7 | 13 | 000006 | 6.7342 |  | 13.4683 | 2.3893 | 2.3893 | 0.0302 | 0.0609 | 2022 | 110 | 10 | 300 | -1 | 29 | 22111 | -97.7352 | 30.2862 | 634 | 125 | 100 |  | 27.6 | Y | Natural Gas, Distillate Fuel Oil | N | Y | N | 9999 | N |  | Combined Cycle | 5214 |  | 5500
50118_G_GEN8 | TX | 48453 | HAL C WEAVER POWER PLANT | Hal C Weaver Power Plant | 4181711 | 33862313 |  |  | 50118 | GEN8 | 13 | 000009 | 54.3195 |  | 274.318 | 5.9076 | 5.9076 | 0.0841 | 1.8797 | 2022 | 150 | 10 | 500 | -1 | 74 | 22111 | -97.7362 | 30.2868 | 432 | 125 | 120 |  | 46.5 | Y | Natural Gas, Distillate Fuel Oil | N | Y | N | 9999 | N |  | Combined Cycle | 4261 |  | 5500
50118_G_GEN9 | TX | 48453 | HAL C WEAVER POWER PLANT | Hal C Weaver Power Plant | 4181711 | 71521813 |  |  | 50118 | GEN9 | 13 | 000016 | 2.5406 | 0.109 | 1.4343 | 0.4435 | 0.4435 | 0.0056 | 0.3209 | 2022 | 75 | 9 | 220 | -1 | 0.1 | 22111 | -97.7356 | 30.2869 | 115 | 125 | 100 |  | 26.1 | Y | Natural Gas, Distillate Fuel Oil | N | Y | N | 9999 | N |  | Combined Cycle | 3492 |  | 5500
7900_G_5C | TX | 48453 | SAND HILL ENERGY CENTER | Sand Hill | 9071611 | 57559513 | 7900 | SH5 | 7900 | 5C | 343 | 000013 | 95.3805 | 1.0847 | 57.81 | 14.0731 | 14.0731 | 2.9304 | 1.3289 | 2022 | 127 | 19 | 550 | -1 | 57 | 22111 | -97.6125 | 30.2109 | 2530 | 125 | 120 |  | 151 | N | Natural Gas | Y | N | N | 9999 | N | 7900_G_5A;7900_G_5C | Combined Cycle | 7210 | 7209.6802 | 7929
7900_G_SH1 | TX | 48453 | SAND HILL ENERGY CENTER | Sand Hill | 9071611 | 57558813 | 7900 | SH1 | 7900 | SH1 | 343 | 000001 | 15.1491 | 0.713 | 6.5769 | 1.4092 | 1.4092 | 0.1707 | 0.2759 | 2022 | 85 | 12 | 500 | -1 | 83.7 | 22111 | -97.6134 | 30.2086 | 468 | 125 | 120 |  | 47.3 | N | Natural Gas | Y | N | N | 9999 | N |  | Combustion Turbine | 1754 | 1754.3297 | 10745
7900_G_SH2 | TX | 48453 | SAND HILL ENERGY CENTER | Sand Hill | 9071611 | 57558913 | 7900 | SH2 | 7900 | SH2 | 343 | 000002 | 12.4104 | 0.932 | 6.635 | 1.3789 | 1.3789 | 0.1726 | 0.2735 | 2022 | 85 | 12 | 500 | -1 | 83.7 | 22111 | -97.6136 | 30.2086 | 468 | 125 | 120 |  | 47.3 | N | Natural Gas | Y | N | N | 9999 | N |  | Combustion Turbine | 1783 | 1783.0602 | 10745
7900_G_SH3 | TX | 48453 | SAND HILL ENERGY CENTER | Sand Hill | 9071611 | 57559013 | 7900 | SH3 | 7900 | SH3 | 343 | 000003 | 15.7056 | 1.1162 | 6.7038 | 1.1853 | 1.1853 | 0.1485 | 0.163 | 2022 | 85 | 12 | 500 | -1 | 83.7 | 22111 | -97.6138 | 30.2085 | 468 | 125 | 120 |  | 47.3 | N | Natural Gas | Y | N | N | 9999 | N |  | Combustion Turbine | 1524 | 1523.9794 | 10745
7900_G_SH4 | TX | 48453 | SAND HILL ENERGY CENTER | Sand Hill | 9071611 | 57559113 | 7900 | SH4 | 7900 | SH4 |  |  | 14.1564 | 1.023 | 6.7606 | 1.3169 | 1.3169 | 0.1586 | 0.2231 |  | 85 | 12 | 500 | -1 | 83.7 | 22111 | -97.614 | 30.2084 |  | 125 | 120 |  | 47.3 | N | Natural Gas | Y | N | N | 9999 | N |  | Combustion Turbine |  | 1634.1105 | 10745
7900_G_SH6 | TX | 48453 | SAND HILL ENERGY CENTER | Sand Hill | 9071611 | 92290713 | 7900 | SH6 | 7900 | SH6 | 343 | 000019 | 18.0841 | 0.701 | 5.0389 | 1.2056 | 1.2056 | 0.1485 | 2.533 | 2022 | 85 | 12 | 840 | -1 | 89 | 22111 | -97.6129 | 30.2087 | 468 | 125 | 120 |  | 47.3 | N | Natural Gas | Y | N | N | 9999 | N |  | Combustion Turbine | 1541 | 1541.3602 | 10745
7900_G_SH7 | TX | 48453 | SAND HILL ENERGY CENTER | Sand Hill | 9071611 | 92290813 | 7900 | SH7 | 7900 | SH7 | 343 | 000020 | 17.9762 | 0.377 | 4.9887 | 1.1984 | 1.1984 | 0.1445 | 1.6178 | 2022 | 85 | 12 | 840 | -1 | 89 | 22111 | -97.6129 | 30.2087 | 468 | 125 | 120 |  | 47.3 | N | Natural Gas | Y | N | N | 9999 | N |  | Combustion Turbine | 1503 | 1503.1199 | 10745
3548_B_2 | TX | 48453 | DECKER CREEK POWER PLANT |  | 5021711 | 28727613 | 3548 | 2 |  |  | 2 | 000002 | 10.166 |  | 59.4814 | 0.1938 | 0.1936 | 0.2842 | 1.1664 | 2022 | 234 | 10 | 300 | -1 | 55 | 22111 | -97.6121 | 30.304 | 4170 | 125 | 100 |  |  |  |  | Y | N | N |  | N |  |  | 936 | 936.16
3548_G_GT4B | TX | 48453 | DECKER CREEK POWER PLANT |  | 5021711 | 28727913 | 3548 | GT-4B |  |  | 2 | 000030 | 27.0203 |  | 33.7386 | 0.2858 | 0.2858 | 0.0017 | 2.5981 | 2022 | 40 | 14 | 500 | -1 | 25 | 22111 | -97.6117 | 30.3051 | 312 | 125 | 120 | 213 |  |  |  | Y | N | N |  | N |  |  | 275 | 275.4099
3548_G_GT1B | TX | 48453 | DECKER CREEK POWER PLANT |  | 5021711 | 28729213 | 3548 | GT-1B |  |  | 2 | 000024 | 21.7435 |  | 30.329 | 0.7544 | 0.7544 | 0.0111 | 1.664 | 2022 | 40 | 14 | 500 | -1 | 25 | 22111 | -97.612 | 30.3045 | 312 | 125 | 120 |  |  |  |  | Y | N | N |  | N |  |  | 248 | 247.57
3548_G_GT3B | TX | 48453 | DECKER CREEK POWER PLANT |  | 5021711 | 28728213 | 3548 | GT-3B |  |  | 2 | 000028 | 19.507 |  | 25.921 | 0.2507 | 0.2507 | 0.0084 | 0.9439 | 2022 | 40 | 14 | 500 | -1 | 25 | 22111 | -97.6118 | 30.3049 | 312 | 125 | 120 |  |  |  |  | Y | N | N |  | N |  |  | 212 | 211.59
3548_G-GT2B | TX | 48453 | DECKER CREEK POWER PLANT |  | 5021711 | 28727413 | 3548 | GT-2B |  |  | 2 | 000026 | 18.0648 |  | 26.7843 | 0.204 | 0.204 | 0.0087 | 1.2529 | 2022 | 40 | 14 | 500 | -1 | 25 | 22111 | -97.6119 | 30.3047 | 312 | 125 | 120 | 213 |  |  |  | Y | N | N |  | N |  |  | 219 | 218.64
10790_G_GEN1 | TX | 48469 | VICTORIA SITE | Victoria Texas Plant | 5679711 | 22078613 |  |  | 10790 | GEN1 | 1 | 000144 | 18.6031 | 39.4688 | 79.63 | 8.0273 | 7.9078 | 1.7905 | 7.121 | 2022 | 75 | 18 | 306 | -1 | 48 | 325110 | -96.9564 | 28.6728 | 400 | 129 | 100 |  | 75 | Y | Natural Gas | N | Y | N | 9999 | N |  | Combustion Turbine | 8760 |  | 8700
3443_G_7 | TX | 48469 | VICTORIA POWER STATION | Victoria | 6497211 | 71675313 | 3443 | 9 | 3443 | 7 | 3 | 000014 | 19.4981 | 24.1286 | 64.4554 | 22.175 | 22.175 | 2.3271 | 10.7226 | 2022 | 150 | 18 | 250 | -1 | 51.5 | 22111 | -97.0107 | 28.7891 | 2350 | 125 | 120 | 65 | 176 | N | Natural Gas | Y | N | N | 9999 | N | 3443_G_7;3443_G_5 | Combined Cycle | 4502 | 4500.8394 | 7989
3631_G_4 | TX | 48469 | SOUTH TEXAS ELECTRIC COOP | Sam Rayburn | 5863011 | 22230213 |  |  | 3631 | 4 | 9 | 000011 | 0.6179 |  | 2.3331 | 0.0418 | 0.0402 | 0.0005 | 0.073 | 2022 | 11 | 2 | 700 | -1 | 35 | 22111 | -97.1351 | 28.8923 | 17.2 | 125 | 160 |  | 0.9 | N | Distillate Fuel Oil | N | N | N | 9999 | N |  | Combustion Turbine | 218 |  | 10745
3631_G_5 | TX | 48469 | SOUTH TEXAS ELECTRIC COOP | Sam Rayburn | 5863011 | 22230313 |  |  | 3631 | 5 | 9 | 000012 | 0.6813 |  | 2.5725 | 0.0461 | 0.0443 | 0.0006 | 0.0805 | 2022 | 11 | 2 | 700 | -1 | 35 | 22111 | -97.1352 | 28.8924 | 17.2 | 125 | 160 |  | 0.9 | N | Distillate Fuel Oil | N | N | N | 9999 | N |  | Combustion Turbine | 206 |  | 10745
3631_G_7 | TX | 48469 | SOUTH TEXAS ELECTRIC COOP | Sam Rayburn | 5863011 | 71565913 | 3631 | CT7 | 3631 | 7 | 9 | 000015 | 11.7106 | 0.4416 | 10.9972 | 3.644 | 3.644 | 0.3031 | 1.1595 | 2022 | 111 | 13.1 | 500 | -1 | 40 | 22111 | -97.1344 | 28.8953 | 435 | 125 | 120 |  | 49 | N | Natural Gas, Distillate Fuel Oil | Y | N | N | 9999 | N | 3631_G_10;3631_G_7 | Combined Cycle | 2703 | 3442.53 | 9732
3631_G_8 | TX | 48469 | SOUTH TEXAS ELECTRIC COOP | Sam Rayburn | 5863011 | 71566013 | 3631 | CT8 | 3631 | 8 | 9 | 000016 | 12.7653 | 0.719 | 9.7716 | 3.3628 | 3.3628 | 0.3001 | 1.07 | 2022 | 111 | 13.1 | 500 | -1 | 40 | 22111 | -97.1347 | 28.8953 | 435 | 125 | 120 |  | 49 | N | Natural Gas, Distillate Fuel Oil | Y | N | N | 9999 | N |  | Combined Cycle | 2066 | 3416.5293 | 9732
3631_G_9 | TX | 48469 | SOUTH TEXAS ELECTRIC COOP | Sam Rayburn | 5863011 | 71566113 | 3631 | CT9 | 3631 | 9 | 9 | 000017 | 7.9525 | 0.2687 | 24.0815 | 3.6922 | 3.6922 | 0.3293 | 1.1748 | 2022 | 111 | 13.1 | 500 | -1 | 40 | 22111 | -97.135 | 28.895 | 435 | 125 | 120 |  | 48 | N | Natural Gas, Distillate Fuel Oil | Y | N | N | 9999 | N |  | Combined Cycle | 2656 | 3479.7305 | 9732
61241_G_VC-1 | TX | 48469 | VICTORIA CITY PEAKING FACILITY | Tres City Power LLC | 18974111 | 136703813 | 61241 | CT1 | 61241 | VC-1 | 50 | 000001 | 6 |  | 1.2373 | 0.7 | 0.7 | 0.0603 | 0.22 | 2022 | 100 | 12 | 200 | -1 | 121.5 | 22111 | -97.0094 | 28.7853 | 473 | 125 | 120 |  | 43 | N | Natural Gas | Y | N | N | 9999 | N |  | Combustion Turbine | 1666 | 623.14 | 10745
61241_G_VC-2 | TX | 48469 | VICTORIA CITY PEAKING FACILITY | Tres City Power LLC | 18974111 | 136703913 | 61241 | CT2 | 61241 | VC-2 | 50 | 000002 | 2.1 |  | 0.6589 | 0.26 | 0.26 | 0.0246 | 0.08 | 2022 | 100 | 12 | 200 | -1 | 121.5 | 22111 | -97.0094 | 28.7853 | 473 | 125 | 120 |  | 43 | N | Natural Gas | Y | N | N | 9999 | N |  | Combustion Turbine | 1422 | 251.14 | 10745
61242_G_VP-1 | TX | 48469 | VICTORIA PORT PEAKING FACILITY | Tres Port Power, LLC | 18970711 | 136701613 | 61242 | CT1 | 61242 | VP-1 | 49 | 000001 | 5.2 | 0.19 | 1.1533 | 0.64 | 0.64 | 0.0532 | 0.21 | 2022 | 100 | 12 | 200 | -1 | 121.5 | 22111 | -96.9453 | 28.6958 | 473 | 125 | 120 |  | 50 | N | Natural Gas | Y | N | N | 9999 | N |  | Combustion Turbine | 680 | 547.5001 | 10745
61242_G_VP-2 | TX | 48469 | VICTORIA PORT PEAKING FACILITY | Tres Port Power, LLC | 18970711 | 136701713 | 61242 | CT2 | 61242 | VP-2 | 49 | 000002 | 5.4 | 0.25 | 1.4575 | 0.88 | 0.88 | 0.0707 | 0.28 | 2022 | 100 | 12 | 200 | -1 | 121.5 | 22111 | -96.9453 | 28.6958 | 473 | 125 | 120 |  | 50 | N | Natural Gas | Y | N | N | 9999 | N |  | Combustion Turbine | 156 | 703.4102 | 10745
61966_G_VP2-1 | TX | 48469 | VICTORIA PORT II PEAKING FACILITY | Victoria Port Power II LLC | 21432311 | 156291313 | 61966 | CT1 | 61966 | VP2-1 | 51 | 000001 | 12.2 |  | 1.2323 | 1.37 | 1.37 | 0.1052 | 0.44 | 2022 | 65 | 10 | 800 | -1 | 119.5 | 22111 | -96.945 | 28.6967 | 515 | 125 | 120 |  | 43 | N | Natural Gas | Y | N | N | 9999 | N |  | Combustion Turbine | 1261 | 1026.0793 | 9905
61966_G_VP2-2 | TX | 48469 | VICTORIA PORT II PEAKING FACILITY | Victoria Port Power II LLC | 21432311 | 156291413 | 61966 | CT2 | 61966 | VP2-2 | 51 | 000002 | 16.2 |  | 48.7838 | 2.01 | 2.01 | 0.155 | 0.64 | 2022 | 65 | 10 | 800 | -1 | 119.5 | 22111 | -96.945 | 28.6967 | 515 | 125 | 120 |  | 43 | N | Natural Gas | Y | N | N | 9999 | N |  | Combustion Turbine | 1924 | 1514.9194 | 9905
3631_G_1 | TX | 48469 | SOUTH TEXAS ELECTRIC COOP |  | 5863011 | 22230713 |  |  |  |  | 9 | 000002 | 0.0202 |  | 0.0788 | 0.0016 | 0.0016 | 0.0001 | 0.0005 | 2022 | 27 | 10.3 | 500 | -1 | 9.6 | 22111 | -97.1352 | 28.8925 | 220 | 125 | 120 |  |  |  |  | N | N | N |  | N |  |  | 2
3494_G_CT1 | TX | 48475 | PERMIAN BASIN STEAM ELECTRIC STATION | Permian Basin | 8515911 | 955213 | 3494 | CT1 | 3494 | CT1 | 4 | 000014 | 4.8086 |  | 24.1159 | 1.4283 | 1.4283 | 0.1178 | 0.2121 | 2022 | 50 | 20 | 700 | -1 | 70 | 22111 | -102.9597 | 31.5828 | 1060 | 125 | 120 |  | 63 | N | Natural Gas, Distillate Fuel Oil | Y | N | N | 9999 | N |  | Combustion Turbine | 334 | 333.9902 | 14092
3494_G_CT2 | TX | 48475 | PERMIAN BASIN STEAM ELECTRIC STATION | Permian Basin | 8515911 | 954313 | 3494 | CT2 | 3494 | CT2 | 4 | 000017 | 4.8301 |  | 27.1536 | 1.4923 | 1.4923 | 0.1155 | 0.2222 | 2022 | 50 | 20 | 700 | -1 | 70 | 22111 | -102.9594 | 31.5831 | 1060 | 125 | 120 |  | 64 | N | Natural Gas, Distillate Fuel Oil | Y | N | N | 9999 | N |  | Combustion Turbine | 352 | 351.0602 | 14093
3494_G_CT3 | TX | 48475 | PERMIAN BASIN STEAM ELECTRIC STATION | Permian Basin | 8515911 | 954213 | 3494 | CT3 | 3494 | CT3 | 4 | 000018 | 9.2924 |  | 51.3549 | 2.9544 | 2.9544 | 0.1773 | 0.4451 | 2022 | 50 | 20 | 700 | -1 | 70 | 22111 | -102.9592 | 31.5831 | 1060 | 125 | 120 |  | 64 | N | Natural Gas, Distillate Fuel Oil | Y | N | N | 9999 | N |  | Combustion Turbine | 705 | 704.0501 | 14092
3494_G_CT4 | TX | 48475 | PERMIAN BASIN STEAM ELECTRIC STATION | Permian Basin | 8515911 | 954413 | 3494 | CT4 | 3494 | CT4 | 4 | 000016 | 9.698 |  | 63.3474 | 3.4853 | 3.4853 | 0.2188 | 0.524 | 2022 | 50 | 20 | 700 | -1 | 70 | 22111 | -102.9589 | 31.5831 | 1060 | 125 | 120 |  | 64 | N | Natural Gas, Distillate Fuel Oil | Y | N | N | 9999 | N |  | Combustion Turbine | 782 | 781.9896 | 14091
3494_G_CT5 | TX | 48475 | PERMIAN BASIN STEAM ELECTRIC STATION | Permian Basin | 8515911 | 954513 | 3494 | CT5 | 3494 | CT5 | 4 | 000015 | 7.2707 |  | 47.6042 | 2.6891 | 2.6891 | 0.1671 | 0.4044 | 2022 | 50 | 12 | 570 | -1 | 70 | 22111 | -102.9586 | 31.5833 | 1060 | 125 | 120 |  | 65 | N | Natural Gas, Distillate Fuel Oil | Y | N | N | 9999 | N |  | Combustion Turbine | 605 | 604.5401 | 14091
3439_G_4 | TX | 48479 | LAREDO POWER STATION | Laredo | 5023911 | 71575913 | 3439 | 4 | 3439 | 4 | 2 | 000018 | 0.74 | 0.15 | 1.2161 | 0.34 | 0.34 | 0.0558 | 0.1507 | 2022 | 90 | 13.5 | 793 | -1 | 68 | 22111 | -99.5089 | 27.5675 | 1010 | 125 | 120 |  | 90.1 | N | Natural Gas | Y | N | N | 9999 | N |  | Combustion Turbine | 385 | 300.01 | 10745
3439_G_5 | TX | 48479 | LAREDO POWER STATION | Laredo | 5023911 | 71576013 | 3439 | 5 | 3439 | 5 | 2 | 000019 | 0.51 | 0.18 | 0.7188 | 0.25 | 0.25 | 0.0375 | 0.0465 | 2022 | 90 | 13.5 | 793 | -1 | 68 | 22111 | -99.5083 | 27.5677 | 1010 | 125 | 120 |  | 87.3 | N | Natural Gas | Y | N | N | 9999 | N |  | Combustion Turbine | 251 | 190.14 | 10745
56350_G_CT1A | TX | 48481 | COLORADO BEND I | Colorado Bend Energy Center | 13392711 | 71581513 | 56350 | CT1A | 56350 | CT1A | 306 | 000001 | 43.7405 | 1.556 | 34.5249 | 14.671 | 14.671 | 1.2481 | 7.9839 | 2022 | 120 | 14 | 223 | -1 | 84.5 | 22111 | -96.0693 | 29.288 | 1120 | 125 | 120 | 65 | 85 | N | Natural Gas | Y | N | N | 9999 | N |  | Combined Cycle | 5308 | 4941.5 | 8440
56350_G_CT1B | TX | 48481 | COLORADO BEND I | Colorado Bend Energy Center | 13392711 | 71581613 | 56350 | CT1B | 56350 | CT1B | 306 | 000002 | 32.5068 | 1.5378 | 34.6895 | 14.4988 | 14.4988 | 1.2308 | 8.1952 | 2022 | 120 | 14 | 223 | -1 | 84.5 | 22111 | -96.0689 | 29.2882 | 1120 | 125 | 120 |  | 85 | N | Natural Gas | Y | N | N | 9999 | N |  | Combined Cycle | 5335 | 4863.6104 | 8440
56350_G_CT2A | TX | 48481 | COLORADO BEND I | Colorado Bend Energy Center | 13392711 | 71581813 | 56350 | CT2A | 56350 | CT2A | 306 | 000004 | 38.658 | 1.0968 | 23.6788 | 10.3409 | 10.3409 | 0.9232 | 5.2223 | 2022 | 120 | 14 | 223 | -1 | 84.5 | 22111 | -96.0675 | 29.2888 | 1120 | 125 | 120 |  | 85 | N | Natural Gas | Y | N | N | 9999 | N |  | Combined Cycle | 5124 | 3694.1299 | 8440
56350_G_CT2B | TX | 48481 | COLORADO BEND I | Colorado Bend Energy Center | 13392711 | 71581913 | 56350 | CT2B | 56350 | CT2B | 306 | 000005 | 15.304 | 1.0416 | 21.7999 | 9.8212 | 9.8212 | 0.8572 | 5.2826 | 2022 | 120 | 14 | 223 | -1 | 84.5 | 22111 | -96.068 | 29.2886 | 1120 | 125 | 120 |  | 85 | N | Natural Gas | Y | N | N | 9999 | N |  | Combined Cycle | 5135 | 3366.6294 | 8440
60122_G_CT7 | TX | 48481 | COLORADO BEND II | Colorado Bend II | 17978911 | 127865113 | 60122 | CT7 | 60122 | CT7 | 316 | 000002 | 10.119 | 25.2294 | 46.6984 | 48.7809 | 48.7809 | 6.6358 | 0.5177 | 2022 | 150 | 22 | 165 | -1 | 67.5 | 22111 | -96.0659 | 29.2896 | 4560 | 125 | 140 | 139 | 329.3 | N | Natural Gas | Y | N | N | 9999 | N |  | Combined Cycle | 7214 | 7214.27 | 7050
60122_G_CT8 | TX | 48481 | COLORADO BEND II | Colorado Bend II | 17978911 | 127865213 | 60122 | CT8 | 60122 | CT8 | 316 | 000003 | 2.234 | 31.3041 | 43.0642 | 50.3005 | 50.3005 | 5.9908 | 0.422 | 2022 | 150 | 22 | 165 | -1 | 67.5 | 22111 | -96.0662 | 29.2889 | 4560 | 125 | 140 |  | 335 | N | Natural Gas | Y | N | N | 9999 | N |  | Combined Cycle | 6476 | 6476.2603 | 7050
60122_G_STG9 | TX | 48481 | COLORADO BEND II | Colorado Bend II | 17978911 | 127865913 |  |  | 60122 | STG9 | 316 | 000010 |  |  |  | 0.0132 | 0.0132 |  | 0.0132 | 2022 | 30 | 0.5 | 115 | -1 | 0.1 | 22111 | -96.0652 | 29.2893 |  | 125 | 999 |  | 478.4 | N | Natural Gas | N | N | N | 9999 | N |  | Combined Cycle | 8760 |  | 7050
50137_G_GEN1 | TX | 48481 | WHARTON COUNTY GENERATION FACILITY |  | 8516011 | 953713 | 50137 | 1 |  |  | 49 | 000001 | 2.376 |  | 0.4122 | 0.0017 | 0.0017 | 0.0004 | 0.0108 | 2022 | 72 | 18.5 | 550 | -1 | 60 | 22111 | -95.8988 | 29.2641 | 895 | 125 | 120 |  |  |  |  | Y | N | N |  | N |  |  | 5 | 4.32
50127_G_GTA | TX | 48485 | WICHITA FALLS COGENERATION PLANT | Signal Hill Generating LLC | 5127311 | 25206313 |  |  | 50127 | GTA | 27 | 000001 | 0.5125 |  | 2.4377 | 0.0684 | 0.0684 | 0.0052 | 0.0129 | 2022 | 50 | 7.5 | 300 | -1 | 46.4 | 22111 | -98.5898 | 33.8631 | 208 | 125 | 120 | 61 | 19.7 | N | Natural Gas | N | N | N | 9999 | N |  | Combined Cycle | 169 |  | 14659
50127_G_GTB | TX | 48485 | WICHITA FALLS COGENERATION PLANT | Signal Hill Generating LLC | 5127311 | 25206213 |  |  | 50127 | GTB | 27 | 000002 | 0.4843 |  | 2.7227 | 0.0698 | 0.0698 | 0.0053 | 0.0104 | 2022 | 50 | 7.5 | 300 | -1 | 46.4 | 22111 | -98.5894 | 33.8631 | 208 | 125 | 120 |  | 19.7 | N | Natural Gas | N | N | N | 9999 | N |  | Combined Cycle | 172 |  | 14659
50127_G_GTC | TX | 48485 | WICHITA FALLS COGENERATION PLANT | Signal Hill Generating LLC | 5127311 | 25206113 |  |  | 50127 | GTC | 27 | 000003 | 0.8561 |  | 3.1963 | 0.0865 | 0.0865 | 0.0066 | 0.0204 | 2022 | 50 | 7.5 | 300 | -1 | 46.4 | 22111 | -98.5891 | 33.8631 | 208 | 125 | 120 | 61 | 19.7 | N | Natural Gas | N | N | N | 9999 | N |  | Combined Cycle | 220 |  | 14659
55320_G_GT1 | TX | 48497 | WISE CO POWER PLANT | Wise County Power LLC | 9051811 | 57567513 | 55320 | GT-1 | 55320 | GT1 | 678 | 000001 | 28.2505 | 42.5495 | 97.3009 | 8.9763 | 8.9753 | 3.1545 | 14.4102 | 2022 | 150 | 20 | 500 | -1 | 74.7 | 22111 | -97.9102 | 33.0606 | 2490 | 125 | 120 |  | 245 | N | Natural Gas | Y | N | N | 9999 | N | 55320_G_ST1;55320_G_GT1 | Combined Cycle | 4638 | 4638.3198 | 7281
55320_G_GT2 | TX | 48497 | WISE CO POWER PLANT | Wise County Power LLC | 9051811 | 57567613 | 55320 | GT-2 | 55320 | GT2 | 678 | 000002 | 35.5385 | 17.1889 | 97.6707 | 9.6225 | 9.6225 | 3.1475 | 16.8048 | 2022 | 150 | 20 | 500 | -1 | 74.7 | 22111 | -97.9093 | 33.0606 | 2490 | 125 | 120 |  | 245 | N | Natural Gas | Y | N | N | 9999 | N |  | Combined Cycle | 4705 | 4705.29 | 7281
55065_G_GEN1 | TX | 48501 | MUSTANG ELECTRIC STATION | Mustang Station | 5129311 | 25190413 | 55065 | 1 | 55065 | GEN1 | 39 | 000006 | 39.9973 |  | 119.5742 | 19.3844 | 19.3844 | 1.7832 | 6.1686 | 2022 | 118 | 12 | 500 | -1 | 71.6 | 22111 | -102.7417 | 32.9728 | 1710 | 125 | 120 |  | 154.6 | N | Natural Gas | Y | N | N | 9999 | N | 55065_G_GEN1;55065_G_GEN3 | Combined Cycle | 4450 | 4449.7275 | 7999
55065_G_GEN2 | TX | 48501 | MUSTANG ELECTRIC STATION | Mustang Station | 5129311 | 25190513 | 55065 | 2 | 55065 | GEN2 |  |  | 38.301 |  | 94.4781 | 17.6954 | 17.6954 | 1.678 | 5.6317 |  | 118 | 9 | 300 | -1 | 71.6 | 22111 | -102.7417 | 32.9724 |  | 125 | 120 |  | 150.9 | N | Natural Gas | Y | N | N | 9999 | N |  | Combined Cycle |  | 4281.6279 | 7999
56326_G_GEN1 | TX | 48501 | MUSTANG ELECTRIC STATION | Mustang Station Unit 4 | 5129311 | 110129013 | 56326 | GEN1 | 56326 | GEN1 | 39 | 000012 | 10.1097 |  | 45.8272 | 10.7181 | 10.7181 | 0.9703 | 3.4103 | 2022 | 110 | 16 | 1086 | -1 | 60 | 22111 | -102.7441 | 32.9748 | 1730 | 125 | 120 |  | 152.4 | N | Natural Gas | Y | N | N | 9999 | N |  | Combustion Turbine | 2510 | 2509.8188 | 11411
56326_G_GEN2 | TX | 48501 | MUSTANG ELECTRIC STATION | Mustang Station Unit 4 | 5129311 | 110129113 | 56326 | GEN2 | 56326 | GEN2 | 39 | 000013 | 14.7535 |  | 43.9278 | 9.7827 | 9.7827 | 0.8781 | 3.1128 | 2022 | 110 | 16 | 1086 | -1 | 60 | 22111 | -102.7433 | 32.9748 | 1730 | 125 | 120 |  | 148.9 | N | Natural Gas | Y | N | N | 9999 | N |  | Combustion Turbine | 2305 | 2305.1594 | 11411
56326_G_GEN3 | TX | 48501 | MUSTANG ELECTRIC STATION | Mustang Station Unit 4 | 5129311 | 110129213 | 56326 | GEN3 | 56326 | GEN3 | 39 | 000014 | 8.7471 |  | 43.8702 | 19.2853 | 19.2853 | 0.8565 | 2.9998 | 2022 | 120 | 16 | 1086 | -1 | 60 | 22111 | -102.7433 | 32.9748 | 1730 | 125 | 120 |  | 158 | N | Natural Gas | Y | N | N | 9999 | N |  | Combustion Turbine | 2143 | 2142.8108 | 11410
3490_B_1 | TX | 48503 | GRAHAM STEAM ELECTRIC STATION | Graham | 8532511 | 943013 | 3490 | 1 | 3490 | 1 | 1 | 000001 | 33.6458 |  | 112.1695 | 4.562 | 4.3076 | 0.3492 | 3.6496 | 2022 | 177 | 11 | 294 | -1 | 63 | 22111 | -98.6124 | 33.1349 | 2450 | 125 | 100 |  | 239 | N | Natural Gas | Y | N | N | 9999 | N |  | O/G Steam | 1226 | 1225.5608 | 12105
3490_B_2 | TX | 48503 | GRAHAM STEAM ELECTRIC STATION | Graham | 8532511 | 942913 | 3490 | 2 | 3490 | 2 | 1 | 000002 | 45.4367 |  | 150.3043 | 5.059 | 4.9001 | 0.4473 | 5.1362 | 2022 | 163 | 18 | 278 | -1 | 71 | 22111 | -98.612 | 33.1354 | 3760 | 125 | 100 |  | 390 | N | Natural Gas | Y | N | N | 9999 | N |  | O/G Steam | 1144 | 1143.23 | 11823
50951_B_1 | UT | 49007 | Sunnyside Cogeneration Associates- Sunnyside Cogeneration Facility |  | 5066411 | 25975713 | 50951 | 1 |  |  | 10096 | 11096 | 53.0676 | 0.17948 | 314.4124 | 17.4147 | 12.2699 | 373.2385 | 8.9302 | 2020 | 250 | 8.5 | 280 | 5183 | 91 | 221112 | -110.3908 | 39.5458 | 580 | 125 | 100 |  |  |  |  | N | N | N |  | N
3665_G_IC8 | UT | 49011 | Bountiful City Light and Power- Power Plant |  | 5067311 | 25964613 |  |  |  |  | 10120 | 171807 | 0.082316 |  | 3.3402 | 0.084217 | 0.084217 | 0.04341 | 0.026796 | 2022 | 50 | 3.5 | 902 | 334.8152 | 34.8 | 221112 | -111.8849 | 40.8853 | 5.3 | 125 | 690 |  |  |  |  | N | N | N |  | N |  |  | 595
8069_B_1 | UT | 49015 | PacifiCorp- Huntington Power Plant | Huntington | 5050611 | 25902813 | 8069 | 1 | 8069 | 1 | 10238 | 4032 | 2774.5231 | 0.35037 | 2525.8763 | 198.2566 | 149.2887 | 1261.2505 | 34.2736 | 2022 | 600 | 24 | 113 | 21593 | 47.7 | 221112 | -111.0798 | 39.379 | 480 | 125 | 100 |  | 459 | N | Bituminous | Y | N | N | 2032 | N |  | Coal Steam | 7707 | 7692.9194 | 10283
8069_B_2 | UT | 49015 | PacifiCorp- Huntington Power Plant | Huntington | 5050611 | 25903613 | 8069 | 2 | 8069 | 2 | 10238 | 4034 | 3703.5124 | 0.42803 | 3300.5029 | 197.2585 | 146.7342 | 1257.3348 | 41.345 | 2022 | 600 | 24 | 117 | 21428 | 47.4 | 221112 | -111.0798 | 39.379 | 480 | 125 | 100 |  | 450 | N | Bituminous | Y | N | N | 2032 | N |  | Coal Steam | 8529 | 8518.8301 | 10325
6165_B_1 | UT | 49015 | PacifiCorp- Hunter Power Plant | Hunter | 5050511 | 25906513 | 6165 | 1 | 6165 | 1 | 10237 | 4026 | 1943.7858 | 0.44904 | 1782.202 | 140.42 | 99.733 | 812.1391 | 41.8253 | 2022 | 600 | 24 | 115 | 20830 | 46 | 221112 | -111.0294 | 39.1714 | 480 | 125 | 100 |  | 446 | N | Bituminous | Y | N | N | 2031 | N |  | Coal Steam | 5790 | 5780.7515 | 10279
6165_B_2 | UT | 49015 | PacifiCorp- Hunter Power Plant | Hunter | 5050511 | 25905313 | 6165 | 2 | 6165 | 2 | 10237 | 4028 | 1534.1212 | 0.39254 | 2635.0773 | 130.0916 | 88.2727 | 1208.832 | 38.2742 | 2022 | 600 | 24 | 116 | 22151 | 49 | 221112 | -111.0294 | 39.1714 | 480 | 125 | 100 |  | 446 | N | Bituminous | Y | N | N | 2032 | N |  | Coal Steam | 8717 | 8710.21 | 10244
6165_B_3 | UT | 49015 | PacifiCorp- Hunter Power Plant | Hunter | 5050511 | 25905513 | 6165 | 3 | 6165 | 3 | 10237 | 4030 | 918.1739 | 0.46945 | 4071.5097 | 119.7806 | 81.6203 | 1249.1471 | 35.0562 | 2022 | 600 | 24 | 118 | 19677 | 43.5 | 221112 | -111.0294 | 39.1714 | 495 | 125 | 100 |  | 471 | N | Bituminous | Y | N | N | 2032 | N |  | Coal Steam | 8119 | 8100.9502 | 10156
56102_G_CT1A | UT | 49023 | PacifiCorp Energy: Currant Creek Power Plant | Currant Creek | 9093511 | 72099313 | 56102 | CTG1A | 56102 | CT1A | 12524 | 177207 | 10.7551 | 40.3639 | 46.1775 | 28.4545 | 28.4545 | 3.0796 | 9.6652 | 2022 | 165 | 16.8 | 201 | 18731.1807 | 84.5 | 221112 | -111.893 | 39.819 | 2140 | 125 | 120 |  | 135 | N | Natural Gas | Y | N | N | 9999 | N |  | Combined Cycle |  | 7253.6694 | 7520
56102_G_CT1B | UT | 49023 | PacifiCorp Energy: Currant Creek Power Plant | Currant Creek | 9093511 | 72099413 | 56102 | CTG1B | 56102 | CT1B |  |  | 5.1172 | 36.0141 | 44.9316 | 29.0508 | 29.0508 | 3.1975 | 8.6356 |  | 165 | 16.8 | 196 | 18930.6844 | 85.4 | 221112 | -111.893 | 39.819 |  | 125 | 120 |  | 135 | N | Natural Gas | Y | N | N | 9999 | N |  | Combined Cycle |  | 7646.2124 | 7520
56102_G_ST1 | UT | 49023 | PacifiCorp Energy: Currant Creek Power Plant | Currant Creek | 9093511 | 72099513 |  |  | 56102 | ST1 | 12524 | 177209 | 0.12184 | 0.0046416 | 0.14505 | 0.011024 | 0.011024 | 0.00087029 | 0.0079777 | 2020 | 35 | 2 | 72 | 11.938 | 3.8 | 221112 | -111.893 | 39.819 | 45 | 125 | 100 |  | 254 | N | Natural Gas | N | N | N | 9999 | N |  | Combined Cycle |  |  | 7520
6481_B_2SGA | UT | 49027 | Intermountain Power Service Corporation- Intermountain Generation Station |  | 7558311 | 11959313 | 6481 | 2SGA |  |  | 10327 | 2382 | 320.918 | 0.3626 | 4536.6489 | 334.442 | 334.442 | 895.1861 | 38.47 | 2022 | 712.5 | 28 | 117 | 29996.358 | 48.715 | 221112 | -112.5796 | 39.5085 | 950000 | 125 | 100 |  |  |  |  | Y | N | N |  | N |  |  | 6273 | 6272.75
6481_B_1SGA | UT | 49027 | Intermountain Power Service Corporation- Intermountain Generation Station |  | 7558311 | 11959213 | 6481 | 1SGA |  |  | 10327 | 2381 | 291.619 | 0.3295 | 3676.1304 | 306.574 | 306.574 | 768.7833 | 34.96 | 2022 | 712.5 | 28 | 118 | 29276.481 | 47.546 | 221112 | -112.5796 | 39.5085 | 950000 | 125 | 100 |  |  |  |  | Y | N | N |  | N |  |  | 6337 | 6336.75
3648_B_1 | UT | 49035 | Pacificorp Energy- Gadsby Power Plant | Gadsby | 7559311 | 11942113 | 3648 | 1 | 3648 | 1 | 10355 | 4025 | 27.8463 | 0.5436 | 21.5097 | 1.2911 | 1.2911 | 0.0887 | 0.93431 | 2022 | 250 | 11 | 258 | 5511.9243 | 58 | 221112 | -111.9292 | 40.7686 | 65 | 125 | 100 |  | 64 | N | Natural Gas | Y | N | N | 2032 | N |  | O/G Steam | 1202 | 1061.1001 | 14500
3648_B_2 | UT | 49035 | Pacificorp Energy- Gadsby Power Plant | Gadsby | 7559311 | 11942213 | 3648 | 2 | 3648 | 2 | 10355 | 9143 | 30.3371 | 0.74915 | 25.6137 | 1.7792 | 1.7792 | 0.1349 | 1.2876 | 2022 | 250 | 11 | 244 | 5987.0902 | 63 | 221112 | -111.9292 | 40.7686 | 80 | 125 | 100 |  | 69 | N | Natural Gas | Y | N | N | 2032 | N |  | O/G Steam | 1519 | 1374.1906 | 14500
3648_B_3 | UT | 49035 | Pacificorp Energy- Gadsby Power Plant | Gadsby | 7559311 | 11942313 | 3648 | 3 | 3648 | 3 | 10355 | 9144 | 8.2379 | 1.8328 | 59.5897 | 4.3528 | 4.3528 | 0.3289 | 3.1501 | 2022 | 250 | 11 | 258 | 6557.2892 | 69 | 221112 | -111.9292 | 40.7686 | 105 | 125 | 100 |  | 104 | N | Natural Gas | Y | N | N | 2032 | N |  | O/G Steam | 3296 | 2966.6858 | 14500
3648_G_4 | UT | 49035 | Pacificorp Energy- Gadsby Power Plant | Gadsby | 7559311 | 11941413 | 3648 | 4 | 3648 | 4 | 10355 | 174520 | 0.062205 | 0.13601 | 0.5273 | 0.086645 | 0.086645 | 0.0068 | 0.027569 | 2022 | 81 | 12 | 828 | 9850.7779 | 87.1 | 221112 | -111.9292 | 40.7686 | 368 | 125 | 290 |  | 39.6 | N | Natural Gas | Y | N | N | 2032 | N |  | Combustion Turbine | 198 | 128.67 | 14660
3648_G_5 | UT | 49035 | Pacificorp Energy- Gadsby Power Plant | Gadsby | 7559311 | 11941513 | 3648 | 5 | 3648 | 5 | 10355 | 174521 | 0.099477 | 0.15218 | 0.5325 | 0.096705 | 0.096705 | 0.0072 | 0.02 | 2022 | 81 | 12 | 828 | 9850.7779 | 87.1 | 221112 | -111.9292 | 40.7686 | 368 | 125 | 290 |  | 39.6 | N | Natural Gas | Y | N | N | 2032 | N |  | Combustion Turbine | 213 | 137.93 | 14660
3648_G_6 | UT | 49035 | Pacificorp Energy- Gadsby Power Plant | Gadsby | 7559311 | 11941613 | 3648 | 6 | 3648 | 6 | 10355 | 174522 | 0.11821 | 0.15371 | 0.5696 | 0.095284 | 0.095284 | 0.0068 | 0.019706 | 2022 | 81 | 12 | 828 | 9850.7779 | 87.1 | 221112 | -111.9292 | 40.7686 | 368 | 125 | 290 | 215 | 36.9 | N | Natural Gas | Y | N | N | 2032 | N |  | Combustion Turbine | 215 | 136.16 | 14660
55622_G_U1 | UT | 49035 | Utah Municipal Power Agency: West Valley Power Plant | West Valley Generation Project | 7684911 | 12121713 | 55622 | U1 | 55622 | U1 | 12495 | 171808 | 5.8661 | 0 | 6.0314 | 2.6509 | 2.6509 | 0.2347 | 0.84346 | 2022 | 81 | 12 | 830 | 10044 | 88.8 | 221118 | -112.031 | 40.665 | 364 | 125 | 290 |  | 37 | N | Natural Gas | Y | N | N | 9999 | N |  | Combustion Turbine | 2419 | 2418.625 | 10928
55622_G_U2 | UT | 49035 | Utah Municipal Power Agency: West Valley Power Plant | West Valley Generation Project | 7684911 | 12121813 | 55622 | U2 | 55622 | U2 | 12495 | 171809 | 1.4227 | 0 | 5.5334 | 2.1661 | 2.1661 | 0.1897 | 0.6892 | 2022 | 81 | 12 | 830 | 10044 | 88.808 | 221118 | -112.031 | 40.665 | 364 | 125 | 290 |  | 37 | N | Natural Gas | Y | N | N | 9999 | N |  | Combustion Turbine | 1976 | 1976.2249 | 10928
55622_G_U3 | UT | 49035 | Utah Municipal Power Agency: West Valley Power Plant | West Valley Generation Project | 7684911 | 12121913 | 55622 | U3 | 55622 | U3 |  |  | 9.1894 | 0 | 9.6467 | 4.655 | 4.655 | 0.4111 | 1.4811 |  | 81 | 12 | 830 | 10044 | 88.8 | 221118 | -112.031 | 40.665 |  | 125 | 290 |  | 37 | N | Natural Gas | Y | N | N | 9999 | N |  | Combustion Turbine |  | 4177.2603 | 10928
55622_G_U4 | UT | 49035 | Utah Municipal Power Agency: West Valley Power Plant | West Valley Generation Project | 7684911 | 12122013 | 55622 | U4 | 55622 | U4 |  |  | 10.058 | 0 | 8.8381 | 4.0583 | 4.0583 | 0.3691 | 1.2913 |  | 81 | 12 | 830 | 10044 | 88.8 | 221118 | -112.031 | 40.665 |  | 125 | 290 |  | 37 | N | Natural Gas | Y | N | N | 9999 | N |  | Combustion Turbine |  | 3760.0896 | 10928
55622_G_U5 | UT | 49035 | Utah Municipal Power Agency: West Valley Power Plant | West Valley Generation Project | 7684911 | 12122113 | 55622 | U5 | 55622 | U5 |  |  | 9.0392 | 0 | 7.9372 | 3.6742 | 3.6742 | 0.3208 | 1.169 |  | 81 | 12 | 830 | 10044 | 88.8 | 221118 | -112.031 | 40.665 |  | 125 | 290 |  | 37 | N | Natural Gas | Y | N | N | 9999 | N |  | Combustion Turbine |  | 3286.7095 | 10928
8010_G_1 | UT | 49035 | Murray City Power Department- Electrical Generation Plant | Murray Turbine | 7559011 | 11944613 |  |  | 8010 | 1 | 10348 | 173726 | 2.5789 | 0 | 1.4341 | 0.20757 | 0.20757 | 0.010051 | 0.066044 | 2022 | 50 | 3 | 920 | 94.0121 | 13.3 | 221112 | -111.8943 | 40.6652 | 12 | 125 | 120 |  | 12 | N | Natural Gas | N | N | N | 9999 | N |  | Combustion Turbine | 555 |  | 12087
8010_G_2 | UT | 49035 | Murray City Power Department- Electrical Generation Plant | Murray Turbine | 7559011 | 11944713 |  |  | 8010 | 2 | 10348 | 173727 | 3.8936 | 0 | 2.3741 | 0.31338 | 0.31338 | 0.015175 | 0.099713 | 2022 | 50 | 3 | 903 | 94.719 | 13.4 | 221112 | -111.8943 | 40.6652 | 12 | 125 | 120 |  | 12 | N | Natural Gas | N | N | N | 9999 | N |  | Combustion Turbine | 730 |  | 12087
8010_G_3 | UT | 49035 | Murray City Power Department- Electrical Generation Plant | Murray Turbine | 7559011 | 11944913 |  |  | 8010 | 3 | 10348 | 174106 | 3.4255 | 0 | 2.6318 | 0.27571 | 0.27571 | 0.013351 | 0.087726 | 2022 | 50 | 3 | 907 | 94.719 | 13.4 | 221112 | -111.8943 | 40.6652 | 12 | 125 | 120 |  | 12 | N | Natural Gas | N | N | N | 9999 | N |  | Combustion Turbine | 649 |  | 12087
7408_G_86-1 | UT | 49049 | Payson City Corporation- Payson City Power | Payson | 6983311 | 13932613 |  |  | 7408 | 86-1 | 10823 | 171849 | 0.032863 | 0 | 4.6742 | 0.049593 | 0.049593 | 0.017614 | 0.069155 | 2022 | 38 | 2.5 | 755 | 426 | 86.8 | 221112 | -111.7302 | 40.0608 | 2650 | 125 | 290 |  | 2.6 | N | Natural Gas, Distillate Fuel Oil | N | N | N | 9999 | N |  | Combustion Turbine | 375 |  | 18000
7408_G_86-2 | UT | 49049 | Payson City Corporation- Payson City Power | Payson | 6983311 | 13932713 |  |  | 7408 | 86-2 | 10823 | 173861 | 0.06467 | 0 | 10.8963 | 0.098103 | 0.098103 | 0.028218 | 0.13946 | 2022 | 38 | 2.5 | 780 | 416 | 84.8 | 221112 | -111.7302 | 40.0608 | 3 | 125 | 290 |  | 2.6 | N | Natural Gas, Distillate Fuel Oil | N | N | N | 9999 | N |  | Combustion Turbine | 820 |  | 18000
7408_G_86-3 | UT | 49049 | Payson City Corporation- Payson City Power | Payson | 6983311 | 13932813 |  |  | 7408 | 86-3 | 10823 | 173862 | 0.0144 | 0 | 6.5899 | 0.04229 | 0.04229 | 0.013004 | 0.059781 | 2022 | 38 | 1.6 | 625 | 205 | 102 | 221112 | -111.7302 | 40.0608 | 2 | 125 | 290 |  | 2 | N | Natural Gas, Distillate Fuel Oil | N | N | N | 9999 | N |  | Combustion Turbine | 435 |  | 18000
7408_G_86-4 | UT | 49049 | Payson City Corporation- Payson City Power | Payson | 6983311 | 13932913 |  |  | 7408 | 86-4 | 10823 | 173863 | 0.010573 | 0 | 5.6162 | 0.03704 | 0.03704 | 0.011334 | 0.052383 | 2022 | 38 | 1.6 | 640 | 212 | 105.4 | 221112 | -111.7302 | 40.0608 | 2 | 125 | 290 |  | 2 | N | Natural Gas, Distillate Fuel Oil | N | N | N | 9999 | N |  | Combustion Turbine | 444 |  | 18000
56177_G_GT1 | UT | 49049 | Utah Assoc. Municipal Power Systems- Nebo (Payson) Power Plant | Nebo Power Station | 18032711 | 129112613 | 56177 | U1 | 56177 | GT1 | 12825 | 178995 | 10.69 | 0 | 86.1522 | 2.1 | 2.1 | 0.9004 | 3.0307 | 2022 | 150 | 16.5 | 170 | 55 | 0.257 | 221112 | -111.7299 | 40.0603 | 67.4 | 125 | 120 | 139&205 | 65 | N | Natural Gas | Y | N | N | 9999 | N | 56177_G_ST1;56177_G_GT1 | Combined Cycle | 3727 | 3890.2405 | 8571
56237_G_CT01 | UT | 49049 | PacifiCorp Energy: Lake Side Power Plant | Lake Side Power Plant | 12730611 | 72103913 | 56237 | CT01 | 56237 | CT01 | 13031 | 177216 | 50.685 | 50.9763 | 40.9027 | 10.9769 | 10.9763 | 3.5249 | 11.999 | 2022 | 150 | 18 | 206 | 20136 | 79.129 | 221112 | -111.753 | 40.3285 | 2200 | 125 | 140 | 109&139 | 169 | N | Natural Gas | Y | N | N | 9999 | N |  | Combined Cycle | 8113 | 7987.5 | 7240
56237_G_CT02 | UT | 49049 | PacifiCorp Energy: Lake Side Power Plant | Lake Side Power Plant | 12730611 | 72104013 | 56237 | CT02 | 56237 | CT02 | 13031 | 177217 | 71.0349 | 47.6498 | 36.2741 | 10.1636 | 10.1636 | 3.1385 | 11.216 | 2022 | 150 | 18 | 203 | 19647 | 77.208 | 221112 | -111.753 | 40.3285 | 2200 | 125 | 140 |  | 169 | N | Natural Gas | Y | N | N | 9999 | N |  | Combined Cycle | 7390 | 7157.9731 | 7240
56237_G_CT21 | UT | 49049 | PacifiCorp Energy: Lake Side Power Plant | Lake Side Power Plant | 12730611 | 121901813 | 56237 | CT03 | 56237 | CT21 | 13031 | 178090 | 22.6396 | 53.3593 | 38.3116 | 20.0467 | 20.0467 | 3.6505 | 12.5599 | 2022 | 150 | 18 | 162 | 19061 | 75 | 221112 | -111.753 | 40.3285 | 2310 | 125 | 140 |  | 178 | N | Natural Gas | Y | N | N | 9999 | N |  | Combined Cycle | 7755 | 7655.0898 | 7240
56237_G_CT22 | UT | 49049 | PacifiCorp Energy: Lake Side Power Plant | Lake Side Power Plant | 12730611 | 121901913 | 56237 | CT04 | 56237 | CT22 | 13031 | 178091 | 26.57 | 55.8659 | 41.5236 | 18.341 | 18.341 | 3.7929 | 13.15 | 2022 | 150 | 18 | 159 | 19221 | 76 | 221112 | -111.753 | 40.3285 | 2310 | 125 | 140 |  | 178 | N | Natural Gas | Y | N | N | 9999 | N |  | Combined Cycle | 8062 | 7948.7402 | 7240
56237_G_ST01 | UT | 49049 | PacifiCorp Energy: Lake Side Power Plant | Lake Side Power Plant | 12730611 | 72104113 |  |  | 56237 | ST01 | 13031 | 177218 | 0.28182 | 0.010736 | 0.3355 | 0.025498 | 0.025498 | 0.002013 | 0.018453 | 2022 | 45 | 2.5 | 72 | 12 | 2.445 | 221112 | -111.753 | 40.3285 | 62.8 | 125 | 100 |  | 209 | N | Natural Gas | N | N | N | 9999 | N |  | Combined Cycle | 2463 |  | 7240
7028_G_K1 | UT | 49049 | Springville City Corporation: Whitehead Power Plant | Whitehead | 6983111 | 13935413 |  |  | 7028 | K1 | 10819 | 13399 | 0.10489 | 0 | 5.191 | 0.40237 | 0.40201 | 0.013812 | 2.2705 | 2022 | 61.3 | 3.5 | 661 | 1059.2861 | 106 | 221118 | -111.618 | 40.174 | 7 | 125 | 290 |  | 5.9 | N | Natural Gas | N | N | N | 9999 | N |  | Combustion Turbine | 711 |  | 11420
7028_G_K3 | UT | 49049 | Springville City Corporation: Whitehead Power Plant | Whitehead | 6983111 | 13935613 |  |  | 7028 | K3 | 10819 | 171149 | 0.095257 | 0 | 1.7674 | 0.25383 | 0.2536 | 0.0087159 | 1.4322 | 2022 | 61.5 | 3.5 | 662 | 969.8096 | 105 | 221118 | -111.618 | 40.174 | 7 | 125 | 290 |  | 5.9 | N | Natural Gas | N | N | N | 9999 | N |  | Combustion Turbine | 475 |  | 11420
56253_G_MC1 | UT | 49053 | St. George City Power Red Rock, Millcreek and Bloomington Power Generation Sta | Millcreek Power Generation | 6987011 | 72066113 | 56253 | MC-1 | 56253 | MC1 | 10892 | 176989 | 11.1822 | 0 | 22.1149 | 1.712 | 1.712 | 0.1635 | 0.54471 | 2020 | 21 | 8.8 | 849 | 3430 | 55.974 | 221112 | -113.5155 | 37.1126 | 360 | 125 | 120 |  | 36.8 | N | Natural Gas | Y | N | N | 9999 | N |  | Combustion Turbine |  | 1609.8741 | 10745
56253_G_MC2 | UT | 49053 | St. George City Power Red Rock, Millcreek and Bloomington Power Generation Sta | Millcreek Power Generation | 6987011 | 105550213 | 56253 | MC-2 | 56253 | MC2 |  |  | 1.2848 | 0 | 1.9779 | 1.878 | 1.878 | 0.2888 | 0.0017251 |  | 80 | 13 | 846 | 3430 | 26 | 221112 | -113.5155 | 37.1126 |  | 125 | 120 |  | 36.8 | N | Natural Gas | Y | N | N | 9999 | N |  | Combustion Turbine |  | 2797.1038 | 10745
7080_G_1 | UT | 49053 | St. George City Power Red Rock, Millcreek and Bloomington Power Generation Sta | St George Red Rock | 6987011 | 13903113 |  |  | 7080 | 1 | 10892 | 170569 | 0.02691 | 0 | 2.0183 | 0.044973 | 0.043639 | 0.0013606 | 0.079048 | 2020 | 45 | 3.5 | 746 | 385.9996 | 40.12 | 221112 | -113.5687 | 37.1139 | 9750 | 125 | 160 |  | 7 | N | Distillate Fuel Oil | N | N | N | 9999 | N |  | Combustion Turbine |  |  | 10745
7080_G_2 | UT | 49053 | St. George City Power Red Rock, Millcreek and Bloomington Power Generation Sta | St George Red Rock | 6987011 | 13903213 |  |  | 7080 | 2 | 10892 | 170570 | 0.036075 | 0 | 1.755 | 0.039107 | 0.037947 | 0.0011832 | 0.068738 | 2022 | 45 | 3.5 | 685 | 411.0145 | 42.72 | 221112 | -113.5687 | 37.1139 | 9750 | 125 | 160 |  | 7 | N | Distillate Fuel Oil | N | N | N | 9999 | N |  | Combustion Turbine |  |  | 10745
51026_B_BLR1 | VT | 50005 | Ryegate Associates | Ryegate Associates, LLC | 7774911 | 1689513 | 51026 | 1 | 51026 | BLR1 | 601 | 1 | 211.53 |  | 69.652 | 1.2528 | 0.6828 | 0.82052 | 3.824 | 2020 | 212.2 | 6.5 | 329 | 1415.9 | 41.9 | 22111 | -72.0585 | 44.2132 |  | 125 | 100 |  | 20 | N | Biomass | N | N | N | 9999 | N |  | Biomass |  |  | 13580
589_B_1 | VT | 50007 | Burlington Electric Dept (McNeil Station) | J C McNeil | 7773211 | 1692113 | 589 | 1 | 589 | 1 | 43 | 1 | 1226.9125 | 15.5149 | 123.9853 | 44.792 | 43.775 | 0.9069 | 34.1891 | 2021 | 257 | 10 | 284 | 4749.2 | 60.5 | 22111 | -73.2088 | 44.4933 | 842 | 125 | 100 |  | 52 | N | Biomass | Y | N | N | 9999 | N |  | Biomass |  | 4844.5 | 14499
3785_G_TAS | VA | 51001 | Calpine Mid-Atlantic Generation LLC -Tasley | Tasley | 6960711 | 14007413 | 3785 | TA10 | 3785 | TAS | 40304 | 1 | 1.0842 |  | 25.0624 | 0.061342 | 0.061035 | 0.44 | 0.0058489 | 2022 | 28 | 15.5 | 905 | 8550 | 45.3 | 221112 | -75.7033 | 37.7055 | 384 | 125 | 120 |  | 29.9 | N | Distillate Fuel Oil | Y | N | N | 9999 | N |  | Combustion Turbine |  | 88 | 15026
55381_G_UNT7 | VA | 51001 | Commonwealth Chesapeake Power Station | Commonwealth Chesapeake | 6960911 | 14006913 |  |  | 55381 | UNT7 | 40898 | 1 | 12.3491 |  | 37.8004 | 3.4663 | 3.1212 | 0.144 | 0.073954 | 2022 | 45 | 9 | 820 | 8750 | 137.5 | 221112 | -75.5405 | 37.9892 | 3180 | 125 | 120 |  | 44.3 | N | Distillate Fuel Oil | N | N | N | 9999 | N | 55381_G_UNT3;55381_G_UNT2;55381_G_UNT5;55381_G_UNT1;55381_G_UNT6;55381_G_UNT7;55381_G_UNT4 | Combustion Turbine |  |  | 10745
3799_G_GT1 | VA | 51005 | Dominion - Low Moor CT Station | Low Moor | 9047011 | 57565413 |  |  | 3799 | GT1 | 20675 | 1 | 0.022011 |  | 5.8696 | 0.08004 | 0.08004 | 1.334 | 0.0027347 | 2022 | 28 | 8.3 | 1030 | 7304.3 | 135 | 221112 | -79.8915 | 37.7774 | 15 | 125 | 120 |  | 12 | N | Distillate Fuel Oil | N | N | N | 9999 | N |  | Combustion Turbine |  |  | 16021
3799_G_GT2 | VA | 51005 | Dominion - Low Moor CT Station | Low Moor | 9047011 | 57565513 |  |  | 3799 | GT2 | 20675 | 2 | 0.022275 |  | 5.94 | 0.081 | 0.081 | 1.35 | 0.0027675 | 2022 | 28 | 8.3 | 1030 | 7304.3 | 135 | 221112 | -79.8915 | 37.7774 | 323 | 125 | 120 |  | 12 | N | Distillate Fuel Oil | N | N | N | 9999 | N |  | Combustion Turbine |  |  | 16046
3799_G_GT3 | VA | 51005 | Dominion - Low Moor CT Station | Low Moor | 9047011 | 57565613 |  |  | 3799 | GT3 | 20675 | 3 | 0.016045 |  | 4.2786 | 0.058344 | 0.058344 | 0.9724 | 0.0019934 | 2022 | 28 | 8.3 | 1030 | 7304.3 | 135 | 221112 | -79.8915 | 37.7774 | 323 | 125 | 120 |  | 12 | N | Distillate Fuel Oil | N | N | N | 9999 | N |  | Combustion Turbine |  |  | 16046
3799_G_GT4 | VA | 51005 | Dominion - Low Moor CT Station | Low Moor | 9047011 | 57565713 |  |  | 3799 | GT4 | 20675 | 4 | 0.021162 |  | 4.7844 | 0.066103 | 0.066103 | 1.0839 | 0.0034642 | 2022 | 28 | 8.3 | 1030 | 7304.3 | 135 | 221112 | -79.8915 | 37.7774 | 323 | 125 | 120 |  | 12 | N | Distillate Fuel Oil | N | N | N | 9999 | N |  | Combustion Turbine |  |  | 16046
56681_G_1 | VA | 51007 | INGENCO - Amelia | Amelia | 6216811 | 16510613 |  |  | 56681 | 1 | 31047 | 1 | 86.77 |  | 38.91 | 6.37 | 6.37 | 8.02 | 2.89 | 2022 | 30 | 1.3 | 750 | 300 | 215.9 | 221112 | -78.0592 | 37.3098 | 16000 | 125 | 160 |  | 0.3 | N | Landfill Gas | N | N | N | 9999 | N | 56681_G_3;56681_G_8;56681_G_5;56681_G_10;56681_G_28;56681_G_13;56681_G_14;56681_G_42;56681_G_29;56681_G_15;56681_G_33;56681_G_40;56681_G_41;56681_G_47;56681_G_20;56681_G_23;56681_G_31;56681_G_30;56681_G_44;56681_G_46;56681_G_16;56681_G_11;56681_G_38;56681_G_1;56681_G_45;56681_G_2;56681_G_6;56681_G_12;56681_G_18;56681_G_48;56681_G_32;56681_G_9;56681_G_21;56681_G_36;56681_G_27;56681_G_17;56681_G_39;56681_G_34;56681_G_22;56681_G_4;56681_G_35;56681_G_26;56681_G_25;56681_G_37;56681_G_43;56681_G_7;56681_G_19;56681_G_24 | Landfill Gas |  |  | 13500
56682_G_10 | VA | 51025 | INGENCO - Brunswick Plant | Brunswick Landfill Gas | 10641711 | 58486313 |  |  | 56682 | 10 | 52154 | 1 | 177.9 |  | 75.2 | 13.8 | 13.8 | 12.3 | 4.4 | 2022 | 35 | 1.3 | 750 | 150 | 108 | 221112 | -77.8096 | 36.7618 | 3.57 | 125 | 120 |  | 0.3 | N | Landfill Gas | N | N | N | 9999 | N | 56682_G_16;56682_G_11;56682_G_29;56682_G_28;56682_G_15;56682_G_18;56682_G_35;56682_G_5;56682_G_2;56682_G_17;56682_G_7;56682_G_4;56682_G_31;56682_G_30;56682_G_3;56682_G_20;56682_G_8;56682_G_12;56682_G_9;56682_G_21;56682_G_14;56682_G_32;56682_G_27;56682_G_19;56682_G_13;56682_G_10;56682_G_22;56682_G_6;56682_G_26;56682_G_24;56682_G_25;56682_G_1;56682_G_36;56682_G_23;56682_G_34;56682_G_33 | Landfill Gas |  |  | 13500
58260_G_CT01 | VA | 51025 | Dominion - Brunswick | Brunswick County Power Station | 17646111 | 122170013 | 58260 | 1A | 58260 | CT01 | 52404 | 1 | 6 | 28.9116 | 47.237 | 41.2412 | 41.2412 | 5.2443 | 17.7454 | 2022 | 99 | 24 | 300 | -1 | 84.88 | 221112 | -77.7131 | 36.7648 | 3440 | 125 | 140 |  | 263.9 | N | Natural Gas | Y | N | N | 9999 | N | 58260_G_CT01;58260_G_ST01 | Combined Cycle |  | 6269.02 | 7063
58260_G_CT02 | VA | 51025 | Dominion - Brunswick | Brunswick County Power Station | 17646111 | 122170113 | 58260 | 1B | 58260 | CT02 | 52404 | 2 | 9.8 | 28.4228 | 49.794 | 40.6061 | 40.6061 | 5.1569 | 24.3436 | 2022 | 99 | 24 | 300 | -1 | 84.88 | 221112 | -77.7131 | 36.7648 | 3440 | 125 | 140 |  | 263.9 | N | Natural Gas | Y | N | N | 9999 | N |  | Combined Cycle |  | 6143.3901 | 7063
58260_G_CT03 | VA | 51025 | Dominion - Brunswick | Brunswick County Power Station | 17646111 | 122170213 | 58260 | 1C | 58260 | CT03 | 52404 | 3 | 12.1 | 27.7842 | 48.1898 | 39.5779 | 39.5779 | 5.0816 | 23.5101 | 2022 | 99 | 24 | 300 | -1 | 84.88 | 221112 | -77.7131 | 36.7648 | 3440 | 125 | 140 |  | 263.9 | N | Natural Gas | Y | N | N | 9999 | N |  | Combined Cycle |  | 6013.7905 | 7063
55738_G_2 | VA | 51027 | Buchanan Generation, LLC | Buchanan Generation LLC | 9093011 | 57553513 |  |  | 55738 | 2 | 11390 | 21 | 54 |  | 119.2 | 10.8 | 10.8 | 0.9 | 3.5 | 2022 | 75 | 9 | 852 | 9466.4 | 148.8 | 221112 | -81.9617 | 37.1753 | 900 | 125 | 120 |  | 40 | N | Natural Gas | Y | N | N | 2023 | N | 55738_G_2;55738_G_1 | Combustion Turbine |  |  | 10745
56807_G_1A | VA | 51029 | Dominion - Bear Garden CT Station | Bear Garden | 15432111 | 96378013 | 56807 | 1A | 56807 | 1A | 32004 | 1 | 7.7922 | 2.34 | 40.2022 | 8.515 | 8.515 | 2.8815 | 0.25858 | 2022 | 148 | 18 | 275 | 18690.5003 | 73.45 | 221112 | -78.2848 | 37.6961 | 1890 | 125 | 120 |  | 190 | N | Natural Gas, Distillate Fuel Oil | Y | N | N | 9999 | N |  | Combined Cycle |  | 5869.4194 | 7050
56807_G_1B | VA | 51029 | Dominion - Bear Garden CT Station | Bear Garden | 15432111 | 96378213 | 56807 | 1B | 56807 | 1B |  |  | 4.7864 | 1.03 | 28.2308 | 4.854 | 4.854 | 2.2581 | 1.2862 |  | 148 | 18 | 275 | 18690.5003 | 73.45 | 221112 | -78.2848 | 37.6961 |  | 125 | 120 |  | 190 | N | Natural Gas, Distillate Fuel Oil | Y | N | N | 9999 | N |  | Combined Cycle |  | 4663.5903 | 7050
56807_G_1Bx | VA | 51029 | Dominion - Bear Garden CT Station |  | 15432111 | 96378313 |  |  |  |  | 32004 | 4 | 0.15583 |  |  | 0.44745 | 0.44745 |  | 0.051688 | 2022 | 148 | 18 | 275 | 18690.5003 | 73.45 | 221112 | -78.2848 | 37.6961 | 2030 | 125 | 120 |  |  |  |  | N | N | N |  | N
56807_G_1Ax | VA | 51029 | Dominion - Bear Garden CT Station |  | 15432111 | 96378113 |  |  |  |  | 32004 | 2 | 0.12814 |  |  | 0.25936 | 0.25936 |  | 0.038685 | 2022 | 148 | 18 | 275 | 18690.5003 | 73.45 | 221112 | -78.2848 | 37.6961 | 2030 | 125 | 120 |  |  |  |  | N | N | N |  | N
10773_B_2 | VA | 51031 | Dominion - Altavista Power Station |  | 4565711 | 27832713 | 10773 | 2 |  |  | 30859 | 2 | 247.81 | 20.9704 | 154.6193 | 10.3726 | 8.5025 | 7.0502 | 2.5679 | 2022 | 220 | 8 | 155 | 3895 | 77.5 | 221112 | -79.2736 | 37.119 | 382 | 125 | 100 | 121&127 |  |  |  | Y | N | N |  | N |  |  |  | 7264.1792
10773_B_1 | VA | 51031 | Dominion - Altavista Power Station |  | 4565711 | 27832913 | 10773 | 1 |  |  | 30859 | 1 | 217.25 | 20.9504 | 154.0287 | 5.8044 | 4.4526 | 6.9884 | 0.74785 | 2022 | 220 | 8 | 155 | 3895 | 77.5 | 221112 | -79.2736 | 37.119 | 382 | 125 | 100 |  |  |  |  | Y | N | N |  | N |  |  |  | 7258.3804
7839_G_1 | VA | 51033 | Dominion - Ladysmith CT Station | Ladysmith | 6866611 | 13523313 | 7839 | 1 | 7839 | 1 | 40960 | 1 | 0.61038 |  | 28.1742 | 5.2819 | 5.2819 | 2.0689 | 1.4184 | 2022 | 65 | 18 | 1097 | 19035.0003 | 74.8 | 221112 | -77.5131 | 38.0719 | 1910 | 125 | 120 |  | 151 | N | Natural Gas, Distillate Fuel Oil | Y | N | N | 9999 | N |  | Combustion Turbine |  | 1022.6998 | 10745
7839_G_2 | VA | 51033 | Dominion - Ladysmith CT Station | Ladysmith | 6866611 | 13522913 | 7839 | 2 | 7839 | 2 | 40960 | 2 | 1.8993 |  | 39.1532 | 6.7627 | 6.7627 | 2.4474 | 1.8394 | 2022 | 65 | 18 | 1097 | 19035.0003 | 74.8 | 221112 | -77.5131 | 38.0719 | 1910 | 125 | 120 |  | 151 | N | Natural Gas, Distillate Fuel Oil | Y | N | N | 9999 | N |  | Combustion Turbine |  | 1341.9805 | 10745
7839_G_3 | VA | 51033 | Dominion - Ladysmith CT Station | Ladysmith | 6866611 | 13523213 | 7839 | 3 | 7839 | 3 | 40960 | 3 | 0.37734 |  | 32.6277 | 5.4253 | 5.4253 | 2.3288 | 1.3655 | 2022 | 65 | 18 | 1116 | 19035.0003 | 74.8 | 221112 | -77.5131 | 38.0719 | 1910 | 125 | 120 |  | 161 | N | Natural Gas, Distillate Fuel Oil | Y | N | N | 9999 | N |  | Combustion Turbine |  | 975.7803 | 10745
7839_G_4 | VA | 51033 | Dominion - Ladysmith CT Station | Ladysmith | 6866611 | 13523713 | 7839 | 4 | 7839 | 4 | 40960 | 4 | 0.99147 |  | 44.4927 | 8.6657 | 8.6657 | 2.3886 | 2.4912 | 2022 | 65 | 18 | 1116 | 19035.0003 | 74.8 | 221112 | -77.5131 | 38.0719 | 1910 | 125 | 120 |  | 160 | N | Natural Gas, Distillate Fuel Oil | Y | N | N | 9999 | N |  | Combustion Turbine |  | 1665.0505 | 10745
7839_G_5 | VA | 51033 | Dominion - Ladysmith CT Station | Ladysmith | 6866611 | 13523113 | 7839 | 5 | 7839 | 5 | 40960 | 5 | 1.5619 |  | 31.1941 | 5.5081 | 5.5081 | 2.0216 | 1.479 | 2022 | 65 | 26 | 1116 | 35677.0007 | 67.2 | 221112 | -77.5131 | 38.0719 | 1910 | 125 | 120 |  | 160 | N | Natural Gas, Distillate Fuel Oil | Y | N | N | 9999 | N |  | Combustion Turbine |  | 1025.5597 | 10745
56683_G_1 | VA | 51036 | INGENCO - Charles City | Charles City | 9089211 | 58367913 |  |  | 56683 | 1 | 51998 | 1 | 230.5 |  | 145.1 | 21.31 | 21.31 | 16.37 | 11 | 2022 | 33 | 1.3 | 750 | 300 | 215.9 | 221112 | -77.1282 | 37.4389 | 16 | 125 | 120 |  | 0.3 | N | Landfill Gas | N | N | N | 9999 | N | 56683_G_46;56683_G_48;56683_G_7;56683_G_8;56683_G_29;56683_G_20;56683_G_47;56683_G_6;56683_G_42;56683_G_22;56683_G_18;56683_G_10;56683_G_35;56683_G_37;56683_G_41;56683_G_17;56683_G_25;56683_G_3;56683_G_36;56683_G_40;56683_G_30;56683_G_23;56683_G_24;56683_G_4;56683_G_33;56683_G_38;56683_G_13;56683_G_19;56683_G_21;56683_G_28;56683_G_34;56683_G_45;56683_G_9;56683_G_2;56683_G_32;56683_G_27;56683_G_44;56683_G_39;56683_G_43;56683_G_12;56683_G_14;56683_G_15;56683_G_16;56683_G_31;56683_G_26;56683_G_1;56683_G_5;56683_G_11 | Landfill Gas |  |  | 13500
3797_G_CT7 | VA | 51041 | Dominion Virginia Power- Chesterfield | Chesterfield | 4181011 | 33877613 | 3797 | 7 | 3797 | CT7 |  |  | 15.7444 |  | 472.8733 | 37.3998 | 36.8087 | 2.1646 | 8.1677 |  | 413 | 26 | 257 | 34032.5673 | 64.1 | 221112 | -77.3838 | 37.3831 |  | 125 | 120 |  | 142 | N | Natural Gas, Distillate Fuel Oil | Y | N | N | 9999 | N | 3797_G_CW7;3797_G_CT7 | Combined Cycle |  | 5395.1196 | 7973
3797_G_CT8 | VA | 51041 | Dominion Virginia Power- Chesterfield | Chesterfield | 4181011 | 33878413 | 3797 | **8A | 3797 | CT8 | 50396 | 2 | 8.1953 |  | 457.7863 | 19.4955 | 19.1871 | 2.7079 | 4.3542 | 2022 | 413 | 26 | 257 | 34032.5673 | 64.1 | 221112 | -77.3838 | 37.3831 | 1980 | 125 | 120 |  | 140 | N | Natural Gas, Distillate Fuel Oil | Y | N | N | 9999 | N | 3797_G_CW8;3797_G_CT8 | Combined Cycle |  | 5713.23 | 7979
56684_G_1 | VA | 51041 | INGENCO - Chester Plant | Chesterfield Landfill Gas | 10642911 | 58488213 |  |  | 56684 | 1 | 52037 | 1 | 179.6 |  | 145.1 | 18.7 | 18.7 | 48.1 | 10.3 | 2022 | 30 | 1.3 | 750 | 300 | 215.9 | 221112 | -77.4955 | 37.3512 | 3.57 | 125 | 120 |  | 0.3 | N | Landfill Gas | N | N | N | 9999 | N | 56684_G_20;56684_G_14;56684_G_12;56684_G_36;56684_G_4;56684_G_39;56684_G_34;56684_G_38;56684_G_29;56684_G_7;56684_G_5;56684_G_13;56684_G_46;56684_G_23;56684_G_10;56684_G_40;56684_G_31;56684_G_47;56684_G_17;56684_G_25;56684_G_21;56684_G_2;56684_G_43;56684_G_26;56684_G_33;56684_G_8;56684_G_30;56684_G_11;56684_G_19;56684_G_45;56684_G_6;56684_G_32;56684_G_48;56684_G_9;56684_G_28;56684_G_16;56684_G_44;56684_G_42;56684_G_41;56684_G_37;56684_G_27;56684_G_35;56684_G_3;56684_G_1;56684_G_24;56684_G_22;56684_G_18;56684_G_15 | Landfill Gas |  |  | 13500
3797_B_6 | VA | 51041 | Dominion Virginia Power- Chesterfield |  | 4181011 | 33877713 | 3797 | 6 |  |  | 50396 | 8 | 87.2096 |  | 264.7043 | 111.2193 | 20.7039 | 573.4119 | 9.9818 | 2022 | 419 | 20 | 264 | 31415.9339 | 100 | 221112 | -77.3821 | 37.3816 | 6650 | 125 | 100 |  |  |  |  | Y | N | N |  | N |  |  |  | 2513.1602
3797_B_5 | VA | 51041 | Dominion Virginia Power- Chesterfield |  | 4181011 | 33878813 | 3797 | 5 |  |  | 50396 | 6 | 58.367 |  | 125.8476 | 81.4033 | 18.0938 | 142.3883 | 6.77 | 2022 | 200 | 17 | 265 | 16115.5836 | 71 | 221112 | -77.3821 | 37.3816 | 3600 | 125 | 100 |  |  |  |  | Y | N | N |  | N |  |  |  | 2432.5
50658_B_1 | VA | 51059 | Covanta Fairfax Inc | Covanta Fairfax Energy | 6743611 | 13420713 |  |  | 50658 | 1 | 71920 | 1 | 19.4823 | 0.45055 | 336.834 | 6.6973 | 6.1494 | 87.6315 | 1.1136 | 2022 | 288 | 7.8 | 292 | 3618.4667 | 75.7 | 562213 | -77.2411 | 38.6946 | 344 | 103 | 270 |  | 24.5 | N | MSW | N | Y | N | 9999 | N |  | Municipal Solid Waste |  |  | 18440
50658_B_2 | VA | 51059 | Covanta Fairfax Inc | Covanta Fairfax Energy | 6743611 | 13421013 |  |  | 50658 | 2 | 71920 | 2 | 18.3449 | 12.7908 | 231.2626 | 80.6934 | 79.8692 | 82.2858 | 0.87081 | 2022 | 288 | 7.8 | 296 | 3471.3334 | 72.6 | 562213 | -77.2411 | 38.6946 | 344 | 103 | 270 |  | 24.5 | N | MSW | N | Y | N | 9999 | N |  | Municipal Solid Waste |  |  | 18440
50658_B_3 | VA | 51059 | Covanta Fairfax Inc | Covanta Fairfax Energy | 6743611 | 13420913 |  |  | 50658 | 3 | 71920 | 3 | 18.2885 | 1.8592 | 231.6557 | 18.9985 | 17.4083 | 68.8593 | 2.1854 | 2022 | 288 | 7.8 | 301 | 3531.85 | 73.9 | 562213 | -77.2411 | 38.6946 | 344 | 103 | 270 |  | 24.5 | N | MSW | N | Y | N | 9999 | N |  | Municipal Solid Waste |  |  | 18440
50658_B_4 | VA | 51059 | Covanta Fairfax Inc | Covanta Fairfax Energy | 6743611 | 13420813 |  |  | 50658 | 4 | 71920 | 4 | 17.2167 | 9.986 | 230.4045 | 46.9922 | 44.5936 | 65.2484 | 1.6485 | 2022 | 288 | 7.8 | 293 | 3748.2 | 78.4 | 562213 | -77.2411 | 38.6946 | 344 | 103 | 270 |  | 24.5 | N | MSW | N | Y | N | 9999 | N | 50658_G_GEN2x;50658_B_4 | Municipal Solid Waste |  |  | 18440
54723_G_UNT1 | VA | 51059 | Michigan Cogeneration Systems Inc | I 95 Landfill Phase II | 6743811 | 13420413 |  |  | 54723 | UNT1 | 71961 | 2 | 64.9417 |  | 32.07 | 7.5108 | 7.5108 | 2.5756 | 14.7522 | 2022 | 17 | 1 | 780 | 100.15 | 127.5 | 221112 | -77.2385 | 38.6893 | 3200 | 125 | 160 |  | 0.8 | N | Landfill Gas | N | N | N | 9999 | N | 54723_G_UNT1;54723_G_UNT4;54723_G_UNT2;54723_G_UNT3 | Landfill Gas |  |  | 13500
7836_G_1 | VA | 51061 | Old Dominion Electric Cooperative - Marsh Run | Marsh Run Generation Facility | 9081211 | 58375813 | 7836 | EU1 | 7836 | 1 | 40996 | 1 | 15.4792 |  | 27.6864 | 9.09 | 8.5691 | 0.3909 | 1.66 | 2022 | 90 | 18 | 1058 | 42966.6675 | 168.8 | 221112 | -77.7686 | 38.5292 | 1800 | 125 | 120 | 205 | 161 | N | Natural Gas, Distillate Fuel Oil | Y | N | N | 9999 | N |  | Combustion Turbine |  | 937.1702 | 10819
7836_G_2 | VA | 51061 | Old Dominion Electric Cooperative - Marsh Run | Marsh Run Generation Facility | 9081211 | 58375913 | 7836 | EU2 | 7836 | 2 | 40996 | 2 | 14.069 |  | 24.7494 | 8.2 | 7.7126 | 0.3534 | 1.51 | 2022 | 90 | 18 | 1058 | 42966.6675 | 168.8 | 221112 | -77.7686 | 38.5292 | 1800 | 125 | 120 |  | 159.3 | N | Natural Gas, Distillate Fuel Oil | Y | N | N | 9999 | N |  | Combustion Turbine |  | 841.7302 | 10818
7836_G_3 | VA | 51061 | Old Dominion Electric Cooperative - Marsh Run | Marsh Run Generation Facility | 9081211 | 58376013 | 7836 | EU3 | 7836 | 3 | 40996 | 3 | 15.3247 |  | 25.8339 | 9 | 8.4934 | 0.3859 | 1.65 | 2022 | 90 | 18 | 1058 | 42966.6675 | 168.8 | 221112 | -77.7686 | 38.5292 | 1800 | 125 | 120 |  | 161 | N | Natural Gas, Distillate Fuel Oil | Y | N | N | 9999 | N |  | Combustion Turbine |  | 928.1 | 10818
7838_G_1 | VA | 51061 | Dominion - Remington CT Station | Remington | 6744911 | 13418313 | 7838 | 1 | 7838 | 1 | 40961 | 1 | 0.42839 |  | 38.2465 | 6.8348 | 6.8348 | 3.1445 | 1.8952 | 2022 | 65 | 18 | 1097 | 19035.0003 | 74.8 | 221112 | -77.7707 | 38.5457 | 1910 | 125 | 120 |  | 153 | N | Natural Gas, Distillate Fuel Oil | Y | N | N | 9999 | N |  | Combustion Turbine |  | 1485.2401 | 10745
7838_G_2 | VA | 51061 | Dominion - Remington CT Station | Remington | 6744911 | 13418613 | 7838 | 2 | 7838 | 2 | 40961 | 2 | 1.3348 |  | 33.3691 | 5.2982 | 5.2982 | 2.1666 | 1.4812 | 2022 | 65 | 18 | 1097 | 19035.0003 | 74.8 | 221112 | -77.7707 | 38.5457 | 1910 | 125 | 120 |  | 151 | N | Natural Gas, Distillate Fuel Oil | Y | N | N | 9999 | N |  | Combustion Turbine |  | 1107.9398 | 10745
7838_G_3 | VA | 51061 | Dominion - Remington CT Station | Remington | 6744911 | 13418813 | 7838 | 3 | 7838 | 3 | 40961 | 3 | 5.0577 |  | 38.8432 | 4.081 | 4.081 | 1.7768 | 2.2012 | 2022 | 65 | 18 | 1097 | 19035.0003 | 74.8 | 221112 | -77.7707 | 38.5457 | 1910 | 125 | 120 |  | 152 | N | Natural Gas, Distillate Fuel Oil | Y | N | N | 9999 | N |  | Combustion Turbine |  | 1600.4304 | 10745
7838_G_4 | VA | 51061 | Dominion - Remington CT Station | Remington | 6744911 | 13418713 | 7838 | 4 | 7838 | 4 | 40961 | 4 | 1.1203 |  | 31.3295 | 5.3041 | 5.3041 | 1.8026 | 1.5215 | 2022 | 65 | 18 | 1097 | 19035.0003 | 74.8 | 221112 | -77.7707 | 38.5457 | 1910 | 125 | 120 |  | 152 | N | Natural Gas, Distillate Fuel Oil | Y | N | N | 9999 | N |  | Combustion Turbine |  | 1132.8502 | 10745
55439_G_CTG1 | VA | 51065 | Tenaska Virginia Partners, L.P. | Tenaska Virginia Generating Station | 9078811 | 58376613 | 55439 | CTGDB1 | 55439 | CTG1 | 40995 | 1 | 20.2286 | 1.9516 | 41.2927 | 7.9243 | 7.9243 | 2.899 | 0.67729 | 2022 | 131 | 18 | 180 | 16350.0003 | 64.25 | 221112 | -78.3801 | 37.8669 | 1860 | 125 | 120 |  | 172.9 | N | Natural Gas, Distillate Fuel Oil | Y | N | N | 9999 | N | 55439_G_STG1;55439_G_CTG1 | Combined Cycle |  | 5171.6182 | 7230
55439_G_CTG2 | VA | 51065 | Tenaska Virginia Partners, L.P. | Tenaska Virginia Generating Station | 9078811 | 58376813 | 55439 | CTGDB2 | 55439 | CTG2 | 40995 | 3 | 23.9196 | 2.0813 | 43.5486 | 7.9668 | 7.9668 | 2.6613 | 0.69582 | 2022 | 131 | 18 | 180 | 16350 | 64.3 | 221112 | -78.3801 | 37.8669 | 1860 | 125 | 120 |  | 173.2 | N | Natural Gas, Distillate Fuel Oil | Y | N | N | 9999 | N |  | Combined Cycle |  | 5224.0054 | 7230
55439_G_CTG3 | VA | 51065 | Tenaska Virginia Partners, L.P. | Tenaska Virginia Generating Station | 9078811 | 58388513 | 55439 | CTGDB3 | 55439 | CTG3 | 40995 | 5 | 18.1846 | 0.98033 | 47.5701 | 5.3715 | 5.3715 | 2.8942 | 0.6684 | 2022 | 131 | 18 | 180 | 16350 | 64.3 | 221112 | -78.3801 | 37.8669 | 1860 | 125 | 120 |  | 183.2 | N | Natural Gas, Distillate Fuel Oil | Y | N | N | 9999 | N |  | Combined Cycle |  | 5254.0757 | 7230
55439_G_CTG1x | VA | 51065 | Tenaska Virginia Partners, L.P. |  | 9078811 | 58376713 |  |  |  |  | 40995 | 2 | 0.16994 |  | 1.1804 | 0.27007 | 0.27007 | 0.25321 | 0.020069 | 2022 | 131 | 18 | 180 | 16350.0003 | 64.25 | 221112 | -78.3801 | 37.8669 | 2020 | 125 | 120 |  |  |  |  | N | N | N |  | N
55439_G_CTG3x | VA | 51065 | Tenaska Virginia Partners, L.P. |  | 9078811 | 58388613 |  |  |  |  | 40995 | 6 | 0.1699 |  | 0.89 | 0.25991 | 0.25991 | 0.27641 | 0.029926 | 2022 | 131 | 18 | 180 | 16350 | 64.3 | 221112 | -78.3801 | 37.8669 | 2020 | 125 | 120 |  |  |  |  | N | N | N |  | N
55439_G_CTG2x | VA | 51065 | Tenaska Virginia Partners, L.P. |  | 9078811 | 58376913 |  |  |  |  | 40995 | 4 | 0.080012 |  | 0.18942 | 0.03003 | 0.03003 | 0.0135 |  | 2022 | 131 | 18 | 180 | 16350 | 64.3 | 221112 | -78.3801 | 37.8669 | 2020 | 125 | 120 |  |  |  |  | N | N | N |  | N
57754_G_1 | VA | 51069 | Frederick County Regional Landfill | Frederick County LFGTE Facility | 6759311 | 105977113 |  |  | 57754 | 1 | 81312 | 6 | 41.4888 |  | 8.2885 | 2.0768 | 2.0768 | 0.923 | 0.032305 | 2022 | 18 | 1.35 | 954 | 141.6666 | 98.97 | 562212 | -78.1178 | 39.1427 | 1060 | 104 | 160 |  | 1 | N | Landfill Gas | N | N | N | 9999 | N | 57754_G_1;57754_G_2 | Landfill Gas |  |  | 14103
57018_G_GEN1 | VA | 51073 | Middle Peninsula Landfill | Waste Management Middle Peninsula LFGTE | 6759811 | 58422113 |  |  | 57018 | GEN1 | 40920 | 40 | 205.96 |  | 110.2 | 14.2261 | 14.2261 | 4.5624 | 1.3448 | 2022 | 29 | 1.3 | 800 | 100.5833 | 75.8 | 562212 | -76.6237 | 37.5189 |  | 104 | 160 |  | 0.8 | N | Landfill Gas | N | N | N | 9999 | N | 57018_G_GEN4;57018_G_GEN1;57018_G_GEN3;57018_G_GEN5;57018_G_GEN2;57018_G_GEN7;57018_G_GEN8;57018_G_GEN6 | Landfill Gas |  |  | 13500
56692_G_1A | VA | 51075 | INGENCO - Rockville Plant | Rockville 1 & 2 | 6760511 | 58482613 |  |  | 56692 | 1A | 51201 | 1 | 0.0090945 |  | 0.10594 | 0.001355 | 0.001355 | 8.364e-05 | 0.0011598 | 2021 | 40 | 2 | 600 | 33.3333 | 10.6 | 221112 | -77.6639 | 37.7038 | 3.2 | 125 | 120 |  | 0.3 | N | Distillate Fuel Oil | N | N | N | 2023 | N | 56692_G_1I;56692_G_1B;56692_G_1F;56692_G_1K;56692_G_1E;56692_G_1J;56692_G_1D;56692_G_1G;56692_G_1A;56692_G_1C;56692_G_1O;56692_G_1M;56692_G_1N;56692_G_1L;56692_G_1H | Combustion Turbine |  |  | 10917
56692_G_2A | VA | 51075 | INGENCO - Rockville Plant | Rockville 1 & 2 | 6760511 | 58482313 |  |  | 56692 | 2A | 51201 | 2 | 0.013642 |  | 0.15892 | 0.0020324 | 0.0020324 | 0.00012546 | 0.0017397 | 2022 | 40 | 2 | 600 | 33.3333 | 10.6 | 221112 | -77.6639 | 37.7038 | 3.2 | 125 | 120 |  | 0.3 | N | Distillate Fuel Oil | N | N | N | 2023 | N | 56692_G_2D;56692_G_2T;56692_G_2H;56692_G_2A;56692_G_2E;56692_G_2C;56692_G_2R;56692_G_2O;56692_G_2U;56692_G_2I;56692_G_2F;56692_G_2B;56692_G_2Q;56692_G_2S;56692_G_2P;56692_G_2J;56692_G_2G;56692_G_2K;56692_G_2L;56692_G_2M;56692_G_2N | Combustion Turbine |  |  | 11663
59913_G_CT01 | VA | 51081 | Dominion Energy - Greensville Power Station | Greensville County Power Station | 18854911 | 134704013 | 59913 | 1A | 59913 | CT01 |  |  | 1.9 | 35.9716 | 61.7897 | 38.7828 | 38.7828 | 7.3578 | 27.0977 |  | 99 | 24 | 178 | 22450.0004 | 49.65 | 221112 | -77.6535 | 36.7209 |  | 125 | 140 |  | 324.4 | N | Natural Gas | Y | N | N | 9999 | N |  | Combined Cycle |  | 7729.1099 | 7050
59913_G_CT02 | VA | 51081 | Dominion Energy - Greensville Power Station | Greensville County Power Station | 18854911 | 134704113 | 59913 | 1B | 59913 | CT02 | 52525 | 2 | 1.3 | 35.9026 | 69.7027 | 38.1351 | 38.1351 | 7.1492 | 26.6542 | 2022 | 99 | 24 | 178 | 22450.0004 | 49.65 | 221112 | -77.6535 | 36.7209 | 3730 | 125 | 140 |  | 324.4 | N | Natural Gas | Y | N | N | 9999 | N |  | Combined Cycle |  | 7706.71 | 7050
59913_G_CT03 | VA | 51081 | Dominion Energy - Greensville Power Station | Greensville County Power Station | 18854911 | 134704213 | 59913 | 1C | 59913 | CT03 |  |  | 2.4 | 35.1285 | 69.2055 | 38.0134 | 38.0134 | 7.1981 | 26.6192 |  | 99 | 24 | 178 | 22450.0004 | 49.65 | 221112 | -77.6535 | 36.7209 |  | 125 | 140 |  | 324.4 | N | Natural Gas | Y | N | N | 9999 | N |  | Combined Cycle |  | 7608.5308 | 7050
7213_B_1 | VA | 51083 | Dominion/ODEC - Clover Power Station | Clover | 6160611 | 15869513 | 7213 | 1 | 7213 | 1 | 30867 | 1 | 18.1558 | 0.10562 | 457.4186 | 60.7793 | 58.6182 | 95.5951 | 1.7811 | 2022 | 446 | 22.2 | 122 | 18292.1336 | 47.05 | 221112 | -78.7048 | 36.8687 | 4080 | 125 | 100 |  | 440 | N | Bituminous | Y | N | N | 2045 | N |  | Coal Steam |  | 1420.2202 | 10106
7213_B_2 | VA | 51083 | Dominion/ODEC - Clover Power Station | Clover | 6160611 | 15869213 | 7213 | 2 | 7213 | 2 | 30867 | 2 | 17.1698 | 0.11936 | 497.5115 | 45.4759 | 43.3923 | 97.967 | 8.3546 | 2022 | 446 | 22.25 | 122 | 18292.1336 | 47.05 | 221112 | -78.7048 | 36.8687 | 4080 | 125 | 100 |  | 437 | N | Bituminous | Y | N | N | 9999 | N |  | Coal Steam |  | 1372.3101 | 10086
58560_B_BLR1 | VA | 51083 | NOVEC Energy Production Halifax County | Halifax County Biomass | 17038111 | 112347013 |  |  | 58560 | BLR1 | 21526 | 1 | 147 |  | 177 | 68.1423 | 60.1015 | 1.54 | 41.3721 | 2022 | 195 | 7.6 | 305 | 4521.2 | 99.66 | 221118 | -78.8757 | 36.6982 | 629 | 125 | 100 |  | 45 | N | Biomass | N | N | N | 9999 | N |  | Biomass |  |  | 13690
52019_G_GEN1 | VA | 51085 | Doswell Limited Partnership Doswell Energy Center | Doswell Energy Center | 6631811 | 17175613 | 52019 | 501 | 52019 | GEN1 | 51018 | 1 | 75.1524 | 33.9685 | 134.2344 | 95.7397 | 95.7263 | 3.0022 | 12.8115 | 2022 | 190 | 18 | 240 | 16794.9836 | 66 | 221112 | -77.4462 | 37.8203 | 1240 | 125 | 120 |  | 104.7 | N | Natural Gas, Distillate Fuel Oil | Y | N | N | 9999 | N | 52019_G_GEN1;52019_G_GEN3 | Combined Cycle |  | 6311.4819 | 8431
52019_G_GEN2 | VA | 51085 | Doswell Limited Partnership Doswell Energy Center | Doswell Energy Center | 6631811 | 17175713 | 52019 | 502 | 52019 | GEN2 | 51018 | 2 | 77.3724 | 34.9571 | 130.5903 | 98.1536 | 98.126 | 3.8711 | 13.255 | 2022 | 190 | 18 | 240 | 16794.9836 | 66 | 221112 | -77.4462 | 37.8203 | 1240 | 125 | 120 |  | 104.7 | N | Natural Gas, Distillate Fuel Oil | Y | N | N | 9999 | N |  | Combined Cycle |  | 6306.29 | 8431
52019_G_GEN4 | VA | 51085 | Doswell Limited Partnership Doswell Energy Center | Doswell Energy Center | 6631811 | 17175813 | 52019 | 601 | 52019 | GEN4 | 51018 | 3 | 80.7175 | 36.0141 | 141.8818 | 101.3599 | 101.3278 | 3.228 | 13.6864 | 2022 | 190 | 18 | 240 | 16794.9836 | 66 | 221112 | -77.4462 | 37.8203 | 1240 | 125 | 120 |  | 104.7 | N | Natural Gas, Distillate Fuel Oil | Y | N | N | 9999 | N | 52019_G_GEN6;52019_G_GEN4 | Combined Cycle |  | 6507.75 | 8431
52019_G_GEN5 | VA | 51085 | Doswell Limited Partnership Doswell Energy Center | Doswell Energy Center | 6631811 | 17176213 | 52019 | 602 | 52019 | GEN5 | 51018 | 4 | 78.8572 | 35.8483 | 137.9552 | 100.954 | 100.9258 | 3.3061 | 13.5291 | 2022 | 190 | 18 | 240 | 16794.9836 | 66 | 221112 | -77.4462 | 37.8203 | 1240 | 125 | 120 |  | 104.7 | N | Natural Gas, Distillate Fuel Oil | Y | N | N | 9999 | N |  | Combined Cycle |  | 6391.0117 | 8431
52019_G_GEN7 | VA | 51085 | Doswell Limited Partnership Doswell Energy Center | Doswell Energy Center | 6631811 | 134709913 |  |  | 52019 | GEN7 | 51018 | 11 | 70.695 |  | 185.244 | 36.5481 | 36.5481 | 3.1781 | 9.0046 | 2022 | 80 | 18 | 1116 | 16794.9836 | 66.03 | 221112 | -77.4462 | 37.8203 | 1960 | 125 | 120 |  | 170 | N | Natural Gas, Distillate Fuel Oil | N | N | N | 9999 | N | 52019_G_GEN9;52019_G_GEN7;52019_G_GEN8 | Combustion Turbine |  |  | 11149
57897_G_UNT1 | VA | 51087 | Richmond Energy LLC | Richmond Energy | 16662411 | 118539913 |  |  | 57897 | UNT1 | 52198 | 20 | 9.837 |  | 1.202 | 0.243 | 0.243 | 3.261 | 0.864 | 2022 | 30 | 1.33 | 900 | 20.8333 | 15 | 221118 | -77.368 | 37.5121 | 6400 | 125 | 160 |  | 1.6 | N | Landfill Gas | N | N | N | 9999 | N | 57897_G_UNT1;57897_G_UNT3;57897_G_UNT2;57897_G_UNT4 | Landfill Gas |  |  | 13500
7212_G_1 | VA | 51087 | Dominion - Darbytown CT Station | Darbytown | 6311211 | 58458613 | 7212 | 1 | 7212 | 1 | 50997 | 2 | 0.0081614 |  |  | 1.2527 | 1.2527 |  | 0.39858 | 2022 | 65 | 13.8 | 982 | 24604.4671 | 164.5 | 221112 | -77.3684 | 37.499 | 1250 | 125 | 120 |  | 84 | N | Natural Gas, Distillate Fuel Oil | Y | N | N | 9999 | N |  | Combustion Turbine |  | 120.3 | 12340
56686_G_1 | VA | 51097 | INGENCO - King and Queen | King & Queen | 10641611 | 58486213 |  |  | 56686 | 1 | 52148 | 1 | 232.7 |  | 125.5 | 20.0504 | 20.0504 | 18.8697 | 10.7521 | 2022 | 40 | 1.3 | 750 | 150 | 108 | 221118 | -76.7673 | 37.6643 |  | 125 | 160 |  | 0.3 | N | Landfill Gas | N | N | N | 9999 | N | 56686_G_22;56686_G_3;56686_G_19;56686_G_8;56686_G_36;56686_G_14;56686_G_20;56686_G_24;56686_G_23;56686_G_16;56686_G_13;56686_G_1;56686_G_5;56686_G_28;56686_G_34;56686_G_33;56686_G_12;56686_G_26;56686_G_21;56686_G_35;56686_G_6;56686_G_10;56686_G_31;56686_G_25;56686_G_11;56686_G_17;56686_G_4;56686_G_18;56686_G_32;56686_G_2;56686_G_27;56686_G_15;56686_G_9;56686_G_7;56686_G_29;56686_G_30 | Landfill Gas |  |  | 13500
57022_G_GEN1 | VA | 51099 | King George Landfill & Recycling Center | Waste Management King George LFGTE | 7107911 | 105977513 |  |  | 57022 | GEN1 | 40903 | 4 | 21.4221 |  | 23.0146 | 3.7707 | 3.7707 | 0.67126 | 1.0583 | 2022 | 36 | 4 | 840 | 1583.3333 | 126 | 562212 | -77.3143 | 38.2775 | 3300 | 104 | 120 |  | 2.8 | N | Landfill Gas | N | N | N | 9999 | N |  | Landfill Gas |  |  | 17054
57022_G_GEN2 | VA | 51099 | King George Landfill & Recycling Center | Waste Management King George LFGTE | 7107911 | 105977613 |  |  | 57022 | GEN2 | 40903 | 5 | 21.2239 |  | 19.0319 | 3.7358 | 3.7358 | 0.66505 | 1.0485 | 2022 | 36 | 4 | 840 | 1583.3333 | 126 | 562212 | -77.3143 | 38.2775 | 3300 | 104 | 120 |  | 2.8 | N | Landfill Gas | N | N | N | 9999 | N |  | Landfill Gas |  |  | 17054
57022_G_GEN3 | VA | 51099 | King George Landfill & Recycling Center | Waste Management King George LFGTE | 7107911 | 105977713 |  |  | 57022 | GEN3 | 40903 | 6 | 20.8408 |  | 20.6078 | 3.6655 | 3.6621 | 0.65253 | 1.0287 | 2022 | 36 | 4 | 840 | 1583.3333 | 126 | 562212 | -77.3143 | 38.2775 | 3300 | 104 | 120 |  | 2.8 | N | Landfill Gas | N | N | N | 9999 | N |  | Landfill Gas |  |  | 17054
57022_G_GEN4 | VA | 51099 | King George Landfill & Recycling Center | Waste Management King George LFGTE | 7107911 | 105977813 |  |  | 57022 | GEN4 | 40903 | 7 | 21.3876 |  | 11.4614 | 3.7646 | 3.7646 | 0.67018 | 1.0566 | 2022 | 36 | 4 | 840 | 1583.3333 | 126 | 562212 | -77.3143 | 38.2775 | 3300 | 104 | 120 |  | 2.9 | N | Landfill Gas | N | N | N | 9999 | N |  | Landfill Gas |  |  | 17054
59004_G_GEN1 | VA | 51107 | Panda Stonewall LLC | Potomac Energy Center, LLC | 17856211 | 125484913 | 59004 | CT1 | 59004 | GEN1 | 73826 | 1 | 14.1 | 14.9 | 29.0105 | 17.8606 | 17.8606 | 0.4988 | 1.3655 | 2022 | 130 | 18.5 | 164 | 19291.4337 | 71.8 | 221112 | -77.5429 | 39.0575 | 200 | 125 | 120 |  | 220 | N | Natural Gas | Y | N | N | 9999 | N | 59004_G_GEN3;59004_G_GEN1 | Combined Cycle |  | 5007.7397 | 7050
59004_G_GEN2 | VA | 51107 | Panda Stonewall LLC | Potomac Energy Center, LLC | 17856211 | 125485013 | 59004 | CT2 | 59004 | GEN2 | 73826 | 2 | 13.8 | 7.6 | 35.3053 | 22.634 | 22.634 | 0.6252 | 2.1262 | 2022 | 130 | 18.5 | 164 | 19291.4337 | 71.8 | 221112 | -77.5429 | 39.0575 | 200 | 125 | 120 |  | 220 | N | Natural Gas | Y | N | N | 9999 | N |  | Combined Cycle |  | 6271.3198 | 7050
54844_G_GOR1 | VA | 51109 | Dominion-Gordonsville Power Station | Gordonsville Energy LP | 5040011 | 28682813 | 54844 | 1 | 54844 | GOR1 | 40808 | 1 | 10.11 | 1.6 | 62.312 |  |  | 2.9739 |  | 2022 | 150 | 14.3 | 280 | 14775.7669 | 91.3 | 221112 | -78.2036 | 38.1242 | 1190 | 125 | 120 |  | 68.4 | N | Natural Gas, Distillate Fuel Oil | Y | N | N | 9999 | N |  | Combined Cycle |  | 5282.5093 | 8858
54844_G_GOR2 | VA | 51109 | Dominion-Gordonsville Power Station | Gordonsville Energy LP | 5040011 | 28683013 | 54844 | 2 | 54844 | GOR2 | 40808 | 3 | 10.21 | 0.95 | 53.866 |  |  | 2.7155 |  | 2022 | 150 | 14.3 | 280 | 14775.7669 | 92 | 221112 | -78.205 | 38.1258 | 1190 | 125 | 120 |  | 68.4 | N | Natural Gas, Distillate Fuel Oil | Y | N | N | 9999 | N |  | Combined Cycle |  | 4455.3701 | 8858
54844_G_GOR3 | VA | 51109 | Dominion-Gordonsville Power Station | Gordonsville Energy LP | 5040011 | 28682913 |  |  | 54844 | GOR3 | 40808 | 2 |  |  |  | 0.018202 | 0.018202 |  | 0.013173 | 2022 | 150 | 14.3 | 280 | 14775.7669 | 91.3 | 221112 | -78.2036 | 38.1242 | 167 | 125 | 100 |  | 40.6 | N | Natural Gas, Distillate Fuel Oil | N | N | N | 9999 | N |  | Combined Cycle |  |  | 8858
54844_G_GOR4 | VA | 51109 | Dominion-Gordonsville Power Station | Gordonsville Energy LP | 5040011 | 28683113 |  |  | 54844 | GOR4 | 40808 | 4 |  |  |  | 0.02413 | 0.02413 |  | 0.017462 | 2022 | 150 | 14.3 | 280 | 14775.7669 | 92 | 221112 | -78.205 | 38.1258 | 167 | 125 | 100 |  | 40.6 | N | Natural Gas, Distillate Fuel Oil | N | N | N | 9999 | N |  | Combined Cycle |  |  | 8858
7837_G_1 | VA | 51109 | Old Dominion Electric Cooperative Louisa | Louisa Generation Facility | 9063611 | 58369713 | 7837 | EU1 | 7837 | 1 |  |  | 9.45 |  | 9.1191 | 2.85 | 2.6517 | 0.1441 | 0.51198 |  | 56 | 18 | 958 | 26960.0005 | 106 | 221112 | -78.2144 | 38.1169 |  | 125 | 120 |  | 76.5 | N | Natural Gas, Distillate Fuel Oil | Y | N | N | 9999 | N |  | Combustion Turbine |  | 514.84 | 11627
7837_G_2 | VA | 51109 | Old Dominion Electric Cooperative Louisa | Louisa Generation Facility | 9063611 | 58369913 | 7837 | EU2 | 7837 | 2 | 40989 | 2 | 9.84 |  | 6.2267 | 2.59 | 2.5099 | 0.1147 | 0.50478 | 2022 | 56 | 18 | 958 | 26960.0005 | 106 | 221112 | -78.2144 | 38.1169 | 967 | 125 | 120 |  | 77 | N | Natural Gas, Distillate Fuel Oil | Y | N | N | 9999 | N |  | Combustion Turbine |  | 498.3999 | 11627
7837_G_3 | VA | 51109 | Old Dominion Electric Cooperative Louisa | Louisa Generation Facility | 9063611 | 58370013 | 7837 | EU3 | 7837 | 3 | 40989 | 3 | 8.45 |  | 6.5045 | 2.74 | 2.6412 | 0.1292 | 0.54279 | 2022 | 56 | 18 | 958 | 26960.0005 | 106 | 221112 | -78.2144 | 38.1169 | 967 | 125 | 120 |  | 77.3 | N | Natural Gas, Distillate Fuel Oil | Y | N | N | 9999 | N |  | Combustion Turbine |  | 525.9601 | 11627
7837_G_4 | VA | 51109 | Old Dominion Electric Cooperative Louisa | Louisa Generation Facility | 9063611 | 58370113 | 7837 | EU4 | 7837 | 4 | 40989 | 4 | 10.19 |  | 9.0846 | 3.26 | 3.0535 | 0.1563 | 0.56392 | 2022 | 56 | 18 | 958 | 26960.0005 | 106 | 221112 | -78.2144 | 38.1169 | 967 | 125 | 120 |  | 77.2 | N | Natural Gas, Distillate Fuel Oil | Y | N | N | 9999 | N |  | Combustion Turbine |  | 593.8 | 11627
7837_G_5 | VA | 51109 | Old Dominion Electric Cooperative Louisa | Louisa Generation Facility | 9063611 | 58370213 | 7837 | EU5 | 7837 | 5 | 40989 | 5 | 13.25 |  | 24.7438 | 8.1 | 7.3441 | 0.4165 | 1.116 | 2022 | 90 | 18 | 1058 | 42983.3341 | 168.9 | 221112 | -78.2144 | 38.1169 | 1820 | 125 | 120 |  | 158 | N | Natural Gas, Distillate Fuel Oil | Y | N | N | 9999 | N |  | Combustion Turbine |  | 809.5699 | 11627
3782_G_BAYV | VA | 51131 | Calpine Mid-Atlantic Generation LLC - Bayview | Bayview | 7665411 | 12168313 |  |  | 3782 | BAYV | 40602 | 1 | 0.21498 |  | 4.4384 | 0.079475 | 0.066437 | 0.00098061 | 0.12483 | 2022 | 16 | 2 | 400 | 41.7 | 13.2 | 221112 | -75.9677 | 37.271 | 21 | 125 | 160 |  | 2.1 | N | Distillate Fuel Oil | N | N | N | 9999 | N |  | Combustion Turbine |  |  | 10745
3782_G_BYV2 | VA | 51131 | Calpine Mid-Atlantic Generation LLC - Bayview | Bayview | 7665411 | 12168213 |  |  | 3782 | BYV2 | 40602 | 2 | 0.01946 |  | 4.448 | 0.079647 | 0.066581 | 0.00098273 | 0.1251 | 2022 | 16 | 2 | 400 | 41.7 | 13.2 | 221112 | -75.9677 | 37.271 | 21 | 125 | 160 |  | 2.1 | N | Distillate Fuel Oil | N | N | N | 9999 | N |  | Combustion Turbine |  |  | 10745
3782_G_BYV3 | VA | 51131 | Calpine Mid-Atlantic Generation LLC - Bayview | Bayview | 7665411 | 12168713 |  |  | 3782 | BYV3 | 40602 | 3 | 0.042936 |  | 5.7248 | 0.10251 | 0.085693 | 0.0012648 | 0.16101 | 2022 | 16 | 2 | 400 | 41.7 | 13.2 | 221112 | -75.9677 | 37.271 | 21 | 125 | 160 |  | 2.1 | N | Distillate Fuel Oil | N | N | N | 9999 | N |  | Combustion Turbine |  |  | 10745
3782_G_BYV4 | VA | 51131 | Calpine Mid-Atlantic Generation LLC - Bayview | Bayview | 7665411 | 12168613 |  |  | 3782 | BYV4 | 40602 | 4 | 0.06723 |  | 5.0032 | 0.089589 | 0.074892 | 0.0011054 | 0.14072 | 2022 | 16 | 2 | 400 | 41.7 | 13.2 | 221112 | -75.9677 | 37.271 | 21 | 125 | 160 |  | 2.1 | N | Distillate Fuel Oil | N | N | N | 9999 | N |  | Combustion Turbine |  |  | 10745
3782_G_BYV5 | VA | 51131 | Calpine Mid-Atlantic Generation LLC - Bayview | Bayview | 7665411 | 12168513 |  |  | 3782 | BYV5 | 40602 | 5 | 0.01112 |  | 4.448 | 0.079647 | 0.066581 | 0.00098273 | 0.1251 | 2022 | 16 | 2 | 400 | 41.7 | 13.2 | 221112 | -75.9677 | 37.271 | 21 | 125 | 160 |  | 2.1 | N | Distillate Fuel Oil | N | N | N | 9999 | N |  | Combustion Turbine |  |  | 10745
3782_G_BYV6 | VA | 51131 | Calpine Mid-Atlantic Generation LLC - Bayview | Bayview | 7665411 | 12168413 |  |  | 3782 | BYV6 | 40602 | 6 | 0.03004 |  | 4.8064 | 0.086065 | 0.071946 | 0.0010619 | 0.13518 | 2022 | 16 | 2 | 400 | 41.7 | 13.2 | 221112 | -75.9677 | 37.271 | 21 | 125 | 160 |  | 2.1 | N | Distillate Fuel Oil | N | N | N | 9999 | N |  | Combustion Turbine |  |  | 10745
3804_G_6A | VA | 51153 | Dominion - Possum Point Power Station | Possum Point | 7520511 | 58400313 | 3804 | 6A | 3804 | 6A | 70225 | 14 | 27.54 | 0.02 | 33.7254 | 26.94 | 26.94 | 2.4079 | 1.92 | 2022 | 358 | 19 | 175 | 18080.0003 | 63.8 | 221112 | -77.2786 | 38.5391 | 1940 | 125 | 120 |  | 170 | N | Natural Gas, Distillate Fuel Oil | Y | N | N | 9999 | N |  | Combined Cycle |  | 4222.6396 | 7223
3804_G_6B | VA | 51153 | Dominion - Possum Point Power Station | Possum Point | 7520511 | 58400613 | 3804 | 6B | 3804 | 6B | 70225 | 17 | 42.4 | 0.016 | 35.7866 | 18.22 | 18.22 | 3.9494 | 2.07 | 2022 | 358 | 19 | 175 | 18080.0003 | 63.8 | 221112 | -77.2786 | 38.5391 | 1940 | 125 | 120 |  | 170 | N | Natural Gas, Distillate Fuel Oil | Y | N | N | 9999 | N |  | Combined Cycle |  | 4247.2202 | 7223
3804_G_GT1 | VA | 51153 | Dominion - Possum Point Power Station | Possum Point | 7520511 | 12374213 |  |  | 3804 | GT1 | 70225 | 6 | 0.017574 |  | 4.6864 | 0.063906 | 0.063906 | 0.26627 | 0.0021835 | 2022 | 21 | 8.2 | 890 | 1584.3 | 30.1 | 221112 | -77.281 | 38.5379 | 245 | 125 | 120 |  | 12 | N | Distillate Fuel Oil | N | N | N | 9999 | N |  | Combustion Turbine |  |  | 15774
3804_G_GT2 | VA | 51153 | Dominion - Possum Point Power Station | Possum Point | 7520511 | 12374413 |  |  | 3804 | GT2 | 70225 | 7 | 0.017015 |  | 4.5373 | 0.061872 | 0.061872 | 0.2578 | 0.002114 | 2022 | 21 | 8.2 | 890 | 1584.3 | 30.1 | 221112 | -77.281 | 38.5379 | 245 | 125 | 120 |  | 12 | N | Distillate Fuel Oil | N | N | N | 9999 | N |  | Combustion Turbine |  |  | 15778
3804_G_GT3 | VA | 51153 | Dominion - Possum Point Power Station | Possum Point | 7520511 | 12373613 |  |  | 3804 | GT3 | 70225 | 8 | 0.023461 |  | 6.2564 | 0.085314 | 0.085314 | 0.35903 | 0.0029149 | 2022 | 21 | 8.2 | 890 | 1584.3 | 30.1 | 221112 | -77.281 | 38.5379 | 245 | 125 | 120 |  | 12 | N | Distillate Fuel Oil | N | N | N | 9999 | N |  | Combustion Turbine |  |  | 15778
3804_G_GT4 | VA | 51153 | Dominion - Possum Point Power Station | Possum Point | 7520511 | 12373213 |  |  | 3804 | GT4 | 70225 | 9 | 0.012746 |  | 3.399 | 0.04635 | 0.04635 | 0.19506 | 0.0015836 | 2022 | 21 | 8.2 | 890 | 1584.3 | 30.1 | 221112 | -77.281 | 38.5379 | 245 | 125 | 120 |  | 12 | N | Distillate Fuel Oil | N | N | N | 9999 | N |  | Combustion Turbine |  |  | 15778
3804_G_GT5 | VA | 51153 | Dominion - Possum Point Power Station | Possum Point | 7520511 | 12373813 |  |  | 3804 | GT5 | 70225 | 10 | 0.017228 |  | 4.594 | 0.062646 | 0.062646 | 0.26103 | 0.0021404 | 2022 | 21 | 8.2 | 890 | 1584.3 | 30.1 | 221112 | -77.281 | 38.5379 | 245 | 125 | 120 |  | 12 | N | Distillate Fuel Oil | N | N | N | 9999 | N |  | Combustion Turbine |  |  | 15778
3804_G_GT6 | VA | 51153 | Dominion - Possum Point Power Station | Possum Point | 7520511 | 12373713 |  |  | 3804 | GT6 | 70225 | 11 | 0.018125 |  | 4.8334 | 0.06591 | 0.06591 | 0.27463 | 0.0022519 | 2022 | 21 | 8.2 | 890 | 1584.3 | 30.1 | 221112 | -77.281 | 38.5379 | 245 | 125 | 120 |  | 12 | N | Distillate Fuel Oil | N | N | N | 9999 | N |  | Combustion Turbine |  |  | 15778
59845_G_E1 | VA | 51155 | INGENCO - New River | New River | 17626211 | 125254113 |  |  | 59845 | E1 | 21548 | 4 | 91.8 |  | 77.4 | 68.04 | 66.3936 | 2.81 | 45.8 | 2022 | [5 empty] | 221117 | -80.6727 | 37.1955 |  | 125 | 160 |  | 0.3 | N | Landfill Gas | N | N | N | 9999 | N | 59845_G_E15;59845_G_E1;59845_G_E17;59845_G_E5;59845_G_E14;59845_G_E12;59845_G_E4;59845_G_E3;59845_G_E16;59845_G_E13;59845_G_E11;59845_G_E8;59845_G_E7;59845_G_E2;59845_G_E9;59845_G_E18;59845_G_E10;59845_G_E6 | Landfill Gas |  |  | 13500
3800_G_GT1 | VA | 51159 | Dominion - Northern Neck CT Station | Northern Neck | 9049611 | 58389513 |  |  | 3800 | GT1 | 40198 | 1 | 0.18664 |  | 45.705 | 0.64725 | 0.64725 | 10.6777 | 0.026696 | 2022 | 27 | 8.2 | 1030 | 7129.3734 | 135 | 221112 | -76.7105 | 37.9486 | 338 | 125 | 120 |  | 12 | N | Distillate Fuel Oil | N | N | N | 9999 | N |  | Combustion Turbine |  |  | 16329
3800_G_GT2 | VA | 51159 | Dominion - Northern Neck CT Station | Northern Neck | 9049611 | 58389613 |  |  | 3800 | GT2 | 40198 | 2 | 0.10891 |  | 28.5592 | 0.39735 | 0.39735 | 6.6736 | 0.014362 | 2022 | 27 | 8.2 | 1030 | 7129.3734 | 135 | 221112 | -76.7105 | 37.9486 | 338 | 125 | 120 |  | 11 | N | Distillate Fuel Oil | N | N | N | 9999 | N |  | Combustion Turbine |  |  | 16335
3800_G_GT3 | VA | 51159 | Dominion - Northern Neck CT Station | Northern Neck | 9049611 | 58389713 |  |  | 3800 | GT3 | 40198 | 3 | 0.16758 |  | 43.9099 | 0.61139 | 0.61139 | 10.2648 | 0.022099 | 2022 | 27 | 8.2 | 1030 | 7129.3734 | 135 | 221112 | -76.7105 | 37.9486 | 338 | 125 | 120 |  | 12 | N | Distillate Fuel Oil | N | N | N | 9999 | N |  | Combustion Turbine |  |  | 16332
3800_G_GT4 | VA | 51159 | Dominion - Northern Neck CT Station | Northern Neck | 9049611 | 58389813 |  |  | 3800 | GT4 | 40198 | 4 | 0.10714 |  | 28.0692 | 0.3909 | 0.3909 | 6.5628 | 0.014129 | 2022 | 27 | 8.2 | 1030 | 7129.3734 | 135 | 221112 | -76.7105 | 37.9486 | 338 | 125 | 120 |  | 12 | N | Distillate Fuel Oil | N | N | N | 9999 | N |  | Combustion Turbine |  |  | 16332
3775_B_1 | VA | 51167 | American Electric Power-Clinch River Plant | Clinch River | 5763511 | 21755613 |  |  | 3775 | 1 | 10236 | 1 | 8.21 |  | 68.85 | 4.84 | 4.84 | 26.7 | 0.01 | 2022 | 450 | 15.6 | 280 | -1 | 102.1 | 221112 | -82.1981 | 36.9327 | 2100 | 125 | 100 |  | 230 | N | Natural Gas | Y | N | N | 9999 | N | 3775_B_1;3775_B_2 | O/G Steam |  |  | 11407
10774_B_1 | VA | 51175 | Dominion - Southampton Power Station |  | 6634511 | 17155113 | 10774 | 1 |  |  | 61093 | 1 | 315.8 | 23.4492 | 157.3048 | 9.7413 | 7.523 | 8.0562 | 10.0027 | 2022 | 220 | 8 | 198 | 3583.3 | 71.2 | 221112 | -76.9968 | 36.6506 | 400 | 125 | 100 |  |  |  |  | Y | N | N |  | N |  |  |  | 7142.5801
10774_B_2 | VA | 51175 | Dominion - Southampton Power Station |  | 6634511 | 17155213 | 10774 | 2 |  |  | 61093 | 2 | 303.1 | 24.3786 | 159.8404 | 8.2702 | 7.6372 | 8.2338 | 7.5747 | 2022 | 220 | 8 | 198 | 3583.3 | 71.2 | 221112 | -76.9968 | 36.6506 | 400 | 125 | 100 |  |  |  |  | Y | N | N |  | N |  |  |  | 7195.9097
7032_G_1 | VA | 51181 | Surry Power Station and Gravel Neck | Gravel Neck | 4937411 | 32379813 |  |  | 7032 | 1 | 50336 | 1 | 0.011157 |  | 3.2728 | 0.044629 | 0.044629 | 0.75126 | 0.0015248 | 2022 | 28 | 9.2 | 825 | 7628.3334 | 115 | 221112 | -76.6911 | 37.1575 | 281 | 125 | 120 |  | 12 | N | Distillate Fuel Oil | N | N | N | 9999 | N |  | Combustion Turbine |  |  | 12716
7032_G_2 | VA | 51181 | Surry Power Station and Gravel Neck | Gravel Neck | 4937411 | 32379513 |  |  | 7032 | 2 | 50336 | 2 | 0.02075 |  | 6.0427 | 0.083 | 0.083 | 1.3972 | 0.0028359 | 2022 | 38 | 13.8 | 860 | 8975.0001 | 60 | 221112 | -76.6911 | 37.1575 | 363 | 125 | 120 |  | 16 | N | Distillate Fuel Oil | N | N | N | 9999 | N |  | Combustion Turbine |  |  | 12717
7032_G_6 | VA | 51181 | Surry Power Station and Gravel Neck | Gravel Neck | 4937411 | 32379213 |  |  | 7032 | 6 | 50336 | 5 | 4.7098 |  | 39.9 | 1.6539 | 1.6539 | 17.1 | 0.59851 | 2022 | 65 | 14.1 | 987 | 24515.0004 | 157 | 221112 | -76.6911 | 37.1575 | 1310 | 125 | 120 |  | 85 | N | Natural Gas, Distillate Fuel Oil | Y | N | N | 9999 | N | 7032_G_5;7032_G_3;7032_G_6;7032_G_4 | Combustion Turbine |  |  | 12717
55939_G_CT01 | VA | 51187 | Dominion - Warren | Warren County | 17644211 | 122161113 | 55939 | 1A | 55939 | CT01 |  |  | 3.66 | 8.499 | 51.9176 | 20.9864 | 20.9864 | 5.4922 | 2.8012 |  | 175 | 22 | 192 | 24314.9004 | 63.96 | 221112 | -78.1779 | 38.9701 |  | 125 | 120 |  | 297.5 | N | Natural Gas | Y | N | N | 9999 | N | 55939_G_CT01;55939_G_ST01 | Combined Cycle |  | 6776.8496 | 7050
55939_G_CT02 | VA | 51187 | Dominion - Warren | Warren County | 17644211 | 122161213 | 55939 | 1B | 55939 | CT02 | 81391 | 2 | 8.23 | 2.43 | 51.202 | 12.6307 | 12.6307 | 5.3786 | 4.2823 | 2022 | 175 | 22 | 192 | 24314.9004 | 63.96 | 221112 | -78.1779 | 38.9701 | 3500 | 125 | 120 |  | 297.5 | N | Natural Gas | Y | N | N | 9999 | N |  | Combined Cycle |  | 6679.5195 | 7050
55939_G_CT03 | VA | 51187 | Dominion - Warren | Warren County | 17644211 | 122161313 | 55939 | 1C | 55939 | CT03 | 81391 | 3 | 5.56 | 7.8725 | 47.4497 | 10.3459 | 10.3459 | 5.0869 | 7.1354 | 2022 | 175 | 22 | 192 | 24314.9004 | 63.96 | 221112 | -78.1779 | 38.9701 | 3500 | 125 | 120 |  | 297.5 | N | Natural Gas | Y | N | N | 9999 | N |  | Combined Cycle |  | 6348.1504 | 7050
55285_G_WHG1 | VA | 51191 | Wolf Hills Energy LLC | Wolf Hills Energy | 7707611 | 11344613 |  |  | 55285 | WHG1 | 11348 | 21 | 0.26 |  | 4.2 | 0.33 | 0.33 | 0.03 | 0.02 | 2022 | 46 | 9.5 | 857 | 6433.2 | 90.7 | 221112 | -82.1021 | 36.6642 | 520 | 125 | 120 |  | 50 | N | Natural Gas | N | N | N | 9999 | N |  | Combustion Turbine |  |  | 11120
55285_G_WHG2 | VA | 51191 | Wolf Hills Energy LLC | Wolf Hills Energy | 7707611 | 11344513 |  |  | 55285 | WHG2 | 11348 | 22 | 0.36 |  | 4.6 | 0.34 | 0.34 | 0.04 | 0.07 | 2022 | 46 | 9.5 | 857 | 6433.2 | 90.7 | 221112 | -82.1021 | 36.6642 | 520 | 125 | 120 |  | 50 | N | Natural Gas | N | N | N | 9999 | N |  | Combustion Turbine |  |  | 11120
55285_G_WHG3 | VA | 51191 | Wolf Hills Energy LLC | Wolf Hills Energy | 7707611 | 11345013 |  |  | 55285 | WHG3 | 11348 | 23 | 0.27 |  | 2.8 | 0.23 | 0.23 | 0.02 | 0.1 | 2022 | 46 | 9.5 | 857 | 6433.2 | 90.7 | 221112 | -82.1021 | 36.6642 | 520 | 125 | 120 | 28&99 | 50 | N | Natural Gas | N | N | N | 9999 | N |  | Combustion Turbine |  |  | 11120
55285_G_WHG4 | VA | 51191 | Wolf Hills Energy LLC | Wolf Hills Energy | 7707611 | 11344713 |  |  | 55285 | WHG4 | 11348 | 24 | 0.41 |  | 4.2 | 0.33 | 0.33 | 0.03 | 0.02 | 2022 | 46 | 9.5 | 857 | 6433.2 | 90.7 | 221112 | -82.1021 | 36.6642 | 520 | 125 | 120 |  | 50 | N | Natural Gas | N | N | N | 9999 | N |  | Combustion Turbine |  |  | 11120
55285_G_WHG5 | VA | 51191 | Wolf Hills Energy LLC | Wolf Hills Energy | 7707611 | 11344813 |  |  | 55285 | WHG5 | 11348 | 25 | 0.38 |  | 2.3 | 0.18 | 0.18 | 0.02 | 0.03 | 2022 | 46 | 9.5 | 857 | 6433.2 | 90.7 | 221112 | -82.1021 | 36.6642 | 520 | 125 | 120 | 28&99 | 50 | N | Natural Gas | N | N | N | 9999 | N |  | Combustion Turbine |  |  | 11120
56808_B_1 | VA | 51195 | Dominion - Virginia City Hybrid Energy Center | Virginia City Hybrid Energy Center | 16530111 | 105638013 | 56808 | 1 | 56808 | 1 | 11526 | 1 | 289.0875 | 18.38 | 246.5226 | 51.5789 | 49.2492 | 27.6177 | 6.1099 | 2022 | 500 | 19 | 170 | 16936.667 | 59.74 | 221112 | -82.3383 | 36.9164 | 3130 | 125 | 100 |  | 305 | N | Bituminous, Waste Coal | Y | N | N | 9999 | N | 56808_G_1;56808_B_1 | Coal Steam |  | 3095.1699 | 9943
56808_B_2 | VA | 51195 | Dominion - Virginia City Hybrid Energy Center | Virginia City Hybrid Energy Center | 16530111 | 105638113 | 56808 | 2 | 56808 | 2 | 11526 | 2 | 297.435 | 18.41 | 232.5701 | 40.9905 | 38.1642 | 16.9445 | 6.137 | 2022 | 500 | 19 | 170 | 16936.667 | 59.74 | 221112 | -82.3383 | 36.9164 | 3130 | 125 | 100 |  | 305 | N | Bituminous, Waste Coal | Y | N | N | 9999 | N | 56808_B_2;56808_G_1x | Coal Steam |  | 2893.1401 | 9943
3809_B_3 | VA | 51199 | Dominion - Yorktown Power Station |  | 4565211 | 27836713 | 3809 | 3 |  |  | 60137 | 3 | 6.568 | 0.9924 | 28.6639 | 5.073 | 3.1452 | 77.1776 | 1.0607 | 2022 | 489 | 22.5 | 289 | 43733.3 | 109.9 | 221112 | -76.4606 | 37.2146 | 8060 | 125 | 100 |  |  |  |  | Y | N | N |  | N |  |  |  | 777.17
50663_B_B100 | VA | 51510 | Covanta Alexandria/Arlington Inc | Covanta Alexandria/Arlington Energy | 4195111 | 33845613 |  |  | 50663 | B100 | 71895 | 1 | 18.5806 | 4.5908 | 83.8975 | 3.406 | 3.356 | 1.2081 | 0.13411 | 2022 | 210 | 5.1 | 282 | 1374.4333 | 65 | 562213 | -77.1303 | 38.8012 | 122 | 103 | 270 |  | 9.7 | N | MSW | N | Y | N | 9999 | N |  | Municipal Solid Waste |  |  | 19383
50663_B_B200 | VA | 51510 | Covanta Alexandria/Arlington Inc | Covanta Alexandria/Arlington Energy | 4195111 | 33845713 |  |  | 50663 | B200 | 71895 | 2 | 18.9755 | 7.5677 | 84.8606 | 2.1499 | 2.0824 | 2.0828 | 0.01883 | 2022 | 210 | 5.1 | 292 | 1313.8666 | 62.1 | 562213 | -77.1303 | 38.8012 | 122 | 103 | 270 |  | 9.7 | N | MSW | N | Y | N | 9999 | N |  | Municipal Solid Waste |  |  | 19383
50663_B_B300 | VA | 51510 | Covanta Alexandria/Arlington Inc | Covanta Alexandria/Arlington Energy | 4195111 | 33845813 |  |  | 50663 | B300 | 71895 | 3 | 13.8439 | 0.48662 | 106.7866 | 1.4873 | 1.226 | 1.2285 | 0.039896 | 2022 | 210 | 5.1 | 294 | 1384.0666 | 65.4 | 562213 | -77.1303 | 38.8012 | 122 | 103 | 270 |  | 9.7 | N | MSW | N | Y | N | 9999 | N |  | Municipal Solid Waste |  |  | 19383
3803_G_6 | VA | 51550 | Dominion - Chesapeake Energy Center | Chesapeake | 5040211 | 28681613 |  |  | 3803 | 6 | 60163 | 10 | 0.013754 |  | 3.5288 | 0.05045 | 0.03006 | 0.38476 | 0.0017117 | 2022 | 28 | 9.1 | 793 | 3500 | 52.7 | 221112 | -76.302 | 36.7703 | 263 | 125 | 120 |  | 12 | N | Distillate Fuel Oil | N | N | N | 9999 | N |  | Combustion Turbine |  |  | 16258
3803_G_GT1 | VA | 51550 | Dominion - Chesapeake Energy Center | Chesapeake | 5040211 | 28680513 |  |  | 3803 | GT1 | 60163 | 5 | 0.027984 |  | 7.0595 | 0.10265 | 0.061161 | 0.76968 | 0.0035071 | 2022 | 19 | 12.8 | 1100 | 6746.7 | 51.7 | 221112 | -76.302 | 36.7703 | 281 | 125 | 120 |  | 15 | N | Distillate Fuel Oil | N | N | N | 9999 | N |  | Combustion Turbine |  |  | 16278
3803_G_GT4 | VA | 51550 | Dominion - Chesapeake Energy Center | Chesapeake | 5040211 | 28680713 |  |  | 3803 | GT4 | 60163 | 8 | 0.00091571 |  | 0.22915 | 0.0033516 | 0.0019822 | 0.024985 | 0.00011312 | 2022 | 28 | 9.1 | 793 | 3500 | 52.7 | 221112 | -76.302 | 36.7703 | 263 | 125 | 120 |  | 12 | N | Distillate Fuel Oil | N | N | N | 9999 | N |  | Combustion Turbine |  |  | 16260
52087_G_GEN1 | VA | 51550 | Dominion - Elizabeth River CT Station | Elizabeth River Power Station | 6682611 | 13202113 | 52087 | CT-1 | 52087 | GEN1 |  |  | 0.91468 |  | 15.4978 | 0.76632 | 0.76632 | 0.4664 | 0.084877 |  | 85 | 15 | 1001 | 25416.6 | 143.8 | 221112 | -76.3118 | 36.7745 |  | 125 | 120 |  | 116 | N | Natural Gas, Distillate Fuel Oil | Y | N | N | 9999 | N |  | Combustion Turbine |  | 128.4 | 12074
52087_G_GEN2 | VA | 51550 | Dominion - Elizabeth River CT Station | Elizabeth River Power Station | 6682611 | 13202213 | 52087 | CT-2 | 52087 | GEN2 | 61108 | 2 | 2.0296 |  | 34.0162 | 1.7705 | 1.7705 | 0.5827 | 0.22638 | 2022 | 85 | 15 | 1001 | 25416.6 | 143.8 | 221112 | -76.3118 | 36.7745 | 2920 | 125 | 120 |  | 116 | N | Natural Gas, Distillate Fuel Oil | Y | N | N | 9999 | N |  | Combustion Turbine |  | 369.04 | 12074
52087_G_GEN3 | VA | 51550 | Dominion - Elizabeth River CT Station | Elizabeth River Power Station | 6682611 | 13202013 | 52087 | CT-3 | 52087 | GEN3 | 61108 | 3 | 0.51514 |  | 18.4234 | 0.94034 | 0.94034 | 0.6325 | 0.19477 | 2022 | 85 | 15 | 1001 | 25416.6 | 143.8 | 221112 | -76.3118 | 36.7745 | 2920 | 125 | 120 |  | 116 | N | Natural Gas, Distillate Fuel Oil | Y | N | N | 9999 | N |  | Combustion Turbine |  | 152.73 | 12074
50900_B_10PB | VA | 51580 | WESTROCK VIRGINIA CORP | Covington Facility | 5798711 | 21497013 | 50900 | 005 | 50900 | 10PB | 20328 | 9005 | 28.44 |  | 39.2633 | 5.4036 | 4.0527 | 0.4266 | 3.9105 | 2022 | 80 | 6 | 370 | 1902.0833 | 67.27 | 322120 | -79.9948 | 37.7986 | 330 | 133 | 100 |  | 6.4 | Y | Natural Gas | Y | N | Y | 9999 | N |  | O/G Steam |  | 3518.8306 | 12539
50900_B_11PB | VA | 51580 | WESTROCK VIRGINIA CORP | Covington Facility | 5798711 | 21498513 | 50900 | 011 | 50900 | 11PB | 20328 | 9006 | 9.1562 |  | 11.5536 | 6.9587 | 5.219 | 0.54937 | 3.4794 | 2022 | 100 | 7 | 305 | 8651.3168 | 224.8 | 322120 | -79.9948 | 37.7986 | 425 | 133 | 100 |  | 6.7 | Y | Natural Gas | Y | N | N | 9999 | N |  | O/G Steam |  | 3430.3699 | 12628
50900_B_1PB | VA | 51580 | WESTROCK VIRGINIA CORP | Covington Facility | 5798711 | 107770113 |  |  | 50900 | 1PB | 20328 | 9014 | 87.7986 | 9.9057 | 318.7007 | 43.0279 | 28.7885 | 48.1999 | 1.2382 | 2022 | 483 | 10 | 300 | 7833.3334 | 99.74 | 322120 | -79.9948 | 37.7986 | 987 | 133 | 100 |  | 37 | Y | Biomass | N | Y | N | 9999 | N |  | Biomass |  |  | 12669
50900_B_1RB | VA | 51580 | WESTROCK VIRGINIA CORP | Covington Facility | 5798711 | 21497613 |  |  | 50900 | 1RB | 20328 | 10001 | 507.1011 |  | 364.753 | 7.2104 | 5.5497 | 219.7811 | 58.7316 | 2022 | 257 | 10.8 | 310 | 3994.15 | 43.6 | 322120 | -79.9948 | 37.7986 | 1170 | 133 | 100 |  | 17.1 | Y | Non-Fossil Waste | N | Y | N | 9999 | N |  | Non-Fossil Waste |  |  | 12592
50900_B_2RB | VA | 51580 | WESTROCK VIRGINIA CORP | Covington Facility | 5798711 | 91850313 |  |  | 50900 | 2RB | 20328 | REC010 | 54.6735 |  | 545.0102 | 27.2909 | 21.0876 | 347.6834 | 23.7467 | 2022 | 483 | 11.19 | 340 | 7983.3334 | 81.18 | 322120 | -79.9948 | 37.7986 |  | 133 | 100 |  | 64 | Y | Non-Fossil Waste | N | Y | N | 9999 | N |  | Non-Fossil Waste |  |  | 12592
50900_B_6PB | VA | 51580 | WESTROCK VIRGINIA CORP | Covington Facility | 5798711 | 122174013 |  |  | 50900 | 6PB | 20328 | 9020 |  |  |  | 0.00056652 | 0.0011651 |  |  | 2022 | [5 empty] | 322120 | -79.9948 | 37.7986 | 30 | 133 | 100 |  | 10.7 | Y | Natural Gas | N | Y | N | 9999 | N |  | O/G Steam |  |  | 10947
50900_B_9PB | VA | 51580 | WESTROCK VIRGINIA CORP | Covington Facility | 5798711 | 21497413 | 50900 | 004 | 50900 | 9PB | 20328 | 9004 | 62.309 | 2.3736 | 655.1033 | 0.39601 | 0.33383 |  | 5.5283 | 2022 | 217 | 17 | 300 | 15550.0003 | 68.5 | 322120 | -79.9948 | 37.7986 | 807 | 133 | 100 |  | 14.7 | Y | Bituminous | Y | N | N | 9999 | N |  | Coal Steam |  | 7566.8501 | 10986
56531_G_GEN1 | VA | 51650 | USA Waste of Virginia Landfills - Bethel | Waste Management Bethel LFGTE | 6685111 | 13195313 |  |  | 56531 | GEN1 | 61291 | 4 | 148.1429 |  | 69.729 | 0.66705 | 0.66705 | 3.353 | 0.76622 | 2022 | 10 | 1 | 100 | 0.1666 | 0.21 | 562212 | -76.4357 | 37.0771 |  | 104 | 160 |  | 0.8 | N | Landfill Gas | N | N | N | 9999 | N | 56531_G_GEN6;56531_G_GEN3;56531_G_GEN4;56531_G_GEN2;56531_G_GEN1;56531_G_GEN5 | Landfill Gas |  |  | 13500
50813_B_CB1 | VA | 51670 | RockTenn CP LLC - Hopewell | Hopewell Mill | 5768811 | 20390013 |  |  | 50813 | CB1 | 50370 | 2 | 195.2493 |  | 334 | 52.7184 | 52.1784 | 140 | 5.4631 | 2022 | 290 | 13.5 | 350 | 4436.6667 | 31 | 322130 | -77.2644 | 37.302 | 846 | 133 | 100 |  | 20.4 | Y | Non-Fossil Waste | N | Y | N | 9999 | N | 50813_B_CB1;50813_B_RB1 | Non-Fossil Waste |  |  | 12696
10633_G_GT1 | VA | 51670 | Hopewell Cogeneration Ltd Partnership | Hopewell Cogeneration | 5883511 | 23364513 | 10633 | 1 | 10633 | GT1 | 50967 | 1 | 8.4669 |  | 93.2713 | 1.8128 | 1.2762 | 3.2749 | 0.55018 | 2022 | 200 | 15.2 | 260 | 13581.6669 | 74.8 | 221112 | -77.2819 | 37.2914 | 1140 | 125 | 120 |  | 94.1 | Y | Natural Gas, Distillate Fuel Oil | Y | N | N | 9999 | N | 10633_G_GT1;10633_G_ST1 | Combined Cycle |  | 1627.5 | 8922
10633_G_GT2 | VA | 51670 | Hopewell Cogeneration Ltd Partnership | Hopewell Cogeneration | 5883511 | 23364613 | 10633 | 2 | 10633 | GT2 | 50967 | 2 | 13.5095 |  | 134.5758 | 2.877 | 2.0233 | 6.0783 | 0.86601 | 2022 | 200 | 15.2 | 260 | 13581.6669 | 74.8 | 221112 | -77.2819 | 37.2914 | 1140 | 125 | 120 |  | 94.1 | Y | Natural Gas, Distillate Fuel Oil | Y | N | N | 9999 | N |  | Combined Cycle |  | 2399.25 | 8922
10633_G_GT3 | VA | 51670 | Hopewell Cogeneration Ltd Partnership | Hopewell Cogeneration | 5883511 | 23364713 | 10633 | 3 | 10633 | GT3 | 50967 | 3 | 12.8915 |  | 132.2969 | 2.7518 | 1.9382 | 5.2382 | 0.83302 | 2022 | 200 | 15.2 | 260 | 13581.6669 | 74.8 | 221112 | -77.2819 | 37.2914 | 1140 | 125 | 120 |  | 94.1 | Y | Natural Gas, Distillate Fuel Oil | Y | N | N | 9999 | N |  | Combined Cycle |  | 2366.25 | 8922
10771_B_2 | VA | 51670 | Dominion-Hopewell Power Station |  | 10633611 | 58466313 | 10771 | 2 |  |  | 51019 | 2 | 292.0527 | 22.47 | 156.3586 | 9.8489 | 9.2613 | 7.5756 | 4.4118 | 2022 | 220 | 8 | 155 | 3895 | 77.5 | 221112 | -77.2835 | 37.2974 | 391 | 125 | 100 |  |  |  |  | Y | N | N |  | N |  |  |  | 7386.9204
10771_B_1 | VA | 51670 | Dominion-Hopewell Power Station |  | 10633611 | 58466213 | 10771 | 1 |  |  | 51019 | 1 | 233.8827 | 22.43 | 156.8353 | 12.9338 | 12.1993 | 7.6688 | 2.9428 | 2022 | 220 | 8 | 155 | 3895 | 77.5 | 221112 | -77.2835 | 37.2974 | 391 | 125 | 100 |  |  |  |  | Y | N | N |  | N |  |  |  | 7375.2095
54998_B_12300 | VA | 51740 | Wheelabrator Portsmouth Inc, RDF Facility | Wheelabrator Portsmouth | 4183011 | 32657113 |  |  | 54998 | 12300 | 61018 | 44 | 107.3352 |  | 225.7291 | 6.9289 | 6.0137 | 41.61 | 0.80757 | 2022 | 275 | 6 | 360 | 2500 | 88.4 | 221330 | -76.3035 | 36.8087 | 228 | 103 | 270 |  | 11.6 | Y | MSW | N | Y | N | 9999 | N |  | Municipal Solid Waste |  |  | 20120
54998_B_12400 | VA | 51740 | Wheelabrator Portsmouth Inc, RDF Facility | Wheelabrator Portsmouth | 4183011 | 32657713 |  |  | 54998 | 12400 | 61018 | 45 | 135.2766 |  | 291.2277 | 6.9706 | 6.0463 | 44.6118 | 1.0134 | 2022 | 275 | 6 | 360 | 2500 | 88.4 | 221330 | -76.3035 | 36.8087 | 228 | 103 | 270 |  | 11.6 | Y | MSW | N | Y | N | 9999 | N |  | Municipal Solid Waste |  |  | 20120
54998_B_12500 | VA | 51740 | Wheelabrator Portsmouth Inc, RDF Facility | Wheelabrator Portsmouth | 4183011 | 32657613 |  |  | 54998 | 12500 | 61018 | 46 | 91.8571 |  | 243.5343 | 4.5613 | 3.9496 | 34.611 | 0.81016 | 2022 | 275 | 6 | 360 | 2500 | 88.4 | 221330 | -76.3035 | 36.8087 | 228 | 103 | 270 |  | 11.6 | Y | MSW | N | Y | N | 9999 | N |  | Municipal Solid Waste |  |  | 20120
54998_B_12600 | VA | 51740 | Wheelabrator Portsmouth Inc, RDF Facility | Wheelabrator Portsmouth | 4183011 | 32657513 |  |  | 54998 | 12600 | 61018 | 47 | 108.1563 |  | 236.6301 | 6.228 | 5.4014 | 41.3109 | 0.81663 | 2022 | 275 | 6 | 360 | 2500 | 88.4 | 221330 | -76.3035 | 36.8087 | 228 | 103 | 270 |  | 11.6 | Y | MSW | N | Y | N | 9999 | N |  | Municipal Solid Waste |  |  | 20120
54081_B_3B | VA | 51760 | Spruance Operating Services LLC | Spruance Operating Services LLC | 4039911 | 33619513 |  |  | 54081 | 3B | 52758 | 3 | 45.9749 | 3.9762 | 42.57 | 7.594 | 7.594 | 0.74554 | 6.8341 | 2022 | 250 | 8.6 | 180 | 3245.4667 | 55.9 | 221112 | -77.4309 | 37.4555 | 750 | 125 | 100 |  | 21.2 | Y | Natural Gas | N | Y | N | 9999 | N | 54081_B_3B;54081_B_3A | O/G Steam |  |  | 14500
54081_B_4B | VA | 51760 | Spruance Operating Services LLC | Spruance Operating Services LLC | 4039911 | 33619613 |  |  | 54081 | 4B | 52758 | 4 | 61.2578 | 5.298 | 51.71 | 5.706 | 5.706 | 0.99337 | 9.93 | 2022 | 250 | 8.6 | 180 | 3245.4667 | 55.9 | 221112 | -77.4309 | 37.4555 | 750 | 125 | 100 |  | 6.2 | Y | Natural Gas | N | Y | N | 9999 | N | 54081_B_4A;54081_B_4B | O/G Steam |  |  | 14500
56693_G_1 | VA | 51810 | INGENCO - Virginia Beach | Virginia Beach | 6908211 | 12957013 |  |  | 56693 | 1 | 61423 | 1 | 32.8 |  | 17.2 | 3.7716 | 3.029 | 1.84 | 1.58 | 2022 | 26.4 | 1.4 | 490 | 95.1 | 60.2 | 221112 | -76.2019 | 36.7858 | 1.4 | 125 | 160 |  | 0.3 | N | Landfill Gas | N | N | N | 9999 | N | 56693_G_16;56693_G_15;56693_G_3;56693_G_28;56693_G_6;56693_G_25;56693_G_23;56693_G_36;56693_G_8;56693_G_32;56693_G_2;56693_G_12;56693_G_26;56693_G_27;56693_G_11;56693_G_22;56693_G_14;56693_G_35;56693_G_21;56693_G_29;56693_G_10;56693_G_7;56693_G_19;56693_G_13;56693_G_5;56693_G_33;56693_G_30;56693_G_1;56693_G_20;56693_G_17;56693_G_31;56693_G_24;56693_G_34;56693_G_18;56693_G_4;56693_G_9 | Landfill Gas |  |  | 13500
58352_B_B-11 | WA | 53009 | McKinley Paper Company | McKinley Paper Co. - Washington Mill | 4986011 | 109514013 |  |  | 58352 | B-11 | 0007 | 15 | 46.9 | 0.8855 | 101.67 | 3.85 | 3.85 | 11.703 | 1.35 | 2022 | 125 | 7 | 140 | -1 | 56.4 | 32212 | -123.4664 | 48.1352 | 420 | 133 | 100 |  | 12 | N | Biomass | N | N | N | 9999 | N |  | Biomass |  |  | 8707
7605_G_1 | WA | 53011 | Clark Public Utilities - River Road Generating Project | River Road Gen Plant | 7344011 | 11036213 | 7605 | 1 | 7605 | 1 | 1909 | 2863 | 0.365 | 7.025 | 68.8264 | 31.51 | 31.51 | 3.2743 | 0 | 2022 | 198 | 18 | 230 | 19166.667 | 75.2899 | 221112 | -122.7249 | 45.6498 | 1700 | 125 | 140 |  | 230 | N | Natural Gas | Y | N | N | 9999 | N |  | Combined Cycle |  | 7024.8301 | 7287
54562_B_PB20 | WA | 53015 | WestRock Longview, LLC | Longview Fibre | 7000211 | 14257313 |  |  | 54562 | PB20 | 121 | 283 | 283.85 | 6.1 | 327.37 | 40.22 | 37.55 | 32.43 | 0 | 2022 | 168 | 8.5 | 146 | 2081.7 | 36.685 | 322130 | -122.923 | 46.103 | 900 | 133 | 100 |  | 15.7 | Y | Non-Fossil Waste | N | Y | N | 9999 | N |  | Non-Fossil Waste | 8505 |  | 5686
54562_B_RF19 | WA | 53015 | WestRock Longview, LLC | Longview Fibre | 7000211 | 14256113 |  |  | 54562 | RF19 | 121 | 865 | 3.38 |  | 160.86 | 30.11 | 25.48 | 39.42 | 23.47 | 2022 | 198 | 13.5 | 258 | 5595.6167 | 39.0916 | 322130 | -122.919 | 46.1006 |  | 133 | 200 |  | 15.7 | Y | Non-Fossil Waste | N | Y | N | 9999 | N |  | Non-Fossil Waste | 6715 |  | 5686
54562_B_RF22 | WA | 53015 | WestRock Longview, LLC | Longview Fibre | 7000211 | 14254413 |  |  | 54562 | RF22 | 121 | 292 | 136.8 |  | 395.89 | 40.73 | 37.84 | 126.74 | 9.04 | 2022 | 246 | 11.5 | 290 | 6362.3001 | 61.2533 | 322130 | -122.923 | 46.1009 |  | 133 | 200 |  | 15.7 | Y | Non-Fossil Waste | N | Y | N | 9999 | N |  | Non-Fossil Waste | 8063 |  | 5686
55700_G_CTG1 | WA | 53015 | Mint Farm Generating Station | Mint Farm Generating Station | 12579611 | 63297313 | 55700 | CTG1 | 55700 | CTG1 | 2111 | 3332 | 0.1 | 7.51 | 55.8502 | 21.09 | 21.09 | 7.9362 | 3.92 | 2022 | 165.3 | 18 | 250 | 23271.5204 | 91.4145 | 221112 | -122.9851 | 46.1402 | 2050 | 125 | 140 | 139&203&205 | 150 | N | Natural Gas | Y | N | N | 9999 | N | 55700_G_CTG1;55700_G_1STG | Combined Cycle |  | 5999.2197 | 7363
55882_B_BLR1 | WA | 53027 | Sierra Pacific Industries - Cogeneration | Sierra Pacific Aberdeen | 9048311 | 58390413 |  |  | 55882 | BLR1 | 0018 | 1 | 241.29 | 5.2765 | 112.77 | 11.508 | 10.1066 | 1.29 | 1.28 | 2022 | 100 | 7 | 357 | 2313 | 57.3 | 221117 | -123.7741 | 46.9695 | 310 | 125 | 100 |  | 17.4 | Y | Biomass | N | Y | N | 9999 | N |  | Biomass |  |  | 4561
7999_G_CT1 | WA | 53027 | Grays Harbor Energy | Grays Harbor Energy Facility | 12582311 | 63396313 | 7999 | 1 | 7999 | CT1 | 1186 | 1 | 6.6 | 9.4605 | 40.5396 | 19.7 | 19.7 | 6.5366 | 3.1 | 2022 | 180 | 18 | 180 | 17583.3336 | 69.0703 | 221112 | -123.4806 | 46.9691 | 1670 | 125 | 120 |  | 151 | N | Natural Gas | Y | N | N | 9999 | N |  | Combined Cycle |  | 6181.3901 | 7671
7999_G_CT2 | WA | 53027 | Grays Harbor Energy | Grays Harbor Energy Facility | 12582311 | 63396413 | 7999 | 2 | 7999 | CT2 |  |  | 5.6 | 9.281 | 34.6058 | 14.3 | 14.3 | 5.5534 | 3.2 |  | 180 | 18 | 165 | 17583.3336 | 69.0703 | 221112 | -123.48 | 46.9691 |  | 125 | 120 |  | 153 | N | Natural Gas | Y | N | N | 9999 | N |  | Combined Cycle |  | 5226.25 | 7671
55482_G_G2 | WA | 53039 | Goldendale Generating Station | Goldendale Generating Station | 9091411 | 55096213 | 55482 | CT-1 | 55482 | G2 | 62 | 388 | 1.8 | 9 | 44.9552 | 5.82 | 5.82 | 3.2678 | 0.29 | 2022 | 150 | 18 | 175 | 17549 | 69 | 221112 | -120.834 | 45.8106 | 1670 | 125 | 120 |  | 110.6 | N | Natural Gas | Y | N | N | 9999 | N | 55482_G_G1;55482_G_G2 | Combined Cycle | 5847 | 5846.4502 | 7081
55662_G_CT1 | WA | 53041 | PacifiCorp - Chehalis Generation Facility | Chehalis Generating Facility | 9091111 | 55096613 | 55662 | CT1 | 55662 | CT1 | 1900 | 2839 | 8.08 | 6.155 | 38.3931 | 22.7 | 22.7 | 5.1518 | 5.73 | 2022 | 149.9 | 19.3 | 245 | 20807.2504 | 71.0944 | 221112 | -122.9145 | 46.6226 | 2070 | 125 | 140 |  | 160 | N | Natural Gas | Y | N | N | 9999 | N | 55662_G_CT1;55662_G_CA | Combined Cycle |  | 4920.3398 | 7630
55662_G_CT2 | WA | 53041 | PacifiCorp - Chehalis Generation Facility | Chehalis Generating Facility | 9091111 | 55096713 | 55662 | CT2 | 55662 | CT2 |  |  | 7.85 | 9.735 | 40.0075 | 23.45 | 23.45 | 5.9916 | 6.91 |  | 149.9 | 19.3 | 245 | 21041.8337 | 71.8959 | 221112 | -122.9145 | 46.6226 |  | 125 | 140 |  | 160 | N | Natural Gas | Y | N | N | 9999 | N |  | Combined Cycle |  | 6068.5898 | 7630
3845_B_BW22 | WA | 53041 | TransAlta Centralia Generation, LLC |  | 6281311 | 15504813 | 3845 | BW22 |  |  | 754 | 1250 | 4077 | 0 | 3646.7779 | 271.8 | 250.3 | 1071.6817 | 94.76 | 2022 | 470 | 29.8 | 135 | 43326.3925 | 62.0948 | 221112 | -122.8566 | 46.7558 | 8000 | 125 | 100 |  |  |  |  | Y | N | N |  | N |  |  |  | 6068.0898
57099_B_4RB | WA | 53053 | WestRock Tacoma Mill | WestRock (WA) | 4880911 | 29293113 |  |  | 57099 | 4RB | 125 | 246 | 410.7 |  | 314 | 36 | 36 | 16.25 | 20.7 | 2022 | 275 | 14 | 294 | 6308 | 41 | 3221 | -122.428 | 47.2672 | 590 | 133 | 100 |  | 28 | Y | Non-Fossil Waste | N | Y | N | 9999 | N |  | Non-Fossil Waste | 8400 |  | 11537
57099_B_7PB | WA | 53053 | WestRock Tacoma Mill | WestRock (WA) | 4880911 | 29293313 |  |  | 57099 | 7PB | 125 | 251 | 525.8 |  | 509.1 | 33.9 | 31.4 | 149.7 | 25.3 | 2022 | 213 | 9.5 | 132 | 2935.3833 | 41.4166 | 3221 | -122.428 | 47.2664 | 340 | 133 | 100 |  | 28 | Y | Non-Fossil Waste | N | Y | N | 9999 | N |  | Non-Fossil Waste | 8357 |  | 11537
55818_G_FICT | WA | 53053 | Atlantic Power Corp Dba Frederickson Power LP | Frederickson Power LP | 12623711 | 63640913 | 55818 | F1CT | 55818 | FICT | 10645 | 1 | 0.2 | 2.085 | 47.9145 | 43.7 | 42.2142 | 2.7159 | 20.3 | 2022 | 105 | 18 | 205 | 13755.4 | 54.1 | 221112 | -122.3657 | 47.0862 | 175 | 125 | 120 |  | 164 | N | Natural Gas | Y | N | N | 9999 | N | 55818_G_FIST;55818_G_FICT | Combined Cycle | 8736 | 4906.3901 | 7097
99_G_1 | WA | 53053 | Puget Sound Energy Frederickson | Frederickson | 12618611 | 63640013 |  |  | 99 | 1 | 10028 | 1 | 5.668 | 0 | 22.458 | 1.2235 | 1.2235 | 0.406 | 0.373 | 2022 | 32 | 18 | 800 | 7949.1 | 31.2 | 221112 | -122.3677 | 47.082 | 67 | 125 | 120 |  | 67 | N | Natural Gas, Distillate Fuel Oil | N | N | N | 9999 | N |  | Combustion Turbine | 3360 |  | 25000
99_G_2 | WA | 53053 | Puget Sound Energy Frederickson | Frederickson | 12618611 | 63640113 |  |  | 99 | 2 | 10028 | 2 | 4.5775 | 0 | 19.252 | 0.983 | 0.983 | 0.323 | 0.2955 | 2022 | 32 | 18 | 800 | 8016.5 | 31.5 | 221112 | -122.3677 | 47.082 | 67 | 125 | 120 |  | 67 | N | Natural Gas, Distillate Fuel Oil | N | N | N | 9999 | N |  | Combustion Turbine | 3360 |  | 25000
56406_B_BLR1 | WA | 53057 | SIERRA PACIFIC INDUSTRIES | Sierra Pacific Burlington Facility | 12626311 | 63843413 |  |  | 56406 | BLR1 | 8 | 1577 | 198.1 | 6 | 114.8 | 14.7 | 13.49 | 1.51 | 2.8 | 2022 | 100 | 8.2 | 408 | 2713 | 50.2 | 321113 | -122.434 | 48.4484 | 430 | 135 | 100 |  | 24.6 | Y | Biomass | N | Y | N | 9999 | N |  | Biomass | 8400 |  | 4552
607_G_1 | WA | 53057 | PSE FREDONIA | Fredonia | 8532811 | 942013 |  |  | 607 | 1 | 16 | 1607 | 3.1 | 0 | 278.9 | 5.6 | 5.6 | 1.6 | 1.7 | 2022 | 50 | 37 | 958 | 9583 | 8.9 | 221112 | -122.4351 | 48.4549 | 1120 | 125 | 120 |  | 93 | N | Natural Gas, Distillate Fuel Oil | N | N | N | 9999 | N |  | Combustion Turbine | 1444 |  | 12802
607_G_2 | WA | 53057 | PSE FREDONIA | Fredonia | 8532811 | 942313 |  |  | 607 | 2 | 16 | 1608 | 2.8 | 0 | 199.2 | 4.2 | 4.2 | 1.3 | 1.3 | 2022 | 50 | 37 | 958 | 10366 | 9.6 | 221112 | -122.4351 | 48.4549 | 1120 | 125 | 120 |  | 93 | N | Natural Gas, Distillate Fuel Oil | N | N | N | 9999 | N |  | Combustion Turbine | 1101 |  | 12802
607_G_3 | WA | 53057 | PSE FREDONIA | Fredonia | 8532811 | 942113 | 607 | CT3 | 607 | 3 | 16 | 1609 | 2.8 | 1.3 | 4.388 | 0.9 | 0.9 | 0.2379 | 1 | 2022 | 65 | 13 | 764 | 4818 | 36.3 | 221112 | -122.4351 | 48.4549 | 516 | 125 | 120 |  | 47 | N | Natural Gas, Distillate Fuel Oil | Y | N | N | 9999 | N |  | Combustion Turbine | 748 | 746.1498 | 12802
607_G_4 | WA | 53057 | PSE FREDONIA | Fredonia | 8532811 | 942213 | 607 | CT4 | 607 | 4 | 16 | 1610 | 1.4 | 0.6 | 1.8307 | 0.5 | 0.5 | 0.1298 | 0.8 | 2022 | 65 | 13 | 764 | 5865 | 44.2 | 221112 | -122.4351 | 48.4549 | 516 | 125 | 120 |  | 47 | N | Natural Gas, Distillate Fuel Oil | Y | N | N | 9999 | N |  | Combustion Turbine | 407 | 406.02 | 12802
57969_G_GEN1 | WA | 53061 | Hampton Lumber Mills-Washington Inc | Darrington | 12619311 | 63643613 |  |  | 57969 | GEN1 | 12378 | 1 | 42.406 |  | 62.421 | 8.8835 | 7.8619 | 11.104 | 9.926 | 2022 | 100 | 5.7 | 315 | 331.7 | 13 | 321113 | -121.5974 | 48.2636 | 0.01 | 135 | 100 |  | 4.5 | Y | Biomass | N | Y | N | 9999 | N |  | Biomass | 8736 |  | 4874
50886_B_1-1A | WA | 53063 | Waste To Energy | Spokane Waste to Energy | 6647111 | 17153713 |  |  | 50886 | 1-1A | 100 | 565 | 10 | 6.3 | 159.4 | 3.7 | 2.9 | 3.7 | 1.4 | 2022 | 170.6 | 6 | 260 | 1973 | 69.8 | 562213 | -117.5048 | 47.6264 | 183 | 103 | 270 |  | 11.4 | N | MSW | N | Y | N | 9999 | N |  | Municipal Solid Waste | 7730 |  | 21475
50886_B_1-1B | WA | 53063 | Waste To Energy | Spokane Waste to Energy | 6647111 | 17153813 |  |  | 50886 | 1-1B | 100 | 566 | 12.3 | 10.9 | 158.2 | 5 | 4 | 5.7 | 1.4 | 2022 | 170.6 | 6 | 257 | 1957 | 69.2 | 562213 | -117.5048 | 47.6264 | 183 | 103 | 270 |  | 11.4 | N | MSW | N | Y | N | 9999 | N |  | Municipal Solid Waste | 7544 |  | 21475
550_B_1 | WA | 53065 | Avista | Kettle Falls Generating Station | 6210511 | 15570613 |  |  | 550 | 1 | 53 | 730 | 1194.83 |  | 405.35 | 6.84 | 1.54 | 0 | 25.16 | 2022 | 180 | 10 | 390 | 4733 | 60.3 | 221118 | -118.11 | 48.6203 | 415 | 125 | 690 |  | 50 | N | Biomass | N | N | N | 9999 | N |  | Biomass | 7412 |  | 14662
550_G_2 | WA | 53065 | Avista | Kettle Falls Generating Station | 6210511 | 15570713 |  |  | 550 | 2 | 53 | 731 | 0.07 |  | 1.65 | 0.06 | 0.03 | 0.01 | 0.22 | 2022 | 50 | 4 | 343 | 1280 | 101.9 | 221118 | -118.112 | 48.6203 | 87 | 125 | 120 |  | 6.2 | N | Natural Gas | N | N | N | 9999 | N |  | Combustion Turbine | 614 |  | 11878
50120_G_0001 | WA | 53065 | Vaagen Brothers Lumber Inc |  | 6164811 | 15571413 |  |  |  |  | 52 | 560 | 37.3 |  | 83.1 | 1.4 | 1.3 | 4.7 | 3.2 | 2022 | 50 | 4.8 | 469 | 388 | 21.4 | 321912 | -117.915 | 48.5485 | 60 | 135 | 690 |  |  |  |  | N | N | N |  | N |  |  | 8112
54476_G_GEN2 | WA | 53073 | PSE SUMAS | Sumas Power Plant | 6212511 | 15565113 | 54476 | CT-1 | 54476 | GEN2 | 48 | 1750 | 1 | 14.4 | 31.8693 | 10.79 | 10.79 | 4.1555 | 4.22 | 2022 | 93 | 14.5 | 270 | 14900 | 90.2 | 221112 | -122.274 | 48.9903 | 125 | 125 | 140 |  | 40.8 | Y | Natural Gas | Y | N | N | 9999 | N | 54476_G_GEN1;54476_G_GEN2 | Combined Cycle | 4895 | 4117.2598 | 8150
54537_G_CT1A | WA | 53073 | PSE Ferndale Generating Station | Ferndale Generating Station | 6212611 | 15564813 | 54537 | CT-1A | 54537 | CT1A | 31 | 1677 | 4.29 | 4.07 | 51.6507 | 13.38 | 13.38 | 4.3137 | 6.2 | 2022 | 180 | 14 | 210 | 137.5166 | 0.8933 | 221112 | -122.6862 | 48.8287 | 924 | 125 | 140 |  | 86 | Y | Natural Gas, Distillate Fuel Oil | Y | N | N | 9999 | N | 54537_G_ST1;54537_G_CT1A | Combined Cycle | 94 | 4270.6704 | 7539
54537_G_CT1B | WA | 53073 | PSE Ferndale Generating Station | Ferndale Generating Station | 6212611 | 15564713 | 54537 | CT-1B | 54537 | CT1B | 31 | 1678 | 3.82 | 3.81 | 49.4067 | 13.01 | 13.01 | 4.2276 | 5.01 | 2022 | 180 | 14 | 210 | 137.5166 | 0.8933 | 221112 | -122.6862 | 48.8287 | 924 | 125 | 140 |  | 86 | Y | Natural Gas, Distillate Fuel Oil | Y | N | N | 9999 | N |  | Combined Cycle |  | 4150.9004 | 7539
6120_G_2 | WA | 53073 | PSE WHITEHORN | Whitehorn | 6212111 | 15566913 |  |  | 6120 | 2 | 47 | 1748 | 1.9 | 0 | 18.7 | 0.4 | 0.4 | 0.1 | 0.1 | 2022 | 32 | 18 | 900 | 8705.0001 | 34.2083 | 221112 | -122.752 | 48.8862 | 794 | 125 | 120 |  | 67 | N | Natural Gas, Distillate Fuel Oil | N | N | N | 9999 | N |  | Combustion Turbine |  |  | 25000
6120_G_3 | WA | 53073 | PSE WHITEHORN | Whitehorn | 6212111 | 15566813 |  |  | 6120 | 3 | 47 | 1749 | 1.1 | 0 | 6.2 | 0.2 | 0.2 | 0.1 | 0 | 2022 | 32 | 18 | 900 | 8584.0501 | 33.7333 | 221112 | -122.752 | 48.8862 | 794 | 125 | 120 |  | 67 | N | Natural Gas, Distillate Fuel Oil | N | N | N | 9999 | N |  | Combustion Turbine | 72 |  | 24565
7870_G_CTG1 | WA | 53073 | PSE ENCOGEN GENERATING STATION | Encogen | 6212411 | 15565213 | 7870 | CT1 | 7870 | CTG1 | 30 | 1673 | 1.7 | 3.2 | 16.0206 | 4.9 | 4.9 | 1.2855 | 0.21 | 2022 | 84 | 11 | 250 | 6600 | 69.4 | 221112 | -122.487 | 48.7451 | 440 | 125 | 140 |  | 34.5 | N | Natural Gas, Distillate Fuel Oil | Y | N | N | 9999 | N |  | Combined Cycle | 3123 | 3122.8301 | 9214
7870_G_CTG2 | WA | 53073 | PSE ENCOGEN GENERATING STATION | Encogen | 6212411 | 15565413 | 7870 | CT2 | 7870 | CTG2 | 30 | 1674 | 1.6 | 1.42 | 16.4856 | 3.77 | 3.77 | 1.2737 | 0.21 | 2022 | 84 | 11 | 250 | 6600 | 69.4 | 221112 | -122.487 | 48.7454 | 440 | 125 | 140 |  | 34.5 | N | Natural Gas, Distillate Fuel Oil | Y | N | N | 9999 | N |  | Combined Cycle | 3179 | 3178.7803 | 9214
7870_G_CTG3 | WA | 53073 | PSE ENCOGEN GENERATING STATION | Encogen | 6212411 | 15565313 | 7870 | CT3 | 7870 | CTG3 | 30 | 1675 | 1.44 | 1.31 | 17.7555 | 1.31 | 1.31 | 1.3689 | 0.22 | 2022 | 84 | 11 | 250 | 6600 | 69.4 | 221112 | -122.486 | 48.7457 | 440 | 125 | 140 |  | 34.5 | N | Natural Gas, Distillate Fuel Oil | Y | N | N | 9999 | N |  | Combined Cycle | 3158 | 3158.0098 | 9214
3954_B_1 | WV | 54023 | Dominion Resources, Inc. - MOUNT STORM POWER STATION | Mt Storm | 6257011 | 71961613 | 3954 | 1 | 3954 | 1 | 0003 | 001 | 151.3401 | 0.29778 | 573.4464 | 229.3054 | 205.3884 | 805.5964 | 17.7702 | 2022 | 743 | 29 | 115 | 63266.6679 | 95.8 | 221112 | -79.265 | 39.2004 | 5920 | 125 | 100 |  | 554 | N | Bituminous | Y | N | N | 9999 | N |  | Coal Steam | 3454 | 3722.6301 | 10094
3954_B_2 | WV | 54023 | Dominion Resources, Inc. - MOUNT STORM POWER STATION | Mt Storm | 6257011 | 71961713 | 3954 | 2 | 3954 | 2 | 0003 | 002 | 185.709 | 0.31137 | 594.7121 | 281.7514 | 252.3484 | 1054.2121 | 21.8388 | 2022 | 743 | 29 | 115 | 63266.6679 | 95.8 | 221112 | -79.265 | 39.2004 | 6200 | 125 | 100 |  | 555 | N | Bituminous | Y | N | N | 9999 | N |  | Coal Steam | 4125 | 4332.2202 | 10069
3954_B_3 | WV | 54023 | Dominion Resources, Inc. - MOUNT STORM POWER STATION | Mt Storm | 6257011 | 71961813 | 3954 | 3 | 3954 | 3 | 0003 | 003 | 82.5613 | 0.42212 | 573.2382 | 208.1775 | 193.3153 | 951.811 | 19.0237 | 2022 | 579 | 21 | 115 | 30833.3339 | 89 | 221112 | -79.265 | 39.2004 | 6000 | 125 | 100 |  | 520 | N | Bituminous | Y | N | N | 9999 | N |  | Coal Steam | 3378 | 3647.47 | 10433
3954_G_JF1 | WV | 54023 | Dominion Resources, Inc. - MOUNT STORM POWER STATION | Mt Storm | 6257011 | 71962013 |  |  | 3954 | JF1 | 0003 | 005 | 0.0016716 | 0 | 0.44576 | 0.0058253 | 0.0058253 | 0.15348 | 0.00020769 | 2022 | [5 empty] | 221112 | -79.265 | 39.2004 | 12 | 125 | 999 |  | 11 | N | Distillate Fuel Oil | N | N | N | 9999 | N |  | Combustion Turbine | 5 |  | 16079
3944_B_1 | WV | 54033 | MONONGAHELA POWER CO. - HARRISON | FirstEnergy Harrison Power Station | 6271711 | 71923213 | 3944 | 1 | 3944 | 1 | 0015 | 001 | 460.2611 | 1.416 | 1613.7429 | 647.6941 | 597.0941 | 6023.951 | 55.0734 | 2022 | 1001 | 26 | 150 | 29201.1037 | 55 | 221112 | -80.3325 | 39.3842 | 6320 | 125 | 100 |  | 652 | N | Bituminous | Y | N | N | 2040 | N |  | Coal Steam | 7641 | 7641.3394 | 10184
3944_B_2 | WV | 54033 | MONONGAHELA POWER CO. - HARRISON | FirstEnergy Harrison Power Station | 6271711 | 71923313 | 3944 | 2 | 3944 | 2 | 0015 | 002 | 299.011 | 0.919 | 1175.0714 | 378.1263 | 357.2263 | 2732.6789 | 35.7664 | 2022 | 1001 | 26 | 150 | 29201.1037 | 55 | 221112 | -80.3325 | 39.3842 | 6320 | 125 | 100 |  | 651 | N | Bituminous | Y | N | N | 2040 | N |  | Coal Steam | 5328 | 5327.6294 | 10116
3944_B_3 | WV | 54033 | MONONGAHELA POWER CO. - HARRISON | FirstEnergy Harrison Power Station | 6271711 | 71923413 | 3944 | 3 | 3944 | 3 | 0015 | 003 | 456.5874 | 1.403 | 1693.6784 | 803.8214 | 708.1214 | 6140.1794 | 54.6101 | 2022 | 1001 | 26 | 150 | 29201.1037 | 55 | 221112 | -80.3325 | 39.3842 | 6320 | 125 | 100 |  | 651 | N | Bituminous | Y | N | N | 2040 | N |  | Coal Steam | 7639 | 7639.4893 | 10120
10151_B_BLR1B | WV | 54049 | AMERICAN BITUMINOUS POWER-GRANT TOWN PLT | Grant Town Power Plant | 4864511 | 71941913 |  |  | 10151 | BLR1B | 0026 | 001 | 30.0265 | 24.4124 | 892.8 | 115.9671 | 102.4971 | 2039.2 | 16.2364 | 2022 | 327 | 13 | 325 | 542.4666 | 4 | 221112 | -80.1619 | 39.5592 | 866 | 125 | 100 |  | 40 | N | Waste Coal | N | N | N | 9999 | N | 10151_B_BLR1A;10151_B_BLR1B | Coal Steam | 8559 |  | 13650
3948_B_1 | WV | 54051 | KENTUCKY POWER COMPANY - MITCHELL PLANT | Mitchell (WV) | 6902311 | 71766013 | 3948 | 1 | 3948 | 1 | 0005 | 001 | 237.1 | 1.06 | 977.2696 | 52.3204 | 40.8101 | 1115.3016 | 28.1 | 2022 | 1000 | 33.75 | 128 | 43774.4008 | 48.9 | 221112 | -80.8175 | 39.8295 | 7020 | 125 | 100 |  | 770 | N | Bituminous | Y | N | N | 2040 | N |  | Coal Steam | 8760 | 4583.1802 | 10248
3948_B_2 | WV | 54051 | KENTUCKY POWER COMPANY - MITCHELL PLANT | Mitchell (WV) | 6902311 | 71766113 | 3948 | 2 | 3948 | 2 | 0005 | 002 | 148.6 | 0.79 | 682.2863 | 12.9901 | 10.26 | 605.6273 | 17.6 | 2022 | 1000 | 33.75 | 128 | 43774.4008 | 48.9 | 221112 | -80.8175 | 39.8295 | 7020 | 125 | 100 |  | 790 | N | Bituminous | Y | N | N | 2040 | N |  | Coal Steam | 8760 | 3280.7202 | 9996
50491_B_003 | WV | 54051 | Eagle Natrium, LLC |  | 4878711 | 71796413 | 50491 | 003 |  |  | 0002 | 003 | 9.16 |  | 303.0073 | 13.0271 | 13.0271 | 1.37 | 12.56 | 2022 | 272 | 9 | 340 | 5118.3334 | 80.5 | 32518 | -80.8544 | 39.7469 | 999 | 164 | 100 |  |  |  |  | Y | N | N |  | N |  |  | 7333 | 7450.75
6264_B_1 | WV | 54053 | APPALACHIAN POWER - MOUNTAINEER PLANT | Mountaineer | 6760811 | 71715813 | 6264 | 1 | 6264 | 1 | 0009 | 001 | 528.65 | 1.5653 | 2767.1833 | 99.03 | 76.96 | 2587.9073 | 63.2076 | 2022 | 1000 | 42.5 | 129 | 70366.5014 | 49.6 | 221112 | -81.935 | 38.9792 | 12000 | 125 | 100 |  | 1299 | N | Bituminous | Y | N | N | 2040 | N |  | Coal Steam | 8760 | 5605.8999 | 9925
3943_B_1 | WV | 54061 | MONONGAHELA POWER CO.- FORT MARTIN POWER | FirstEnergy Fort Martin Power Station | 6773611 | 71939313 | 3943 | 1 | 3943 | 1 | 0001 | 001 | 337.6624 |  | 3936.9885 | 459.2721 | 427.9705 | 1451.2069 | 40.4362 | 2022 | 550 | 24.75 | 126 | 27704.0338 | 57.6 | 221112 | -79.9275 | 39.7107 | 5760 | 125 | 100 |  | 552 | N | Bituminous | Y | N | N | 2036 | N |  | Coal Steam | 7949 | 7949.0293 | 10223
3943_B_2 | WV | 54061 | MONONGAHELA POWER CO.- FORT MARTIN POWER | FirstEnergy Fort Martin Power Station | 6773611 | 71939413 | 3943 | 2 | 3943 | 2 | 0001 | 002 | 213.0034 |  | 2738.7625 | 257.9031 | 246.9007 | 1390.5113 | 25.436 | 2022 | 550 | 24.75 | 126 | 27704.0338 | 57.6 | 221112 | -79.9275 | 39.7107 | 5620 | 125 | 100 | 128 | 546 | N | Bituminous | Y | N | N | 2036 | N |  | Coal Steam | 6194 | 6193.5605 | 10240
56671_B_UHA01 | WV | 54061 | LONGVIEW POWER | Longview Power Plant | 16320111 | 103875013 | 56671 | 001 | 56671 | UHA01 | 0134 | 001 | 692.925 |  | 1304.3594 | 68.5046 | 65.7336 | 1700.6436 | 16.5574 | 2022 | 554 | 25.75 | 125 | 25833.3338 | 49.9262 | 221112 | -79.9594 | 39.7081 | 6110 | 125 | 100 |  | 710 | N | Bituminous | Y | N | N | 9999 | N |  | Coal Steam | 384 | 7056.0503 | 8904
10743_B_CFB2 | WV | 54061 | MORGANTOWN ENERGY FACILITY |  | 6773811 | 71937813 |  |  |  |  | 0027 | 043 | 30.3345 | 0 | 73.7711 | 5.4014 | 5.4014 | 0.5148 | 3.8246 | 2022 | 338 | 8 | 335 | 3980 | 79 | 221112 | -79.9606 | 39.6397 | 951 | 125 | 100 |  |  |  |  | N | N | N |  | N | 10743_B_CFB2;10743_B_CFB1 |  | 1769
55349_G_1 | WV | 54073 | PLEASANTS ENERGY, LLC | Pleasants Energy LLC | 6776411 | 71803813 | 55349 | 1 | 55349 | 1 | 0022 | 001 | 2.09 |  | 71.2955 | 31.7968 | 31.1602 | 1.3861 | 4.6266 | 2022 | 115 | 18 | 1030 | 43849.9842 | 172.3 | 221112 | -81.3639 | 39.3325 | 2010 | 125 | 120 |  | 171.6 | N | Natural Gas, Distillate Fuel Oil | Y | N | N | 9999 | N |  | Combustion Turbine | 49 | 2835.9072 | 10745
55349_G_2 | WV | 54073 | PLEASANTS ENERGY, LLC | Pleasants Energy LLC | 6776411 | 71803913 | 55349 | 2 | 55349 | 2 | 0022 | 002 | 0.06 |  | 74.9496 | 0.51602 | 0.19201 | 1.5282 | 0.016606 | 2022 | 115 | 18 | 1030 | 43849.9842 | 172.3 | 221112 | -81.3639 | 39.3325 | 2180 | 125 | 120 |  | 167.9 | N | Natural Gas, Distillate Fuel Oil | Y | N | N | 9999 | N |  | Combustion Turbine | 46 | 3099.6868 | 10745
6004_B_2 | WV | 54073 | Pleasants Power Station |  | 4782811 | 71785613 | 6004 | 2 |  |  | 0005 | 002 | 417.2083 | 0.63 | 3214.833 | 1014.7213 | 845.8315 | 6646.3028 | 49.6363 | 2022 | 640 | 29 | 150 | 30000.0006 | 45.4 | 221112 | -81.2944 | 39.3668 | 6240 | 125 | 100 |  |  |  |  | Y | N | N |  | N |  |  | 7022 | 7135.9292
6004_B_1 | WV | 54073 | Pleasants Power Station |  | 4782811 | 71785513 | 6004 | 1 |  |  | 0005 | 001 | 441.329 | 0.69 | 3324.8651 | 1074.2393 | 894.7656 | 6096.6511 | 52.4739 | 2022 | 640 | 29 | 150 | 30000.0006 | 45.4 | 221112 | -81.2944 | 39.3668 | 6240 | 125 | 100 |  |  |  |  | Y | N | N |  | N |  |  | 8760 | 7616.2397
3935_B_1 | WV | 54079 | APPALACHIAN POWER COMPANY - JOHN E AMOS PLANT | John E Amos | 6789111 | 71712813 | 3935 | 1 | 3935 | 1 | 0006 | 001 | 267.1 | 0.8 | 1199.3363 | 41.3001 | 32.14 | 1131.4363 | 32 | 2022 | 903 | 33.75 | 128 | 44750.0008 | 50 | 221112 | -81.8231 | 38.4728 | 7020 | 125 | 100 | 128&141&65 | 800 | N | Bituminous | Y | N | N | 2040 | N |  | Coal Steam | 8760 | 6309.1494 | 9891
3935_B_2 | WV | 54079 | APPALACHIAN POWER COMPANY - JOHN E AMOS PLANT | John E Amos | 6789111 | 71712913 | 3935 | 2 | 3935 | 2 | 0006 | 002 | 203.5 | 0.8 | 767.4551 | 30.6302 | 23.9001 | 910.6092 | 24.2 | 2022 | 903 | 33.75 | 128 | 44750.0008 | 50 | 221112 | -81.8231 | 38.4728 | 7020 | 125 | 100 | 128&141&65 | 800 | N | Bituminous | Y | N | N | 2040 | N |  | Coal Steam | 8760 | 4766.2798 | 9911
3935_B_3 | WV | 54079 | APPALACHIAN POWER COMPANY - JOHN E AMOS PLANT | John E Amos | 6789111 | 71713013 | 3935 | 3 | 3935 | 3 | 0006 | 003 | 305.1 | 1.39 | 1537.0961 | 86.3008 | 67.2602 | 1651.719 | 36.2 | 2022 | 903 | 42.5 | 128 | 71233.3347 | 50.2 | 221112 | -81.8231 | 38.4728 | 11900 | 125 | 100 |  | 1300 | N | Bituminous | Y | N | N | 2040 | N |  | Coal Steam | 8760 | 3681.7996 | 10019
55276_G_01 | WV | 54099 | Appalachian Power Company - CEREDO ELECTRIC GENERATING STATION | Ceredo Generating Station | 6341911 | 71750613 | 55276 | 01 | 55276 | 01 | 0081 | 01S | 15.867 |  | 16.1658 | 5.961 | 5.961 | 0.2643 | 1.048 | 2022 | 75 | 14.76 | 994 | 25096.6671 | 147 | 221112 | -82.5333 | 38.3672 | 1110 | 125 | 120 |  | 75 | N | Natural Gas | Y | N | N | 9999 | N |  | Combustion Turbine | 8760 | 1108.4902 | 12011
55276_G_02 | WV | 54099 | Appalachian Power Company - CEREDO ELECTRIC GENERATING STATION | Ceredo Generating Station | 6341911 | 71750713 | 55276 | 02 | 55276 | 02 |  |  | 15.199 |  | 15.848 | 5.801 | 5.801 | 0.2546 | 0.65289 |  | 75 | 14.76 | 994 | 25096.6671 | 147 | 221112 | -82.5333 | 38.3672 |  | 125 | 120 |  | 75 | N | Natural Gas | Y | N | N | 9999 | N |  | Combustion Turbine |  | 1078.9398 | 12011
55276_G_03 | WV | 54099 | Appalachian Power Company - CEREDO ELECTRIC GENERATING STATION | Ceredo Generating Station | 6341911 | 71750813 | 55276 | 03 | 55276 | 03 | 0081 | 03S | 13.546 |  | 14.3702 | 5.127 | 5.127 | 0.2344 | 0.91 | 2022 | 75 | 14.76 | 994 | 25096.6671 | 147 | 221112 | -82.5333 | 38.3672 | 1110 | 125 | 120 |  | 75 | N | Natural Gas | Y | N | N | 9999 | N |  | Combustion Turbine | 8760 | 953.07 | 12011
55276_G_04 | WV | 54099 | Appalachian Power Company - CEREDO ELECTRIC GENERATING STATION | Ceredo Generating Station | 6341911 | 71750913 | 55276 | 04 | 55276 | 04 | 0081 | 04S | 13.341 |  | 13.8794 | 5.075 | 5.075 | 0.2254 | 0.894 | 2022 | 75 | 14.76 | 994 | 25096.6671 | 147 | 221112 | -82.5333 | 38.3672 | 1110 | 125 | 120 |  | 75 | N | Natural Gas | Y | N | N | 9999 | N |  | Combustion Turbine | 8760 | 944.3701 | 12011
55276_G_05 | WV | 54099 | Appalachian Power Company - CEREDO ELECTRIC GENERATING STATION | Ceredo Generating Station | 6341911 | 71751013 | 55276 | 05 | 55276 | 05 | 0081 | 05S | 11.84 |  | 12.3033 | 4.458 | 4.458 | 0.2019 | 0.8 | 2022 | 75 | 14.76 | 994 | 25096.6671 | 147 | 221112 | -82.5333 | 38.3672 | 1110 | 125 | 120 |  | 75 | N | Natural Gas | Y | N | N | 9999 | N |  | Combustion Turbine | 8760 | 828.9399 | 12011
55276_G_06 | WV | 54099 | Appalachian Power Company - CEREDO ELECTRIC GENERATING STATION | Ceredo Generating Station | 6341911 | 71751113 | 55276 | 06 | 55276 | 06 | 0081 | 06S | 11.656 |  | 11.9376 | 4.362 | 4.362 | 0.2003 | 0.784 | 2022 | 75 | 14.76 | 994 | 25096.6671 | 147 | 221112 | -82.5333 | 38.3672 | 1110 | 125 | 120 |  | 75 | N | Natural Gas | Y | N | N | 9999 | N |  | Combustion Turbine | 8760 | 811.0397 | 12011
55284_G_BSG1 | WV | 54099 | BIG SANDY PEAKER PLANT | Big Sandy Peaker Plant | 6341811 | 71745213 | 55284 | GS01 | 55284 | BSG1 | 0080 | 001 | 3.223 | 0 | 24.0671 | 0.81316 | 0.81316 | 0.0513 | 0.039 | 2022 | 60 | 9.5 | 850 | 5854.4501 | 82.6 | 221112 | -82.5917 | 38.3439 | 300 | 125 | 120 |  | 50 | N | Natural Gas | Y | N | N | 9999 | N |  | Combustion Turbine | 1111 | 1110.79 | 11141
55284_G_BSG2 | WV | 54099 | BIG SANDY PEAKER PLANT | Big Sandy Peaker Plant | 6341811 | 71745413 | 55284 | GS03 | 55284 | BSG2 | 0080 | 003 | 2.169 | 0 | 22.2147 | 0.75037 | 0.75037 | 0.0479 | 0.036 | 2022 | 60 | 9.5 | 850 | 5854.4501 | 82.6 | 221112 | -82.5917 | 38.3439 | 300 | 125 | 120 | 213&65 | 50 | N | Natural Gas | Y | N | N | 9999 | N |  | Combustion Turbine | 998 | 998.1498 | 11141
55284_G_BSG3 | WV | 54099 | BIG SANDY PEAKER PLANT | Big Sandy Peaker Plant | 6341811 | 71745613 | 55284 | GS05 | 55284 | BSG3 | 0080 | 005 | 1.35 | 0 | 24.0826 | 0.8334 | 0.8334 | 0.0546 | 0.04 | 2022 | 60 | 9.5 | 850 | 5854.4501 | 82.6 | 221112 | -82.5917 | 38.3439 | 300 | 125 | 120 |  | 50 | N | Natural Gas | Y | N | N | 9999 | N |  | Combustion Turbine | 1078 | 1078.2001 | 11141
55284_G_BSG4 | WV | 54099 | BIG SANDY PEAKER PLANT | Big Sandy Peaker Plant | 6341811 | 71745813 | 55284 | GS07 | 55284 | BSG4 | 0080 | 007 | 1.017 | 0 | 20.334 | 0.67029 | 0.67029 | 0.0448 | 0.032 | 2022 | 60 | 9.5 | 850 | 5854.4501 | 82.6 | 221112 | -82.5917 | 38.3439 | 300 | 125 | 120 |  | 50 | N | Natural Gas | Y | N | N | 9999 | N |  | Combustion Turbine | 890 | 889.6602 | 11141
55284_G_BSG5 | WV | 54099 | BIG SANDY PEAKER PLANT | Big Sandy Peaker Plant | 6341811 | 71746013 | 55284 | GS09 | 55284 | BSG5 | 0080 | 009 | 2.129 | 0 | 21.366 | 0.70645 | 0.70645 | 0.0468 | 0.034 | 2022 | 60 | 9.5 | 850 | 5854.4501 | 82.6 | 221112 | -82.5917 | 38.3439 | 300 | 125 | 120 |  | 50 | N | Natural Gas | Y | N | N | 9999 | N |  | Combustion Turbine | 921 | 921.3401 | 11141
55284_G_BSG6 | WV | 54099 | BIG SANDY PEAKER PLANT | Big Sandy Peaker Plant | 6341811 | 71744913 | 55284 | GS11 | 55284 | BSG6 | 0080 | 011 | 1.528 | 0 | 28.9084 | 0.84669 | 0.84669 | 0.0533 | 0.041 | 2022 | 60 | 9.5 | 850 | 5854.4501 | 82.6 | 221112 | -82.5917 | 38.3439 | 300 | 125 | 120 | 213&65 | 50 | N | Natural Gas | Y | N | N | 9999 | N |  | Combustion Turbine | 1174 | 1174.3296 | 11141
55284_G_BSG6B | WV | 54099 | BIG SANDY PEAKER PLANT |  | 6341811 | 71745013 | 55284 | GS12 |  |  | 0080 | 012 | 0.386 | 0 | 29.6068 | 0.87817 | 0.87817 | 0.0556 | 0.043 | 2022 | 60 | 9.5 | 850 | 5854.4501 | 82.6 | 221112 | -82.5917 | 38.3439 | 300 | 125 | 120 | 213&65 |  |  |  | Y | N | N |  | N |  |  | 1168 | 1167.6354
55284_G_BSG5B | WV | 54099 | BIG SANDY PEAKER PLANT |  | 6341811 | 71746113 | 55284 | GS10 |  |  | 0080 | 010 | 0.339 | 0 | 24.3944 | 0.75237 | 0.75237 | 0.0487 | 0.036 | 2022 | 60 | 9.5 | 850 | 5854.4501 | 82.6 | 221112 | -82.5917 | 38.3439 | 300 | 125 | 120 | 213&65 |  |  |  | Y | N | N |  | N |  |  | 1030 | 1030.0839
55284_G_BSG3B | WV | 54099 | BIG SANDY PEAKER PLANT |  | 6341811 | 71745713 | 55284 | GS06 |  |  |  |  | 1.023 | 0 | 23.4956 | 0.77587 | 0.77587 | 0.0516 | 0.038 |  | 60 | 9.5 | 850 | 5854.4501 | 82.6 | 221112 | -82.5917 | 38.3439 |  | 125 | 120 |  |  |  |  | Y | N | N |  | N |  |  |  | 1096.9032
55284_G_BSG4B | WV | 54099 | BIG SANDY PEAKER PLANT |  | 6341811 | 71745913 | 55284 | GS08 |  |  | 0080 | 008 | 0.832 | 0 | 23.0232 | 0.78138 | 0.78138 | 0.0532 | 0.038 | 2022 | 60 | 9.5 | 850 | 5854.4501 | 82.6 | 221112 | -82.5917 | 38.3439 | 300 | 125 | 120 |  |  |  |  | Y | N | N |  | N |  |  | 1058 | 1057.4734
55284_G_BSG1B | WV | 54099 | BIG SANDY PEAKER PLANT |  | 6341811 | 71745313 | 55284 | GS02 |  |  | 0080 | 002 | 1.594 | 0 | 22.2093 | 0.80511 | 0.80511 | 0.0501 | 0.039 | 2022 | 60 | 9.5 | 850 | 5854.4501 | 82.6 | 221112 | -82.5917 | 38.3439 | 300 | 125 | 120 |  |  |  |  | Y | N | N |  | N |  |  | 1092 | 1091.4718
55284_G_BSG2B | WV | 54099 | BIG SANDY PEAKER PLANT |  | 6341811 | 71745513 | 55284 | GS04 |  |  | 0080 | 004 | 2.094 | 0 | 20.0807 | 0.64983 | 0.64983 | 0.0409 | 0.032 | 2022 | 60 | 9.5 | 850 | 5854.4501 | 82.6 | 221112 | -82.5917 | 38.3439 | 300 | 125 | 120 |  |  |  |  | Y | N | N |  | N |  |  | 952 | 951.8519
3982_B_1 | WI | 55003 | XCEL ENERGY BAY FRONT GENERATING STATION | Bay Front | 6228411 | 15552413 | 3982 | 1 | 3982 | 1 | 802033320 | B20 | 103.498 | 0.015152 | 136.9604 | 3.1019 | 2.5506 | 28.9728 |  | 2022 | 171 | 4.987 | 300 | -1 | 120.538 | 221112 | -90.9014 | 46.5873 | 275 | 125 | 100 |  | 20.5 | N | Biomass | Y | N | N | 9999 | N |  | Biomass |  | 7293.4395 | 17913
3982_B_2 | WI | 55003 | XCEL ENERGY BAY FRONT GENERATING STATION | Bay Front | 6228411 | 15552113 | 3982 | 2 | 3982 | 2 | 802033320 | B21 | 10.5744 | 0.009808 | 145.2002 | 4.3417 | 3.5911 | 33.9342 |  | 2022 | 171 | 4.987 | 300 | -1 | 120.538 | 221112 | -90.9014 | 46.5873 | 275 | 125 | 100 |  | 20.5 | N | Biomass | Y | N | N | 9999 | N |  | Biomass |  | 7311.5405 | 17913
4112_G_3 | WI | 55005 | CUMBERLAND MUNICIPAL UTILITY | Cumberland (WI) | 5291011 | 26001713 |  |  | 4112 | 3 | 603058610 | P35 | 0.0017357 |  | 0.026857 | 0.0018879 | 0.0018879 | 0.0017835 | 0.0021315 | 2022 | 27 | 0.787 | 500 | -1 | 45.407 | 221112 | -92.0216 | 45.5337 | 1 | 125 | 160 |  | 0.3 | N | Distillate Fuel Oil | N | N | N | 9999 | N |  | Combustion Turbine |  |  | 12418
4112_G_4 | WI | 55005 | CUMBERLAND MUNICIPAL UTILITY | Cumberland (WI) | 5291011 | 26001613 |  |  | 4112 | 4 | 603058610 | P34 | 0.0028329 |  | 0.043835 | 0.0030814 | 0.0030814 | 0.002911 | 0.003479 | 2022 | 27 | 0.689 | 500 | -1 | 45.407 | 221112 | -92.0216 | 45.5337 | 1 | 125 | 160 |  | 1.2 | N | Distillate Fuel Oil | N | N | N | 9999 | N |  | Combustion Turbine |  |  | 12042
4112_G_5 | WI | 55005 | CUMBERLAND MUNICIPAL UTILITY | Cumberland (WI) | 5291011 | 26001813 |  |  | 4112 | 5 | 603058610 | P33 | 0.0081039 |  | 0.1017 | 0.001821 | 0.001821 | 4.812e-05 | 0.002951 | 2022 | 43 | 1.509 | 600 | -1 | 40.026 | 221112 | -92.0216 | 45.5337 | 2 | 125 | 160 |  | 2.1 | N | Natural Gas, Distillate Fuel Oil | N | N | N | 9999 | N |  | Combustion Turbine |  |  | 11939
4112_G_6 | WI | 55005 | CUMBERLAND MUNICIPAL UTILITY | Cumberland (WI) | 5291011 | 26001913 |  |  | 4112 | 6 | 603058610 | P32 | 0.010906 |  | 0.13686 | 0.0024507 | 0.0024507 | 6.476e-05 | 0.0039715 | 2022 | 40 | 1.509 | 625 | -1 | 67.257 | 221112 | -92.0216 | 45.5337 | 7 | 125 | 160 |  | 6.7 | N | Distillate Fuel Oil | N | N | N | 9999 | N |  | Combustion Turbine |  |  | 11930
4112_G_7 | WI | 55005 | CUMBERLAND MUNICIPAL UTILITY | Cumberland (WI) | 5291011 | 26002013 |  |  | 4112 | 7 | 603058610 | P31 | 0.021101 |  | 0.32526 | 0.0039777 | 0.0039777 | 0.0001203 | 0.010957 | 2022 | 58 | 1.509 | 625 | -1 | 47.671 | 221112 | -92.0216 | 45.5337 | 6 | 125 | 160 |  | 6.2 | N | Natural Gas, Distillate Fuel Oil | N | N | N | 9999 | N |  | Combustion Turbine |  |  | 11977
4112_G_8 | WI | 55005 | CUMBERLAND MUNICIPAL UTILITY | Cumberland (WI) | 5291011 | 26002113 |  |  | 4112 | 8 | 603058610 | P30 | 0.082271 |  | 1.0324 | 0.018487 | 0.018487 | 7.4e-07 | 0.029958 | 2022 | 46.9 | 3.543 | 745 | -1 | 44.324 | 221112 | -92.0216 | 45.5337 | 3 | 125 | 160 |  | 3.5 | N | Natural Gas, Distillate Fuel Oil | N | N | N | 9999 | N |  | Combustion Turbine |  |  | 11994
4072_G_31 | WI | 55009 | WI PUBLIC SERVICE CORP - JP PULLIAM PLANT | Pulliam | 5295111 | 64944313 | 4072 | 32 | 4072 | 31 | 405031990 | P32 | 41.7 |  | 21.3143 | 4.7226 | 4.7226 | 0.4886 | 6.2106 | 2022 | 57 | 16.01 | 954 | -1 | 100 | 221112 | -88.0083 | 44.5397 | 1240 | 125 | 120 |  | 79 | N | Natural Gas, Distillate Fuel Oil | Y | N | N | 9999 | N |  | Combustion Turbine |  | 1774.5405 | 12567
55029_G_CT01 | WI | 55009 | WISCONSIN PUBLIC SERVICE CORP - DE PERE ENERGY CENTER | De Pere Energy Center | 7642611 | 11426713 | 55029 | B01 | 55029 | CT01 |  |  | 74.8912 |  | 78.694 | 6.0369 | 6.0369 | 0.5734 | 1.9182 |  | 65 | 19.98 | 1000 | -1 | 148.819 | 221121 | -88.0721 | 44.4486 |  | 125 | 100 |  | 164 | N | Natural Gas, Distillate Fuel Oil | Y | N | N | 9999 | N |  | Combustion Turbine |  | 1127.2897 | 12331
4271_B_B1 | WI | 55011 | DAIRYLAND POWER COOP ALMA SITE | John P Madgett | 4958511 | 30851313 | 4271 | B1 | 4271 | B1 | 606034110 | B25 | 396.7733 | 11.5775 | 878.9469 | 11.4863 | 0.030581 | 981.2962 | 46.2516 | 2022 | 700 | 17.487 | 315 | -1 | 83.694 | 221112 | -91.911 | 44.308 | 4060 | 125 | 100 |  | 390 | N | Subbituminous | Y | N | N | 9999 | N |  | Coal Steam |  | 8012.4302 | 11241
7863_G_1 | WI | 55017 | DAIRYLAND POWER ELK MOUND GEN FACILITY | Elk Mound | 6870911 | 13260813 | 7863 | 1 | 7863 | 1 | 617001440 | B01 | 1.0295 | 0.0005978 | 4.5181 | 1.8235 | 0.70112 | 0.0523 | 0.12535 | 2022 | 55 | 17.651 | 1031 | -1 | 55.774 | 221112 | -91.5678 | 44.9019 | 565 | 125 | 120 |  | 30.7 | N | Natural Gas, Distillate Fuel Oil | Y | N | N | 9999 | N |  | Combustion Turbine |  | 555.29 | 13841
7863_G_2 | WI | 55017 | DAIRYLAND POWER ELK MOUND GEN FACILITY | Elk Mound | 6870911 | 13260713 | 7863 | 2 | 7863 | 2 | 617001440 | B02 | 1.1631 |  | 4.1571 | 1.2048 | 0.64645 | 0.0495 | 0.12666 | 2022 | 55 | 17.651 | 1031 | -1 | 55.774 | 221112 | -91.5678 | 44.9019 | 551 | 125 | 120 |  | 33.9 | N | Natural Gas, Distillate Fuel Oil | Y | N | N | 9999 | N |  | Combustion Turbine |  | 522.8501 | 13866
4014_G_1 | WI | 55017 | XCEL ENERGY-WHEATON GENERATING STATION |  | 6870311 | 13263313 | 4014 | 1 |  |  | 609042720 | P30 | 16.492 |  | 51.8705 | 6.4415 | 0.18062 | 4.0698 | 0.36096 | 2022 | 32 | 13.419 | 1000 | -1 | 116.995 | 221112 | -91.5159 | 44.8857 | 867 | 125 | 120 |  |  |  |  | Y | N | N |  | N |  |  |  | 554.23
4014_G_3 | WI | 55017 | XCEL ENERGY-WHEATON GENERATING STATION |  | 6870311 | 13263013 | 4014 | 3 |  |  | 609042720 | P32 | 14.5974 |  | 50.982 | 5.4441 | 0.15106 | 3.1435 | 0.30888 | 2022 | 32 | 13.419 | 1000 | -1 | 116.995 | 221112 | -91.5159 | 44.8857 | 867 | 125 | 120 |  |  |  |  | Y | N | N |  | N |  |  |  | 562.6499
4014_G_2 | WI | 55017 | XCEL ENERGY-WHEATON GENERATING STATION |  | 6870311 | 13262913 | 4014 | 2 |  |  | 609042720 | P31 | 1.9414 |  | 53.0765 | 4.4989 | 0.11677 | 0.1031 | 0.39043 | 2022 | 32 | 13.419 | 1000 | -1 | 116.995 | 221112 | -91.5159 | 44.8857 | 867 | 125 | 120 |  |  |  |  | Y | N | N |  | N |  |  |  | 794.4705
4014_G_4 | WI | 55017 | XCEL ENERGY-WHEATON GENERATING STATION |  | 6870311 | 13263113 | 4014 | 4 |  |  | 609042720 | P33 | 3.56 |  | 37.7437 | 3.0691 | 0.16757 | 0.0692 | 0.32852 | 2022 | 32 | 13.419 | 1000 | -1 | 116.995 | 221112 | -91.5159 | 44.8857 | 867 | 125 | 120 |  |  |  |  | Y | N | N |  | N |  |  |  | 534.7699
4014_G_6 | WI | 55017 | XCEL ENERGY-WHEATON GENERATING STATION |  | 6870311 | 13263213 | 4014 | 6 |  |  | 609042720 | P35 | 0.18013 |  | 8.0234 | 0.14214 | 0.12423 | 3.3438 | 0.20107 | 2022 | 41 | 17.126 | 795 | -1 | 153.839 | 221112 | -91.5159 | 44.8857 | 910 | 125 | 120 |  |  |  |  | Y | N | N |  | N |  |  |  | 28.89
8023_B_1 | WI | 55021 | ALLIANT ENERGY - WPL - COLUMBIA ENERGY CENTER |  | 7673611 | 11387113 | 8023 | 1 |  |  | 111003090 | B21 | 265.6268 | 0.44564 | 1565.8266 | 50.0069 | 48.8227 | 741.1316 | 41.8067 | 2022 | 500 | 20.997 | 174 | -1 | 108.366 | 221112 | -89.4204 | 43.4861 | 5880 | 125 | 100 |  |  |  |  | Y | N | N |  | N |  |  |  | 8510.1211
8023_B_2 | WI | 55021 | ALLIANT ENERGY - WPL - COLUMBIA ENERGY CENTER |  | 7673611 | 11387613 | 8023 | 2 |  |  | 111003090 | B22 | 146.6716 | 26.2319 | 581.2806 | 79.0529 | 77.6757 | 599.8813 | 34.5904 | 2022 | 650 | 20.997 | 174 | -1 | 108.366 | 221112 | -89.4204 | 43.4861 | 5880 | 125 | 100 |  |  |  |  | Y | N | N |  | N |  |  |  | 7093.2593
3992_B_8 | WI | 55025 | MADISON GAS & ELECTRIC CO BLOUNT ST STN | Blount Street | 7465411 | 11334613 | 3992 | 8 | 3992 | 8 | 113004430 | B28 | 13.4242 | 0.5114 | 35.0673 | 1.2146 | 1.2146 | 0.1179 | 0.87896 | 2022 | 250 | 8.005 | 297 | -1 | 79.626 | 221112 | -89.3753 | 43.0791 | 544 | 125 | 100 |  | 48 | N | Natural Gas | Y | N | N | 9999 | N |  | O/G Steam |  | 1659.8597 | 14500
3992_B_9 | WI | 55025 | MADISON GAS & ELECTRIC CO BLOUNT ST STN | Blount Street | 7465411 | 11334313 | 3992 | 9 | 3992 | 9 | 113004430 | B29 | 1.545 | 0.058856 | 4.7159 | 0.13978 | 0.13978 | 0.0146 | 0.10116 | 2022 | 250 | 8.005 | 297 | -1 | 79.626 | 221112 | -89.3753 | 43.0791 | 544 | 125 | 100 |  | 48 | N | Natural Gas | Y | N | N | 9999 | N |  | O/G Steam |  | 255.62 | 14500
3991_G_1 | WI | 55025 | MADISON GAS & ELEC FITCHBURG GENERATING STAT | Fitchburg | 7467711 | 11325013 | 3991 | 1 | 3991 | 1 | 113016200 | P01 | 0.044985 |  | 0.502 | 0.0036208 | 0.0036208 | 0.0004 | 0.0011521 | 2022 | 47.5 | 8.661 | 900 | -1 | 74.606 | 221112 | -89.4605 | 43.015 | 366 | 125 | 120 |  | 16.1 | N | Natural Gas | Y | N | N | 9999 | N |  | Combustion Turbine |  | 3.92 | 9905
3991_G_2 | WI | 55025 | MADISON GAS & ELEC FITCHBURG GENERATING STAT | Fitchburg | 7467711 | 11325113 | 3991 | 2 | 3991 | 2 | 113016200 | P02 | 0.060368 |  | 0.6645 | 0.0048589 | 0.0048589 | 0.0005 | 0.001546 | 2022 | 47.5 | 8.661 | 900 | -1 | 74.606 | 221112 | -89.4605 | 43.015 | 366 | 125 | 120 |  | 16.2 | N | Natural Gas | Y | N | N | 9999 | N |  | Combustion Turbine |  | 5.19 | 9905
3993_G_1 | WI | 55025 | MADISON GAS & ELECTRIC CO SYCAMORE STATION | Sycamore (WI) | 7468211 | 11324013 |  |  | 3993 | 1 | 113017850 | P30 | 0.087043 |  | 0.33968 | 0.0070059 | 0.0070059 | 0.00069846 | 0.0022292 | 2022 | 30 | 6.562 | 930 | -1 | 77.165 | 221112 | -89.3143 | 43.1136 | 24 | 125 | 100 |  | 12.4 | N | Natural Gas | N | N | N | 9999 | N |  | Combustion Turbine |  |  | 9905
3993_G_2 | WI | 55025 | MADISON GAS & ELECTRIC CO SYCAMORE STATION | Sycamore (WI) | 7468211 | 11323913 |  |  | 3993 | 2 | 113017850 | P31 | 0.098244 |  | 0.38339 | 0.0079075 | 0.0079075 | 0.00078835 | 0.002516 | 2022 | 30 | 6.562 | 930 | -1 | 103.707 | 221112 | -89.3143 | 43.1136 | 24 | 125 | 100 |  | 17.5 | N | Natural Gas | N | N | N | 9999 | N |  | Combustion Turbine |  |  | 9905
55391_G_01 | WI | 55025 | ROCKGEN ENERGY CENTER | RockGen Energy Center | 7454711 | 12393913 | 55391 | CT-1 | 55391 | 01 | 113308030 | P01 | 1.1008 |  | 34.6284 | 1.8657 | 1.862 | 0.5141 | 9.2764 | 2022 | 75 | 17.979 | 1131 | -1 | 171.785 | 221112 | -89.0498 | 42.9755 | 1950 | 125 | 120 |  | 163 | N | Natural Gas, Distillate Fuel Oil | Y | N | N | 9999 | N |  | Combustion Turbine |  | 1165.8798 | 11096
55391_G_02 | WI | 55025 | ROCKGEN ENERGY CENTER | RockGen Energy Center | 7454711 | 12394013 | 55391 | CT-2 | 55391 | 02 | 113308030 | P02 | 1.7054 |  | 43.1523 | 9.1235 | 9.119 | 0.7952 | 14.302 | 2022 | 75 | 17.979 | 1131 | -1 | 171.785 | 221112 | -89.0498 | 42.9755 | 1950 | 125 | 120 |  | 163 | N | Natural Gas, Distillate Fuel Oil | Y | N | N | 9999 | N |  | Combustion Turbine |  | 1838.1707 | 11096
55391_G_03 | WI | 55025 | ROCKGEN ENERGY CENTER | RockGen Energy Center | 7454711 | 12394113 | 55391 | CT-3 | 55391 | 03 | 113308030 | P03 | 1.9018 |  | 44.9388 | 2.549 | 2.5361 | 0.7796 | 13.8142 | 2022 | 75 | 17.979 | 1131 | -1 | 171.785 | 221112 | -89.0498 | 42.9755 | 1950 | 125 | 120 |  | 163 | N | Natural Gas, Distillate Fuel Oil | Y | N | N | 9999 | N |  | Combustion Turbine |  | 1752.8011 | 11096
7991_G_CT2 | WI | 55025 | MG&E WEST CAMPUS COGENERATION FTY | West Campus Cogeneration Facility | 9018111 | 54743013 | 7991 | U2 | 7991 | CT2 | 113151500 | P02 | 9.56 | 9.3477 | 9.505 | 1.0506 | 1.0506 | 0.7417 | 2.0501 | 2022 | 175 | 9.908 | 239 | -1 | 75.394 | 221112 | -89.424 | 43.075 | 733 | 125 | 140 |  | 32 | Y | Natural Gas, Distillate Fuel Oil | Y | N | N | 9999 | N |  | Combined Cycle |  | 4798.0015 | 8961
7991_G_STG1 | WI | 55025 | MG&E WEST CAMPUS COGENERATION FTY | West Campus Cogeneration Facility | 9018111 | 54742913 | 7991 | U1 | 7991 | STG1 |  |  | 5.19 | 9.3697 | 9.7556 | 1.0528 | 1.0528 | 0.9287 | 0.82001 |  | 175 | 9.908 | 239 | -1 | 75.394 | 221112 | -89.424 | 43.075 |  | 125 | 140 |  | 67.8 | Y | Natural Gas, Distillate Fuel Oil | Y | N | N | 9999 | N | 7991_G_1;7991_G_STG1 | Combined Cycle |  | 4844.9302 | 8961
9674_G_GT1 | WI | 55025 | MADISON GAS & ELECTRIC CO NINE SPRINGS STAT | Nine Springs | 7467611 | 11325213 |  |  | 9674 | GT1 | 113016090 | P01 | 0.020803 |  | 0.081184 | 0.0016744 | 0.0016744 | 0.00016694 | 0.00053277 | 2022 | 21 | 6.89 | 900 | -1 | 60.794 | 221112 | -89.3586 | 43.0386 | 15 | 125 | 160 |  | 13.1 | N | Natural Gas | N | N | N | 9999 | N |  | Combustion Turbine |  |  | 9905
7203_G_CT1 | WI | 55039 | WPL - SOUTH FOND DU LAC COMBUSTION TURBINE SITE | South Fond Du Lac | 6746711 | 13171813 | 7203 | **CT1 | 7203 | CT1 | 420101660 | B01 | 1.4063 |  | 0.8907 | 0.092496 | 0.092409 | 0.0086 | 0.023642 | 2022 | 60 | 15.486 | 978 | -1 | 165.453 | 221112 | -88.4968 | 43.7353 | 1340 | 125 | 120 |  | 81 | N | Natural Gas, Distillate Fuel Oil | Y | N | N | 9999 | N |  | Combustion Turbine |  | 32.03 | 13955
7203_G_CT2 | WI | 55039 | WPL - SOUTH FOND DU LAC COMBUSTION TURBINE SITE | South Fond Du Lac | 6746711 | 13172113 | 7203 | **CT2 | 7203 | CT2 | 420101660 | B02 | 18.5106 |  | 18.0064 | 1.4041 | 1.3997 | 0.7148 | 0.28887 | 2022 | 60 | 15.486 | 978 | -1 | 165.453 | 221112 | -88.4968 | 43.7353 | 1350 | 125 | 120 |  | 82.8 | N | Natural Gas, Distillate Fuel Oil | Y | N | N | 9999 | N |  | Combustion Turbine |  | 449.58 | 13959
7203_G_CT3 | WI | 55039 | WPL - SOUTH FOND DU LAC COMBUSTION TURBINE SITE | South Fond Du Lac | 6746711 | 13172013 | 7203 | **CT3 | 7203 | CT3 | 420101660 | B03 | 18.765 |  | 14.3015 | 1.4236 | 1.4191 | 0.7184 | 0.29084 | 2022 | 60 | 15.486 | 978 | -1 | 165.453 | 221112 | -88.4968 | 43.7353 | 1350 | 125 | 120 |  | 82.3 | N | Natural Gas, Distillate Fuel Oil | Y | N | N | 9999 | N |  | Combustion Turbine |  | 458.8 | 13964
7203_G_CT4 | WI | 55039 | WPL - SOUTH FOND DU LAC COMBUSTION TURBINE SITE | South Fond Du Lac | 6746711 | 13171913 | 7203 | **CT4 | 7203 | CT4 | 420101660 | B04 | 16.9911 |  | 14.3106 | 1.3105 | 1.3061 | 0.6085 | 0.26779 | 2022 | 60 | 15.486 | 978 | -1 | 165.453 | 221112 | -88.4968 | 43.7353 | 1350 | 125 | 120 |  | 82.3 | N | Natural Gas, Distillate Fuel Oil | Y | N | N | 9999 | N |  | Combustion Turbine |  | 411.1901 | 13949
55011_G_CTG1 | WI | 55055 | WE ENERGIES - WHITEWATER GENERATING STATION | LSP-Whitewater LP | 7049311 | 14657813 | 55011 | 01 | 55011 | CTG1 | 128085210 | B01 | 188.2446 | 9.7449 | 65.663 | 6.8798 | 6.8798 | 2.37 | 8.188 | 2022 | 175 | 17.979 | 227 | -1 | 66.076 | 221112 | -88.7299 | 42.8551 | 2240 | 125 | 120 |  | 162 | Y | Natural Gas, Distillate Fuel Oil | Y | N | N | 9999 | N | 55011_G_STG1;55011_G_CTG1 | Combined Cycle |  | 4579.5249 | 6761
7159_G_1 | WI | 55055 | WISCONSIN ELECTRIC POWER COMPANY D/B/A WE ENERGIES - CONCORD STATION | Concord | 6765911 | 13145213 | 7159 | **1 | 7159 | 1 | 128065080 | P01 | 28.356 |  | 27.5319 | 2.3012 | 2.2947 | 0.2006 | 0.72671 | 2022 | 60 | 12.894 | 948 | -1 | 19.226 | 221112 | -88.6878 | 43.1674 | 1340 | 125 | 120 |  | 91.3 | N | Natural Gas, Distillate Fuel Oil | Y | N | N | 9999 | N |  | Combustion Turbine |  | 755.8002 | 14358
7159_G_2 | WI | 55055 | WISCONSIN ELECTRIC POWER COMPANY D/B/A WE ENERGIES - CONCORD STATION | Concord | 6765911 | 13145013 | 7159 | **2 | 7159 | 2 | 128065080 | P02 | 24.4768 |  | 21.7135 | 2.0155 | 2 | 0.1762 | 0.6281 | 2022 | 60 | 12.894 | 948 | -1 | 19.226 | 221112 | -88.6878 | 43.1674 | 1250 | 125 | 120 |  | 90.8 | N | Natural Gas, Distillate Fuel Oil | Y | N | N | 9999 | N |  | Combustion Turbine |  | 662.4998 | 14359
7159_G_3 | WI | 55055 | WISCONSIN ELECTRIC POWER COMPANY D/B/A WE ENERGIES - CONCORD STATION | Concord | 6765911 | 13144913 | 7159 | **3 | 7159 | 3 | 128065080 | P03 | 27.7542 |  | 24.2771 | 2.2345 | 0.00042051 | 0.1984 | 0.7108 | 2022 | 60 | 12.894 | 948 | -1 | 19.226 | 221112 | -88.6878 | 43.1674 | 1260 | 125 | 120 |  | 90.1 | N | Natural Gas, Distillate Fuel Oil | Y | N | N | 9999 | N |  | Combustion Turbine |  | 769.9597 | 14358
7159_G_4 | WI | 55055 | WISCONSIN ELECTRIC POWER COMPANY D/B/A WE ENERGIES - CONCORD STATION | Concord | 6765911 | 13145113 | 7159 | **4 | 7159 | 4 | 128065080 | P04 | 28.7057 |  | 26.2909 | 2.3121 | 0.0010958 | 0.2036 | 0.73519 | 2022 | 60 | 11.877 | 948 | -1 | 22.638 | 221112 | -88.6878 | 43.1674 | 1250 | 125 | 120 |  | 92.2 | N | Natural Gas, Distillate Fuel Oil | Y | N | N | 9999 | N |  | Combustion Turbine |  | 773.4802 | 14358
7270_G_1 | WI | 55059 | WISCONSIN ELECTRIC POWER COMPANY D/B/A WE ENERGIES-PARIS GENERATING STATION | Paris (WI) | 7324011 | 11031813 | 7270 | **1 | 7270 | 1 | 230094810 | P01 | 31.5194 |  | 32.8242 | 2.632 | 2.5995 | 0.2285 | 0.80984 | 2022 | 60 | 15.486 | 973 | -1 | 132.579 | 221112 | -88.0131 | 42.6657 | 1260 | 125 | 120 |  | 91.4 | N | Natural Gas, Distillate Fuel Oil | Y | N | N | 9999 | N |  | Combustion Turbine |  | 855.7502 | 14302
7270_G_2 | WI | 55059 | WISCONSIN ELECTRIC POWER COMPANY D/B/A WE ENERGIES-PARIS GENERATING STATION | Paris (WI) | 7324011 | 11032113 | 7270 | **2 | 7270 | 2 | 230094810 | P02 | 34.8458 |  | 36.3702 | 2.9487 | 2.8995 | 0.2578 | 0.89639 | 2022 | 60 | 15.486 | 973 | -1 | 132.579 | 221112 | -88.0131 | 42.6657 | 1410 | 125 | 120 |  | 88.5 | N | Natural Gas, Distillate Fuel Oil | Y | N | N | 9999 | N |  | Combustion Turbine |  | 960.5203 | 14304
7270_G_3 | WI | 55059 | WISCONSIN ELECTRIC POWER COMPANY D/B/A WE ENERGIES-PARIS GENERATING STATION | Paris (WI) | 7324011 | 11032013 | 7270 | **3 | 7270 | 3 | 230094810 | P03 | 29.591 |  | 28.5131 | 2.3817 | 2.3817 | 0.2086 | 0.75782 | 2022 | 60 | 15.486 | 973 | -1 | 132.579 | 221112 | -88.0133 | 42.6669 | 1440 | 125 | 120 |  | 94.2 | N | Natural Gas, Distillate Fuel Oil | Y | N | N | 9999 | N |  | Combustion Turbine |  | 781.3799 | 14301
7270_G_4 | WI | 55059 | WISCONSIN ELECTRIC POWER COMPANY D/B/A WE ENERGIES-PARIS GENERATING STATION | Paris (WI) | 7324011 | 11031913 | 7270 | **4 | 7270 | 4 | 230094810 | P04 | 38.9225 |  | 38.3722 | 3.263 | 3.2185 | 0.2867 | 1.0004 | 2022 | 60 | 15.486 | 973 | -1 | 132.579 | 221112 | -88.0133 | 42.6669 | 1280 | 125 | 120 |  | 93.7 | N | Natural Gas, Distillate Fuel Oil | Y | N | N | 9999 | N |  | Combustion Turbine |  | 1068.6001 | 14302
4005_B_1 | WI | 55063 | XCEL ENERGY-FRENCH ISLAND GENERATING PLANT | French Island | 4958811 | 30848113 |  |  | 4005 | 1 | 632022820 | B20 | 17.7743 |  | 128.819 | 1.584 | 1.47 | 9.4908 | 28.319 | 2022 | 125 | 9.186 | 341 | -1 | 33.53 | 221112 | -91.2597 | 43.8291 | 246 | 103 | 270 |  | 8 | N | Biomass | N | N | N | 9999 | N |  | Biomass |  |  | 21545
4005_B_2 | WI | 55063 | XCEL ENERGY-FRENCH ISLAND GENERATING PLANT | French Island | 4958811 | 30848213 |  |  | 4005 | 2 | 632022820 | B21 | 29.4095 |  | 161.4889 | 0.87894 | 0.81566 | 30.8401 | 28.0096 | 2022 | 125 | 9.186 | 362 | -1 | 33.136 | 221112 | -91.2597 | 43.8291 | 250 | 103 | 270 |  | 8 | N | Biomass | N | N | N | 9999 | N |  | Biomass |  |  | 21545
4005_G_3 | WI | 55063 | XCEL ENERGY-FRENCH ISLAND GENERATING PLANT | French Island | 4958811 | 30848013 | 4005 | 3 | 4005 | 3 | 632022820 | P30 | 0.18417 |  | 4.5716 | 0.23405 | 0.15588 | 1.9048 | 0.065227 | 2022 | 47 | 16.995 | 912 | -1 | 16.076 | 221112 | -91.2597 | 43.8291 | 1090 | 103 | 120 |  | 61 | N | Distillate Fuel Oil | Y | N | N | 2030 | N |  | Combustion Turbine |  | 9.07 | 20422
4005_G_4 | WI | 55063 | XCEL ENERGY-FRENCH ISLAND GENERATING PLANT | French Island | 4958811 | 30848313 | 4005 | 4 | 4005 | 4 | 632022820 | P31 | 0.17803 |  | 4.4188 | 0.22625 | 0.15068 | 1.8413 | 0.063053 | 2022 | 47 | 16.995 | 912 | -1 | 16.076 | 221112 | -91.2597 | 43.8291 | 1090 | 103 | 120 |  | 58 | N | Distillate Fuel Oil | Y | N | N | 2030 | N |  | Combustion Turbine |  | 9.68 | 21386
4125_B_8 | WI | 55071 | MANITOWOC PUBLIC UTILITIES | Manitowoc | 7179611 | 64983613 | 4125 | 8 | 4125 | 8 | 436035930 | B28 | 6.28 | 0.00488 | 39.2539 | 9.45 | 6.45 | 4.0527 | 1.3167 | 2022 | 250 | 14.009 | 168 | -1 | 7.382 | 221112 | -87.6558 | 44.0818 | 270 | 125 | 100 |  | 44 | N | Biomass | Y | N | N | 9999 | N |  | Biomass |  | 4420.7197 | 13500
4125_B_9 | WI | 55071 | MANITOWOC PUBLIC UTILITIES | Manitowoc | 7179611 | 64983513 | 4125 | 9 | 4125 | 9 | 436035930 | B09 | 23.8 | 0.010105 | 98.3859 | 18.03 | 16.02 | 307.6164 | 2.5697 | 2022 | 250 | 12.008 | 340 | -1 | 21.424 | 221112 | -87.6558 | 44.0818 | 650 | 125 | 100 |  | 58 | Y | Bituminous, Subbituminous, Petroleum Coke | Y | N | N | 9999 | N |  | Coal Steam |  | 7093.4092 | 12066
7795_G_1 | WI | 55071 | MANITOWOC PUBLIC UTILITIES - CUSTER STREET | Custer Energy Center | 6574511 | 17942913 |  |  | 7795 | 1 | 436123380 | P01 | 0.58908 |  | 1.6012 | 0.040206 | 2.1e-07 | 0.11942 | 0.026492 | 2022 | 35.3 | 12.205 | 1000 | -1 | 78.281 | 221112 | -87.7261 | 44.0854 | 348 | 125 | 160 |  | 22 | N | Natural Gas, Distillate Fuel Oil | N | N | N | 9999 | N |  | Combustion Turbine |  |  | 16966
4078_B_3 | WI | 55073 | WISCONSIN PUBLIC SERVICE CORPORATION- WESTON PLANT | Weston | 7078511 | 14849613 | 4078 | 3 | 4078 | 3 | 737009020 | B03 | 144.7675 | 0.4712 | 386.8036 | 62.4383 | 62.4292 | 111.6619 | 16.3254 | 2022 | 496.2 | 16.01 | 348 | -1 | 115.223 | 221112 | -89.6502 | 44.8579 | 3420 | 125 | 100 |  | 339 | N | Subbituminous | Y | N | N | 9999 | N |  | Coal Steam |  | 5615.3794 | 9994
4078_B_4 | WI | 55073 | WISCONSIN PUBLIC SERVICE CORPORATION- WESTON PLANT | Weston | 7078511 | 65134613 | 4078 | 4 | 4078 | 4 | 737009020 | B04 | 771.0234 | 2.8346 | 765.3824 | 83.992 | 79.7212 | 564.7329 | 24.4123 | 2022 | 500 | 20.013 | 171 | -1 | 75 | 221112 | -89.6502 | 44.8579 | 5170 | 125 | 100 |  | 550 | N | Subbituminous | Y | N | N | 9999 | N |  | Coal Steam |  | 7648.1699 | 9679
58124_B_1 | WI | 55073 | WISCONSIN ELECTRIC POWER COMPANY (DBA WE ENERGIES) - ROTHSCHILD BIOMASS COGENE | Rothschild Biomass Cogen Facility | 16843311 | 109223413 | 58124 | 1 | 58124 | 1 |  |  | 21.5 | 4.0092 | 201.7095 | 5.2089 | 5.2054 | 2.2257 | 2.2016 |  | 265 | 10.007 | 300 | -1 | 63.484 | 221117 | -89.6296 | 44.8881 |  | 125 | 100 |  | 46 | Y | Biomass | Y | N | N | 9999 | N | 58124_G_1;58124_B_1 | Biomass |  | 8080.46 | 6884
4078_G_32 | WI | 55073 | WISCONSIN PUBLIC SERVICE CORPORATION- WESTON PLANT |  | 7078511 | 14849413 | 4078 | 32A |  |  | 737009020 | B12 | 2.3613 |  | 11.3862 | 0.19006 | 0.19006 | 0.0182 | 0.0605 | 2022 | 23 | 8.104 | 850 | -1 | 225.066 | 221112 | -89.6502 | 44.8579 | 434 | 125 | 160 |  |  |  |  | Y | N | N |  | N |  |  |  | 221.71
4078_G_32x | WI | 55073 | WISCONSIN PUBLIC SERVICE CORPORATION- WESTON PLANT |  | 7078511 | 14849313 | 4078 | 32B |  |  | 737009020 | B13 | 0.99215 |  | 4.6224 | 0.079855 | 0.079855 | 0.0074 | 0.02541 | 2022 | 23 | 8.104 | 850 | -1 | 225.066 | 221112 | -89.6502 | 44.8579 | 434 | 125 | 120 |  |  |  |  | Y | N | N |  | N |  |  |  | 96.18
4076_G_33 | WI | 55075 | WISCONSIN PUBLIC SERVICE CORP-WEST MARINETTE PLANT | West Marinette | 7096511 | 14823613 | 4076 | **33 | 4076 | 33 | 438089190 | B03 | 44.8201 |  | 68.7992 | 3.6075 | 3.6075 | 0.3261 | 1.1478 | 2022 | 55.5 | 13.615 | 990 | -1 | 210.007 | 221112 | -87.69 | 45.0858 | 1270 | 125 | 120 |  | 79.1 | N | Natural Gas, Distillate Fuel Oil | Y | N | N | 9999 | N |  | Combustion Turbine |  | 1405.1603 | 15549
7799_G_34 | WI | 55075 | MADISON GAS AND ELECTRIC COMPANY - WEST MARINETTE FACILITY | West Marinette 34 | 17969911 | 127471013 | 4076 | **34 | 7799 | 34 | 438022420 | M34 | 65.8304 |  | 40.5618 | 5.364 | 5.364 | 0.4535 | 1.7067 | 2022 | 56.5 | 12.205 | 961 | -1 | 100 | 221112 | -87.6883 | 45.0868 | 1230 | 125 | 120 |  | 68.7 | N | Natural Gas | Y | N | N | 9999 | N |  | Combustion Turbine |  | 1852.1406 | 12565
4076_G_32 | WI | 55075 | WISCONSIN PUBLIC SERVICE CORP-WEST MARINETTE PLANT |  | 7096511 | 14823713 |  |  |  |  | 438089190 | B02 | 13.7895 |  | 64.9 | 1.1099 | 1.1099 | 0.101 | 0.35315 | 2022 | 41.5 | 10.302 | 1090 | -1 | 62.992 | 221112 | -87.6898 | 45.0868 | 706 | 125 | 120 |  |  |  |  | N | N | N |  | N
4076_G_31 | WI | 55075 | WISCONSIN PUBLIC SERVICE CORP-WEST MARINETTE PLANT |  | 7096511 | 14823813 |  |  |  |  | 438089190 | B01 | 10.6932 |  | 47.1 | 0.86067 | 0.86067 | 0.078 | 0.27385 | 2022 | 30.5 | 8.99 | 1090 | -1 | 83.005 | 221112 | -87.6898 | 45.0868 | 706 | 125 | 120 |  |  |  |  | N | N | N |  | N
4042_B_1 | WI | 55079 | WISCONSIN ELECTRIC POWER COMPANY D/B/A WE ENERGIES-VALLEY STATION | Valley (WI) | 6330511 | 15438313 | 4042 | 1 | 4042 | 1 | 241007800 | B21 | 3.0709 | 3.2697 | 58.249 | 0.53133 | 0.43937 | 0.5505 | 5.0145 | 2022 | 400 | 10.991 | 280 | -1 | 59.154 | 221112 | -87.9198 | 43.0304 | 868 | 125 | 100 | 100 | 63 | Y | Natural Gas | Y | N | N | 9999 | N |  | O/G Steam |  | 4879.3599 | 9632
4042_B_2 | WI | 55079 | WISCONSIN ELECTRIC POWER COMPANY D/B/A WE ENERGIES-VALLEY STATION | Valley (WI) | 6330511 | 15438213 | 4042 | 2 | 4042 | 2 | 241007800 | B22 | 3.6292 | 3.8642 | 69.5586 | 0.62792 | 0.51924 | 0.5901 | 5.9327 | 2022 | 400 | 10.991 | 280 | -1 | 59.154 | 221112 | -87.9198 | 43.0304 | 868 | 125 | 100 |  | 63 | Y | Natural Gas | Y | N | N | 9999 | N |  | O/G Steam |  | 5636.9707 | 9632
4042_B_3 | WI | 55079 | WISCONSIN ELECTRIC POWER COMPANY D/B/A WE ENERGIES-VALLEY STATION | Valley (WI) | 6330511 | 15438113 | 4042 | 3 | 4042 | 3 | 241007800 | B23 | 7.7146 | 3.2824 | 70.4154 | 0.53338 | 0.44106 | 0.652 | 6.1285 | 2022 | 400 | 10.991 | 280 | -1 | 56.791 | 221112 | -87.9198 | 43.0304 | 868 | 125 | 100 |  | 70 | Y | Natural Gas | Y | N | N | 9999 | N |  | O/G Steam |  | 5159.0317 | 9632
4042_B_4 | WI | 55079 | WISCONSIN ELECTRIC POWER COMPANY D/B/A WE ENERGIES-VALLEY STATION | Valley (WI) | 6330511 | 15438013 | 4042 | 4 | 4042 | 4 | 241007800 | B24 | 8.1855 | 3.4827 | 75.8948 | 0.56593 | 0.46798 | 0.6515 | 6.4972 | 2022 | 400 | 10.991 | 280 | -1 | 56.791 | 221112 | -87.9198 | 43.0304 | 868 | 125 | 100 |  | 70 | Y | Natural Gas | Y | N | N | 9999 | N |  | O/G Steam |  | 5450.3701 | 9632
56068_B_18 | WI | 55079 | WE ENERGIES-OAK CREEK POWER PLANT | Elm Road Generating Station | 6330411 | 91417413 | 56068 | 1 | 56068 | 18 | 241007690 | B18 | 193.285 | 2.8994 | 1064.7962 | 46.072 | 32.635 | 196.2546 | 6.2598 | 2022 | 550 | 25 | 140 | -1 | 75 | 221112 | -87.8294 | 42.8457 | 6180 | 125 | 100 |  | 636 | N | Bituminous, Subbituminous | Y | N | N | 9999 | N |  | Coal Steam |  | 7096.8301 | 9552
56068_B_19 | WI | 55079 | WE ENERGIES-OAK CREEK POWER PLANT | Elm Road Generating Station | 6330411 | 91901113 | 56068 | 2 | 56068 | 19 | 241007690 | B19 | 52.58 | 0.74556 | 729.3634 | 36.9962 | 30.3197 | 177.1583 | 1.7304 | 2022 | 549.9 | 25 | 113 | -1 | 21.129 | 221112 | -87.8294 | 42.8457 | 6180 | 125 | 100 |  | 633 | N | Bituminous, Subbituminous | Y | N | N | 9999 | N |  | Coal Steam |  | 5224.7412 | 9475
4041_B_7 | WI | 55079 | WE ENERGIES-OAK CREEK POWER PLANT |  | 6330411 | 15438413 | 4041 | 7 |  |  | 241007690 | B27 | 361.8396 | 0.33748 | 390.7507 | 21.8671 | 16.287 | 84.2269 | 22.6078 | 2022 | 368 | 26.575 | 137 | -1 | 58.99 | 221112 | -87.8294 | 42.8457 | 2610 | 125 | 100 |  |  |  |  | Y | N | N |  | N |  |  |  | 6530.4702
4041_B_8 | WI | 55079 | WE ENERGIES-OAK CREEK POWER PLANT |  | 6330411 | 15438613 | 4041 | 8 |  |  | 241007690 | B28 | 312.0773 | 0.29472 | 331.0673 | 18.5911 | 13.841 | 73.5022 | 19.4013 | 2022 | 368 | 26.575 | 137 | -1 | 58.99 | 221112 | -87.8294 | 42.8457 | 2570 | 125 | 100 |  |  |  |  | Y | N | N |  | N |  |  |  | 5662.9502
4041_B_6 | WI | 55079 | WE ENERGIES-OAK CREEK POWER PLANT |  | 6330411 | 15438813 | 4041 | 6 |  |  | 241007690 | B26 | 137.2323 | 0.29858 | 397.4169 | 43.435 | 19.9187 | 7.9718 | 18.9242 | 2022 | 368 | 26.575 | 135 | -1 | 58.005 | 221112 | -87.8294 | 42.8457 | 2280 | 125 | 100 |  |  |  |  | Y | N | N |  | N |  |  |  | 5576.2095
4041_B_5 | WI | 55079 | WE ENERGIES-OAK CREEK POWER PLANT |  | 6330411 | 15438713 | 4041 | 5 |  |  | 241007690 | B25 | 78.5648 | 0.17934 | 196.79 | 24.3015 | 11.1475 | 3.7784 | 10.8164 | 2022 | 368 | 26.575 | 135 | -1 | 58.005 | 221112 | -87.8294 | 42.8457 | 2300 | 125 | 100 | 10 |  |  |  | Y | N | N |  | N |  |  |  | 3617.1201
55558_G_GEN1 | WI | 55087 | MCKINLEY PAPER WI CO | Combined Locks Energy Center | 6805511 | 13356413 | 55558 | B06 | 55558 | GEN1 | 445031290 | P90 | 4.27 | 4.907 | 16.8075 | 0.80728 | 0.66482 | 0.7178 | 3.3241 | 2022 | 114 | 9.974 | 302 | -1 | 122.966 | 322120 | -88.2995 | 44.2717 | 587 | 133 | 120 | 32 | 45.9 | Y | Natural Gas | Y | N | N | 9999 | N |  | Combined Cycle |  | 7126.1396 | 8375
55836_G_FT81 | WI | 55087 | WPPI ENERGY - KAUKAUNA TURBINES | Island Street Peaking Plant | 14992311 | 91453413 |  |  | 55836 | FT81 | 445032830 | P01 | 20.7117 | 0.73786 | 8.8962 | 0.86193 | 0.86193 | 0.012872 | 0.17938 | 2022 | 60 | 10.499 | 864 | -1 | 72.572 | 221112 | -88.2673 | 44.2762 | 650 | 125 | 160 |  | 52.4 | N | Natural Gas, Distillate Fuel Oil | N | N | N | 9999 | N |  | Combustion Turbine |  |  | 12332
56031_G_CTG1 | WI | 55087 | WISCONSIN PUBLIC SERVICE CORPORATION - FOX ENERGY CENTER | Fox Energy Center | 15038711 | 91926113 | 56031 | CTG-1 | 56031 | CTG1 | 445159110 | P01 | 2.5533 | 0.45719 | 64.9977 | 35.1798 | 35.1798 | 4.459 | 2.0864 | 2022 | 150 | 18.996 | 188 | -1 | 43.241 | 221112 | -88.2089 | 44.3208 | 2870 | 125 | 140 |  | 163.7 | N | Natural Gas, Distillate Fuel Oil | Y | N | N | 9999 | N |  | Combined Cycle |  | 7873.2197 | 7050
56031_G_CTG2 | WI | 55087 | WISCONSIN PUBLIC SERVICE CORPORATION - FOX ENERGY CENTER | Fox Energy Center | 15038711 | 91926013 | 56031 | CTG-2 | 56031 | CTG2 | 445159110 | P02 | 4.6081 | 10.0486 | 59.9728 | 28.8551 | 28.8551 | 4.3953 | 3.2484 | 2022 | 150 | 18.996 | 188 | -1 | 43.241 | 221112 | -88.2089 | 44.3208 | 2590 | 125 | 140 |  | 167.5 | N | Natural Gas, Distillate Fuel Oil | Y | N | N | 9999 | N |  | Combined Cycle |  | 7762.2397 | 7050
56031_G_STG | WI | 55087 | WISCONSIN PUBLIC SERVICE CORPORATION - FOX ENERGY CENTER | Fox Energy Center | 15038711 | 91926613 |  |  | 56031 | STG | 445159110 | P05 | 0.012751 | 0.0004855 | 0.015179 | 7.9e-05 | 7.9e-05 | 9.55e-05 | 0.00148 | 2022 | 100 | 3.97 | 270 | -1 | 21.194 | 221112 | -88.2089 | 44.3208 | 12.6 | 125 | 100 |  | 242.9 | N | Natural Gas, Distillate Fuel Oil | N | N | N | 9999 | N |  | Combined Cycle |  |  | 7050
4040_G_1CT1 | WI | 55089 | WE ENERGIES PORT WASHINGTON GENERATING STATION | Port Washington Generating Station | 6229211 | 64827313 | 4040 | 11 | 4040 | 1CT1 | 246004000 | P11 | 10.821 | 10.48 | 66.884 | 16.631 | 16.631 | 3.71 | 3.7558 | 2022 | 210 | 18.996 | 180 | -1 | 67.06 | 221112 | -87.8695 | 43.3841 | 2100 | 125 | 140 |  | 178.2 | N | Natural Gas | Y | N | N | 9999 | N |  | Combined Cycle |  | 6945.6675 | 7050
4040_G_1CT2 | WI | 55089 | WE ENERGIES PORT WASHINGTON GENERATING STATION | Port Washington Generating Station | 6229211 | 64827413 | 4040 | 12 | 4040 | 1CT2 | 246004000 | P12 | 6.8243 | 5.0258 | 61.3427 | 11.1827 | 11.1827 | 3.926 | 2.4864 | 2022 | 210 | 18.996 | 180 | -1 | 67.06 | 221112 | -87.8695 | 43.3841 | 2100 | 125 | 140 |  | 178.8 | N | Natural Gas | Y | N | N | 9999 | N |  | Combined Cycle |  | 7384.7109 | 7050
4040_G_2CT1 | WI | 55089 | WE ENERGIES PORT WASHINGTON GENERATING STATION | Port Washington Generating Station | 6229211 | 64827613 | 4040 | 21 | 4040 | 2CT1 | 246004000 | P21 | 11.2211 | 8.8521 | 67.0227 | 9.9216 | 9.9216 | 4.0882 | 3.817 | 2022 | 210 | 18.996 | 180 | -1 | 67.06 | 221112 | -87.8695 | 43.3841 | 2100 | 125 | 140 |  | 178.3 | N | Natural Gas | Y | N | N | 9999 | N |  | Combined Cycle |  | 7565.7393 | 7050
4040_G_2CT2 | WI | 55089 | WE ENERGIES PORT WASHINGTON GENERATING STATION | Port Washington Generating Station | 6229211 | 64827713 | 4040 | 22 | 4040 | 2CT2 | 246004000 | P22 | 16.6497 | 4.8718 | 70.4816 | 12.1372 | 12.1372 | 4.0618 | 5.8315 | 2022 | 210 | 18.996 | 180 | -1 | 67.06 | 221112 | -87.8695 | 43.3841 | 2100 | 125 | 140 |  | 179.2 | N | Natural Gas | Y | N | N | 9999 | N |  | Combined Cycle |  | 7471.2075 | 7050
4020_G_2 | WI | 55095 | NORTHWESTERN WISCONSIN ELECTRIC CO | Frederic Diesel | 6245411 | 15535813 |  |  | 4020 | 2 | 649013860 | P02 | 0.000655 |  | 0.0010775 | 1.917e-05 | 1.888e-05 | 1.69e-05 | 3.025e-05 | 2022 | 26.5 | 1.083 | 750 | -1 | 125.23 | 221121 | -92.4653 | 45.6548 | 1 | 125 | 160 |  | 0.7 | N | Distillate Fuel Oil | N | N | N | 9999 | N |  | Combustion Turbine |  |  | 12283
4020_G_3 | WI | 55095 | NORTHWESTERN WISCONSIN ELECTRIC CO | Frederic Diesel | 6245411 | 15536113 |  |  | 4020 | 3 | 649013860 | P03 | 0.01179 |  | 0.019395 | 0.00034515 | 0.00033975 | 0.0003042 | 0.0005445 | 2022 | 26.5 | 1.083 | 750 | -1 | 125.23 | 221121 | -92.4653 | 45.6548 | 1 | 125 | 160 |  | 0.7 | N | Distillate Fuel Oil | N | N | N | 9999 | N |  | Combustion Turbine |  |  | 12283
4020_G_4 | WI | 55095 | NORTHWESTERN WISCONSIN ELECTRIC CO | Frederic Diesel | 6245411 | 15535913 |  |  | 4020 | 4 | 649013860 | P04 | 0.018864 |  | 0.031032 | 0.00055224 | 0.0005436 | 0.00048672 | 0.0008712 | 2022 | 26.5 | 1.083 | 750 | -1 | 125.23 | 221121 | -92.4653 | 45.6548 | 1 | 125 | 160 |  | 0.6 | N | Distillate Fuel Oil | N | N | N | 9999 | N |  | Combustion Turbine |  |  | 12283
55641_G_CTG1 | WI | 55105 | WPL - RIVERSIDE ENERGY CENTER | Riverside Energy Center | 9018711 | 54948713 | 55641 | CT-01 | 55641 | CTG1 | 154099880 | P01 | 1.6767 | 2.3757 | 30.0045 | 11.4029 | 11.4029 | 2.9615 | 1.82 | 2022 | 165 | 18.996 | 200 | -1 | 66.404 | 221112 | -89.0358 | 42.5831 | 2360 | 125 | 140 |  | 151.5 | N | Natural Gas | Y | N | N | 9999 | N | 55641_G_CTG1;55641_G_STG1 | Combined Cycle |  | 6153.689 | 7231
55641_G_CTG2 | WI | 55105 | WPL - RIVERSIDE ENERGY CENTER | Riverside Energy Center | 9018711 | 54948813 | 55641 | CT-02 | 55641 | CTG2 | 154099880 | P02 | 1.8924 | 1.3199 | 29.834 | 14.5201 | 14.5201 | 2.7219 | 1.716 | 2022 | 165 | 18.996 | 200 | -1 | 66.404 | 221112 | -89.0358 | 42.5831 | 2360 | 125 | 140 |  | 149.7 | N | Natural Gas | Y | N | N | 9999 | N |  | Combined Cycle |  | 5634.8472 | 7231
56427_G_Unit3 | WI | 55105 | AMERESCO JANESVILLE LLC | Ameresco Janesville | 12691411 | 64763313 |  |  | 56427 | Unit3 | 154135300 | P01 | 9.8643 |  | 11.287 | 1.348 | 0.48732 | 0.88425 | 2.6488 | 2022 | 30.3 | 1.247 | 738 | -1 | 129.003 | 221117 | -89.0208 | 42.7063 | 1 | 125 | 160 |  | 1 | N | Landfill Gas | N | N | N | 9999 | N | 56427_G_Unit1;56427_G_Unit2;56427_G_Unit3 | Landfill Gas |  |  | 13500
64020_G_CTG3 | WI | 55105 | WPL - RIVERSIDE ENERGY CENTER | West Riverside Energy Center | 9018711 | 137299113 | 55641 | CT-03 | 64020 | CTG3 | 154099880 | P20 | 14.3313 | 9.8757 | 40.242 | 17.0082 | 17.0082 | 3.2706 |  | 2022 | 175.9 | 20.997 | 190 | -1 | 40.486 | 221112 | -89.0358 | 42.5831 | 2520 | 125 | 140 |  | 223.6 | N | Natural Gas | Y | N | N | 9999 | N | 64020_G_CTG3;55641_G_CTG3 | Combined Cycle |  | 5136.8105 | 7050
64020_G_CTG4 | WI | 55105 | WPL - RIVERSIDE ENERGY CENTER | West Riverside Energy Center | 9018711 | 137298813 | 55641 | CT-04 | 64020 | CTG4 | 154099880 | P21 | 8.4734 | 6.303 | 37.0075 | 4.7273 | 4.7273 | 3.1202 |  | 2022 | 175.9 | 20.997 | 190 | -1 | 40.486 | 221112 | -89.0358 | 42.5831 | 2570 | 125 | 140 |  | 222 | N | Natural Gas | Y | N | N | 9999 | N | 55641_G_CTG4;64020_G_CTG4 | Combined Cycle |  | 4924.0713 | 7050
56166_G_1 | WI | 55117 | WPL - SHEBOYGAN FALLS ENERGY FACILITY | Sheboygan Falls | 9012411 | 54825813 | 56166 | 1 | 56166 | 1 | 460067190 | P01 | 4.1439 |  | 35.2746 | 3.1144 | 3.1144 | 0.6785 | 1.0362 | 2022 | 75 | 19.98 | 1051 | -1 | 127.297 | 221112 | -87.88 | 43.753 | 1830 | 125 | 120 |  | 151.9 | N | Natural Gas | Y | N | N | 9999 | N |  | Combustion Turbine |  | 1433.6389 | 12412
56166_G_2 | WI | 55117 | WPL - SHEBOYGAN FALLS ENERGY FACILITY | Sheboygan Falls | 9012411 | 54825913 | 56166 | 2 | 56166 | 2 |  |  | 3.7076 |  | 37.2729 | 2.8537 | 2.8537 | 0.6667 | 0.9155 |  | 75 | 19.98 | 1051 | -1 | 127.297 | 221112 | -87.88 | 43.753 |  | 125 | 120 |  | 152.7 | N | Natural Gas | Y | N | N | 9999 | N |  | Combustion Turbine |  | 1421.1093 | 12410
4050_B_5 | WI | 55117 | ALLIANT ENERGY - WPL - EDGEWATER GENERATING STATION |  | 7692911 | 11354813 | 4050 | 5 |  |  | 460033090 | B25 | 907.96 | 24.5166 | 574.6374 | 147.2899 | 147.289 | 554.1762 | 36.8087 | 2022 | 549.9 | 18.012 | 165 | -1 | 99.147 | 221112 | -87.7077 | 43.7156 | 3900 | 125 | 100 |  |  |  |  | Y | N | N |  | N |  |  |  | 7541.2603
6253_G_1 | WI | 55131 | WISCONSIN ELECTRIC POWER COMPANY D/B/A WE ENERGIES-GERMANTOWN STATION | Germantown | 5235111 | 25374513 | 6253 | P30 | 6253 | 1 |  |  | 0.019978 |  | 7.2648 | 0.072648 | 0.048384 | 0.3048 | 0.0024821 |  | 45 | 11.778 | 779 | -1 | 36.942 | 221112 | -88.1498 | 43.1956 |  | 125 | 120 |  | 48.6 | N | Distillate Fuel Oil | Y | N | N | 9999 | N |  | Combustion Turbine |  | 37.25 | 17537
6253_G_2 | WI | 55131 | WISCONSIN ELECTRIC POWER COMPANY D/B/A WE ENERGIES-GERMANTOWN STATION | Germantown | 5235111 | 25373813 | 6253 | P32 | 6253 | 2 | 267006190 | P32 | 0.021587 |  | 7.8498 | 0.078498 | 0.05228 | 0.3297 | 0.002682 | 2022 | 45 | 11.778 | 779 | -1 | 36.942 | 221112 | -88.1498 | 43.1956 | 632 | 125 | 120 |  | 47.5 | N | Distillate Fuel Oil | Y | N | N | 9999 | N |  | Combustion Turbine |  | 40.25 | 17541
6253_G_3 | WI | 55131 | WISCONSIN ELECTRIC POWER COMPANY D/B/A WE ENERGIES-GERMANTOWN STATION | Germantown | 5235111 | 25374013 | 6253 | P34 | 6253 | 3 | 267006190 | P34 | 0.02373 |  | 8.6304 | 0.086292 | 0.057471 | 0.3624 | 0.0029483 | 2022 | 45 | 11.778 | 779 | -1 | 36.942 | 221112 | -88.1498 | 43.1956 | 632 | 125 | 120 |  | 45.4 | N | Distillate Fuel Oil | Y | N | N | 9999 | N |  | Combustion Turbine |  | 44.25 | 17599
6253_G_4 | WI | 55131 | WISCONSIN ELECTRIC POWER COMPANY D/B/A WE ENERGIES-GERMANTOWN STATION | Germantown | 5235111 | 25374213 | 6253 | P36 | 6253 | 4 | 267006190 | P36 | 0.019843 |  | 7.2162 | 0.072156 | 0.048056 | 0.3029 | 0.0024653 | 2022 | 45 | 11.778 | 779 | -1 | 36.942 | 221112 | -88.1498 | 43.1956 | 632 | 125 | 120 |  | 45.8 | N | Distillate Fuel Oil | Y | N | N | 9999 | N |  | Combustion Turbine |  | 37 | 17529
6253_G_5 | WI | 55131 | WISCONSIN ELECTRIC POWER COMPANY D/B/A WE ENERGIES-GERMANTOWN STATION | Germantown | 5235111 | 25374413 | 6253 | **5 | 6253 | 5 |  |  | 12.6677 |  | 4.5862 | 1.0208 | 1.0204 | 0.0953 | 0.32445 |  | 75 | 11.778 | 999 | -1 | 154.921 | 221112 | -88.1498 | 43.1956 |  | 125 | 120 |  | 76.3 | N | Natural Gas, Distillate Fuel Oil | Y | N | N | 9999 | N |  | Combustion Turbine |  | 405.5499 | 17461
6253_G_3x | WI | 55131 | WISCONSIN ELECTRIC POWER COMPANY D/B/A WE ENERGIES-GERMANTOWN STATION |  | 5235111 | 25374113 | 6253 | P35 |  |  | 267006190 | P35 | 0.022658 |  | 8.2402 | 0.082392 | 0.054873 | 0.3461 | 0.0028151 | 2022 | 45 | 11.778 | 779 | -1 | 36.942 | 221112 | -88.1498 | 43.1956 | 632 | 125 | 120 |  |  |  |  | Y | N | N |  | N |  |  |  | 42.25
6253_G_2x | WI | 55131 | WISCONSIN ELECTRIC POWER COMPANY D/B/A WE ENERGIES-GERMANTOWN STATION |  | 5235111 | 25374613 | 6253 | P33 |  |  |  |  | 0.020648 |  | 7.5084 | 0.075084 | 0.050006 | 0.3155 | 0.0025654 |  | 45 | 11.778 | 779 | -1 | 36.942 | 221112 | -88.1498 | 43.1956 |  | 125 | 120 |  |  |  |  | Y | N | N |  | N |  |  |  | 38.5
6253_G_1x | WI | 55131 | WISCONSIN ELECTRIC POWER COMPANY D/B/A WE ENERGIES-GERMANTOWN STATION |  | 5235111 | 25373913 | 6253 | P31 |  |  | 267006190 | P31 | 0.019845 |  | 7.216 | 0.072162 | 0.04806 | 0.3028 | 0.0024655 | 2022 | 45 | 11.778 | 779 | -1 | 36.942 | 221112 | -88.1498 | 43.1956 | 632 | 125 | 120 |  |  |  |  | Y | N | N |  | N |  |  |  | 37
6253_G_4x | WI | 55131 | WISCONSIN ELECTRIC POWER COMPANY D/B/A WE ENERGIES-GERMANTOWN STATION |  | 5235111 | 25374313 | 6253 | P37 |  |  | 267006190 | P37 | 0.017295 |  | 6.2898 | 0.062892 | 0.041886 | 0.264 | 0.0021488 | 2022 | 45 | 11.778 | 779 | -1 | 36.942 | 221112 | -88.1498 | 43.1956 | 632 | 125 | 120 |  |  |  |  | Y | N | N |  | N |  |  |  | 32.25
55135_G_CT01 | WI | 55139 | WPL - NEENAH GENERATING FACILITY | Alliant Energy Neenah | 7555511 | 12320413 | 55135 | CT01 | 55135 | CT01 | 471153870 | P01 | 6.2795 |  | 66.3531 | 7.1642 | 7.1642 | 0.8148 | 0.71767 | 2022 | 110 | 17.093 | 1200 | -1 | 167.028 | 221112 | -88.5055 | 44.1934 | 1750 | 125 | 120 |  | 148 | N | Natural Gas | Y | N | N | 9999 | N |  | Combustion Turbine |  | 1808.6288 | 10839
55135_G_CT02 | WI | 55139 | WPL - NEENAH GENERATING FACILITY | Alliant Energy Neenah | 7555511 | 12320513 | 55135 | CT02 | 55135 | CT02 | 471153870 | P02 | 5.1421 |  | 70.5947 | 12.2222 | 12.2222 | 0.8664 | 0.74371 | 2022 | 110 | 17.093 | 1200 | -1 | 167.028 | 221112 | -88.5055 | 44.1934 | 1750 | 125 | 120 |  | 149.6 | N | Natural Gas | Y | N | N | 9999 | N |  | Combustion Turbine |  | 1910.6279 | 10839
56480_G_M1 | WI | 55141 | MARSHFIELD UTILITIES COMBUSTION TURBINE GENERATOR | Marshfield Utilities Gas Plant | 17851611 | 125455813 | 56480 | 1A | 56480 | M1 | 772140050 | P1A | 10.7195 |  | 2.1869 | 0.84926 | 0.84926 | 0.0208 | 2.2535 | 2022 | 60 | 7.448 | 782 | -1 | 186.975 | 221112 | -90.1754 | 44.6611 | 325 | 125 | 120 |  | 53.3 | N | Natural Gas, Distillate Fuel Oil | Y | N | N | 9999 | N |  | Combustion Turbine |  | 229.5301 | 11858
56480_G_M1x | WI | 55141 | MARSHFIELD UTILITIES COMBUSTION TURBINE GENERATOR |  | 17851611 | 125455913 | 56480 | 1B |  |  | 772140050 | P1B | 6.2625 |  | 1.8919 | 0.84878 | 0.84878 | 0.0206 | 2.252 | 2022 | 60 | 7.448 | 782 | -1 | 186.975 | 221112 | -90.1754 | 44.6611 | 325 | 125 | 120 |  |  |  |  | Y | N | N |  | N |  |  |  | 226.39
7504_B_2 | WY | 56005 | Neil Simpson Complex | Neil Simpson II | 21690611 | 159844613 | 7504 | 001 | 7504 | 2 |  |  | 434.5317 | 0 | 618.7008 | 52.9476 | 42.3776 | 416.5371 | 4.0717 |  | 295 | 9.2 | 182 | 6587.7819 | 99.1 | 221112 | -105.3843 | 44.2853 |  | 125 | 100 |  | 80 | N | Subbituminous | Y | N | N | 9999 | N |  | Coal Steam |  | 8031.1597 | 12337
55479_B_3 | WY | 56005 | Neil Simpson Complex | Wygen 1 | 21690611 | 159844713 | 55479 | 001 | 55479 | 3 | 30139 | 173210 | 219.1332 | 0.15494 | 570.5815 | 131.7492 | 97.8292 | 388.5904 | 4.3404 | 2022 | 295 | 9.25 | 155 | 6048.0569 | 90 | 221112 | -105.3839 | 44.2858 |  | 125 | 100 |  | 85 | N | Subbituminous | Y | N | N | 9999 | N |  | Coal Steam | 8653 | 8653.0801 | 11824
56319_B_1 | WY | 56005 | Neil Simpson Complex | Wygen 2 | 21690611 | 159844813 | 56319 | 001 | 56319 | 1 | 30139 | 173211 | 407.2759 | 0.17821 | 280.1445 | 122.7385 | 98.0485 | 194.6191 | 5.991 | 2022 | 295 | 9.25 | 155 | 6048.0569 | 90 | 221112 | -105.3848 | 44.2845 |  | 125 | 100 |  | 90 | N | Subbituminous | Y | N | N | 2048 | N |  | Coal Steam | 8498 | 8497.5605 | 11967
56596_B_1 | WY | 56005 | Neil Simpson Complex | Wygen III | 21690611 | 159844913 | 56596 | 001 | 56596 | 1 | 30139 | 173212 | 296.2748 | 0.19712 | 211.5089 | 122.0544 | 101.0344 | 222.8943 | 2.564 | 2022 | 397 | 10.24 | 160 | 7467.9486 | 90.68 | 221112 | -105.3848 | 44.2845 |  | 125 | 100 |  | 100 | N | Subbituminous | Y | N | N | 9999 | N |  | Coal Steam | 8343 | 8342.6406 | 11509
56609_B_1 | WY | 56005 | Dry Fork Station | Dry Fork Station | 15659411 | 100091013 | 56609 | 01 | 56609 | 1 | 20818 | 9675 | 325 | 60.9729 | 612.205 | 6.0299 | 0.67393 | 844.6064 | 1.84 | 2022 | 500 | 19.49 | 170 | 25105.4338 | 84.15 | 221112 | -105.4596 | 44.3882 | 6070 | 125 | 100 |  | 390 | N | Subbituminous | Y | N | N | 9999 | N |  | Coal Steam | 7094 | 7064.2295 | 10552
6101_B_BW91 | WY | 56005 | Wyodak Plant | Wyodak | 8041911 | 72191013 | 6101 | BW91 | 6101 | BW91 | 00646 | 2946 | 392.27 | 0.48 | 2626.4645 | 257.87 | 219.29 | 1751.8518 | 40.43 | 2022 | 400 | 20 | 170 | 23247.7864 | 74 | 221112 | -105.3839 | 44.2879 | 5300 | 125 | 100 |  | 332 | N | Subbituminous | Y | N | N | 2039 | N |  | Coal Steam | 6882 | 6882.2705 | 12221
55477_G_GT2 | WY | 56005 | Neil Simpson Complex | Neil Simpson Gas Turbine #2 | 21690611 | 159845113 | 55477 | CT2 | 55477 | GT2 | 30139 | 173214 | 7.2471 | 0 | 6.8911 | 2.5198 | 2.5198 | 0.0791 | 2.7864 | 2022 | 60 | 9 | 840 | 9797.0565 | 154 | 221112 | -105.3848 | 44.2845 |  | 125 | 120 |  | 34 | N | Natural Gas | Y | N | N | 9999 | N |  | Combustion Turbine | 833 | 832.6199 | 12169
7504_G_GT1 | WY | 56005 | Neil Simpson Complex | Neil Simpson II | 21690611 | 159845013 | 7504 | CT1 | 7504 | GT1 | 30139 | 173213 | 7.6896 | 0 | 16.942 | 4.846 | 4.846 | 0.1548 | 5.3587 | 2022 | 60 | 9 | 840 | 9797.0565 | 154 | 221112 | -105.3848 | 44.2845 |  | 125 | 120 |  | 34 | N | Natural Gas | Y | N | N | 9999 | N |  | Combustion Turbine | 1602 | 1602.0895 | 11676
4158_B_BW41 | WY | 56009 | Dave Johnston | Dave Johnston | 6418211 | 72195213 | 4158 | BW41 | 4158 | BW41 | 00644 | 2830 | 1730.6 | 0.15 | 1154.2825 | 28.8 | 22.3 | 2510.8534 | 12.4 | 2022 | 500 | 11 | 293 | 8838.0835 | 93 | 221112 | -105.7757 | 42.8375 | 1670 | 125 | 100 |  | 93 | N | Subbituminous | Y | N | N | 2029 | N |  | Coal Steam | 8314 | 8296.8906 | 11001
4158_B_BW42 | WY | 56009 | Dave Johnston | Dave Johnston | 6418211 | 72195413 | 4158 | BW42 | 4158 | BW42 | 00644 | 2843 | 2672.3 | 0.16 | 1649.3867 | 26.2 | 18.4 | 3071.9846 | 15.2 | 2022 | 500 | 11 | 307 | 8933.1168 | 94 | 221112 | -105.7762 | 42.8378 | 1670 | 125 | 100 |  | 105 | N | Subbituminous | Y | N | N | 2029 | N |  | Coal Steam | 8378 | 8367.6191 | 10996
4158_B_BW44 | WY | 56009 | Dave Johnston | Dave Johnston | 6418211 | 72194813 | 4158 | BW44 | 4158 | BW44 | 00644 | 2845 | 936.74 | 0.34 | 946.9994 | 93 | 66.8 | 931.7113 | 22.83 | 2022 | 250 | 23 | 127 | 11633.3168 | 28 | 221112 | -105.7771 | 42.8385 | 6020 | 125 | 100 |  | 330 | N | Subbituminous | Y | N | N | 2039 | N |  | Coal Steam | 5833 | 5787.2402 | 11341
4158_B_BW43 | WY | 56009 | Dave Johnston |  | 6418211 | 72194713 | 4158 | BW43 |  |  | 00644 | 2844 | 626.8 | 0.3 | 1414.8099 | 58.5 | 42.4 | 771.0704 | 24.1 | 2022 | 500 | 15 | 341 | 19261.8837 | 109 | 221112 | -105.7765 | 42.8381 | 3350 | 125 | 100 |  |  |  |  | Y | N | N |  | N |  |  | 7973 | 7953.979
57703_G_01A | WY | 56021 | Cheyenne Prairie Generating Station | Cheyenne Prairie Generating Station | 17307411 | 120644813 | 57703 | CT01 | 57703 | 01A | 24912 | 11082 | 0.548 | 3.36 | 4.1507 | 6.3 | 6.3 | 0.3805 | 4.41 | 2022 | 75.1 | 8.01 | 214 | 5158.0459 | 102.36 | 221112 | -104.721 | 41.1234 | 406 | 125 | 140 |  | 37 | N | Natural Gas | Y | N | N | 9999 | N | 57703_G_01A;57703_G_01C | Combined Cycle | 4200 | 3933.8989 | 8002
57703_G_01B | WY | 56021 | Cheyenne Prairie Generating Station | Cheyenne Prairie Generating Station | 17307411 | 120644913 | 57703 | CT02 | 57703 | 01B | 24912 | 11083 | 0.868 | 5.9895 | 4.3005 | 3.993 | 3.993 | 0.3628 | 1.1979 | 2022 | 75.1 | 8.01 | 214 | 5158.0459 | 102.36 | 221112 | -104.721 | 41.1232 | 406 | 125 | 140 |  | 37 | N | Natural Gas | Y | N | N | 9999 | N |  | Combined Cycle | 3993 | 3737.5498 | 8002
57703_G_02A | WY | 56021 | Cheyenne Prairie Generating Station | Cheyenne Prairie Generating Station | 17307411 | 120645013 | 57703 | CT03 | 57703 | 02A | 24912 | 11084 | 0.267 | 0.2568 | 0.8958 | 0.428 | 0.428 | 0.0358 | 0.321 | 2022 | 75.1 | 10.01 | 842 | 9734.0283 | 123.69 | 221112 | -104.7213 | 41.1225 | 406 | 125 | 120 |  | 37 | N | Natural Gas | Y | N | N | 9999 | N |  | Combustion Turbine | 428 | 369.7001 | 10745
4162_B_3 | WY | 56023 | Naughton Plant | Naughton | 8419211 | 94466513 | 4162 | 3 | 4162 | 3 | 00647 | 2969 | 84.2 | 11.23 | 459.5683 | 26.7 | 26.7 | 2.0547 | 19.3 | 2022 | 475.7 | 26.51 | 120 | 36578.534 | 66.27 | 221112 | -110.5968 | 41.7576 | 4930 | 125 | 100 |  | 247 | N | Natural Gas | Y | N | N | 2029 | N |  | O/G Steam | 5250 | 5211.1304 | 10804
4162_B_2 | WY | 56023 | Naughton Plant |  | 8419211 | 94466813 | 4162 | 2 |  |  |  |  | 276.25 | 0.3 | 1177.3458 | 41.36 | 24.72 | 777.4065 | 17.01 |  | 475.7 | 18.01 | 122 | 15463.4336 | 60.7 | 221112 | -110.5968 | 41.7576 |  | 125 | 100 |  |  |  |  | Y | N | N |  | N |  |  |  | 6921.4106
4162_B_1 | WY | 56023 | Naughton Plant |  | 8419211 | 94469013 | 4162 | 1 |  |  | 00647 | 2967 | 438.7 | 0.23 | 1038.1296 | 43.01 | 28.52 | 645.0416 | 13.83 | 2022 | 475.7 | 16.01 | 122 | 11955.4835 | 59.38 | 221112 | -110.5968 | 41.7576 | 1620 | 125 | 100 |  |  |  |  | Y | N | N |  | N |  |  | 6800 | 6763.54
6204_B_1 | WY | 56031 | Laramie River Station | Laramie River Station | 4207711 | 72228413 | 6204 | 1 | 6204 | 1 | 00085 | 857 | 378.2602 | 14.45 | 735.5583 | 90.8367 | 25.9291 | 1563.5721 | 45.1843 | 2022 | 600 | 31.3 | 140 | 46166.8009 | 60 | 221112 | -104.8804 | 42.1081 | 7000 | 125 | 100 |  | 560 | N | Subbituminous | Y | N | N | 9999 | N |  | Coal Steam | 6610 | 6609.8496 | 10218
6204_B_2 | WY | 56031 | Laramie River Station | Laramie River Station | 4207711 | 72228013 | 6204 | 2 | 6204 | 2 | 00085 | 858 | 498.5819 | 36.45 | 2713.5251 | 70.1103 | 29.2107 | 2027.5886 | 59.7538 | 2022 | 600 | 31.3 | 140 | 46166.8009 | 60 | 221112 | -104.8803 | 42.1089 | 7000 | 125 | 100 |  | 570 | N | Subbituminous | Y | N | N | 9999 | N |  | Coal Steam | 6635 | 6634.8506 | 10164
6204_B_3 | WY | 56031 | Laramie River Station | Laramie River Station | 4207711 | 72228213 | 6204 | 3 | 6204 | 3 | 00085 | 846 | 630.5762 | 4.31 | 3621.5234 | 307.0627 | 119.4144 | 3261.5041 | 75.5526 | 2022 | 600 | 28.4 | 170 | 39718.6174 | 62.7 | 221112 | -104.8803 | 42.1097 | 7600 | 125 | 100 |  | 570 | N | Subbituminous | Y | N | N | 9999 | N |  | Coal Steam | 8515 | 8514.7305 | 10137
8066_B_BW71 | WY | 56037 | Jim Bridger Plant | Jim Bridger | 3962711 | 72209613 | 8066 | BW71 | 8066 | BW71 | 00645 | 2868 | 1069.47 | 0.61 | 2799.6019 | 131.24 | 88.08 | 2006.552 | 48.6288 | 2022 | 500 | 24 | 114 | 33929.2018 | 75 | 221112 | -108.7819 | 41.738 | 7880 | 125 | 100 |  | 531 | N | Subbituminous | Y | N | N | 2037 | N |  | Coal Steam | 8523 | 8506.8701 | 10373
8066_B_BW72 | WY | 56037 | Jim Bridger Plant | Jim Bridger | 3962711 | 72209213 | 8066 | BW72 | 8066 | BW72 | 00645 | 2869 | 718.3 | 0.44 | 2225.4528 | 88.1 | 53.1 | 1686.5993 | 39.0208 | 2022 | 500 | 24 | 114 | 33929.2018 | 75 | 221112 | -108.7819 | 41.738 | 7880 | 125 | 100 |  | 539 | N | Subbituminous | Y | N | N | 2037 | N |  | Coal Steam | 6816 | 6791.209 | 10396
8066_B_BW73 | WY | 56037 | Jim Bridger Plant | Jim Bridger | 3962711 | 72208013 | 8066 | BW73 | 8066 | BW73 | 00645 | 2870 | 1048.5 | 0.48 | 801.5839 | 160.2 | 97.2 | 2124.7882 | 46.0206 | 2022 | 500 | 24 | 114 | 33929.2018 | 75 | 221112 | -108.7819 | 41.738 | 7460 | 125 | 100 |  | 523 | N | Subbituminous | Y | N | N | 2037 | N |  | Coal Steam | 8449 | 8440.8105 | 10441
8066_B_BW74 | WY | 56037 | Jim Bridger Plant | Jim Bridger | 3962711 | 72208313 | 8066 | BW74 | 8066 | BW74 | 00645 | 2871 | 1386.4 | 0.9 | 720.4492 | 132.2 | 79.1 | 1801.0634 | 49.0177 | 2022 | 500 | 31 | 94 | 33964.5447 | 45 | 221112 | -108.7819 | 41.738 | 7540 | 125 | 100 |  | 526 | N | Subbituminous | Y | N | N | 2037 | N |  | Coal Steam | 8243 | 8235.4902 | 10465
55090_G_GEN1 | TB | 88181 | Stimson Lumber Company - Plummer Operation | Plummer Cogen | 8271811 | 104452113 |  |  | 55090 | GEN1 | 02 | BLR-1 |  |  | 139 | 56.4 | 48.222 | 34.1 | 11.4 | 2022 | 90 | 7.42 | 150 | -1 | 31 | 321113 | -116.892 | 47.3293 |  | 135 | 100 |  | 5.8 | Y | Biomass | N | Y | N | 9999 | N |  | Biomass |  |  | 5415
55177_G_A | TB | 88604 | Calpine-South Point Energy Center | South Point Energy Center | 8264011 | 17613 | 55177 | A | 55177 | A |  |  |  |  | 29.7703 |  |  | 2.0273 |  |  | 57.7 | 9.6 | 655 | 4695.2 | 64.9 | 221112 | -114.5338 | 34.8681 |  | 125 | 140 |  | 194.8 | N | Natural Gas | Y | N | N | 9999 | N |  | Combined Cycle |  | 4709.9756 | 7949
55177_G_B | TB | 88604 | Calpine-South Point Energy Center | South Point Energy Center | 8264011 | 17713 | 55177 | B | 55177 | B |  |  |  |  | 29.1298 |  |  | 1.8836 |  |  | 57.7 | 9.6 | 655 | 4695.2 | 64.9 | 221112 | -114.5338 | 34.8681 |  | 125 | 140 |  | 194.8 | N | Natural Gas | Y | N | N | 9999 | N |  | Combined Cycle |  | 4252.2661 | 7949
7790_B_1-1 | TB | 88687 | Bonanza | Bonanza | 6281811 | 15501913 | 7790 | 1-1 | 7790 | 1-1 |  |  | 360.6639 |  | 4694.1471 | 492.5365 | 405.3099 | 958.0753 | 43.375 | 2022 | 600 | 26 | 120 | 26550 | 50 | 221112 | -109.2855 | 40.0864 | 4280 | 125 | 100 |  | 458 | N | Bituminous | Y | N | N | 2030 | N |  | Coal Steam |  | 8494.9102 | 9983
2442_B_4 | TB | 88780 | Four Corners Power Plant | Four Corners | 7197711 | 79766013 | 2442 | 4 | 2442 | 4 | NN-ROP 05-07 | 004 | 474.7498 |  | 1733.9409 | 736.494 | 459.0451 | 1032.948 | 57.0422 | 2022 | 380 | 28.5 | 140 | 49999.96 | 78.377 | 221112 | -108.4779 | 36.6868 | 8460 | 125 | 100 |  | 770 | N | Subbituminous | Y | N | N | 2031 | N |  | Coal Steam |  | 7745.98 | 9771
2442_B_5 | TB | 88780 | Four Corners Power Plant | Four Corners | 7197711 | 79765113 | 2442 | 5 | 2442 | 5 |  |  | 624.7045 |  | 1786.0474 | 969.1235 | 604.0395 | 1078.2445 | 75.0596 |  | 380 | 28.5 | 140 | 38276.35 | 60 | 221112 | -108.4779 | 36.6868 |  | 125 | 100 |  | 770 | N | Subbituminous | Y | N | N | 2031 | N |  | Coal Steam |  | 7630.1797 | 9766