## xref
FIPS | Facility Name | NEEDS ID | EIS_facility_id | EIS_unit_id | EIS_rel_point_id | EIS_process_id | tribal_code | naics | fac_source_type | unit_type_code | agy_facility_id | agy_unit_id | agy_rel_point_id | agy_process_id | stkhgt | stkdiam | stktemp | stkflow | stkvel | latitude | longitude | oris_facility_code | oris_boiler_id | zipcode | reg_codes
01063 | Alabama Power - Greene Cty | 10_B_1 | 1036811 | 47690913 | 45215212 | 61484414 |  | 221112 | 125 | 100 | 0001 | X001 | 001 | 01 | 500 | 24.25 | 285 | 30722.6 | 52.8 | 32.6012 | -87.7824 | 10 | 1 | 36732 | 63UUUUU
01063 | Alabama Power - Greene Cty | 10_B_2 | 1036811 | 47691613 | 45215212 | 61483714 |  | 221112 | 125 | 100 | 0001 | X002 | 001 | 01 | 500 | 24.25 | 285 | 30722.6 | 52.8 | 32.6012 | -87.7824 | 10 | 2 | 36732 | 63UUUUU
01063 | Alabama Power - Greene Cty | 10_G_GT10 | 1036811 | 47691513 | 45215112 | 61483814 |  | 221112 | 125 | 120 | 0001 | X011 | 011 | 01 | 56 | 14.3 | 1000 | 28925.7 | 180.4 | 32.6037 | -87.7887 | 10 | CT10 | 36732
01063 | Alabama Power - Greene Cty | 10_G_GT2 | 1036811 | 47691413 | 45214512 | 61483914 |  | 221112 | 125 | 120 | 0001 | X003 | 003 | 01 | 56 | 14.3 | 1000 | 28925.7 | 180.4 | 32.6021 | -87.7854 | 10 | CT2 | 36732
01063 | Alabama Power - Greene Cty | 10_G_GT3 | 1036811 | 47690813 | 45214912 | 61484514 |  | 221112 | 125 | 120 | 0001 | X004 | 004 | 01 | 56 | 14.3 | 1000 | 28925.7 | 180.4 | 32.6023 | -87.7858 | 10 | CT3 | 36732
01063 | Alabama Power - Greene Cty | 10_G_GT4 | 1036811 | 47691013 | 45215412 | 61484314 |  | 221112 | 125 | 120 | 0001 | X005 | 005 | 01 | 56 | 14.3 | 1000 | 28925.7 | 180.4 | 32.6028 | -87.7868 | 10 | CT4 | 36732
01063 | Alabama Power - Greene Cty | 10_G_GT5 | 1036811 | 47691713 | 45215312 | 61483614 |  | 221112 | 125 | 120 | 0001 | X006 | 006 | 01 | 56 | 14.3 | 1000 | 28925.7 | 180.4 | 32.6029 | -87.7871 | 10 | CT5 | 36732
01063 | Alabama Power - Greene Cty | 10_G_GT6 | 1036811 | 47691813 | 45215512 | 61483514 |  | 221112 | 125 | 120 | 0001 | X007 | 007 | 01 | 56 | 14.3 | 1000 | 28925.7 | 180.4 | 32.6031 | -87.7875 | 10 | CT6 | 36732
01063 | Alabama Power - Greene Cty | 10_G_GT7 | 1036811 | 47691113 | 45214612 | 61484214 |  | 221112 | 125 | 120 | 0001 | X008 | 008 | 01 | 56 | 14.3 | 1000 | 28925.7 | 180.4 | 32.6032 | -87.7878 | 10 | CT7 | 36732
01063 | Alabama Power - Greene Cty | 10_G_GT8 | 1036811 | 47691913 | 45214712 | 61483414 |  | 221112 | 125 | 120 | 0001 | X009 | 009 | 01 | 56 | 14.3 | 1000 | 28925.7 | 180.4 | 32.6034 | -87.7881 | 10 | CT8 | 36732
01063 | Alabama Power - Greene Cty | 10_G_GT9 | 1036811 | 47691213 | 45215012 | 61484114 |  | 221112 | 125 | 120 | 0001 | X010 | 010 | 01 | 56 | 14.3 | 1000 | 28925.7 | 180.4 | 32.6035 | -87.7884 | 10 | CT9 | 36732
08059 | COLORADO-GOLDEN ENERGY CORPORATION | 10003_B_BLR2 | 896111 | 46619113 | 44301412 | 47591514 |  | 22133 | 183 | 100 | CO0000000805900 | 059-0820-002 | 059-0820-S002 | 059-0820-002-01 | 130 | 8 | 380 |  | 40 | 39.7604 | -105.2156 |  |  | 80401
08059 | COLORADO-GOLDEN ENERGY CORPORATION | 10003_B_BLR3 | 896111 | 46618713 | 44301312 | 47521214 |  | 22133 | 183 | 100 | CO0000000805900 | 059-0820-003 | 059-0820-S003 | 059-0820-003-01 | 130 | 8 | 360 |  | 35 | 39.7604 | -105.2156 |  |  | 80401
08059 | COLORADO-GOLDEN ENERGY CORPORATION | 10003_B_BLR4 | 896111 | 46618213 | 44301812 | 47521714 |  | 22133 | 183 | 100 | CO0000000805900 | 059-0820-004 | 059-0820-S004 | 059-0820-004-02 | 130 | 8 | 380 |  | 58 | 39.7604 | -105.2156 |  |  | 80401
08059 | COLORADO-GOLDEN ENERGY CORPORATION | 10003_B_BLR5 | 896111 | 46618513 | 44301612 | 47521414 |  | 22133 | 183 | 100 | CO0000000805900 | 059-0820-006 | 059-0820-S006 | 059-0820-006-02 | 200 | 13 | 300 |  | 38 | 39.7604 | -105.2156 |  |  | 80401
18165 | Duke Energy Indiana Inc Vermillion Gene | 1001_B_1 | 7248511 | 7458513 | 7393212 | 123723414 |  | 221112 | 125 | 999 | 00001 | 001 | 1 | 02 | 500 | 19.5 | 290 | 26966.7 | 90 | 39.9237 | -87.4271 | 1001 | 1 | 47928 | 63UUUUU
18165 | Duke Energy Indiana Inc Vermillion Gene | 1001_B_2 | 7248511 | 7458613 | 7393012 | 123723614 |  | 221112 | 125 | 999 | 00001 | 002 | 2 | 02 | 500 | 19.5 | 290 | 26966.7 | 90 | 39.9237 | -87.4271 | 1001 | 2 | 47928 | 63UUUUU
18165 | Duke Energy Indiana Inc Vermillion Gene | 1001_G_4 | 7248511 | 91183713 | 87275412 | 123723914 |  | 221112 | 125 | 999 | 00001 | 004 | 5 | 01 | 21 | 3 | 670 | 396.7 | 14 | 39.9239 | -87.4272 | 1001 | 4 | 47928
18041 | Duke Energy Indiana Incorporated Conner | 1002_G_1 | 8198011 | 5820513 | 5669412 | 123859314 |  | 221112 | 125 | 999 | 00009 | 001 | 1 | 01 | 35 | 13 | 870 | 6366.7 | 49 | 39.6561 | -85.1747 | 1002 | 1A | 47331
18041 | Duke Energy Indiana Incorporated Conner | 1002_G_2 | 8198011 | 5820613 | 5669312 | 123859514 |  | 221112 | 125 | 999 | 00009 | 003 | 3 | 01 | 35 | 13 | 870 | 6366.7 | 49 | 39.6561 | -85.1747 | 1002 | 2A | 47331
10001 | NRG ENERGY CENTER DOVER LLC | 10030_B_COGEN1 | 753811 | 46292513 | 43966312 | 48475814 |  | 221112 | 125 | 100 | 1000100127 | 001 | 1 | 1 | 213 | 4.5 | 300 | 916.7 | 57.6 | 39.1497 | -75.5467 | 10030 | 1 | 19904
10001 | NRG ENERGY CENTER DOVER LLC | 10030_G_KD-1 | 753811 | 46292413 | 43966612 | 48476114 |  | 221112 | 125 | 120 | 1000100127 | 002 | 2 | 1 | 100 | 12 | 650 | 7892.9 | 69.8 | 39.1506 | -75.5469 | 10030 | 2 | 19904
10001 | NRG ENERGY CENTER DOVER LLC | 10030_G_KD-2 | 753811 | 46292313 | 43966712 | 48476314 |  | 221112 | 125 | 120 | 1000100127 | 003 | 3 | 1 | 100 | 12 | 650 | 7892.9 | 69.8 | 39.1506 | -75.5469 | 10030 | 3 | 19904
06085 | CALPINE GILROY COGEN,LP & GILR | 10034_G_GEN1 | 743011 | 45722913 | 43450412 | 53225214 |  | 221112 | 125 | 120 | 43130311180 | 100 | 100 | 1 | 80 | 16 | 220 | 11406.7 |  | 37.0013 | -121.5364 | 10034 | S-100 | 95020
06085 | CALPINE GILROY COGEN,LP & GILR | 10034_G_GEN2 | 743011 | 45722813 | 43450812 | 53225314 |  | 221112 | 125 | 100 | 43130311180 | 101 | 101 | 1 | 50 | 4.9 | 68 | 883.3 |  | 37.0013 | -121.5364 |  |  | 95020
18083 | DUKE ENERGY INDIANA INC EDWARDSPORT | 1004_G_CT1 | 4478911 | 28309713 | 27149212 | 123762114 |  | 221112 | 125 | 999 | 00003 | 002 | 2 | 02 | 175 | 18.5 | 264 | 15860.7 | 59.1 | 38.806 | -87.2476 | 1004 | CTG1 | 47528 | 63UUUUU
18083 | DUKE ENERGY INDIANA INC EDWARDSPORT | 1004_G_CT2 | 4478911 | 28309813 | 27149312 | 123762314 |  | 221112 | 125 | 999 | 00003 | 003 | 3 | 02 | 175 | 18.5 | 264 | 15860.7 | 59.1 | 38.806 | -87.2476 | 1004 | CTG2 | 47528 | 63UUUUU
18083 | DUKE ENERGY INDIANA INC EDWARDSPORT | 1004_G_ST | 4478911 | ORISST | ORISST | 1004_G_ST |  | 221112 | 125 | 999 |  |  |  |  | 175 | 18.5 | 264 | 15860.7 | 59.1 | 38.806 | -87.2476 | 1004 | ST | 47528 | 63UUUUU
34015 | Logan Generating Plant, L.P. | 10043_B_B01 | 8093811 | 7154613 | 61188112 | 91651014 |  | 221112 | 125 | 100 | 55834 | U1 | PT99999 | OS7 | 125 | 3 | 350 |  | 50 | 39.7916 | -75.4075 | 10043 | 1001 | 08085 | 63UUUUU
06023 | DG FAIRHAVEN POWER COMPANY | 10052_B_BLR1 | 155811 | 51444813 | 97104412 | 60486714 |  | 221118 | 125 | 100 | 12062096 | 1 | 1_2_10100602 | 2 | [5 empty] | 40.7924 | -124.1981 |  |  | 95564
18169 | Duke Energy Indiana Incorporated Miami | 1006_G_1 | 8181711 | 5862913 | 5709112 | 123984214 |  | 221112 | 125 | 120 | 00034 | 001 | 1 | 01 | 29 | 10.4 | 985 | 2000 | 5.9 | 40.7897 | -85.8196 |  |  | 46992
18169 | Duke Energy Indiana Incorporated Miami | 1006_G_2 | 8181711 | 5862813 | 5709012 | 123984314 |  | 221112 | 125 | 120 | 00034 | 002 | 2 | 01 | 29 | 10.4 | 985 | 2000 | 5.9 | 40.7897 | -85.8196 |  |  | 46992
18169 | Duke Energy Indiana Incorporated Miami | 1006_G_3 | 8181711 | 5862513 | 5709412 | 123984414 |  | 221112 | 125 | 120 | 00034 | 003 | 3 | 01 | 29 | 10.4 | 985 | 2000 | 5.9 | 40.7897 | -85.8196 |  |  | 46992
18169 | Duke Energy Indiana Incorporated Miami | 1006_G_5 | 8181711 | 5863013 | 5709612 | 123984614 |  | 221112 | 125 | 120 | 00034 | 005 | 5 | 01 | 27 | 11.2 | 797 | 2541.7 | 6.5 | 40.7897 | -85.8196 |  |  | 46992
18169 | Duke Energy Indiana Incorporated Miami | 1006_G_6 | 8181711 | 5862713 | 5709512 | 123984714 |  | 221112 | 125 | 120 | 00034 | 006 | 6 | 01 | 27 | 11.2 | 797 | 2541.7 | 6.5 | 40.7897 | -85.8196 |  |  | 46992
18057 | DUKE ENERGY INDIANA - NOBLESVILLE | 1007_G_1 | 4561111 | ORIS1 | ORIS1 | 1007_G_1 |  | 221112 | 125 | 999 |  |  |  |  | 175 | 13 | 241 | 5396 | 40.7 | 40.0959 | -85.9707 | 1007 | 1 | 46060
18057 | DUKE ENERGY INDIANA - NOBLESVILLE | 1007_G_2 | 4561111 | ORIS2 | ORIS2 | 1007_G_2 |  | 221112 | 125 | 999 |  |  |  |  | 175 | 13 | 241 | 5396 | 40.7 | 40.0959 | -85.9707 | 1007 | 2 | 46060
18057 | DUKE ENERGY INDIANA - NOBLESVILLE | 1007_G_3 | 4561111 | 91185813 | 87277812 | 123790714 |  | 221112 | 125 | 999 | 00004 | 008 | 5 | 01 | 175 | 13 | 241 | 5396 | 40.7 | 40.0959 | -85.9707 | 1007 | CT3 | 46060
18057 | DUKE ENERGY INDIANA - NOBLESVILLE | 1007_G_4 | 4561111 | 91185913 | 87277912 | 123790814 |  | 221112 | 125 | 999 | 00004 | 009 | 6 | 01 | 175 | 13 | 241 | 5396 | 40.7 | 40.0959 | -85.9707 | 1007 | CT4 | 46060
18057 | DUKE ENERGY INDIANA - NOBLESVILLE | 1007_G_5 | 4561111 | 91186013 | 87278012 | 123790914 |  | 221112 | 125 | 999 | 00004 | 010 | 7 | 01 | 175 | 13 | 241 | 5396 | 40.7 | 40.0959 | -85.9707 | 1007 | CT5 | 46060
51740 | Portsmouth Genco LLC | 10071_B_1A | 4938911 | 32361313 | 30946912 | 1877714 |  | 221112 | 125 | 100 | 61049 | 1 | 1 | 1 | 198 | 8.6 | 315 | 3500 | 59 | 36.8703 | -76.3519 | 10071 | BLR01A | 23703
51740 | Portsmouth Genco LLC | 10071_B_1B | 4938911 | 32361913 | 30946912 | 1877014 |  | 221112 | 125 | 100 | 61049 | 2 | 1 | 1 | 198 | 8.6 | 315 | 3500 | 59 | 36.8703 | -76.3519 | 10071 | BLR01B | 23703
51740 | Portsmouth Genco LLC | 10071_B_1C | 4938911 | 32361013 | 30946912 | 1878014 |  | 221112 | 125 | 100 | 61049 | 3 | 1 | 1 | 198 | 8.6 | 315 | 3500 | 59 | 36.8703 | -76.3519 | 10071 | BLR01C | 23703
51740 | Portsmouth Genco LLC | 10071_B_2A | 4938911 | 32361113 | 30947212 | 1877914 |  | 221112 | 125 | 100 | 61049 | 4 | 2 | 1 | 198 | 8.6 | 315 | 3500 | 59 | 36.8703 | -76.3519 | 10071 | BLR02A | 23703
51740 | Portsmouth Genco LLC | 10071_B_2B | 4938911 | 32361213 | 30947212 | 1877814 |  | 221112 | 125 | 100 | 61049 | 5 | 2 | 1 | 198 | 8.6 | 315 | 3500 | 59 | 36.8703 | -76.3519 | 10071 | BLR02B | 23703
51740 | Portsmouth Genco LLC | 10071_B_2C | 4938911 | 32361813 | 30947212 | 1877114 |  | 221112 | 125 | 100 | 61049 | 6 | 2 | 1 | 198 | 8.6 | 315 | 3500 | 59 | 36.8703 | -76.3519 | 10071 | BLR02C | 23703
48233 | BORGER CARBON BLACK PLANT | 10072_B_WHBOIL | 5655811 | 19718313 | 19049912 | 4882114 |  | 325180 | 156 | 100 | 1 | 000012 | 000008 | 000012 | 98 | 10 | 421 |  | 57.5 | 35.6672 | -101.4328 |  |  | 79007
27031 | Minnesota Power - Tac Harbor Energy Ctr | 10075_B_1 | 7039811 | 15137313 | 14793812 | 29152614 |  | 221112 | 125 | 100 | 2703100001 | EU001 | SV001 | EU001PD002 | 220 | 9.9 | 325 | 6500 |  | 47.5314 | -90.9111 | 10075 | 1 | 55613 | 63UUUUU
27031 | Minnesota Power - Tac Harbor Energy Ctr | 10075_B_2 | 7039811 | 15137013 | 14793512 | 29153314 |  | 221112 | 125 | 100 | 2703100001 | EU002 | SV002 | EU002PD002 | 220 | 9.9 | 325 | 6500 |  | 47.5314 | -90.9111 | 10075 | 2 | 55613 | 63UUUUU
18043 | Duke Energy Indiana Incorporated Gallag | 1008_B_2 | 7742411 | 1881913 | 1781012 | 123789214 |  | 221112 | 125 | 999 | 00004 | 002 | 1 | 02 | 550 | 12.25 | 285 | 19500 | 165.5 | 38.2634 | -85.8376 | 1008 | 2 | 47150 | 63UUUUU
18043 | Duke Energy Indiana Incorporated Gallag | 1008_B_4 | 7742411 | 1881613 | 1781112 | 123789614 |  | 221112 | 125 | 999 | 00004 | 004 | 2 | 02 | 550 | 12.25 | 285 | 19500 | 165.5 | 38.2625 | -85.8376 | 1008 | 4 | 47150 | 63UUUUU
34033 | PEDRICKTOWN COGENERATION PLANT | 10099_G_GEN1 | 7988911 | 66194913 | 61233812 | 91702414 |  | 221122 | 125 | 120 | 65497 | GR2 | PT99999 | OS0 | [5 empty] | 39.7636 | -75.4215 | 10099 | 001001 | 08067
34033 | PEDRICKTOWN COGENERATION PLANT | 10099_G_GEN2 | 7988911 | 66194913 | 61233812 | 91702414a |  | 221122 | 125 | 120 | 65497 | GR2 | PT99999 | OS0 | [5 empty] | 39.7636 | -75.4215 | 10099 | 001001 | 08067
18167 | DUKE ENERGY WABASH RIVER | 1010_B_2 | 4147311 | 33172913 | 31668512 | 123936314 |  | 221112 | 125 | 999 | 00021 | 002 | 7 | 02 | 450 | 25 | 280 | 55198.3 | 112 | 39.5273 | -87.4235 | 1010 | 2 | 47885 | 63UUUUU
18167 | DUKE ENERGY WABASH RIVER | 1010_B_3 | 4147311 | 33173313 | 31668512 | 123936514 |  | 221112 | 125 | 999 | 00021 | 003 | 7 | 02 | 450 | 25 | 280 | 55198.3 | 112 | 39.5273 | -87.4235 | 1010 | 3 | 47885 | 63UUUUU
18167 | DUKE ENERGY WABASH RIVER | 1010_B_4 | 4147311 | 33172613 | 31668512 | 123936714 |  | 221112 | 125 | 999 | 00021 | 004 | 7 | 02 | 450 | 25 | 280 | 55198.3 | 112 | 39.5273 | -87.4235 | 1010 | 4 | 47885 | 63UUUUU
18167 | DUKE ENERGY WABASH RIVER | 1010_B_5 | 4147311 | 33172413 | 31668512 | 123936914 |  | 221112 | 125 | 999 | 00021 | 005 | 7 | 02 | 450 | 25 | 280 | 55198.3 | 112 | 39.5273 | -87.4235 | 1010 | 5 | 47885 | 63UUUUU
18167 | DUKE ENERGY WABASH RIVER | 1010_B_6 | 4147311 | 33173213 | 31668512 | 123937114 |  | 221112 | 125 | 999 | 00021 | 006 | 7 | 02 | 450 | 25 | 280 | 55198.3 | 112 | 39.5273 | -87.4235 | 1010 | 6 | 47885 | 63UUUUU
18167 | WABASH RIVER COMBINED CYCLE PLANT | 1010_G_1 | 12766611 | 65429413 | 60033412 | 90708714 |  | 221112 | 125 | 100 | 00147 | 002 | 6 | 01 | 50 | 6 | 325 | 785 | 75.6 | 39.5308 | -87.4248 |  |  | 47885
18167 | WABASH RIVER COMBINED CYCLE PLANT | 1010_G_1A | 12766611 | 65429313 | 60033312 | 90708614 |  | 221112 | 125 | 120 | 00147 | 1A | 1 | 03 | 225 | 18 | 400 | 16013.3 | 90 | 39.5308 | -87.4248 | 1010 | 1 | 47885 | 63UUUUU
18163 | SIGECO Broadway Ave Generating Station | 1011_G_1 | 4917811 | 28994913 | 27763412 | 123723014 |  | 221112 | 125 | 999 | 00001 | 001 | 1 | 01 |  |  | 865 | 1666.7 | 7.5 | 37.9693 | -87.6045 | 1011 | 1 | 47712
18163 | SIGECO Broadway Ave Generating Station | 1011_G_2 | 4917811 | 28995013 | 27763312 | 123723214 |  | 221112 | 125 | 999 | 00001 | 002 | 2 | 04 |  |  | 865 | 1666.7 | 7.5 | 37.9693 | -87.6045 | 1011 | 2 | 47712
42107 | GILBERTON POWER CO/JOHN B RICH MEM POWER STA | 10113_B_CFB1 | 4105111 | 34990513 | 33285712 | 14774714 |  | 221112 | 125 | 100 | 421070025 | 031 | S01 | 1 | 326 | 7 | 325 | 6932.7 | 180.2 | 40.7902 | -76.1995 | 10113 | 031 | 17931-2301 | 63UUUUU
42107 | GILBERTON POWER CO/JOHN B RICH MEM POWER STA | 10113_B_CFB2 | 4105111 | 34990413 | 33285712 | 14774914 |  | 221112 | 125 | 100 | 421070025 | 032 | S01 | 2 | 326 | 7 | 325 | 6932.7 | 180.2 | 40.7902 | -76.1995 | 10113 | 032 | 17931-2301 | 63UUUUU
18173 | SIGECO - F.B.CULLEY GENERATING STATION | 1012_B_2 | 8183011 | 5839913 | 5687712 | 123726314 |  | 221112 | 125 | 999 | 00001 | 003 | 4 | 02 | 499 | 20 | 128 | 19293.3 | 61 | 37.9096 | -87.325 | 1012 | 2 | 47741 | 63UUUUU
18173 | SIGECO - F.B.CULLEY GENERATING STATION | 1012_B_3 | 8183011 | 5839813 | 5687712 | 123726514 |  | 221112 | 125 | 999 | 00001 | 004 | 4 | 02 | 499 | 20 | 128 | 19293.3 | 61 | 37.9096 | -87.325 | 1012 | 3 | 47741
42063 | PA STATE SYS OF HIGHER ED/INDIANA UNIV | 10129_G_GEN1 | 3019411 | 38365313 | 36636412 | 13550414 |  | 611310 | 148 | 120 | 420630018 | 101 | S09 | 1 | 150 | 7 | 400 | 2163.5 | 56.1 | 40.6168 | -79.1575 |  |  | 15705-1028
42063 | PA STATE SYS OF HIGHER ED/INDIANA UNIV | 10129_G_GEN2 | 3019411 | 38365613 | 36636412 | 93065214 |  | 611310 | 148 | 120 | 420630018 | 102 | S09 | 1 | 150 | 7 | 400 | 2163.5 | 56.1 | 40.6168 | -79.1575 |  |  | 15705-1028
42063 | PA STATE SYS OF HIGHER ED/INDIANA UNIV | 10129_G_GEN3 | 3019411 | 38365413 | 36636412 | 93065314 |  | 611310 | 148 | 120 | 420630018 | 103 | S09 | 1 | 150 | 7 | 400 | 2163.5 | 56.1 | 40.6168 | -79.1575 |  |  | 15705-1028
42063 | PA STATE SYS OF HIGHER ED/INDIANA UNIV | 10129_G_GEN4 | 3019411 | 38365213 | 36636412 | 93065414 |  | 611310 | 148 | 120 | 420630018 | 104 | S09 | 1 | 150 | 7 | 400 | 2163.5 | 56.1 | 40.6168 | -79.1575 |  |  | 15705-1028
42021 | INTER POWER AHLCON L/COLVER POWER PROJ | 10143_B_ABB01 | 6594411 | 17845413 | 17345612 | 13515514 |  | 221112 | 125 | 100 | 420210034 | 031 | S31 | 2 | 398 | 12 | 270 | 4583.3 | 40.5 | 40.5538 | -78.7982 | 10143 | AAB01 | 15927-4207 | 63UUUUU
06061 | SIERRA PACIFIC INDUSTRIES | 10144_B_BLR3 | 14217811 | ORISBLR3 | ORISBLR3 | 10144_B_BLR3 |  | 321113 | 135 | 999 | [9 empty] | 38.905 | -121.3059 | 10144 | BLR3 | 95648
26131 | WHITE PINE ELECTRIC POWER LLC | 10148_B_BLR 1 | 7870111 | 3372213 | 3260112 | 29220014 |  | 221112 | 125 | 100 | B1966 | EU0083 | SV0022 | 10200202 | 150 | 8 | 121 | 1081.6 | 21.5 | 46.7648 | -89.5675 |  |  | 49971
26131 | WHITE PINE ELECTRIC POWER LLC | 10148_B_BLR 2 | 7870111 | 3372613 | 3260012 | 29219414 |  | 221112 | 125 | 100 | B1966 | EU0084 | SV0023 | 10200602 | 150 | 8 | 121 | 1081.6 | 21.5 | 46.7649 | -89.5674 |  |  | 49971
54049 | AMERICAN BITUMINOUS POWER-GRANT TOWN PLT | 10151_B_BLR1A | 4864511 | 71941913 | 66064812 | 99665014 |  | 221112 | 125 | 100 | 0026 | 001 | 1 | 2 | 327 | 13 | 325 | 542.5 | 4 | 39.5611 | -80.1642 | 10151 | 1A | 26574 | 63UUUUU
54049 | AMERICAN BITUMINOUS POWER-GRANT TOWN PLT | 10151_B_BLR1B | 4864511 | 71941913 | 66064812 | 99665014a |  | 221112 | 125 | 100 | 0026 | 001 | 1 | 2 | 327 | 13 | 325 | 542.5 | 4 | 39.5611 | -80.1642 | 10151 | 1B | 26574 | 63UUUUU
06019 | FRESNO COGENERATION PARTNERS, L.P. | 10156_G_GEN2 | 348711 | 50705913 | 47707612 | 60215514 |  | 221118 | 125 | 160 | 10143014 | 4 | 4 | 1 |  |  | 68 | 83.3 | 72.9 | 36.6168 | -120.0994 |  |  | 93660
06019 | FRESNO COGENERATION PARTNERS, L.P. | 10156_G_GEN3 | 348711 | 50705713 | 47707712 | 60215714 |  | 221118 | 125 | 160 | 10143014 | 5 | 5 | 1 |  |  | 68 | 83.3 | 72.9 | 36.6168 | -120.0994 |  |  | 93660
37051 | Public Works Commission Butler-Warner Generation Plant | 1016_G_1 | 8134411 | 5498113 | 69415312 | 120820914 |  | 221112 |  | 120 | 3705100094 | G-35 | STACK3 | 24 | 42.8 | 11.9 | 900 | 910 | 8.2 | 35.0983 | -78.8295 | 1016 | GT-1 | 28306 |  | NCDEQ
37051 | Public Works Commission Butler-Warner Generation Plant | 1016_G_2 | 8134411 | 5498113 | 69415312 | 120820914a |  | 221112 |  | 120 | 3705100094 | G-35 | STACK3 | 24 | 42.8 | 11.9 | 900 | 910 | 8.2 | 35.0983 | -78.8295 | 1016 | GT-2 | 28306 |  | NCDEQ
37051 | Public Works Commission Butler-Warner Generation Plant | 1016_G_3 | 8134411 | 5498113 | 69415312 | 120820914b |  | 221112 |  | 120 | 3705100094 | G-35 | STACK3 | 24 | 42.8 | 11.9 | 900 | 910 | 8.2 | 35.0983 | -78.8295 | 1016 | GT-3 | 28306 |  | NCDEQ
37051 | Public Works Commission Butler-Warner Generation Plant | 1016_G_4 | 8134411 | 89060413 | 69414912 | 120820714 |  | 221112 |  | 120 | 3705100094 | GR8 | STACK5 | 26 | 27.1 | 11.9 | 900 | 910 | 8.2 | 35.0983 | -78.8295 | 1016 | GT-4 | 28306
37051 | Public Works Commission Butler-Warner Generation Plant | 1016_G_5 | 8134411 | 89060413 | 69414912 | 120820714a |  | 221112 |  | 120 | 3705100094 | GR8 | STACK5 | 26 | 27.1 | 11.9 | 900 | 910 | 8.2 | 35.0983 | -78.8295 | 1016 | GT-5 | 28306
37051 | Public Works Commission Butler-Warner Generation Plant | 1016_G_6 | 8134411 | 5498113 | 69415312 | 120820914c |  | 221112 |  | 120 | 3705100094 | G-35 | STACK3 | 24 | 42.8 | 11.9 | 900 | 910 | 8.2 | 35.0983 | -78.8295 | 1016 | GT-6 | 28306 |  | NCDEQ
37051 | Public Works Commission Butler-Warner Generation Plant | 1016_G_7 | 8134411 | 5498113 | 69415312 | 120820914d |  | 221112 |  | 120 | 3705100094 | G-35 | STACK3 | 24 | 42.8 | 11.9 | 900 | 910 | 8.2 | 35.0983 | -78.8295 | 1016 | GT-7 | 28306 |  | NCDEQ
37051 | Public Works Commission Butler-Warner Generation Plant | 1016_G_8 | 8134411 | 75105013 | 69415312 | 101466614 |  | 221112 |  | 120 | 3705100094 | GR5 | STACK3 | 19 | 42.8 | 11.9 | 900 | 910 | 8.2 | 35.0983 | -78.8295 | 1016 | GT-8 | 28306 |  | NCDEQ
37051 | Public Works Commission Butler-Warner Generation Plant | 1016_G_9 | 8134411 | 5498113 | 69415312 | 120820914e |  | 221112 |  | 120 | 3705100094 | G-35 | STACK3 | 24 | 42.8 | 11.9 | 900 | 910 | 8.2 | 35.0983 | -78.8295 | 1016 | GT-8 | 28306 |  | NCDEQ
06085 | CARDINAL COGEN INC | 10168_G_GTG1 | 1626311 | 45158313 | 42866712 | 52891514 |  | 221112 |  | 120 | 43130315128 | 6 | 6 | 1 | 75 | 11.3 | 220 | 5483.3 |  | 37.4286 | -122.1765 |  |  | 94305
06037 | CARSON COGENERATION COMPANY | 10169_G_GEN1 | 4082511 | 100907513 | 101561912 | 141666714 |  | 221112 | 125 | 120 | 191026118406 | 7 | 7_11_20100201 | 11 | [5 empty] | 33.8675 | -118.2487 | 10169 | D1 | 90746
06037 | CARSON COGENERATION COMPANY | 10169_G_GEN2 | 4082511 | 100907513 | 101561912 | 141666714a |  | 221112 | 125 | 120 | 191026118406 | 7 | 7_11_20100201 | 11 | [5 empty] | 33.8675 | -118.2487 | 10169 | D1 | 90746
25025 | MBTA SOUTH BOSTON POWER | 10176_G_NO.6 | 4032711 | 87719413 | 83873712 | 119018214 |  | 485119 |  | 160 | 1191667 | 2 | 2 | 1 | 77.2 | 12.45 | 465 |  | 89.1 | 42.3395 | -71.0299 | 10176 | B | 02127-0000
36083 | EPCOR POWER CASTLETON | 10190_G_GEN1 | 7864311 | 3599713 | 3464712 | 20820314 |  | 221112 | 125 | 120 | 4384400008 | 10GTDB | 00001 | GTBFP | 145 | 12 | 250 | 97.8 | 52 | 42.53 | -73.74 | 10190 | 1 | 12033
36083 | EPCOR POWER CASTLETON | 10190_G_GEN2 | 7864311 | 3599813 | 3464612 | 135447614 |  | 221112 | 125 | 100 | 4384400008 | 100AUX | 00005 | NG1FP | 85 | 3.333 | 375 | 16.4 | 50 | 42.53 | -73.74 |  |  | 12033
28111 | Leaf River Cellulose LLC | 10233_B_PB | 8216311 | 5727813 | 5555812 | 27212314 |  | 322110 | 133 | 100 | 2811100005 | 025 | 5 | 1 | 300 | 9.5 | 350 | 4739.6 | 66.9 | 31.2444 | -89.0454 |  |  | 39462
28111 | Leaf River Cellulose LLC | 10233_B_RB | 8216311 | 5729413 | 5555612 | 27210714 |  | 322110 | 133 | 200 | 2811100005 | 020 | 2 | 1 | 300 | 13.5 | 372 | 10386.6 | 72.6 | 31.2444 | -89.0454 |  |  | 39462
18107 | Crawfordsville Electric Power & Light | 1024_B_5 | 8224711 | 4243413 | 4146112 | 123768814 |  | 221122 | 125 | 999 | 00003 | 002 | 2 | 01 |  |  | 380 | 1116.7 | 29 | 40.0488 | -86.9062 |  |  | 47933
18107 | Crawfordsville Electric Power & Light | 1024_B_6 | 8224711 | 4243513 | 4145812 | 123768714 |  | 221122 | 125 | 999 | 00003 | 001 | 1 | 01 |  |  | 390 | 1266.7 | 25.2 | 40.0488 | -86.9062 |  |  | 47933
48355 | BISHOP FACILITY | 10243_G_GEN5 | 4929511 | 30393513 | 29112612 | 2663614 |  | 325110 | 129 | 120 | 2 | 000341 | 001031 | 000964 | 72 | 12 | 335 |  | 50.9 | 27.5679 | -97.8211 |  |  | 78343
33009 | BRIDGEWATER POWER COMPANY | 10290_B_EU1 | 7758611 | 1840213 | 1753212 | 21327314 |  | 221118 | 125 | 100 | 3300900021 | 001 | 1 | 3 | 196 | 6 | 370 | 1916.7 | 67.8 | 43.7139 | -71.6589 |  |  | 03217
06053 | CALPINE KING CITY COGEN, LLC | 10294_G_GTG | 7877111 | 2175613 | 2083912 | 53475914 |  | 311423 | 125 | 120 | 270715220 | 3 | 3 | 1 | 70 | 16 | 227 | 11473.3 |  | 36.2265 | -121.1275 |  |  | 93930
06053 | CALPINE KING CITY COGEN, LLC | 10294_G_STG | 7877111 | 2175613 | 2083912 | 53475914a |  | 311423 | 125 | 120 | 270715220 | 3 | 3 | 1 | 70 | 16 | 227 | 11473.3 |  | 36.2265 | -121.1275 |  |  | 93930
48201 | AIR LIQUIDE BAYPORT COMPL | 10298_G_GEN1 | 4925011 | 31372213 | 29989412 | 7039514 |  | 325120 | 129 | 120 | 73 | 000028 | 000027 | 000015 | 95 | 14.5 | 327 |  | 75.3 | 29.6238 | -95.0465 | 10298 | CG801 | 77501
48201 | AIR LIQUIDE BAYPORT COMPL | 10298_G_GEN2 | 4925011 | 31372113 | 29989512 | 7039614 |  | 325120 | 129 | 120 | 73 | 000029 | 000028 | 000016 | 95 | 14.5 | 327 |  | 75.3 | 29.6226 | -95.0464 | 10298 | CG802 | 77501
48201 | AIR LIQUIDE BAYPORT COMPL | 10298_G_GEN3 | 4925011 | 31372013 | 29990012 | 7039714 |  | 325120 | 129 | 120 | 73 | 000026 | 000025 | 000013 | 95 | 14.5 | 327 |  | 75.3 | 29.6227 | -95.0457 | 10298 | CG803 | 77501
48201 | AIR LIQUIDE BAYPORT COMPL | 10298_G_GEN4 | 4925011 | 31371713 | 29989812 | 7040114 |  | 325120 | 129 | 120 | 73 | 000027 | 000026 | 000014 | 95 | 14.5 | 326 |  | 75.3 | 29.6238 | -95.0457 | 10298 | CG804 | 77501
06065 | DESERT VIEW POWER | 10300_B_BLR1 | 15776111 | 101659413 | 104200112 | 142672614 |  | 221118 | 125 | 100 | 331026100154 | 2 | 2_1_10102101 | 1 | [5 empty] | 33.5986 | -116.0862 |  |  | 92254
06065 | DESERT VIEW POWER | 10300_B_BLR2 | 15776111 | 101659413 | 104200112 | 142672614a |  | 221118 | 125 | 100 | 331026100154 | 2 | 2_1_10102101 | 1 | [5 empty] | 33.5986 | -116.0862 |  |  | 92254
25021 | NEA BELLINGHAM | 10307_G_CT1 | 5736011 | 87695013 | 83856712 | 118977914 |  | 221112 | 125 | 120 | 1201550 | 1 | 1 | 1 | 190 | 25 | 252 |  | 51.5 | 42.0921 | -71.484 | 10307 | 1 | 02019-0000
25021 | NEA BELLINGHAM | 10307_G_CT2 | 5736011 | 87695113 | 83856712 | 118978114 |  | 221112 | 125 | 120 | 1201550 | 2 | 1 | 2 | 190 | 25 | 252 |  | 51.5 | 42.0921 | -71.484 | 10307 | 2 | 02019-0000
25021 | NEA BELLINGHAM | 10307_G_ST1 | 5736011 | ORISST1 | ORISST1 | 10307_G_ST1 |  | 221112 | 125 | 120 |  |  |  |  | 190 | 25 | 252 |  | 51.5 | 42.0921 | -71.484 | 10307 | ST1 | 02019-0000
34023 | NORTH JERSEY ENERGY ASSOC A LP | 10308_G_CT1 | 6719711 | 12842713 | 60565712 | 19650514 |  | 221112 | 125 | 120 | 18072 | U1 | PT99999 | OS0 | 125 | 3 | 350 |  | 50 | 40.4386 | -74.3473 | 10308 | 1001 | 08872
34023 | NORTH JERSEY ENERGY ASSOC A LP | 10308_G_CT2 | 6719711 | 12842413 | 60565712 | 19650814 |  | 221112 | 125 | 120 | 18072 | U2 | PT99999 | OS0 | 125 | 3 | 350 |  | 50 | 40.4386 | -74.3473 | 10308 | 1002 | 08872
34023 | NORTH JERSEY ENERGY ASSOC A LP | 10308_G_ST1 | 6719711 | ORISST1 | ORISST1 | 10308_G_ST1 |  | 221112 | 125 | 999 |  |  |  |  | 125 | 3 | 350 |  | 50 | 40.4386 | -74.3473 | 10308 | ST1 | 08872
18017 | Logansport Municipal Utilities | 1032_B_5 | 7744711 | 1874413 | 1775312 | 123815614 |  | 221112 | 125 | 999 | 00006 | 001 | 1 | 01 | 150 | 6 | 266 | 1851.9 | 65 | 40.7589 | -86.3722 |  |  | 46947
18017 | Logansport Municipal Utilities | 1032_B_6 | 7744711 | 1874613 | 1775112 | 123815714 |  | 221112 | 125 | 999 | 00006 | 002 | 2 | 01 | 150 | 7 | 297 | 1555 | 40.4 | 40.7589 | -86.3709 |  |  | 46947
18017 | Logansport Municipal Utilities | 1032_G_6 | 7744711 | ORIS6 | ORIS6 | 1032_G_6 |  | 221112 | 125 | 999 |  |  |  |  | 150 | 7 | 297 | 1555 | 40.4 | 40.7589 | -86.3709 | 1032 | 6 | 46947
26065 | Michigan State University | 10328_B_BLR1 | 8157711 | 4525513 | 4398012 | 28119114 |  | 611310 | 148 | 100 | K3249 | EU0529 | SV0001 | 10300601 | 275 | 11 | 325 | 4430 | 46.6 | 42.7181 | -84.4843 | 10328 | UNIT1 | 48824
26065 | Michigan State University | 10328_B_BLR2 | 8157711 | 4525613 | 4398012 | 28118914 |  | 611310 | 148 | 100 | K3249 | EU0530 | SV0001 | 10300206 | 275 | 11 | 325 | 4430 | 46.6 | 42.7181 | -84.4843 | 10328 | UNIT2 | 48824
26065 | Michigan State University | 10328_B_BLR3 | 8157711 | 4525713 | 4397912 | 28118714 |  | 611310 | 148 | 100 | K3249 | EU0531 | SV0002 | 10300601 | 275 | 13 | 325 | 5255 | 39.6 | 42.7181 | -84.4843 | 10328 | UNIT3 | 48824
26065 | Michigan State University | 10328_B_BLR4 | 8157711 | 4525813 | 4397912 | 28118514 |  | 611310 | 148 | 100 | K3249 | EU0532 | SV0002 | 10300601 | 275 | 13 | 325 | 5255 | 39.6 | 42.7181 | -84.4843 | 10328 | UNIT4 | 48824
26065 | Michigan State University | 10328_B_BLR6 | 8157711 | ORISBLR6 | ORISBLR6 | 10328_B_BLR6 |  | 611310 | 148 | 270 |  |  |  |  | 48 | 2.5 | 1054 | 129.1 | 26.3 | 42.7168 | -84.488 | 10328 | BLR6 | 48824
26065 | Michigan State University | 10328_G_GEN6 | 8157711 | 82809813 | 73806712 | 106445614 |  | 611310 | 148 | 120 | K3249 | EU0555 | SV0554 | 20200203 | 157.5 | 6 | 520 | 2737.4 | 96.8 | 42.7181 | -84.4843 |  |  | 48824
12053 | CEMEX CONSTRUCTION MATERIALS FLORIDA,LLC | 10333_B_1 | 716011 | 46358113 | 44035312 | 48436514 |  | 327310 | 124 | 100 | 0530021 | 18 | 18 | 3 | 320 | 16 | 300 | 14000 | 69.6 | 28.5789 | -82.4447 | 10333 | 1 | 34601 | SLT-0001&63UUUUU
06013 | MARTINEZ COGEN LIMITED PARTNER | 10342_G_TG1 | 203111 | 51153313 | 48095112 | 60622114 |  | 221112 | 125 | 120 | 0713031820 | 10 | 10 | 2 | 82 | 11.9 | 68 | 6749.3 |  | 38.0221 | -122.0675 |  |  | 94553
06013 | MARTINEZ COGEN LIMITED PARTNER | 10342_G_TG2 | 203111 | 51153113 | 48094812 | 60622414 |  | 221112 | 125 | 120 | 0713031820 | 11 | 11 | 2 | 82 | 11.9 | 68 | 6749.3 |  | 38.0221 | -122.0675 |  |  | 94553
42097 | MT CARMEL COGEN/CULM FIRED COGEN PLT | 10343_B_SG-101 | 3762011 | 37027513 | 35286112 | 93165714 |  | 221112 | 125 | 100 | 420970031 | 031 | S031 | 5 | 307 | 9 | 550 | 3833.3 | 60.4 | 40.8094 | -76.4552 | 10343 | SG-101 | 17832 | 63UUUUU
26119 | HILLMAN POWER CO | 10346_B_BOIL01 | 5216811 | 25694213 | 24632912 | 28886414 |  | 221118 | 125 | 100 | N1266 | EU0003 | SV0001 | 10101202 | 142 | 6 | 321 | 1346.4 | 47.6 | 45.0681 | -83.8931 |  |  | 49746
06101 | CALPINE GREENLEAF UNIT II & Yuba City Energy Ctr | 10349_G_GEN1 | 1371711 | 43619513 | 41449612 | 49851214 |  | 221118 | 125 | 120 | 51160813004 | 1 | 1 | 1 | 75 | 10 | 68 | 3634.2 |  | 39.1401 | -121.6473 |  |  | 95993
06101 | CALPINE GREENLEAF I | 10350_G_GEN1 | 1371611 | 43619913 | 41450112 | 49851514 |  | 221118 | 125 | 140 | 51160813003 | 1 | 1 | 1 | 74 | 9.6 | 300 | 3.7 |  | 39.051 | -121.694 | 10350 | 1 | 95993
06101 | CALPINE GREENLEAF I | 10350_G_GEN2 | 1371611 | 43619913 | 41450112 | 49851514a |  | 221118 | 125 | 140 | 51160813003 | 1 | 1 | 1 | 74 | 9.6 | 300 | 3.7 |  | 39.051 | -121.694 | 10350 | 1 | 95993
23001 | REENERGY LIVERMORE FALLS LLC | 10354_B_1 | 5223011 | 24980513 | 23967212 | 129296914 |  | 221117 | 125 | 100 | 2300100087 | 001 | 1 | 001-2 | 220 | 8 | 350 | 3307.4 | 65.8 | 44.4321 | -70.1625 |  |  | 04254-4010
23003 | Boralex Ashland | 10356_B_BOIL1 | 5662311 | 19625513 | 18961212 | 129278314 |  | 22111 | 125 | 100 | 2300300072 | 1 | 1 | 001-1 | 220 | 8 | 315 | 198444 | 65.8 | 46.6356 | -68.4354 | 10356 | BOIL1 | 4732
18103 | PERU UTILITIES | 1037_B_2 | 4552711 | 28437313 | 27263012 | 141239214 |  | 221112 | 125 | 100 | 00001 | 001 | 1 | 001-01 | 165 | 7 | 310 | 1833.3 | 54 | 40.7551 | -86.0573 |  |  | 46970
51670 | James River Cogeneration Company | 10377_B_1A | 6633911 | 58457513 | 16686912 | 1670214 |  | 221112 | 125 | 100 | 50950 | 1 | 1 | 1 | 198 | 8.7 | 315 | 3500 | 59 | 37.2927 | -77.2722 | 10377 | BLR01A | 23860
51670 | James River Cogeneration Company | 10377_B_1B | 6633911 | 58457513 | 16686912 | 1670214a |  | 221112 | 125 | 100 | 50950 | 1 | 1 | 1 | 198 | 8.7 | 315 | 3500 | 59 | 37.2927 | -77.2722 | 10377 | BLR01B | 23860
51670 | James River Cogeneration Company | 10377_B_1C | 6633911 | 58457513 | 16686912 | 1670214b |  | 221112 | 125 | 100 | 50950 | 1 | 1 | 1 | 198 | 8.7 | 315 | 3500 | 59 | 37.2927 | -77.2722 | 10377 | BLR01C | 23860
51670 | James River Cogeneration Company | 10377_B_2A | 6633911 | 58457613 | 16686712 | 1669914 |  | 221112 | 125 | 100 | 50950 | 2 | 2 | 1 | 198 | 8.7 | 315 | 3500 | 59 | 37.2927 | -77.2722 | 10377 | BLR02A | 23860
51670 | James River Cogeneration Company | 10377_B_2B | 6633911 | 58457613 | 16686712 | 1669914a |  | 221112 | 125 | 100 | 50950 | 2 | 2 | 1 | 198 | 8.7 | 315 | 3500 | 59 | 37.2927 | -77.2722 | 10377 | BLR02B | 23860
51670 | James River Cogeneration Company | 10377_B_2C | 6633911 | 58457613 | 16686712 | 1669914b |  | 221112 | 125 | 100 | 50950 | 2 | 2 | 1 | 198 | 8.7 | 315 | 3500 | 59 | 37.2927 | -77.2722 | 10377 | BLR02C | 23860
37019 | CPI USA North Carolina - Southport Plant | 10378_B_1A | 8176711 | 6824813 | 69495512 | 138560014 |  | 221112 | 125 | 100 | 3701900067 | G-29 | 1 | 20 | 198 | 8.67 | 315 | 3542.3 | 60 | 33.9437 | -78.0121 | 10378 | BLR01A | 28461
37019 | CPI USA North Carolina - Southport Plant | 10378_B_1B | 8176711 | 6824813 | 69495512 | 138560014a |  | 221112 | 125 | 100 | 3701900067 | G-29 | 1 | 20 | 198 | 8.67 | 315 | 3542.3 | 60 | 33.9437 | -78.0121 | 10378 | BLR01B | 28461
37019 | CPI USA North Carolina - Southport Plant | 10378_B_1C | 8176711 | 6824813 | 69495512 | 138560014b |  | 221112 | 125 | 100 | 3701900067 | G-29 | 1 | 20 | 198 | 8.67 | 315 | 3542.3 | 60 | 33.9437 | -78.0121 | 10378 | BLR01C | 28461
37019 | CPI USA North Carolina - Southport Plant | 10378_B_2A | 8176711 | 6824813 | 69495512 | 138560014c |  | 221112 | 125 | 100 | 3701900067 | G-29 | 1 | 20 | 198 | 8.67 | 315 | 3542.3 | 60 | 33.9437 | -78.0121 | 10378 | BLR02A | 28461
37019 | CPI USA North Carolina - Southport Plant | 10378_B_2B | 8176711 | 6824813 | 69495512 | 138560014d |  | 221112 | 125 | 100 | 3701900067 | G-29 | 1 | 20 | 198 | 8.67 | 315 | 3542.3 | 60 | 33.9437 | -78.0121 | 10378 | BLR02B | 28461
37019 | CPI USA North Carolina - Southport Plant | 10378_B_2C | 8176711 | 6824813 | 69495512 | 138560014e |  | 221112 | 125 | 100 | 3701900067 | G-29 | 1 | 20 | 198 | 8.67 | 315 | 3542.3 | 60 | 33.9437 | -78.0121 | 10378 | BLR02C | 28461
37145 | CPI USA North Carolina - Roxboro Plant | 10379_B_1A | 7826311 | 2212213 | 69494612 | 138516314 |  | 221112 | 125 | 100 | 3714500056 | G-21 | S1 | 16 | 198 | 8.67 | 315 | 3542.3 | 60 | 36.4347 | -78.9612 | 10379 | BLR01A | 27573
37145 | CPI USA North Carolina - Roxboro Plant | 10379_B_1B | 7826311 | 2212213 | 69494612 | 138516314a |  | 221112 | 125 | 100 | 3714500056 | G-21 | S1 | 16 | 198 | 8.67 | 315 | 3542.3 | 60 | 36.4347 | -78.9612 | 10379 | BLR01B | 27573
37145 | CPI USA North Carolina - Roxboro Plant | 10379_B_1C | 7826311 | 2212213 | 69494612 | 138516314b |  | 221112 | 125 | 100 | 3714500056 | G-21 | S1 | 16 | 198 | 8.67 | 315 | 3542.3 | 60 | 36.4347 | -78.9612 | 10379 | BLR01C | 27573
37017 | Elizabethtown Power LLC | 10380_B_A BLR | 8121911 | 4704113 | 68927912 | 17477614 |  | 221112 | 125 | 100 | 3701700043 | G-10 | S-IES-1 | 4 | 181 | 7 | 327 | 1333.1 | 34.64 | 34.6568 | -78.6415 | 10380 | 1 | 28337 |  | NCDAQ
37017 | Elizabethtown Power LLC | 10380_B_B BLR | 8121911 | 4704413 | 68928312 | 17477314 |  | 221112 | 125 | 100 | 3701700043 | G-14 | S-IES5 | 5 | 181 | 7 | 327 | 1333.1 | 34.64 | 34.6568 | -78.6415 | 10380 | 2 | 28337 |  | NCDAQ
37061 | Coastal Carolina Clean Power LLC | 10381_B_1A | 8003011 | 75310913 | 69498712 | 101514314 |  | 221112 | 125 | 100 | 3706100116 | GR10 | 1 | 15 | 150 | 6.92 | 325 | 1985.8 | 52.8 | 35.018 | -77.8615 | 10381 | BLR01A | 28349
37061 | Coastal Carolina Clean Power LLC | 10381_B_1B | 8003011 | 75310913 | 69498712 | 101514314a |  | 221112 | 125 | 100 | 3706100116 | GR10 | 1 | 15 | 150 | 6.92 | 325 | 1985.8 | 52.8 | 35.018 | -77.8615 | 10381 | BLR01B | 28349
37155 | Lumberton | 10382_B_UNIT1 | 8491311 | 277713 | 69512912 | 18768314 |  | 0 | 0 | 0 | 3715500166 | G-17 (ES-1A) | CS-1 | 0 | 20 | 0.46 | 70 | 1333.1033 | 0 | 34.59 | -78.9963 | 10382 | 1 | 28358
37155 | Lumberton | 10382_B_UNIT2 | 8491311 | 277513 | 69512912 | 18768414 |  | 0 | 0 | 0 | 3715500166 | G-10 | S-IES-1 | 4 | 20 | 0.46 | 70 | 0.1 | 0.9 | 34.59 | -78.9963 | 10382 | 2 | 28358
37065 | Edgecombe Genco, LLC | 10384_B_1A | 8124311 | 4679213 | 68858312 | 17720514 |  | 221118 | 125 | 100 | 3706500146 | G-27 | EP-2 | 2 | 198 | 8.67 | 175 | 4841.1 | 82 | 36.0377 | -77.7528 | 10384 | BLR01A | 27809 | 63UUUUU
37065 | Edgecombe Genco, LLC | 10384_B_1B | 8124311 | 4679213 | 68858312 | 17720514a |  | 221118 | 125 | 100 | 3706500146 | G-27 | EP-2 | 2 | 198 | 8.67 | 175 | 4841.1 | 82 | 36.0377 | -77.7528 | 10384 | BLR01B | 27809 | 63UUUUU
37065 | Edgecombe Genco, LLC | 10384_B_2A | 8124311 | 4678013 | 68858512 | 17721714 |  | 221118 | 125 | 100 | 3706500146 | G-26 | EP-1 | 1 | 198 | 8.67 | 175 | 4841.1 | 82 | 36.0377 | -77.7528 | 10384 | BLR02A | 27809 | 63UUUUU
37065 | Edgecombe Genco, LLC | 10384_B_2B | 8124311 | 4678013 | 68858512 | 17721714a |  | 221118 | 125 | 100 | 3706500146 | G-26 | EP-1 | 1 | 198 | 8.67 | 175 | 4841.1 | 82 | 36.0377 | -77.7528 | 10384 | BLR02B | 27809 | 63UUUUU
18177 | RICHMOND POWER & LIGHT COMPANY RPL | 1040_B_1 | 5506011 | 27516313 | 87279812 | 123864114 |  | 221112 | 125 | 999 | 00009 | 001 | CS001 | 02 | 325 | 11.75 | 330 | 6937.6 | 22 | 39.8028 | -84.8953 | 1040 | 1 | 47374 | 63UUUUU
18177 | RICHMOND POWER & LIGHT COMPANY RPL | 1040_B_2 | 5506011 | 27516713 | 87279812 | 123864314 |  | 221112 | 125 | 999 | 00009 | 002 | CS001 | 02 | 325 | 11.75 | 330 | 6937.6 | 22 | 39.8028 | -84.8953 | 1040 | 2 | 47374 | 63UUUUU
06019 | KINGSBURG COGEN FACILITY | 10405_G_GEN1 | 14025511 | 85377413 | 78148312 | 112584714 |  | 221118 | 125 | 120 | 101430722 | 2 | 2 | 1 |  |  | 68 | 83.3 |  | 36.5467 | -119.579 |  |  | 93631
12033 | ASCEND PERFORMANCE MATERIALS OPERATIONS | 10416_B_BO4 | 751411 | ORISBO4 | ORISBO4 | 10416_B_BO4 |  | 325220 |  | 999 | [9 empty] | 30.5958 | -87.2568 | 10416 | BO4 | 32533
12033 | ASCEND PERFORMANCE MATERIALS OPERATIONS | 10416_B_BO5 | 751411 | ORISBO5 | ORISBO5 | 10416_B_BO5 |  | 325220 |  | 999 | [9 empty] | 30.5958 | -87.2568 | 10416 | BO5 | 32533
12033 | ASCEND PERFORMANCE MATERIALS OPERATIONS | 10416_B_BO6 | 751411 | ORISBO6 | ORISBO6 | 10416_B_BO6 |  | 325220 |  | 999 | [9 empty] | 30.5958 | -87.2568 | 10416 | BO6 | 32533
12033 | ASCEND PERFORMANCE MATERIALS OPERATIONS | 10416_B_BO7 | 751411 | ORISBO7 | ORISBO7 | 10416_B_BO7 |  | 325220 |  | 999 | [9 empty] | 30.5958 | -87.2568 | 10416 | BO7 | 32533
12033 | ASCEND PERFORMANCE MATERIALS OPERATIONS | 10416_B_BO8 | 751411 | ORISBO8 | ORISBO8 | 10416_B_BO8 |  | 325220 |  | 999 | [9 empty] | 30.5958 | -87.2568 | 10416 | BO8 | 32533
12033 | ASCEND PERFORMANCE MATERIALS OPERATIONS | 10416_B_BO9 | 751411 | ORISBO9 | ORISBO9 | 10416_B_BO9 |  | 325220 |  | 999 | [9 empty] | 30.5958 | -87.2568 | 10416 | BO9 | 32533
12033 | ASCEND PERFORMANCE MATERIALS OPERATIONS | 10416_G_GEN4 | 751411 | 46321213 | 43996712 | 48725214 |  | 325220 |  | 120 | 0330040 | 32 | 32 | 1 | 100 | 15 | 300 | 13.3 | 75 | 30.599 | -87.2502 |  |  | 32533 | SLT-0001
18125 | HOOSIER ENERGY REC INC FRANK E RATT | 1043_B_1SG1 | 4672011 | 28364613 | 27198412 | 123705014 |  | 221112 | 125 | 999 | 00001 | 001 | 1 | 02 | 300 | 11 | 282 | 7166.7 | 80 | 38.5212 | -87.2661 | 1043 | 1SG1 | 47567 | 63UUUUU
18125 | HOOSIER ENERGY REC INC FRANK E RATT | 1043_B_2SG1 | 4672011 | 28364513 | 27198512 | 123705314 |  | 221112 | 125 | 999 | 00001 | 002 | 2 | 02 | 300 | 11 | 282 | 6850 | 32 | 38.5212 | -87.2661 | 1043 | 2SG1 | 47567 | 63UUUUU
36045 | BLACK RIVER GENERATION LLC | 10464_B_E0001 | 8104811 | ORISE0001 | ORISE0001 | 10464_B_E0001 |  | 221118 | 125 | 100 |  |  |  |  | 36 | 1 | 72 | 0 |  | 44.0367 | -75.7717 | 10464 | E0001 | 13602
36045 | BLACK RIVER GENERATION LLC | 10464_B_E0002 | 8104811 | ORISE0002 | ORISE0002 | 10464_B_E0002 |  | 221118 | 125 | 100 |  |  |  |  | 36 | 1 | 72 | 0 |  | 44.0367 | -75.7717 | 10464 | E0002 | 13602
36045 | BLACK RIVER GENERATION LLC | 10464_B_E0003 | 8104811 | ORISE0003 | ORISE0003 | 10464_B_E0003 |  | 221118 | 125 | 100 |  |  |  |  | 36 | 1 | 72 | 0 |  | 44.0367 | -75.7717 | 10464 | E0003 | 13602
19005 | IPL - LANSING GENERATING STATION | 1047_B_4 | 5509311 | 27501713 | 26399112 | 42263614 |  | 221112 | 125 | 100 | 03-03-001 | 000000570 | 000000369 | 000106421 | 499 | 15.333 | 170 | 16166 |  | 43.3378 | -91.1667 | 1047 | 4 | 52151 | 63UUUUU
19045 | IPL - M.L. KAPP GENERATING STATION | 1048_B_2 | 5509811 | 27197513 | 26093412 | 42269414 |  | 221112 | 125 | 100 | 23-01-014 | 000000532 | 000000355 | 000000508 | 245 | 13 | 350 | 15092 |  | 41.8077 | -90.2341 | 1048 | 2 | 52732 | 63UUUUU
23017 | RUMFORD PAPER COMPANY - RUMFORD | 10495_B_6 | 8026411 | 3773013 | 3649612 | 125434214 |  | 322121 | 133 | 100 | 2301700045 | 008 | 1 | 008-4 | 411 | 11.5 | 325 | 7600 | 107 | 44.5535 | -70.542 |  |  | 04276-2045 | 63UUUUU
23017 | RUMFORD PAPER COMPANY - RUMFORD | 10495_B_7 | 8026411 | 3773213 | 3649612 | 125435214 |  | 322121 | 133 | 100 | 2301700045 | 009 | 1 | 009-4 | 411 | 11.5 | 325 | 7600 | 107 | 44.5535 | -70.542 |  |  | 04276-2045 | 63UUUUU
06029 | KERN RIVER COGENERATION CO | 10496_G_GTAG | 4197011 | 33772313 | 32227812 | 57085814 |  | 221118 | 125 | 120 | 15143088 | 1 | 1 | 1 | 63 | 14.5 | 250 | 7551.7 |  | 35.445 | -118.9854 |  |  | 00000
06029 | KERN RIVER COGENERATION CO | 10496_G_GTBG | 4197011 | 33772413 | 32227912 | 57085714 |  | 221118 | 125 | 120 | 15143088 | 2 | 2 | 1 | 63 | 14.5 | 250 | 7778.6 |  | 35.4407 | -118.9612 |  |  | 00000
06029 | KERN RIVER COGENERATION CO | 10496_G_GTCG | 4197011 | 33772513 | 32227412 | 57085614 |  | 221118 | 125 | 120 | 15143088 | 3 | 3 | 1 | 63 | 14.5 | 250 | 7770 |  | 35.4407 | -118.9612 |  |  | 00000
06029 | KERN RIVER COGENERATION CO | 10496_G_GTDG | 4197011 | 33772613 | 32227712 | 57085514 |  | 221118 | 125 | 120 | 15143088 | 4 | 4 | 1 | 63 | 14.5 | 250 | 7959.4 |  | 35.4407 | -118.9612 |  |  | 00000
06029 | MID-SET COGENERATION COMPANY | 10501_G_K100 | 13847911 | 84891013 | 77477912 | 111667614 |  | 221118 | 125 | 120 | 1514302592 | 1 | 1 | 1 | 49 | 10.7 | 250 | 3903.9 |  | 35.195 | -119.568 |  |  | 93224
06077 | THERMAL ENERGY DEVELOPMENT PARTNERSHIP, LP. | 10502_B_02 | 13860411 | 84985113 | 77577612 | 111836314 |  | 221118 |  | 100 | 3914301026 | 1 | 1 | 1 |  |  | 68 | 83.3 |  | 37.7169 | -121.4785 |  |  | 95377
37049 | Craven County Wood Energy | 10525_B_4A | 8505111 | 546713 | 69206112 | 17707514 |  | 221118 | 125 | 100 | 3704900158 | G-1 | stack1 | 2 | 230 | 10.7 | 315 | 4046.4 | 45 | 35.1322 | -77.1678 | 10525 | ES5A | 28562
34033 | CARNEYS POINT GENERATING PLANT | 10566_B_BOIL1 | 7989011 | 90352313 | 61105812 | 154322314 |  | 221112 | 125 | 100 | 65498 | U2 | PT99999 | OS4 | 125 | 3 | 350 |  | 50 | 39.6877 | -75.4877 | 10566 | 1001 | 08069-2626 | 63UUUUU
34033 | CARNEYS POINT GENERATING PLANT | 10566_B_BOIL2 | 7989011 | 5126613 | 61105812 | 20053514 |  | 221112 | 125 | 100 | 65498 | U1 | PT99999 | OS4 | 125 | 3 | 350 |  | 50 | 39.6877 | -75.4877 | 10566 | 1002 | 08069-2626 | 63UUUUU
09003 | ALGONQUIN POWER WINDSOR LOCKS | 10567_G_GTG | 589711 | 46138613 | 43813012 | 48170914 |  | 221112 | 125 | 120 | T213 P0001 C080 | P0029 | 029 | 02 | 177 | 14 | 325 | 747.5 | 4.9 | 41.925 | -72.6266 | 10567 | GT1 | 06096-2333
09003 | ALGONQUIN POWER WINDSOR LOCKS | 10567_G_GTG2 | 589711 | 107238913 | 110772412 | 151861814 |  | 221112 | 125 | 120 | T213P001C08095 | P0116 | 030 | 20100201 | 130 | 6 | 301 | 747.5 | 4.9 | 41.925 | -72.6266 | 10567 | GTG2 | 06096-2333
09003 | ALGONQUIN POWER WINDSOR LOCKS | 10567_G_STG | 589711 | ORISSTG | ORISSTG | 10567_G_STG |  | 221112 | 125 | 120 |  |  |  |  | 177 | 14 | 325 | 747.5 | 4.9 | 41.925 | -72.6266 | 10567 | STG | 06096-2333
22019 | Agrilectric Power Partners Ltd | 10593_B_BLR1 | 5718311 | 80724913 | 71840212 | 104135614 |  | 221112 | 125 | 100 | 7835 | SR0001 | RP0001 | PR0001 | 87 | 5 | 243 | 908.3 | 46.3 | 30.2008 | -93.1266 |  |  | 70615
42021 | EBENSBURG POWER CO/EBENSBURG COGENERATION PLT | 10603_B_031 | 6594311 | 17845713 | 17346212 | 13516014 |  | 221112 | 125 | 100 | 420210033 | 031 | S01 | 2 | 250 | 8.5 | 300 | 5478.6 | 96.6 | 40.4645 | -78.746 | 10603 | 031 | 15948 | 63UUUUU
50009 | SRC/Dirigo Paper Companyá | 10608_G_GEN5 | 7727511 | ORISGEN5 | ORISGEN5 | 10608_G_GEN5 | [8 empty] | 110 | 5 | 226 |  | 31.6 | 44.4134 | -71.718 | 10608 | GEN5 | 05904
36049 | BEAVER FALLS GENERATING FACILITY | 10617_G_GEN1 | 8469511 | 570213 | 568812 | 20970414 |  | 221112 | 125 | 140 | 6232000018 | U00001 | 00001 | 104FP | 213 | 11.2 | 200 | 121 | 73 | 43.88 | -75.43 | 10617 | 1 | 13305
36049 | BEAVER FALLS GENERATING FACILITY | 10617_G_GEN2 | 8469511 | 570213 | 568812 | 20970414a |  | 221112 | 125 | 140 | 6232000018 | U00001 | 00001 | 104FP | 213 | 11.2 | 200 | 121 | 73 | 43.88 | -75.43 | 10617 | 1 | 13305
36045 | CARTHAGE ENERGY COGEN FACILITY | 10620_G_GEN1 | 8036811 | 3684113 | 3556212 | 17962914 |  | 221112 | 125 | 120 | 6226000024 | U00001 | 00001 | 104FP | 213 | 10.8 | 200 | 87.7 | 58 | 43.98 | -75.62 | 10620 | 1 | 13619
36045 | CARTHAGE ENERGY COGEN FACILITY | 10620_G_GEN2 | 8036811 | 3684213 | 58915212 | 17962414 |  | 221112 | 125 | 999 | 6226000024 | EIC001 | SC4818 | E05EI | 29.9 | 2 | 81 | 0.1 |  | 43.9842 | -75.621 | 10620 | 2 | 13619
36067 | WPS SYRACUSE GENERATION LLC | 10621_G_GEN1 | 7435911 | 7947513 | 7843912 | 18152014 |  | 221112 | 125 | 120 | 7313200035 | U00001 | 00001 | 104FP | 223 | 13.5 | 194 | 142.3 | 60 | 43.06 | -76.22 | 10621 | 1 | 13209
36067 | WPS SYRACUSE GENERATION LLC | 10621_G_GEN2 | 7435911 | 7947613 | 7844112 | 18151814 |  | 221112 | 125 | 100 | 7313200035 | U00006 | 00006 | 601FP | 40 | 0.8 | 535 | 0.3 | 28 | 43.06 | -76.22 | 10621 | 2 | 13209
51670 | Hopewell Cogeneration Ltd Partnership | 10633_G_GT1 | 5883511 | 23364513 | 22396812 | 1669414 |  | 221112 | 125 | 120 | 50967 | 1 | 1 | 2 | 200 | 15.2 | 260 | 13581.7 | 74.8 | 37.2914 | -77.2819 | 10633 | 1 | 23860
51670 | Hopewell Cogeneration Ltd Partnership | 10633_G_GT2 | 5883511 | 23364613 | 22396712 | 76734014 |  | 221112 | 125 | 120 | 50967 | 2 | 2 | 1 | 200 | 15.2 | 260 | 13581.7 | 74.8 | 37.2914 | -77.2819 | 10633 | 2 | 23860
51670 | Hopewell Cogeneration Ltd Partnership | 10633_G_GT3 | 5883511 | 23364713 | 22396612 | 76734114 |  | 221112 | 125 | 120 | 50967 | 3 | 3 | 1 | 200 | 15.2 | 260 | 13581.7 | 74.8 | 37.2914 | -77.2819 | 10633 | 3 | 23860
51670 | Hopewell Cogeneration Ltd Partnership | 10633_G_ST1 | 5883511 | 23364513 | 22396812 | 1669414a |  | 221112 | 125 | 120 | 50967 | 1 | 1 | 2 | 200 | 15.2 | 260 | 13581.7 | 74.8 | 37.2914 | -77.2819 | 10633 | 1 | 23860
06077 | AIR PRODUCTS MANUFACTURING CORP | 10640_B_BLR1 | 7124711 | 15050513 | 14710612 | 52281614 |  | 221118 | 125 | 100 | 391430802 | 1 | 1 | 1 | 150 | 8 | 310 | 4183.3 |  | 37.9078 | -121.2698 |  |  | 95206
42021 | CAMBRIA COGEN CO/EBENSBURG | 10641_B_B1 | 6594511 | 17844813 | 17345312 | 13514814 |  | 221112 | 125 | 100 | 420210046 | 031 | S01 | 1 | 230 | 7.5 | 380 | 4033.3 | 91.3 | 40.4794 | -78.7019 | 10641 | 1 | 15931-4500 | 63UUUUU
42021 | CAMBRIA COGEN CO/EBENSBURG | 10641_B_B2 | 6594511 | 17844913 | 17345012 | 13514714 |  | 221112 | 125 | 100 | 420210046 | 032 | S02 | 1 | 230 | 7.5 | 380 | 4033.3 | 91.3 | 40.4794 | -78.7019 | 10641 | 2 | 15931-4500 | 63UUUUU
06029 | BEAR MOUNTAIN LIMITED | 10649_G_GEN1 | 458111 | 48843613 | 46255212 | 60776214 |  | 221118 |  | 120 | 1514302049 | 1 | 1 | 1 | 74 | 11 | 280 | 3522.2 |  | 35.4192 | -118.9265 |  |  | 93308
06029 | BADGER CREEK LIMITED | 10650_G_GEN1 | 412511 | 49172513 | 46529812 | 60129014 |  | 221118 |  | 120 | 1514301250 | 1 | 1 | 1 | 75 | 12 | 260 | 3761.2 |  | 35.4837 | -119.0299 |  |  | 93308
06089 | BURNEY FOREST PRODUCTS | 10652_B_BLR1 | 8411711 | 1470513 | 1363712 | 49643914 |  | 321113 | 135 | 100 | 45162851 | 1 | 1 | 1 | 125 | 8 | 350 | 1119.1 |  | 40.8725 | -121.6946 |  |  | 96013
06089 | BURNEY FOREST PRODUCTS | 10652_B_BLR2 | 8411711 | 84856513 | 77416912 | 111594214 |  | 321113 | 135 | 100 | 45162851 | 3 | 2 | 1 | 125 | 8 | 350 | 1119.1 |  | 40.8725 | -121.6946 |  |  | 96013
06063 | COLLINS PINE CO | 10661_B_4 | 3270311 | 38962713 | 97043512 | 53806214 |  | 321113 | 135 | 100 | 32042215 | 1 | 1_1_10200907 | 1 | 100 | 4 | 250 |  | 30 | 40.3121 | -121.2358 |  |  | 96020
48201 | AES DEEPWATER COGENERATION PLANT | 10670_B_AAB001 | 4926311 | 31245813 | 29887412 | 7310314 |  | 221122 | 125 | 100 | 405 | 000001 | 000001 | 000001 | 475 | 14.7 | 175 |  | 54.2 | 29.717 | -95.2277 | 10670 | 01001 | 77001 | 63UUUUU
40079 | COGENERATION PLT | 10671_B_1A | 8148711 | 5951113 | 5812712 | 17350214 |  | 221112 | 125 | 100 | 11 | 8315 | 8315 | 39171 | 350 | 17 | 350 | 13333.6 | 58.7 | 35.1928 | -94.6469 | 10671 | 1A | 74951 | 63UUUUU
40079 | COGENERATION PLT | 10671_B_1B | 8148711 | 5950413 | 5812712 | 17351114 |  | 221112 | 125 | 100 | 11 | 8316 | 8315 | 39174 | 350 | 17 | 350 | 13333.6 | 58.7 | 35.1928 | -94.6469 | 10671 | 1B | 74951 | 63UUUUU
40079 | COGENERATION PLT | 10671_B_2A | 8148711 | 5951013 | 5812712 | 17350414 |  | 221112 | 125 | 100 | 11 | 8317 | 8315 | 39176 | 350 | 17 | 350 | 13333.6 | 58.7 | 35.1928 | -94.6469 | 10671 | 2A | 74951 | 63UUUUU
40079 | COGENERATION PLT | 10671_B_2B | 8148711 | 5951313 | 5812712 | 17349814 |  | 221112 | 125 | 100 | 11 | 8318 | 8315 | 39178 | 350 | 17 | 350 | 13333.6 | 58.7 | 35.1928 | -94.6469 | 10671 | 2B | 74951 | 63UUUUU
12031 | CEDAR BAY GENERATING COMPANY, L.P. | 10672_B_CBA | 922611 | 46490613 | 44169812 | 46117314 |  | 2211 | 125 | 100 | 0310337 | 1 | 1 | 4 | 403 | 13.3 | 265 | 16733.3 | 120 | 30.4228 | -81.6072 | 10672 | CBA | 32226-6324 | SLT-0001&ARP-0001&63UUUUU
12031 | CEDAR BAY GENERATING COMPANY, L.P. | 10672_B_CBB | 922611 | 46491413 | 44170112 | 92737414 |  | 2211 | 125 | 100 | 0310337 | 2 | 2 | 6 | 403 | 13.3 | 265 | 16733.3 | 120 | 30.4226 | -81.6073 | 10672 | CBB | 32226-6324 | SLT-0001&ARP-0001&63UUUUU
12031 | CEDAR BAY GENERATING COMPANY, L.P. | 10672_B_CBC | 922611 | 46490013 | 44170212 | 92737514 |  | 2211 | 125 | 100 | 0310337 | 3 | 3 | 6 | 403 | 13.3 | 265 | 16733.3 | 120 | 30.4224 | -81.6075 | 10672 | CBC | 32226-6324 | SLT-0001&ARP-0001&63UUUUU
42007 | AES BEAVER VALLEY LLC/BEAVER VALLEY LLC | 10676_B_2 | 8141311 | 4581913 | 4439012 | 93015014 |  | 221112 | 125 | 100 | 420070042 | 032 | S02 | 2 | 200 | 7.8 | 135 | 2540 | 53.2 | 40.6538 | -80.3559 | 10676 | 032 | 15061-2254 | 63UUUUU
42007 | AES BEAVER VALLEY LLC/BEAVER VALLEY LLC | 10676_B_3 | 8141311 | 4582213 | 4438912 | 93015214 |  | 221112 | 125 | 100 | 420070042 | 033 | S03 | 2 | 200 | 7.8 | 135 | 2500 | 52.3 | 40.6538 | -80.3559 | 10676 | 033 | 15061-2254 | 63UUUUU
42007 | AES BEAVER VALLEY LLC/BEAVER VALLEY LLC | 10676_B_4 | 8141311 | 4582113 | 4438812 | 93015414 |  | 221112 | 125 | 100 | 420070042 | 034 | S04 | 2 | 200 | 7.8 | 135 | 2800 | 58.6 | 40.6538 | -80.3559 | 10676 | 034 | 15061-2254 | 63UUUUU
42007 | AES BEAVER VALLEY LLC/BEAVER VALLEY LLC | 10676_B_5 | 8141311 | 4582013 | 4439112 | 93015614 |  | 221112 | 125 | 100 | 420070042 | 035 | S05 | 2 | 200 | 4.8 | 135 | 1440 | 79.6 | 40.6538 | -80.3559 | 10676 | 035 | 15061-2254 | 63UUUUU
24001 | AES Warrior Run | 10678_B_BLR1 | 7717711 | 87867213 | 83992812 | 119271714 |  | 221112 | 125 | 100 | 001-0203 | 001-0203-3-0127 | 001-0203-3-0127 | 10100501-2 | 268 | 12.3 | 257 |  | 78 | 39.5964 | -78.7456 | 10678 | 001 | 21502 | 63UUUUU
19127 | IPL - SUTHERLAND GEN STA and Marshalltown CTs | 1068_G_1 | 3779111 | 37006813 | 35258712 | 38111914 |  | 221112 | 125 | 120 | 64-01-012 | 000009581 | 000006868 | 000007301 | 31 | 9 | 850 | 9729.5 |  | 42.0469 | -92.8627 | 1068 | 1A | 50158
19127 | IPL - SUTHERLAND GEN STA and Marshalltown CTs | 1068_G_2 | 3779111 | 37006613 | 35261412 | 38112114 |  | 221112 | 125 | 120 | 64-01-012 | 000009583 | 000006870 | 000007303 | 31 | 9 | 850 | 9729.5 |  | 42.0469 | -92.8627 | 1068 | 2A | 50158
19127 | IPL - SUTHERLAND GEN STA and Marshalltown CTs | 1068_G_3 | 3779111 | 37006413 | 35263312 | 38112314 |  | 221112 | 125 | 120 | 64-01-012 | 000009585 | 000006872 | 000007305 | 31 | 9 | 850 | 9729.5 |  | 42.0469 | -92.8627 | 1068 | 3A | 50158
08087 | COLO POWER/BRUSH COGEN/COLO ENERGY MGT | 10682_G_GT1 | 3936111 | 36928213 | 35185112 | 47669314 |  | 221112 | 125 | 120 | CO0000000808700 | 087-0027-001 | 087-0027-S001 | 087-0027-001-01 | 41 | 13 | 280 |  | 89.7 | 40.2415 | -103.631 | 10682 | GT1 | 80723
08087 | COLO POWER/BRUSH COGEN/COLO ENERGY MGT | 10682_G_GT2 | 3936111 | 68809013 | 63176512 | 94790314 |  | 221112 | 125 | 120 | CO0000000808700 | 087-0027-002 | 087-0027-S002 | 087-0027-002-01 | 45 | 11.8 | 900 |  | 133.5 | 40.2415 | -103.631 | 10682 | GT2 | 80723
08087 | COLO POWER/BRUSH COGEN/COLO ENERGY MGT | 10682_G_GT3 | 3936111 | 36928513 | 35185312 | 47669014 |  | 221112 | 125 | 120 | CO0000000808700 | 087-0027-004 | 087-0027-S004 | 087-0027-004-01 | 80 | 9 | 210 |  | 70.2 | 40.2483 | -103.6232 | 10682 | GT3 | 80723
08087 | COLO POWER/BRUSH COGEN/COLO ENERGY MGT | 10682_G_GT4 | 3936111 | 36928613 | 35184912 | 47668914 |  | 221112 | 125 | 120 | CO0000000808700 | 087-0027-007 | 087-0027-S007 | 087-0027-007-01 | 80 | 9 | 210 |  | 70.7 | 40.2415 | -103.631 | 10682 | GT4 | 80723
08087 | COLO POWER/BRUSH COGEN/COLO ENERGY MGT | 10682_G_GT5 | 3936111 | 36928013 | 35184812 | 47463814 |  | 221112 | 125 | 120 | CO0000000808700 | 087-0027-010 | 087-0027-S010 | 087-0027-010-01 | 80 | 9 | 210 |  | 70.7 | 40.2415 | -103.631 | 10682 | GT5 | 80723
08087 | COLO POWER/BRUSH COGEN/COLO ENERGY MGT | 10682_G_ST1 | 3936111 | ORISST1 | ORISST1 | 10682_G_ST1 |  | 221112 | 125 | 160 |  |  |  |  | 15 | 1 | 30 | 0 |  | 40.2415 | -103.631 | 10682 | ST1 | 80723
08087 | COLO POWER/BRUSH COGEN/COLO ENERGY MGT | 10682_G_ST2 | 3936111 | ORISST2 | ORISST2 | 10682_G_ST2 |  | 221112 | 125 | 160 |  |  |  |  | 15 | 1 | 30 | 0 |  | 40.2415 | -103.631 | 10682 | ST2 | 80723
08087 | COLO POWER/BRUSH COGEN/COLO ENERGY MGT | 10682_G_ST4 | 3936111 | 36928013 | 35184812 | 47463814a |  | 221112 | 125 | 120 | CO0000000808700 | 087-0027-010 | 087-0027-S010 | 087-0027-010-01 | 80 | 9 | 210 |  | 70.7 | 40.2415 | -103.631 |  |  | 80723
27061 | Blandin Paper/Rapids Energy Center | 10686_B_5 | 6169011 | 15286813 | 14954712 | 26425314 |  | 22133 | 133 | 100 | 2706100001 | EU003 | SV003 | EU003PD001 | 205 | 9 | 475 | 4780.9 |  | 47.2301 | -93.5726 |  |  | 55744
27061 | Blandin Paper/Rapids Energy Center | 10686_B_6 | 6169011 | 15286613 | 14954712 | 26425714 |  | 22133 | 133 | 100 | 2706100001 | EU004 | SV003 | EU004PD002 | 205 | 9 | 475 | 4780.9 |  | 47.2301 | -93.5726 |  |  | 55744
27061 | Blandin Paper/Rapids Energy Center | 10686_B_7 | 6169011 | 15286513 | 14953912 | 26425814 |  | 22133 | 133 | 100 | 2706100001 | EU016 | SV036 | EU016PD001 | 100 | 6 | 310 | 1513.9 |  | 47.2301 | -93.5726 |  |  | 55744
27061 | Blandin Paper/Rapids Energy Center | 10686_B_8 | 6169011 | 15287013 | 14953812 | 26424914 |  | 22133 | 133 | 100 | 2706100001 | EU017 | SV037 | EU017PD001 | 100 | 6 | 387 | 1233.5 |  | 47.2301 | -93.5726 |  |  | 55744
36001 | SELKIRK COGENERATION PROJECT | 10725_G_GEN1 | 7801111 | 3434913 | 3311712 | 88963114 |  | 221112 | 125 | 140 | 4012200078 | U00001 | 00001 | 1DBFP | 200 | 15 | 72 | 0 | 61.9 | 42.57 | -73.85 | 10725 | CTG101 | 12158
36001 | SELKIRK COGENERATION PROJECT | 10725_G_GEN2 | 7801111 | 3434913 | 3311712 | 88963114a |  | 221112 | 125 | 140 | 4012200078 | U00001 | 00001 | 1DBFP | 200 | 15 | 72 | 0 | 61.9 | 42.57 | -73.85 | 10725 | CTG201 | 12158
36001 | SELKIRK COGENERATION PROJECT | 10725_G_GEN3 | 7801111 | 3435013 | 58863912 | 88963214 |  | 221112 | 125 | 140 | 4012200078 | U00002 | 00002 | 2DBFP | 200 | 15 | 72 | 0 |  | 42.5757 | -73.8603 | 10725 | CTG301 | 12158
36001 | SELKIRK COGENERATION PROJECT | 10725_G_GEN4 | 7801111 | 3435013 | 58863912 | 88963214a |  | 221112 | 125 | 140 | 4012200078 | U00002 | 00002 | 2DBFP | 200 | 15 | 72 | 0 |  | 42.5757 | -73.8603 |  |  | 12158
36001 | SELKIRK COGENERATION PROJECT | 10725_G_GEN5 | 7801111 | 3435013 | 58863912 | 88963214b |  | 221112 | 125 | 140 | 4012200078 | U00002 | 00002 | 2DBFP | 200 | 15 | 72 | 0 |  | 42.5757 | -73.8603 |  |  | 12158
25013 | MASSPOWER | 10726_G_GEN1 | 5979511 | 87406413 | 83664512 | 118466614 |  | 221112 | 125 | 140 | 0420007 | 1 | 1 | 1 | 213 | 14.83 | 250 |  | 64.5 | 42.1577 | -72.5223 | 10726 | 1 | 01151-0000
25013 | MASSPOWER | 10726_G_GEN2 | 5979511 | 87406513 | 83664412 | 118466814 |  | 221112 | 125 | 140 | 0420007 | 2 | 2 | 2 | 213 | 14.83 | 250 |  | 64.5 | 42.1577 | -72.5223 | 10726 | 2 | 01151-0000
25013 | MASSPOWER | 10726_G_GEN3 | 5979511 | 87406413 | 83664512 | 118466614a |  | 221112 | 125 | 140 | 0420007 | 1 | 1 | 1 | 213 | 14.83 | 250 |  | 64.5 | 42.1577 | -72.5223 | 10726 | 1 | 01151-0000
19113 | IPL - PRAIRIE CREEK GENERATING STATION | 1073_B_1 | 3940211 | 68137813 | 35876812 | 93991114 |  | 221112 | 125 | 100 | 57-01-042 | 000334292 | 000082032 | 000291564 | 327 | 16 | 470 | 5342 |  | 41.9459 | -91.6378 | 1073 | 1 | 52404
19113 | IPL - PRAIRIE CREEK GENERATING STATION | 1073_B_3 | 3940211 | 37605913 | 35876112 | 42363314 |  | 221112 | 125 | 100 | 57-01-042 | 000109001 | 000082033 | 000108700 | 201 | 12.438 | 450 | 3331.3 |  | 41.9459 | -91.6378 | 1073 | 3 | 52404 | 63UUUUU
19113 | IPL - PRAIRIE CREEK GENERATING STATION | 1073_B_4 | 3940211 | 37606013 | 35875812 | 42362814 |  | 221112 | 125 | 100 | 57-01-042 | 000109002 | 000082034 | 000090850 | 201 | 13 | 329 | 9522.6 |  | 41.9459 | -91.6378 | 1073 | 4 | 52404 | 63UUUUU
48201 | CLEAR LAKE COGENERATION | 10741_G_G102 | 6429511 | 16630313 | 16177412 | 6472414 |  | 221122 | 125 | 120 | 386 | 000002 | 000002 | 000007 | 65 | 15 | 550 |  | 46.6 | 29.6256 | -95.067 | 10741 | G103 | 77507
48201 | CLEAR LAKE COGENERATION | 10741_G_G103 | 6429511 | 16631213 | 16176712 | 6471214 |  | 221122 | 125 | 120 | 386 | 000003 | 000003 | 000006 | 65 | 15 | 550 |  | 46.6 | 29.6259 | -95.0669 | 10741 | G104 | 77507
48201 | CLEAR LAKE COGENERATION | 10741_G_G104 | 6429511 | 16630813 | 16177012 | 6471914 |  | 221122 | 125 | 120 | 386 | 000001 | 000001 | 000008 | 65 | 15 | 550 |  | 46.6 | 29.6253 | -95.067 | 10741 | G102 | 77507
48201 | CLEAR LAKE COGENERATION | 10741_G_S101 | 6429511 | ORISS101 | ORISS101 | 10741_G_S101 |  | 221122 | 125 | 350 | [9 empty] | 29.6252 | -95.0687 | 10741 | S101 | 77507
48201 | CLEAR LAKE COGENERATION | 10741_G_S102 | 6429511 | ORISS102 | ORISS102 | 10741_G_S102 |  | 221122 | 125 | 350 | [9 empty] | 29.6252 | -95.0687 | 10741 | S102 | 77507
54061 | MORGANTOWN ENERGY ASSOCIATES | 10743_B_CFB1 | 6773811 | 71937813 | 66062012 | 99656814 |  | 221112 | 125 | 100 | 0027 | 043 | 1 | 4 | 338 | 8 | 335 | 3980 | 79 | 39.6397 | -79.9606 | 10743 | CFB1 | 26505 | 63UUUUU
54061 | MORGANTOWN ENERGY ASSOCIATES | 10743_B_CFB2 | 6773811 | 71937813 | 66062012 | 99656814a |  | 221112 | 125 | 100 | 0027 | 043 | 1 | 4 | 338 | 8 | 335 | 3980 | 79 | 39.6397 | -79.9606 | 10743 | CFB2 | 26505 | 63UUUUU
26111 | Midland Cogeneration Venture | 10745_G_BP15 | 6473711 | 17729813 | 17249112 | 29394814 |  | 221112 | 125 | 100 | B6527 | RG0064 | SV0010 | 10200604 | 150 | 18 | 234 | 13333.3 | 52.4 | 43.5846 | -84.2259 |  |  | 48640
26111 | Midland Cogeneration Venture | 10745_G_GT10 | 6473711 | 17730113 | 109206012 | 29357314 |  | 221112 | 125 | 120 | B6527 | RG0063 | SV0012 | 20200203 | 150 | 18 | 234 | 13333.3 | 52.4 | 43.5846 | -84.2259 | 10745 | 010 | 48640
26111 | Midland Cogeneration Venture | 10745_G_GT11 | 6473711 | 17730113 | 109206012 | 29357314a |  | 221112 | 125 | 120 | B6527 | RG0063 | SV0012 | 20200203 | 150 | 18 | 234 | 13333.3 | 52.4 | 43.5846 | -84.2259 | 10745 | 011 | 48640
26111 | Midland Cogeneration Venture | 10745_G_GT12 | 6473711 | 17730213 | 17249112 | 29357214k |  | 221112 | 125 | 140 | B6527 | EU0060 | SV0010 | 20200203 | 150 | 18 | 234 | 13333.3 | 52.4 | 43.5846 | -84.2259 | 10745 | 012 | 48640
26111 | Midland Cogeneration Venture | 10745_G_GT13 | 6473711 | 17730113 | 109206012 | 29357314b |  | 221112 | 125 | 120 | B6527 | RG0063 | SV0012 | 20200203 | 150 | 18 | 234 | 13333.3 | 52.4 | 43.5846 | -84.2259 | 10745 | 013 | 48640
26111 | Midland Cogeneration Venture | 10745_G_GT14 | 6473711 | 17730113 | 109206012 | 29357314c |  | 221112 | 125 | 120 | B6527 | RG0063 | SV0012 | 20200203 | 150 | 18 | 234 | 13333.3 | 52.4 | 43.5846 | -84.2259 | 10745 | 014 | 48640
26111 | Midland Cogeneration Venture | 10745_G_GT3 | 6473711 | 17730113 | 109206012 | 29357314d |  | 221112 | 125 | 120 | B6527 | RG0063 | SV0012 | 20200203 | 150 | 18 | 234 | 13333.3 | 52.4 | 43.5846 | -84.2259 | 10745 | 003 | 48640
26111 | Midland Cogeneration Venture | 10745_G_GT4 | 6473711 | 17730113 | 109206012 | 29357314e |  | 221112 | 125 | 120 | B6527 | RG0063 | SV0012 | 20200203 | 150 | 18 | 234 | 13333.3 | 52.4 | 43.5846 | -84.2259 | 10745 | 004 | 48640
26111 | Midland Cogeneration Venture | 10745_G_GT5 | 6473711 | 17730113 | 109206012 | 29357314f |  | 221112 | 125 | 120 | B6527 | RG0063 | SV0012 | 20200203 | 150 | 18 | 234 | 13333.3 | 52.4 | 43.5846 | -84.2259 | 10745 | 005 | 48640
26111 | Midland Cogeneration Venture | 10745_G_GT6 | 6473711 | 17730113 | 109206012 | 29357314g |  | 221112 | 125 | 120 | B6527 | RG0063 | SV0012 | 20200203 | 150 | 18 | 234 | 13333.3 | 52.4 | 43.5846 | -84.2259 | 10745 | 006 | 48640
26111 | Midland Cogeneration Venture | 10745_G_GT7 | 6473711 | 17730113 | 109206012 | 29357314h |  | 221112 | 125 | 120 | B6527 | RG0063 | SV0012 | 20200203 | 150 | 18 | 234 | 13333.3 | 52.4 | 43.5846 | -84.2259 | 10745 | 007 | 48640
26111 | Midland Cogeneration Venture | 10745_G_GT8 | 6473711 | 17730113 | 109206012 | 29357314i |  | 221112 | 125 | 120 | B6527 | RG0063 | SV0012 | 20200203 | 150 | 18 | 234 | 13333.3 | 52.4 | 43.5846 | -84.2259 | 10745 | 008 | 48640
26111 | Midland Cogeneration Venture | 10745_G_GT9 | 6473711 | 17730113 | 109206012 | 29357314j |  | 221112 | 125 | 120 | B6527 | RG0063 | SV0012 | 20200203 | 150 | 18 | 234 | 13333.3 | 52.4 | 43.5846 | -84.2259 | 10745 | 009 | 48640
26111 | Midland Cogeneration Venture | 10745_G_ST1 | 6473711 | 82666813 | 109206512 | 106200514 |  | 221112 | 125 | 100 | B6527 | RG0073 | SV0072 | 10200604 | 65 | 6.5 | 320 | 4958.3 | 149.4 | 43.5846 | -84.2259 |  |  | 48640
26111 | Midland Cogeneration Venture | 10745_G_ST2 | 6473711 | 82666813 | 109206512 | 106200514a |  | 221112 | 125 | 100 | B6527 | RG0073 | SV0072 | 10200604 | 65 | 6.5 | 320 | 4958.3 | 149.4 | 43.5846 | -84.2259 |  |  | 48640
34007 | CAMDEN PLANT HOLDINGS LLC | 10751_G_GEN1 | 5119811 | 25826013 | 60835412 | 60835412 |  | 221112 | 125 | 100 | 51608 | U1 | PT99999 | OS9 | [5 empty] | 39.9182 | -75.1181 | 10751 | 002001 | 08101
34007 | CAMDEN PLANT HOLDINGS LLC | 10751_G_GEN2 | 5119811 | 25826013 | 60835412 | 60835412a |  | 221112 | 125 | 100 | 51608 | U1 | PT99999 | OS9 | [5 empty] | 39.9182 | -75.1181 | 10751 | 002001 | 08101
08045 | TRI-STATE GENERATION & TRANS./CO GREENHO | 10755_G_GT2 | 4223411 | 36293313 | 34550212 | 50564314 |  | 221112 | 125 | 120 | CO0000000804500 | 045-0057-002 | 045-0057-S002 | 045-0057-002-01 | 55 | 11.3 | 190 |  | 34 | 39.5178 | -107.7296 |  |  | 81652
08045 | TRI-STATE GENERATION & TRANS./CO GREENHO | 10755_G_GT3 | 4223411 | 36293713 | 34550112 | 50563914 |  | 221112 | 125 | 120 | CO0000000804500 | 045-0057-008 | 045-0057-S008 | 045-0057-008-01 | 55 | 11.3 | 190 |  | 34 | 39.5178 | -107.7296 |  |  | 81652
08045 | TRI-STATE GENERATION & TRANS./CO GREENHO | 10755_G_GT4 | 4223411 | 36293813 | 34550312 | 50563814 |  | 221112 | 125 | 120 | CO0000000804500 | 045-0057-009 | 045-0057-S009 | 045-0057-009-01 | 55 | 11.3 | 190 |  | 34 | 39.5178 | -107.7296 |  |  | 81652
08045 | TRI-STATE GENERATION & TRANS./CO GREENHO | 10755_G_ST1 | 4223411 | 36293313 | 34550212 | 50564314a |  | 221112 | 125 | 120 | CO0000000804500 | 045-0057-002 | 045-0057-S002 | 045-0057-002-01 | 55 | 11.3 | 190 |  | 34 | 39.5178 | -107.7296 |  |  | 81652
32003 | SWG Nevada Holdings LLC | 10761_G_GEN1 | 9399211 | 55525313 | 51085212 | 68460314 |  | 221112 | 125 | 120 | 0329 | 01 | 01 | 1 | 100 | 9 | 300 |  | 87.8 | 36.2296 | -115.1217 | 10761 | 1 | 89030
32003 | SWG Nevada Holdings LLC | 10761_G_GEN2 | 9399211 | 55525313 | 51085212 | 68460314a |  | 221112 | 125 | 120 | 0329 | 01 | 01 | 1 | 100 | 9 | 300 |  | 87.8 | 36.2296 | -115.1217 | 10761 | 1 | 89030
06023 | BLUE LAKE POWER | 10764_B_Zurn | 15664811 | 100111413 | 97077112 | 140244114 |  | 221118 | 125 | 100 | 120620972 | 1 | 1_2_10101002 | 2 | [5 empty] | 40.8778 | -123.9948 |  |  | 95525
23029 | COVANTA - JONESBORO | 10765_B_CFB002 | 5974111 | 24218613 | 23232812 | 125455514 |  | 221117 | 125 | 100 | 2302900023 | 001 | 1 | 001-1 | 136 | 9 | 305 | 2389.8 | 37.6 | 44.6752 | -67.5465 |  |  | 04648
23019 | COVANTA WEST ENFIELD | 10766_B_CFB001 | 7718411 | 2956413 | 2825112 | 125455914 |  | 221117 | 125 | 100 | 2301900086 | 001 | 1 | 001-1 | 136 | 9 | 305 | 2389.8 | 37.6 | 45.2538 | -68.6283 |  |  | 04493
06019 | RIO BRAVO FRESNO | 10767_B_CFB | 6514911 | 19311813 | 18688412 | 60074014 |  | 221118 | 125 | 100 | 1014301820 | 1 | 1 | 1 | 147 | 10 | 430 | 0.1 |  | 36.6876 | -119.7268 |  |  | 93725
06029 | RIO BRAVO JASMIN | 10768_B_CFB | 5815411 | 21413013 | 20539512 | 59932514 |  | 221118 | 125 | 100 | 1514301751 | 3 | 3 | 2 | 182 | 7.8 | 280 | 1699.4 |  | 35.7472 | -119.0524 |  |  | 93308 | 63UUUUU
06029 | RIO BRAVO POSO | 10769_B_CFB | 4196911 | 33773113 | 32229712 | 57084814 |  | 221118 | 125 | 100 | 151430883 | 3 | 3 | 2 | 182.4 | 7.8 | 282 | 1627.8 |  | 35.5474 | -119.0752 |  |  | 93308 | 63UUUUU
19127 | IPL - SUTHERLAND GEN STA and Marshalltown CTs | 1077_G_3 | 3779111 | 37005713 | 35261612 | 37949914 |  | 221112 | 125 | 100 | 64-01-012 | 000009578 | 000006865 | 000007295 | 249 | 10 | 325 | 8771.1 |  | 42.0469 | -92.8627 | 1077 | 3 | 50158 | 63UUUUU
51670 | Dominion-Hopewell Power Station | 10771_B_1 | 10633611 | 58466213 | 54227412 | 76740214 |  | 221112 | 125 | 100 | 51019 | 1 | 1 | 2 | 220 | 8 | 155 | 3895 | 77.5 | 37.3006 | -77.2822 | 10771 | 1 | 23860 | 63UUUUU
51670 | Dominion-Hopewell Power Station | 10771_B_2 | 10633611 | 58466313 | 54227512 | 76740414 |  | 221112 | 125 | 100 | 51019 | 2 | 2 | 2 | 220 | 8 | 155 | 3895 | 77.5 | 37.3006 | -77.2822 | 10771 | 2 | 23860 | 63UUUUU
06061 | RIO BRAVO | 10772_B_CFB | 14216111 | 84722313 | 98243212 | 111299914 |  | 221118 | 125 | 100 | 311623212 | 854 | 854_1_10100903 | 1 | [5 empty] | 38.8326 | -121.3112 |  |  | 95648
51031 | Dominion - Altavista Power Station | 10773_B_1 | 4565711 | 27832913 | 26723012 | 989514 |  | 221112 | 125 | 100 | 30859 | 1 | 1 | 2 | 220 | 8 | 155 | 3895 | 77.5 | 37.119 | -79.2736 | 10773 | 1 | 24517-1450 | 63UUUUU
51031 | Dominion - Altavista Power Station | 10773_B_2 | 4565711 | 27832713 | 26723012 | 990414 |  | 221112 | 125 | 100 | 30859 | 2 | 1 | 4 | 220 | 8 | 155 | 3895 | 77.5 | 37.119 | -79.2736 | 10773 | 2 | 24517-1450 | 63UUUUU
51175 | Dominion - Southampton Power Station | 10774_B_1 | 6634511 | 17155113 | 16683912 | 640714 |  | 221112 | 125 | 100 | 61093 | 1 | 1 | 2 | 220 | 8 | 198 | 3583.3 | 71.2 | 36.6506 | -76.9968 | 10774 | 1 | 23851 | 63UUUUU
51175 | Dominion - Southampton Power Station | 10774_B_2 | 6634511 | 17155213 | 16684112 | 640414 |  | 221112 | 125 | 100 | 61093 | 2 | 2 | 3 | 220 | 8 | 198 | 3583.3 | 71.2 | 36.6506 | -76.9968 | 10774 | 2 | 23851 | 63UUUUU
06035 | H.L. POWER COMPANY | 10777_B_ZURN1 | 4198711 | 33747913 | 32205112 | 58589014 |  | 221122 | 125 | 100 | 18081415 | 1 | 1 | 1 | 135 | 10 | 325 | 4750.2 |  | 40.3708 | -120.2673 |  |  | 96130
30087 | COLSTRIP ENERGY LTD PARTNERSHIP | 10784_B_BLR1 | 7854911 | 2808213 | 2721112 | 22143314 |  | 221112 | 125 | 200 | 087-0007 | 1 | 1 | 1 | 200 | 8.25 | 320 | 3950 | 73.6 | 45.9755 | -106.6553 |  |  | 59323 | 63UUUUU
19103 | MIDAMERICAN ENERGY CO - CORALVILLE TURBINES | 1079_G_1 | 3925111 | 37692113 | 35953912 | 42245614 |  | 221112 | 125 | 120 | 52-02-001 | 000003516 | 000002381 | 000003101 |  |  | 1030 | 10833.3 |  | 41.6712 | -91.5645 |  |  | 52241
19103 | MIDAMERICAN ENERGY CO - CORALVILLE TURBINES | 1079_G_2 | 3925111 | 37692213 | 35953612 | 42245414 |  | 221112 | 125 | 120 | 52-02-001 | 000003517 | 000002382 | 000003104 |  |  | 1030 | 10833.3 |  | 41.6712 | -91.5645 |  |  | 52241
19103 | MIDAMERICAN ENERGY CO - CORALVILLE TURBINES | 1079_G_3 | 3925111 | 37692313 | 35954012 | 42245214 |  | 221112 | 125 | 120 | 52-02-001 | 000003518 | 000002383 | 000003106 |  |  | 1030 | 10833.3 |  | 41.6712 | -91.5645 |  |  | 52241
19103 | MIDAMERICAN ENERGY CO - CORALVILLE TURBINES | 1079_G_4 | 3925111 | 37692413 | 35953812 | 42245014 |  | 221112 | 125 | 120 | 52-02-001 | 000003519 | 000002384 | 000003107 |  |  | 1030 | 10833.3 |  | 41.6712 | -91.5645 |  |  | 52241
48469 | VICTORIA SITE | 10790_G_GEN1 | 5679711 | 22078613 | 21155112 | 3776414 |  | 325110 | 129 | 100 | 1 | 000144 | 000204 | 000346 | 75 | 18 | 306 |  | 48 | 28.6728 | -96.9564 |  |  | 77901
20055 | SUNFLOWER ELECTRIC POWER CORPORATION | 108_B_SGU1 | 3167611 | 38766713 | 37047912 | 88669514 |  | 221112 | 125 | 100 | 0023 | 001 | 2 | 2 | 67 | 2.21 | 425 | 216.5 | 57 | 37.9307 | -100.9726 | 108 | SGU1 | 67851 | 63UUUUU
36089 | OGDENSBURG ENERGY FACILITY | 10803_B_HRSG A | 7968011 | 3495513 | 3376612 | 88973714 |  | 221112 | 125 | 100 | 6401200053 | 1AXBLR | 00003 | BXGFP | 175 | 3 | 72 | 0 | 36.6 | 44.72 | -75.44 | 10803 | 1 | 13669
34039 | EF KENILWORTH LLC | 10805_G_GEN1 | 7548611 | 12702413 | 12609412 | 20724714 |  | 221112 | 125 | 140 | 41741 | U2 | PT2 | OS1 | 85 | 8 | 950 | 92.5 | 110.3 | 40.6762 | -74.2748 | 10805 | 002001 | 07033
34039 | EF KENILWORTH LLC | 10805_G_GEN2 | 7548611 | 12702413 | 12609412 | 20724714a |  | 221112 | 125 | 140 | 41741 | U2 | PT2 | OS1 | 85 | 8 | 950 | 92.5 | 110.3 | 40.6762 | -74.2748 | 10805 | 002001 | 07033
19163 | MIDAMERICAN ENERGY CO - RIVERSIDE STATION | 1081_B_7 | 2995011 | ORIS7 | ORIS7 | 1081_B_7 |  | 221112 | 125 | 790 | [6 empty] | 350 | 22.7 |  | 41.5404 | -90.4478 | 1081 | 7 | 52722
19163 | MIDAMERICAN ENERGY CO - RIVERSIDE STATION | 1081_B_8 | 2995011 | ORIS8 | ORIS8 | 1081_B_8 |  | 221112 | 125 | 790 | [6 empty] | 350 | 22.7 |  | 41.5404 | -90.4478 | 1081 | 8 | 52722
19163 | MIDAMERICAN ENERGY CO - RIVERSIDE STATION | 1081_B_9 | 2995011 | 38035113 | 36299612 | 38209914 |  | 221112 | 125 | 100 | 82-02-006 | 000003547 | 000002407 | 000003116 | 346.3 | 13.4 | 297 | 10950.3 |  | 41.5401 | -90.4478 | 1081 | 9 | 52722 | 63UUUUU
26081 | ADA COGENERATION LIMITED PARTNERSHIP | 10819_G_GEN1 | 4151711 | 35916313 | 34213612 | 28458114 |  | 221112 |  | 120 | N1784 | EU0006 | SV0001 | 20300202 | 70 | 8 | 324 | 1616.7 | 32.2 | 42.9622 | -85.4932 |  |  | 49355
26081 | ADA COGENERATION LIMITED PARTNERSHIP | 10819_G_GEN2 | 4151711 | 35916413 | 34213612 | 28458014 |  | 221112 |  | 100 | N1784 | EU0008 | SV0001 | 10100602 | 70 | 8 | 324 | 1616.7 | 32.2 | 42.9622 | -85.4932 |  |  | 49355
19155 | WALTER SCOTT JR ENERGY CTR | 1082_B_1 | 2992611 | 38070513 | 36330012 | 37495514 |  | 221112 | 125 | 100 | 78-01-026 | 000100316 | 000076685 | 000082248 | 250 | 12 | 320 | 4571.2 |  | 41.1792 | -95.8406 | 1082 | 1 | 51501 | 63UUUUU
19155 | WALTER SCOTT JR ENERGY CTR | 1082_B_2 | 2992611 | 38070613 | 36331412 | 37495214 |  | 221112 | 125 | 100 | 78-01-026 | 000100319 | 000076686 | 000082254 | 250 | 12 | 290 | 4698.1 |  | 41.1792 | -95.8406 | 1082 | 2 | 51501 | 63UUUUU
19155 | WALTER SCOTT JR ENERGY CTR | 1082_B_3 | 2992611 | 38070713 | 36329912 | 37494914 |  | 221112 | 125 | 100 | 78-01-026 | 000100321 | 000076687 | 000082259 | 550 | 25 | 180 | 46666.7 |  | 41.1792 | -95.8406 | 1082 | 3 | 51501 | 63UUUUU
19155 | WALTER SCOTT JR ENERGY CTR | 1082_B_4 | 2992611 | 67981913 | 62493012 | 93795114 |  | 221112 | 125 | 100 | 78-01-026 | 000147071 | 000117267 | 000219230 | 551 | 24.667 | 165 | 46228.4 |  | 41.1804 | -95.839 | 1082 | 4 | 51501 | 63UUUUU
26039 | GRAYLING GENERATING STATION LTD PTNR | 10822_B_BOIL1 | 4187811 | 35897313 | 34196412 | 28267314 |  | 221118 | 125 | 100 | N2388 | EU0008 | SV0001 | 10100601 | 220 | 7.83 | 350 | 3477.1 | 72.2 | 44.5983 | -84.6999 | 10822 | 1 | 49738
06113 | WOODLAND BIOMASS POWER LTD | 10836_B_BLR1 | 1978311 | 42862813 | 77126812 | 50182714 |  | 221118 | 125 | 160 | 571635257 | 49 | 4 | 1 | 9 | 0.7 | 907 | 83.6 |  | 38.6915 | -121.7386 |  |  | 95776
06019 | COVANTA MENDOTA, L.P. | 10837_B_B1 | 5815911 | 21408313 | 20535212 | 60567314 |  | 221118 | 125 | 160 | 101430825 | 8 | 8 | 1 |  |  | 68 | 83.3 | 55.8 | 36.7464 | -120.3566 |  |  | 93640
33019 | SPRINGFIELD POWER LLC | 10838_B_BLR1 | 7853911 | 2824413 | 2723012 | 22128214 |  | 221118 | 125 | 100 | 3301900031 | 001 | 1 | 1 | 212 | 6.4 | 342 | 1560 | 48.5 | 43.4417 | -72.0583 |  |  | 03284
19153 | MIDAMERICAN ENERGY CO - RIVER HILLS TURBINES | 1084_G_1 | 3163711 | 38794513 | 37072912 | 42605314 |  | 221112 | 125 | 120 | 77-01-054 | 000001374 | 000000873 | 000001131 |  |  | 950 | 7174.6 |  | 41.5897 | -93.6191 |  |  | 50309
19153 | MIDAMERICAN ENERGY CO - RIVER HILLS TURBINES | 1084_G_2 | 3163711 | 38794613 | 37073112 | 42605114 |  | 221112 | 125 | 120 | 77-01-054 | 000001375 | 000000874 | 000001132 |  |  | 950 | 7174.6 |  | 41.5897 | -93.6191 |  |  | 50309
19153 | MIDAMERICAN ENERGY CO - RIVER HILLS TURBINES | 1084_G_3 | 3163711 | 38794713 | 37072412 | 42604914 |  | 221112 | 125 | 120 | 77-01-054 | 000001376 | 000000875 | 000001134 |  |  | 950 | 7174.6 |  | 41.5897 | -93.6191 |  |  | 50309
19153 | MIDAMERICAN ENERGY CO - RIVER HILLS TURBINES | 1084_G_4 | 3163711 | 38794813 | 37072612 | 42604714 |  | 221112 | 125 | 120 | 77-01-054 | 000001377 | 000000876 | 000001136 |  |  | 950 | 7174.6 |  | 41.5897 | -93.6191 |  |  | 50309
19153 | MIDAMERICAN ENERGY CO - RIVER HILLS TURBINES | 1084_G_5 | 3163711 | 38794913 | 37072712 | 42604514 |  | 221112 | 125 | 120 | 77-01-054 | 000001378 | 000000877 | 000001139 |  |  | 950 | 7174.6 |  | 41.5897 | -93.6191 |  |  | 50309
19153 | MIDAMERICAN ENERGY CO - RIVER HILLS TURBINES | 1084_G_6 | 3163711 | 38795013 | 37072512 | 42604314 |  | 221112 | 125 | 120 | 77-01-054 | 000001379 | 000000878 | 000001141 |  |  | 950 | 7174.6 |  | 41.5897 | -93.6191 |  |  | 50309
19153 | MIDAMERICAN ENERGY CO - RIVER HILLS TURBINES | 1084_G_7 | 3163711 | 38795113 | 37073012 | 42604114 |  | 221112 | 125 | 120 | 77-01-054 | 000001380 | 000000879 | 000001143 |  |  | 950 | 7174.6 |  | 41.5897 | -93.6191 |  |  | 50309
19153 | MIDAMERICAN ENERGY CO - RIVER HILLS TURBINES | 1084_G_8 | 3163711 | 38794213 | 37073212 | 42577314 |  | 221112 | 125 | 120 | 77-01-054 | 000001381 | 000000880 | 000001144 |  |  | 950 | 7174.6 |  | 41.5897 | -93.6191 |  |  | 50309
06029 | COVANTA DELANO INC | 10840_B_U1 | 492611 | 48639713 | 46073612 | 58808514 |  | 221118 | 125 | 100 | 15143075 | 6 | 6 | 1 | 150 | 7 | 290 | 2.4 |  | 35.7229 | -119.2288 |  |  | 93216
06029 | COVANTA DELANO INC | 10840_B_U2 | 492611 | 48639913 | 46073712 | 58808214 |  | 221118 | 125 | 100 | 15143075 | 11 | 11 | 2 | 150 | 7.5 | 290 | 2.3 |  | 35.7229 | -119.2288 |  |  | 93216
27075 | Northshore Mining - Silver Bay | 10849_B_BLR1 | 6319411 | 16396613 | 15982712 | 26543914 |  | 21221 | 153 | 100 | 2707500003 | EU001 | SV001 | EU001PD003 | 216 | 7.5 | 300 | 3835 |  | 47.2865 | -91.2611 | 10849 | PB1 | 55614 | 63UUUUU
27075 | Northshore Mining - Silver Bay | 10849_B_BLR2 | 6319411 | 16399613 | 15979112 | 26540714 |  | 21221 | 153 | 100 | 2707500003 | EU002 | SV002 | EU002PD002 | 216 | 10.2 | 300 | 5000 |  | 47.2865 | -91.2611 | 10849 | PB2 | 55614 | 63UUUUU
06029 | MOJAVE COGENERATION COMPANY | 10850_G_GEN1 | 409411 | 49238213 | 46593012 | 59735014 |  | 221330 |  | 120 | 150512593 | 10001 | 1 | 1 | 140 | 11 | 260 | 4342.6 |  | 35.0336 | -117.702 | 10850 | GEN1 | 93516
06029 | MOJAVE COGENERATION COMPANY | 10850_G_GEN2 | 409411 | ORISGEN2 | ORISGEN2 | 10850_G_GEN2 |  | 221330 |  | 999 | [9 empty] | 35.0336 | -117.702 | 10850 | GEN2 | 93516
41029 | Biomass One, L.P. | 10869_B_NORTH | 8056211 | 4973213 | 62717712 | 17007514 |  | 221330 | 183 | 100 | 15-0159 | PS-1 | STK-1 | P-1 | 100 | 6.3 | 333 | 1558.6 | 50 | 42.436 | -122.85 |  |  | 97503
41029 | Biomass One, L.P. | 10869_B_SOUTH | 8056211 | 4972913 | 62717812 | 17049814 |  | 221330 | 183 | 100 | 15-0159 | PS-2 | STK-2 | P-1 | 100 | 6.3 | 335 | 1558.6 | 50 | 42.436 | -122.85 |  |  | 97503
41029 | Biomass One, L.P. | 10869_G_GE-2 | 8056211 | ORISGE-2 | ORISGE-2 | 10869_G_GE-2 |  | 221330 | 183 | 100 |  |  |  |  | 100 | 6.3 | 333 | 1558.6 | 50 | 42.436 | -122.85 | 10869 | GE-2 | 97503
42079 | HAZLETON GEN LLC/HAZLE TWP | 10870_G_GEN1 | 4744211 | 27693213 | 26584212 | 14173014 |  | 221112 | 125 | 120 | 420790202 | TURBN | STACK | 1 | 225 | 13.3 | 307 | 14566.7 | 105 | 40.9281 | -76.0415 | 10870 | TURBIN | 18202-9790
42079 | HAZLETON GEN LLC/HAZLE TWP | 10870_G_GEN2 | 4744211 | 67500613 | 62115912 | 93099114 |  | 221112 | 125 | 120 | 420790202 | 102A | S102 | 1 | 100 | 10 | 1000 | 9883.3 | 125.9 | 40.9282 | -76.0416 | 10870 | TURB2 | 18202-9790
42079 | HAZLETON GEN LLC/HAZLE TWP | 10870_G_GEN3 | 4744211 | 67500713 | 62116012 | 93099214 |  | 221112 | 125 | 120 | 420790202 | 103A | S103 | 1 | 100 | 10 | 1000 | 9883.3 | 125.9 | 40.9282 | -76.0416 | 10870 | TURB3 | 18202-9790
42079 | HAZLETON GEN LLC/HAZLE TWP | 10870_G_GEN4 | 4744211 | 67500813 | 62116112 | 93099314 |  | 221112 | 125 | 120 | 420790202 | 104A | S104 | 1 | 100 | 10 | 1000 | 9883.3 | 125.9 | 40.9282 | -76.0416 | 10870 | TURB4 | 18202-9790
25025 | MEDICAL AREA TOTAL ENERGY PLANT | 10883_B_GTHSG1 | 7887011 | 87498913 | 83722912 | 118611014 |  | 221112 | 125 | 120 | 1191191 | 27 | 1 | 2 | 315 | 9.72 | 390 |  | 58.5 | 42.3369 | -71.1083 |  |  | 02215-0000
25025 | MEDICAL AREA TOTAL ENERGY PLANT | 10883_B_GTHSG2 | 7887011 | 87499013 | 83722912 | 118611214 |  | 221112 | 125 | 120 | 1191191 | 28 | 1 | 2 | 315 | 9.72 | 390 |  | 58.5 | 42.3369 | -71.1083 |  |  | 02215-0000
25025 | MEDICAL AREA TOTAL ENERGY PLANT | 10883_B_HSG1 | 7887011 | 87498313 | 83722912 | 118609314 |  | 221112 | 125 | 100 | 1191191 | 4 | 1 | 2 | 315 | 9.72 | 390 |  | 58.5 | 42.3369 | -71.1083 |  |  | 02215-0000
25025 | MEDICAL AREA TOTAL ENERGY PLANT | 10883_B_HSG2 | 7887011 | 87498413 | 83722912 | 118609514 |  | 221112 | 125 | 100 | 1191191 | 5 | 1 | 1 | 315 | 9.72 | 390 |  | 58.5 | 42.3369 | -71.1083 |  |  | 02215-0000
25025 | MEDICAL AREA TOTAL ENERGY PLANT | 10883_B_PSG1 | 7887011 | 96706213 | 83722912 | 134812214 |  | 221112 | 125 | 100 | 1191191 | 30 | 1 | 2 | 315 | 9.72 | 390 |  | 58.5 | 42.3369 | -71.1083 |  |  | 02215-0000
25025 | MEDICAL AREA TOTAL ENERGY PLANT | 10883_B_PSG2 | 7887011 | 87498113 | 83722912 | 118608914 |  | 221112 | 125 | 100 | 1191191 | 2 | 1 | 2 | 315 | 9.72 | 390 |  | 58.5 | 42.3369 | -71.1083 |  |  | 02215-0000
25025 | MEDICAL AREA TOTAL ENERGY PLANT | 10883_B_PSG3 | 7887011 | 87498213 | 83722912 | 118609114 |  | 221112 | 125 | 100 | 1191191 | 3 | 1 | 2 | 315 | 9.72 | 390 |  | 58.5 | 42.3369 | -71.1083 |  |  | 02215-0000
25025 | MEDICAL AREA TOTAL ENERGY PLANT | 10883_G_CT1 | 7887011 | 87498913 | 83722912 | 118611014a |  | 221112 | 125 | 120 | 1191191 | 27 | 1 | 2 | 315 | 9.72 | 390 |  | 58.5 | 42.3369 | -71.1083 |  |  | 02215-0000
25025 | MEDICAL AREA TOTAL ENERGY PLANT | 10883_G_CT2 | 7887011 | 87499013 | 83722912 | 118611214a |  | 221112 | 125 | 120 | 1191191 | 28 | 1 | 2 | 315 | 9.72 | 390 |  | 58.5 | 42.3369 | -71.1083 |  |  | 02215-0000
25025 | MEDICAL AREA TOTAL ENERGY PLANT | 10883_G_DEG1 | 7887011 | 87498513 | 83722912 | 118609714 |  | 221112 | 125 | 160 | 1191191 | 6 | 1 | 2 | 315 | 9.72 | 390 |  | 58.5 | 42.3369 | -71.1083 |  |  | 02215-0000
25025 | MEDICAL AREA TOTAL ENERGY PLANT | 10883_G_DEG2 | 7887011 | 87498613 | 83722912 | 118609914 |  | 221112 | 125 | 160 | 1191191 | 7 | 1 | 2 | 315 | 9.72 | 390 |  | 58.5 | 42.3369 | -71.1083 |  |  | 02215-0000
25025 | MEDICAL AREA TOTAL ENERGY PLANT | 10883_G_DEG3 | 7887011 | 87498713 | 83722912 | 118610114 |  | 221112 | 125 | 160 | 1191191 | 8 | 1 | 2 | 315 | 9.72 | 390 |  | 58.5 | 42.3369 | -71.1083 |  |  | 02215-0000
25025 | MEDICAL AREA TOTAL ENERGY PLANT | 10883_G_DEG4 | 7887011 | 87498813 | 83722912 | 118610314 |  | 221112 | 125 | 160 | 1191191 | 9 | 1 | 1 | 315 | 9.72 | 390 |  | 58.5 | 42.3369 | -71.1083 |  |  | 02215-0000
25025 | MEDICAL AREA TOTAL ENERGY PLANT | 10883_G_DEG5 | 7887011 | 3307313 | 83722912 | 118610514 |  | 221112 | 125 | 160 | 1191191 | 10 | 1 | 2 | 315 | 9.72 | 390 |  | 58.5 | 42.3369 | -71.1083 |  |  | 02215-0000
25025 | MEDICAL AREA TOTAL ENERGY PLANT | 10883_G_DEG6 | 7887011 | 3306713 | 83722912 | 118610714 |  | 221112 | 125 | 160 | 1191191 | 11 | 1 | 2 | 315 | 9.72 | 390 |  | 58.5 | 42.3369 | -71.1083 |  |  | 02215-0000
19193 | MIDAMERICAN ENERGY CO - GEORGE NEAL NORTH | 1091_B_1 | 2943411 | 38611513 | 36905612 | 37668614 |  | 221112 | 125 | 100 | 97-04-010 | 000003867 | 000002601 | 000003375 | 225 | 9.417 | 320 | 8984.7 |  | 42.3252 | -96.3792 | 1091 | 1 | 51054 | 63UUUUU
19193 | MIDAMERICAN ENERGY CO - GEORGE NEAL NORTH | 1091_B_2 | 2943411 | 38611613 | 36904412 | 37668414 |  | 221112 | 125 | 100 | 97-04-010 | 000003868 | 000002602 | 000003376 | 300 | 15.25 | 290 | 19000 |  | 42.3252 | -96.3792 | 1091 | 2 | 51054 | 63UUUUU
19193 | MIDAMERICAN ENERGY CO - GEORGE NEAL NORTH | 1091_B_3 | 2943411 | 38611713 | 36904312 | 37668214 |  | 221112 | 125 | 100 | 97-04-010 | 000003869 | 000002603 | 000104774 | 400 | 20 | 180 | 29157.9 |  | 42.3252 | -96.3792 | 1091 | 3 | 51054 | 63UUUUU
19067 | MIDAMERICAN ENERGY CO - MERL PARR TURBINES | 1097_G_1 | 5382011 | 26865313 | 25776912 | 42102614 |  | 221112 | 125 | 120 | 34-01-023 | 000095935 | 000004414 | 000081068 |  |  | 1010 | 10833.3 |  | 43.052 | -92.6735 |  |  | 50616
19067 | MIDAMERICAN ENERGY CO - MERL PARR TURBINES | 1097_G_2 | 5382011 | 26865413 | 25776712 | 42102414 |  | 221112 | 125 | 120 | 34-01-023 | 000095936 | 000004415 | 000098096 |  |  | 1010 | 10833.3 |  | 43.052 | -92.6735 |  |  | 50616
19057 | IPL - BURLINGTON GENERATING STATION | 1104_B_1 | 5511811 | 27182013 | 26079912 | 136988914 |  | 221112 | 125 | 100 | 29-01-013 | 000132513 | 000104953 | 000452879 | 306 | 11.75 | 400 | 12443 |  | 40.7411 | -91.1171 | 1104 | 1 | 52601-9015 | 63UUUUU
19057 | IPL - BURLINGTON GENERATING STATION | 1104_G_GT1 | 5511811 | 27179313 | 26079812 | 41674614 |  | 221112 | 125 | 120 | 29-01-013 | 000132493 | 000104940 | 000105142 | 37 | 7.818 | 960 | 6445.8 |  | 40.7411 | -91.1171 |  |  | 52601-9015
19057 | IPL - BURLINGTON GENERATING STATION | 1104_G_GT2 | 5511811 | 27179513 | 26078212 | 41674314 |  | 221112 | 125 | 120 | 29-01-013 | 000132495 | 000104941 | 000108160 | 37 | 7.818 | 960 | 6445.8 |  | 40.7411 | -91.1171 |  |  | 52601-9015
19057 | IPL - BURLINGTON GENERATING STATION | 1104_G_GT3 | 5511811 | 27179713 | 26078912 | 41674014 |  | 221112 | 125 | 120 | 29-01-013 | 000132506 | 000104949 | 000105146 | 37 | 7.818 | 960 | 6445.8 |  | 40.7411 | -91.1171 |  |  | 52601-9015
19057 | IPL - BURLINGTON GENERATING STATION | 1104_G_GT4 | 5511811 | 27181713 | 26079712 | 41922314 |  | 221112 | 125 | 120 | 29-01-013 | 000132508 | 000104950 | 000108174 | 37 | 7.818 | 960 | 6445.8 |  | 40.7411 | -91.1171 |  |  | 52601-9015
19007 | IPL - CENTERVILLE COMBUSTION TURBINES AND DIESELS | 1105_G_1 | 5523711 | 27493413 | 26395212 | 136944114 |  | 221112 | 125 | 160 | 04-01-003 | 000000851 | 000000547 | 000456303 | 55 | 2 | 450 | 109.7 |  | 40.7476 | -92.8728 |  |  | 52544
19007 | IPL - CENTERVILLE COMBUSTION TURBINES AND DIESELS | 1105_G_2 | 5523711 | 27493313 | 26394912 | 136944214 |  | 221112 | 125 | 160 | 04-01-003 | 000000852 | 000000548 | 000456304 | 55 | 2 | 450 | 109.7 |  | 40.7476 | -92.8728 |  |  | 52544
19007 | IPL - CENTERVILLE COMBUSTION TURBINES AND DIESELS | 1105_G_3 | 5523711 | 27493213 | 26395312 | 136944314 |  | 221112 | 125 | 160 | 04-01-003 | 000000853 | 000000549 | 000456305 | 55 | 2 | 450 | 109.7 |  | 40.7476 | -92.8728 |  |  | 52544
19007 | IPL - CENTERVILLE COMBUSTION TURBINES AND DIESELS | 1105_G_GT1 | 5523711 | 27493913 | 26394612 | 40874514 |  | 221112 | 125 | 120 | 04-01-003 | 000000840 | 000000536 | 000000746 | 33.2 | 14.712 | 875 | 10916.7 |  | 40.7476 | -92.8728 | 1105 | 1 | 52544
19007 | IPL - CENTERVILLE COMBUSTION TURBINES AND DIESELS | 1105_G_GT2 | 5523711 | 27493713 | 26395012 | 40874814 |  | 221112 | 125 | 120 | 04-01-003 | 000000845 | 000000541 | 000000752 | 33.2 | 14.712 | 875 | 10916.7 |  | 40.7476 | -92.8728 | 1105 | 2 | 52544
19169 | CITY OF AMES STEAM ELECTRIC PLANT | 1122_B_7 | 12806611 | 68177813 | 62635612 | 94054214 |  | 221112 | 125 | 100 | 85-01-006-02 | 000001532 | 000001005 | 000001314 | 200 | 8 | 390 | 2888.3 |  | 42.0254 | -93.6078 | 1122 | 7 | 50010 | 63UUUUU
19169 | CITY OF AMES STEAM ELECTRIC PLANT | 1122_B_8 | 12806611 | 68177713 | 62635512 | 94053914 |  | 221112 | 125 | 100 | 85-01-006-02 | 000001531 | 000001004 | 000001311 | 210 | 11 | 347 | 4866.7 |  | 42.0254 | -93.6078 | 1122 | 8 | 50010 | 63UUUUU
04017 | APS - CHOLLA POWER PLANT | 113_B_1 | 863011 | 47501813 | 45044312 | 61755514 |  | 221112 | 125 | 999 | 447 | 100 | 2 | 2 | 550 | 14.7 | 168 |  | 118 | 34.9409 | -110.3004 | 113 | 1 | 86032 | 63UUUUU
04017 | APS - CHOLLA POWER PLANT | 113_B_2 | 863011 | 47501813 | 45044312 | 61755514a |  | 221112 | 125 | 999 | 447 | 100 | 2 | 2 | 550 | 14.7 | 168 |  | 118 | 34.9409 | -110.3004 | 113 | 2 | 86032 | 63UUUUU
04017 | APS - CHOLLA POWER PLANT | 113_B_3 | 863011 | 47501813 | 45044312 | 61755514b |  | 221112 | 125 | 999 | 447 | 100 | 2 | 2 | 550 | 14.7 | 168 |  | 118 | 34.9409 | -110.3004 | 113 | 3 | 86032 | 63UUUUU
04017 | APS - CHOLLA POWER PLANT | 113_B_4 | 863011 | 47501813 | 45044312 | 61755514c |  | 221112 | 125 | 999 | 447 | 100 | 2 | 2 | 550 | 14.7 | 168 |  | 118 | 34.9409 | -110.3004 | 113 | 4 | 86032 | 63UUUUU
19013 | CEDAR FALLS MUNICIPAL ELECTRIC UTILITY | 1131_B_6 | 12806211 | 67676513 | 62280112 | 93388614 |  | 221112 | 125 | 100 | 07-02-005-01 | 000002128 | 000245926 | 000001814 | [5 empty] | 42.5279 | -92.4386 | 1131 | 6 | 50613
19013 | CEDAR FALLS MUNICIPAL ELECTRIC UTILITY | 1131_B_7 | 12806211 | 67677813 | 62280012 | 93389914 |  | 221112 | 125 | 100 | 07-02-005-01 | 000320222 | 000245925 | 000279179 | 125 | 3 | 350 |  | 50 | 42.5279 | -92.4386 | 1131 | 7 | 50613 | 63UUUUU
19181 | INDIANOLA MUNICIPAL UTILITIES | 1150_G_5 | 15474111 | ORIS5 | ORIS5 | 1150_G_5 |  | 221112 | 125 | 160 |  |  |  |  | 32 | 1 | 840 | 185 |  | 41.3601 | -93.5625 | 1150 | 5 | 50125
19181 | INDIANOLA MUNICIPAL UTILITIES | 1150_G_6 | 15474111 | ORIS6 | ORIS6 | 1150_G_6 |  | 221112 | 125 | 160 |  |  |  |  | 32 | 1 | 840 | 185 |  | 41.3601 | -93.5625 | 1150 | 6 | 50125
19181 | INDIANOLA MUNICIPAL UTILITIES | 1150_G_8 | 15474111 | 98111513 | 95449912 | 137109014 |  | 221112 | 125 | 160 | 91-01-002 | 000113281 | 000089921 | 000088728 | 32 | 1 | 840 | 185 |  | 41.3601 | -93.5625 | 1150 | 8 | 50125
04013 | Ocotillo Power Plant | 116_B_1 | 547311 | 48303013 | 45801312 | 62016914 |  | 221112 | 125 | 100 | 52382 | 1 | 2 | 1002 | 178 | 8.5 | 274 | 3217.1 | 55.6 | 33.4249 | -111.9118 | 116 | 1 | 85281
04013 | Ocotillo Power Plant | 116_B_2 | 547311 | 48303113 | 45801112 | 62016714 |  | 221112 | 125 | 100 | 52382 | 5 | 3 | 5003 | 178 | 8.5 | 274 | 3217.1 | 55.6 | 33.4249 | -111.9118 | 116 | 2 | 85281
04013 | Ocotillo Power Plant | 116_G_GT1 | 547311 | 48303213 | 45800612 | 62016514 |  | 221112 | 125 | 120 | 52382 | 9 | 5 | 9005 | 35 | 17.1 | 846 | 24996.8 | 108 | 33.4249 | -111.9118 |  |  | 85281
04013 | Ocotillo Power Plant | 116_G_GT2 | 547311 | 48302613 | 45800512 | 62017314 |  | 221112 | 125 | 120 | 52382 | 11 | 6 | 11006 | 35 | 17.1 | 846 | 24996.8 | 108 | 33.4249 | -111.9118 |  |  | 85281
19139 | MUSCATINE POWER & WATER | 1167_B_7 | 7892811 | 2592713 | 2497712 | 42659614 |  | 221112 | 125 | 100 | 70-01-011 | 000120564 | 000007244 | 000095627 | 220 | 8.858 | 350 | 1655.7 |  | 41.3933 | -91.056 |  |  | 52761 | 63UUUUU
19139 | MUSCATINE POWER & WATER | 1167_B_8 | 7892811 | 2594313 | 2495912 | 42608714 |  | 221112 | 125 | 270 | 70-01-011 | 000120565 | 000007245 | 000095632 | 225 | 8.533 | 350 | 5833 |  | 41.3933 | -91.056 | 1167 | 8 | 52761 | 63UUUUU
19139 | MUSCATINE POWER & WATER | 1167_B_9 | 7892811 | 2592613 | 2497312 | 42673514 |  | 221112 | 125 | 100 | 70-01-011 | 000120570 | 000094849 | 000095646 | 300 | 10.5 | 180 | 8666.7 |  | 41.3893 | -91.0577 | 1167 | 9 | 52761 | 63UUUUU
04013 | APS WEST PHOENIX POWER PLANT | 117_G_1B | 1139111 | 46677613 | 44349812 | 62180014 |  | 221112 | 125 | 140 | 3313 | 1 | 1 | 1001 | 54 | 15.4 | 342 | 13141.4 | 70.4 | 33.4425 | -112.1591 |  |  | 85043
04013 | APS WEST PHOENIX POWER PLANT | 117_G_2B | 1139111 | 46678713 | 44350512 | 62178914 |  | 221112 | 125 | 140 | 3313 | 4 | 2 | 4002 | 54 | 15.4 | 342 | 13141.4 | 70.4 | 33.4465 | -112.1574 |  |  | 85043
04013 | APS WEST PHOENIX POWER PLANT | 117_G_3B | 1139111 | 46679913 | 44350212 | 62131214 |  | 221112 | 125 | 140 | 3313 | 7 | 3 | 7003 | 54 | 15.4 | 342 | 13141.4 | 70.4 | 33.4465 | -112.1574 |  |  | 85043
04013 | APS WEST PHOENIX POWER PLANT | 117_G_C4-1 | 1139111 | 46679113 | 44349712 | 62132014 |  | 221112 | 125 | 120 | 3313 | 64 | 11 | 64011 | 120 | 14 | 250 | 12083.3 | 78.5 | 33.4465 | -112.1574 | 117 | CC4 | 85043
04013 | APS WEST PHOENIX POWER PLANT | 117_G_C4-2 | 1139111 | 46679113 | 44349712 | 62132014a |  | 221112 | 125 | 120 | 3313 | 64 | 11 | 64011 | 120 | 14 | 250 | 12083.3 | 78.5 | 33.4465 | -112.1574 | 117 | CC4 | 85043
04013 | APS WEST PHOENIX POWER PLANT | 117_G_C5-1 | 1139111 | 105572013 | 109281012 | 149883314 |  | 221112 | 125 | 120 | 3313 | 500 | 20 | 500020 | 175 | 15 | 206 | 8128.9 | 46 | 33.4433 | -112.159 | 117 | CC5A | 85043
04013 | APS WEST PHOENIX POWER PLANT | 117_G_C5-2 | 1139111 | 105572113 | 109281112 | 149883414 |  | 221112 | 125 | 120 | 3313 | 501 | 21 | 501021 | 175 | 15 | 206 | 8128.9 | 46 | 33.4429 | -112.159 | 117 | CC5B | 85043
04013 | APS WEST PHOENIX POWER PLANT | 117_G_C5-3 | 1139111 | 105572213 | 109281312 | 149883514 |  | 221112 | 125 | 100 | 3313 | 503 | 23 | 503023 | 18 | 2 | 405 | 53.4 | 17 | 33.4434 | -112.1583 |  |  | 85043
04013 | APS WEST PHOENIX POWER PLANT | 117_G_GT1 | 1139111 | 46680513 | 44350012 | 62130614 |  | 221112 | 125 | 120 | 3313 | 10 | 4 | 10004 | 32 | 17.1 | 846 | 25089.4 | 108.4 | 33.4465 | -112.1574 |  |  | 85043
04013 | APS WEST PHOENIX POWER PLANT | 117_G_GT2 | 1139111 | 46680913 | 44350112 | 62130214 |  | 221112 | 125 | 120 | 3313 | 12 | 5 | 12005 | 32 | 17.1 | 846 | 25089.4 | 108.4 | 33.4465 | -112.1574 |  |  | 85043
04021 | APS Saguaro Power Plant | 118_G_GE1 | 998011 | 67644213 | 45648812 | 93346314 |  | 221112 | 125 | 120 | EGU0048 | CT3 | 0203 | 0203 | 37 | 24.4 | 846 |  | 108 | 32.5517 | -111.3 | 118 | CT3 | 85145
04021 | APS Saguaro Power Plant | 118_G_GT1 | 998011 | 48102113 | 45648812 | 61158414 |  | 221112 | 125 | 120 | EGU0048 | CT1 | 0203 | 0201 | 37 | 24.4 | 846 |  | 108 | 32.5517 | -111.3 |  |  | 85145
04021 | APS Saguaro Power Plant | 118_G_GT2 | 998011 | 67644113 | 57591712 | 93346214 |  | 221112 | 125 | 120 | EGU0048 | CT2 | 0202 | 0202 | 37 | 24.4 | 846 |  | 108 | 32.5517 | -111.3 |  |  | 85145
04027 | APS - YUCCA POWER PLANT | 120_B_1 | 1013411 | 88710513 | 84999312 | 120390814 |  | 221112 | 125 | 999 | 9955 | 001 | 1 | 1 |  |  | 300 | 3496.5 | 40.4 | 32.7214 | -114.7097 | 120 | 1 | 85364
04027 | APS - YUCCA POWER PLANT | 120_G_GT1 | 1013411 | 88710713 | 84999412 | 120391014 |  | 221112 | 125 | 999 | 9955 | 003 | 2 | 1 |  |  | 885 | 6260 | 47.7 | 32.7214 | -114.7097 |  |  | 85364
04027 | APS - YUCCA POWER PLANT | 120_G_GT2 | 1013411 | 88710913 | 84999512 | 120391214 |  | 221112 | 125 | 999 | 9955 | 005 | 3 | 1 |  |  | 885 | 6260 | 47.7 | 32.7214 | -114.7097 |  |  | 85364
04027 | APS - YUCCA POWER PLANT | 120_G_GT3 | 1013411 | 88711113 | 84999612 | 120391414 |  | 221112 | 125 | 999 | 9955 | 007 | 4 | 1 |  |  | 965 | 13960 | 181 | 32.7214 | -114.7097 |  |  | 85364
04027 | APS - YUCCA POWER PLANT | 120_G_GT4 | 1013411 | 88711313 | 84999712 | 120391614 |  | 221112 | 125 | 999 | 9955 | 009 | 5 | 1 |  |  | 960 | 13534 | 175.5 | 32.7214 | -114.7097 |  |  | 85364
04027 | APS - YUCCA POWER PLANT | 120_G_GT5 | 1013411 | 88712013 | 85000112 | 120392314 |  | 221112 | 125 | 999 | 9955 | 017 | 9 | 1 |  |  | 825 | 6260 | 88 | 32.7214 | -114.7097 | 120 | CT5 | 85364
04027 | APS - YUCCA POWER PLANT | 120_G_GT6 | 1013411 | 88712113 | 85000212 | 120392514 |  | 221112 | 125 | 999 | 9955 | 018 | 10 | 1 |  |  | 825 | 6260 | 88 | 32.7214 | -114.7097 | 120 | CT6 | 85364
19175 | CENTRAL IOWA POWER COOP - SUMMIT LAKE | 1206_G_1 | 3731711 | ORIS1 | ORIS1 | 1206_G_1 |  | 221112 | 125 | 100 |  |  |  |  | 57 | 1.5 | 300 | 88.3 |  | 41.1134 | -94.3475 | 1206 | 1 | 50801
19175 | CENTRAL IOWA POWER COOP - SUMMIT LAKE | 1206_G_2 | 3731711 | ORIS2 | ORIS2 | 1206_G_2 |  | 221112 | 125 | 100 |  |  |  |  | 57 | 1.5 | 300 | 88.3 |  | 41.1134 | -94.3475 | 1206 | 2 | 50801
19175 | CENTRAL IOWA POWER COOP - SUMMIT LAKE | 1206_G_3 | 3731711 | ORIS3 | ORIS3 | 1206_G_3 |  | 221112 | 125 | 100 |  |  |  |  | 57 | 1.5 | 300 | 88.3 |  | 41.1134 | -94.3475 | 1206 | 3 | 50801
19175 | CENTRAL IOWA POWER COOP - SUMMIT LAKE | 1206_G_GT1 | 3731711 | 68192713 | 62649112 | 94077614 |  | 221112 | 125 | 120 | 88-01-004 | 100000049 | 100000027 | 100000063 | 45 | 9.575 | 990 | 11950 |  | 41.1134 | -94.3475 | 1206 | 1G | 50801
19175 | CENTRAL IOWA POWER COOP - SUMMIT LAKE | 1206_G_GT2 | 3731711 | 68192813 | 62649212 | 94077714 |  | 221112 | 125 | 120 | 88-01-004 | 100000051 | 100000028 | 100000065 | 46 | 14.626 | 990 | 11950 |  | 41.1134 | -94.3475 | 1206 | 2G | 50801
19041 | CORN BELT POWER - WISDOM GENERATING STATION | 1217_B_1 | 5509511 | 27280613 | 26174212 | 93460814 |  | 221112 | 125 | 100 | 21-01-003 | 000000136 | 000000103 | 000590467 | 148 | 8.333 | 335 | 2950 |  | 43.16 | -95.2568 | 1217 | 1 | 51301 | 63UUUUU
19041 | CORN BELT POWER - WISDOM GENERATING STATION | 1217_G_2 | 5509511 | 67735713 | 62322212 | 93461114 |  | 221112 | 125 | 120 | 21-01-003 | 100000059 | 100000038 | 100000061 | 125 | 3 | 350 |  | 50 | 43.1604 | -95.2574 | 1217 | 2 | 51301
20193 | MIDWEST ENERGY, INC. | 1225_G_GT1 | 9615511 | 53881313 | 51584112 | 68460914 |  | 221112 | 125 | 120 | 0001 | 001 | 001_D | 1 |  |  | 650 | 6353 | 61.9 | 39.4005 | -101.0363 |  |  | 67701
20175 | MID-KANSAS ELECTRIC COMPANY LLC | 1230_B_1 | 3772011 | 37527413 | 35801912 | 39303014 |  | 221112 | 125 | 100 | 0001 | 001 | 1 | 1 | 93 | 8 | 955 | 2741.7 | 55 | 37.1589 | -100.7625 | 1230 | 1 | 67901
20175 | MID-KANSAS ELECTRIC COMPANY LLC | 1230_G_2 | 3772011 | 37527513 | 35801612 | 39302914 |  | 221112 | 125 | 120 | 0001 | 002 | 2 | 1 | 53 | 8.87 | 750 | 10604.2 | 200 | 37.1589 | -100.7625 |  |  | 67901
20057 | MID-KANSAS ELECTRIC COMPANY LLC | 1233_B_4 | 3822711 | 37817813 | 36069512 | 38142714 |  | 221112 | 125 | 100 | 0001 | 001 | 1 | 1 | 149 | 10.72 | 302 | 8213.4 | 91 | 37.7328 | -99.95 | 1233 | 4 | 67801
20009 | MID-KANSAS ELECTRIC COMPANY LLC | 1235_B_3 | 3773211 | 37523813 | 58451512 | 88482714 |  | 221112 | 125 | 100 | 0002 | 001 | 2 | 2 | 146 | 6.5 | 290 | 3050 | 93 | 38.4053 | -98.8694 | 1235 | 3 | 67530-0170
20021 | EMPIRE DISTRICT ELECTRIC COMPANY (THE) | 1239_G_10 | 3878111 | 37460413 | 35731612 | 88684514 |  | 221112 | 125 | 120 | 0002 | 003 | 3 | 2 | 35 | 7.5 | 600 | 6250 | 80 | 37.0717 | -94.6986 | 1239 | 10 | 66770
20021 | EMPIRE DISTRICT ELECTRIC COMPANY (THE) | 1239_G_11 | 3878111 | 37460613 | 35731112 | 37597314 |  | 221112 | 125 | 120 | 0002 | 004 | 4 | 1 | 35 | 8.3 | 600 | 7683.1 | 142 | 37.0717 | -94.6986 | 1239 | 11 | 66770
20021 | EMPIRE DISTRICT ELECTRIC COMPANY (THE) | 1239_G_12 | 3878111 | 63964213 | 58666512 | 88684614 |  | 221112 | 125 | 120 | 0002 | 008 | 008_D | 1 | [5 empty] | 37.0717 | -94.6986 | 1239 | 12 | 66770
20021 | EMPIRE DISTRICT ELECTRIC COMPANY (THE) | 1239_G_12-3 | 3878111 | ORIS12-3 | ORIS12-3 | 1239_G_12-3 |  | 221112 | 125 | 120 | [9 empty] | 37.0717 | -94.6986 | 1239 | 12-3 | 66770
20173 | WESTAR ENERGY, INC. | 1240_B_1 | 5603211 | 27425713 | 26330712 | 38803514 |  | 221112 | 125 | 100 | 0012 | 001 | 1 | 2 | 197 | 13 | 300 | 7465.4 | 61 | 37.7906 | -97.5214 | 1240 | 1 | 67030
20173 | WESTAR ENERGY, INC. | 1240_B_2 | 5603211 | 27425413 | 26331212 | 38804014 |  | 221112 | 125 | 100 | 0012 | 002 | 2 | 1 | 197 | 13 | 290 | 9490.3 | 69 | 37.7906 | -97.5214 | 1240 | 2 | 67030
20173 | WESTAR ENERGY, INC. | 1240_G_GT1 | 5603211 | 27425213 | 26331112 | 38804314 |  | 221112 | 125 | 120 | 0012 | 004 | 4 | 1 | 60 | 14.76 | 1028 | 23087.5 | 135 | 37.7906 | -97.5214 | 1240 | E1CT | 67030
20173 | WESTAR ENERGY, INC. | 1240_G_GT2 | 5603211 | 27425613 | 26331012 | 38803714 |  | 221112 | 125 | 120 | 0012 | 005 | 5 | 1 | 60 | 14.76 | 1028 | 23087.5 | 135 | 37.7906 | -97.5214 | 1240 | E2CT | 67030
20173 | WESTAR ENERGY, INC. | 1240_G_GT3 | 5603211 | 63925213 | 26330912 | 88587214 |  | 221112 | 125 | 120 | 0012 | 006 | 6 | 1 | 114 | 18 | 1156 | 36625 | 144 | 37.7906 | -97.5214 | 1240 | E3CT | 67030
20107 | KANSAS CITY POWER & LIGHT CO. | 1241_B_1 | 5367811 | 27609713 | 26500012 | 37915814 |  | 221112 | 125 | 100 | 0005 | 001 | 1 | 1 | 700 | 23 | 127 | 38508.5 | 93 | 38.3492 | -94.6456 | 1241 | 1 | 66040 | 63UUUUU
20107 | KANSAS CITY POWER & LIGHT CO. | 1241_B_2 | 5367811 | 27609613 | 26501412 | 37916114 |  | 221112 | 125 | 100 | 0005 | 002 | 2 | 1 | 700 | 24 | 281 | 45578.3 | 101 | 38.3492 | -94.6456 | 1241 | 2 | 66040 | 63UUUUU
20173 | Murray Gill Energy Center | 1242_B_1 | 5603311 | 63925413 | 26330212 | 88587814 |  | 221112 | 125 | 100 | 0014 | 001 | 1 | 2 | 150 | 17 | 352 | 11349 | 50 | 37.595 | -97.4136 | 1242 | 1 | 67215
20173 | Murray Gill Energy Center | 1242_B_2 | 5603311 | 27425113 | 26330212 | 88587914 |  | 221112 | 125 | 100 | 0014 | 002 | 1 | 1 | 150 | 17 | 352 | 11349 | 50 | 37.595 | -97.4136 | 1242 | 2 | 67215
20173 | Murray Gill Energy Center | 1242_B_3 | 5603311 | 27425013 | 26330312 | 38802814 |  | 221112 | 125 | 100 | 0014 | 003 | 2 | 2 | 144 | 9.5 | 277 | 2951.8 | 42 | 37.595 | -97.4136 | 1242 | 3 | 67215
20173 | Murray Gill Energy Center | 1242_B_4 | 5603311 | 27424913 | 26330512 | 38803114 |  | 221112 | 125 | 100 | 0014 | 004 | 5 | 4 | 144 | 9.5 | 277 | 2951.8 | 42 | 37.595 | -97.4136 | 1242 | 4 | 67215
20155 | WESTAR ENERGY, INC. | 1248_B_4 | 5500911 | 26990813 | 25893612 | 88592114 |  | 221112 | 125 | 100 | 0033 | 004 | 5 | 6 | 149 | 8 | 313 | 2800 | 56 | 38.0864 | -97.8767 | 1248 | 4 | 67502
20155 | WESTAR ENERGY, INC. | 1248_G_GT1 | 5500911 | 26990713 | 25893712 | 88592314 |  | 221112 | 125 | 120 | 0033 | 005 | 6 | 2 | 32 | 14.97 | 975 | 17952 | 102 | 38.0864 | -97.8767 | 1248 | CT-1 | 67502
20155 | WESTAR ENERGY, INC. | 1248_G_GT2 | 5500911 | 26991213 | 25893212 | 37473614 |  | 221112 | 125 | 120 | 0033 | 006 | 7 | 1 | 32 | 14.97 | 975 | 17952 | 102 | 38.0864 | -97.8767 | 1248 | CT-2 | 67502
20155 | WESTAR ENERGY, INC. | 1248_G_GT3 | 5500911 | 26990613 | 25893312 | 37474614 |  | 221112 | 125 | 120 | 0033 | 007 | 8 | 2 | 32 | 14.97 | 975 | 17952 | 102 | 38.0864 | -97.8767 | 1248 | CT-3 | 67502
20155 | WESTAR ENERGY, INC. | 1248_G_GT4 | 5500911 | 26991113 | 25893112 | 88592414 |  | 221112 | 125 | 120 | 0033 | 008 | 9 | 2 | 40 | 19.15 | 1040 | 23333.3 | 80 | 38.0864 | -97.8767 | 1248 | CT-4 | 67502
20045 | WESTAR ENERGY, INC. | 1250_B_3 | 4827111 | 28459713 | 27285712 | 38562414 |  | 221112 | 125 | 100 | 0014 | 002 | 1 | 3 | 139 | 8.99 | 321 | 3427.7 | 54 | 39.0081 | -95.2695 | 1250 | 3 | 66044 | 63UUUUU
20045 | WESTAR ENERGY, INC. | 1250_B_4 | 4827111 | 28459613 | 27284312 | 38562814 |  | 221112 | 125 | 100 | 0014 | 003 | 2 | 1 | 170 | 7.7 | 170 | 3492.5 | 75 | 39.0081 | -95.2695 | 1250 | 4 | 66044 | 63UUUUU
20045 | WESTAR ENERGY, INC. | 1250_B_5 | 4827111 | 28459513 | 27285512 | 38563014 |  | 221112 | 125 | 100 | 0014 | 004 | 4 | 1 | 355 | 18 | 166 | 18576.2 | 73 | 39.0081 | -95.2695 | 1250 | 5 | 66044 | 63UUUUU
20177 | WESTAR ENERGY, INC. | 1252_B_10 | 3823011 | 37489213 | 35760312 | 38755714 |  | 221112 | 125 | 100 | 0030 | 008 | 2 | 1 | 211 | 11.5 | 278 | 8689.1 | 84 | 39.0514 | -95.5667 | 1252 | 10 | 66542 | 63UUUUU
20177 | WESTAR ENERGY, INC. | 1252_B_9 | 3823011 | 37489413 | 35760912 | 38755414 |  | 221112 | 125 | 100 | 0030 | 007 | 1 | 2 | 211 | 11.5 | 271 | 4801 | 46 | 39.0514 | -95.5667 | 1252 | 9 | 66542 | 63UUUUU
20077 | ANTHONY MUNICIPAL POWER PLANT | 1258_G_IC1 | 2975211 | 38086913 | 36346012 | 38064614 |  | 221112 | 125 | 160 | 0002 | 001 | 1 | 1 | 35 | 2.46 | 850 | 38 | 8 | 37.1242 | -98.0453 |  |  | 67003
20077 | ANTHONY MUNICIPAL POWER PLANT | 1258_G_IC2 | 2975211 | 38086813 | 36345912 | 38064714 |  | 221112 | 125 | 160 | 0002 | 002 | 2 | 1 | 35 | 1.33 | 903 | 11.1 | 8 | 37.1242 | -98.0453 |  |  | 67003
20077 | ANTHONY MUNICIPAL POWER PLANT | 1258_G_IC3 | 2975211 | 38086713 | 36346112 | 38064814 |  | 221112 | 125 | 160 | 0002 | 003 | 3 | 1 | 35 | 2.17 | 890 | 29.6 | 8 | 37.1242 | -98.0453 |  |  | 67003
04019 | Irvington | 126_B_1 | 977911 | 48108913 | 45656912 | 62456314 |  | 2211 | 125 | 100 |  |  |  |  | 130 | 10.5 | 260 | 2523 | 29 | 32.1597 | -110.9051 | 126 | 1 | 85714
04019 | Irvington | 126_B_2 | 977911 | 48108813 | 45656612 | 62456414 |  | 2211 | 125 | 100 |  |  |  |  | 130 | 10.8 | 260 | 2484 | 27 | 32.1597 | -110.9051 | 126 | 2 | 85714
04019 | Irvington | 126_B_3 | 977911 | 48109013 | 45656812 | 62456214 |  | 2211 | 125 | 100 |  |  |  |  | 144 | 12.3 | 246 | 3451 | 29 | 32.1597 | -110.9051 | 126 | 3 | 85714
04019 | Irvington | 126_B_4 | 977911 | 48108713 | 45656712 | 62456514 |  | 2211 | 125 | 100 |  |  |  |  | 248 | 10.2 | 287 | 6557 | 79 | 32.1597 | -110.9051 | 126 | 4 | 85714 | 63UUUUU
20015 | AUGUSTA MUNICIPAL POWER PLANT (#1) | 1261_G_1 | 3670411 | 37388313 | 35660612 | 37831314 |  | 221112 | 125 | 160 | 0009 | 001 | 1 | 1 | 35 | 1.16 | 840 | 176.2 | 167 | 37.6786 | -96.9719 |  |  | 67010
20015 | AUGUSTA MUNICIPAL POWER PLANT (#1) | 1261_G_3 | 3670411 | 37388213 | 35660412 | 37831414 |  | 221112 | 125 | 160 | 0009 | 003 | 3 | 1 | 45 | 1.33 | 800 | 161.3 | 116 | 37.6786 | -96.9719 |  |  | 67010
20015 | AUGUSTA MUNICIPAL POWER PLANT (#1) | 1261_G_5 | 3670411 | 37388113 | 35660512 | 37831514 |  | 221112 | 125 | 160 | 0009 | 005 | 5 | 1 | 45 | 1.5 | 840 | 360 | 204 | 37.6786 | -96.9719 |  |  | 67010
20015 | AUGUSTA MUNICIPAL POWER PLANT (#1) | 1261_G_6 | 3670411 | 37387913 | 58459212 | 37831714 |  | 221112 | 125 | 160 | 0009 | 006 | 6 | 1 | 45 | 1.5 | 840 | 360 | 204 | 37.6786 | -96.9719 |  |  | 67010
20015 | AUGUSTA MUNICIPAL POWER PLANT (#1) | 1261_G_7 | 3670411 | 37388013 | 35660712 | 37831614 |  | 221112 | 125 | 160 | 0009 | 007 | 7 | 1 | 55 | 2 | 750 | 220 | 140 | 37.6786 | -96.9719 |  |  | 67010
20123 | BELOIT MUNICIPAL POWER PLANT | 1264_G_1 | 4527711 | 27615113 | 26506912 | 38473114 |  | 221112 | 125 | 160 | 0012 | 001 | 1 | 2 | 33 | 2 | 601 | 79.8 | 51 | 39.4578 | -98.1128 |  |  | 67420
20123 | BELOIT MUNICIPAL POWER PLANT | 1264_G_2 | 4527711 | 27615713 | 26506812 | 38472514 |  | 221112 | 125 | 160 | 0012 | 002 | 2 | 1 | 33 | 2 | 601 | 79.8 | 51 | 39.4578 | -98.1128 |  |  | 67420
20123 | BELOIT MUNICIPAL POWER PLANT | 1264_G_3 | 4527711 | 27615613 | 26506712 | 38472614 |  | 221112 | 125 | 160 | 0012 | 003 | 3 | 1 | 30 | 1.67 | 750 | 120.4 | 55 | 39.4578 | -98.1128 |  |  | 67420
20123 | BELOIT MUNICIPAL POWER PLANT | 1264_G_4 | 4527711 | 27615513 | 26507312 | 38472714 |  | 221112 | 125 | 160 | 0012 | 004 | 4 | 1 | 37 | 2.49 | 950 | 196.7 | 107 | 39.4578 | -98.1128 |  |  | 67420
20123 | BELOIT MUNICIPAL POWER PLANT | 1264_G_5 | 4527711 | 27615413 | 26507012 | 38472814 |  | 221112 | 125 | 160 | 0012 | 005 | 5 | 1 | 25 | 1.12 | 500 | 40.6 | 75 | 39.4578 | -98.1128 |  |  | 67420
20123 | BELOIT MUNICIPAL POWER PLANT | 1264_G_6 | 4527711 | 27615313 | 26507212 | 38472914 |  | 221112 | 125 | 160 | 0012 | 006 | 6 | 1 | 38 | 2.33 | 950 | 230.6 | 144 | 39.4578 | -98.1128 |  |  | 67420
20123 | BELOIT MUNICIPAL POWER PLANT | 1264_G_7 | 4527711 | 27615213 | 26507112 | 38473014 |  | 221112 | 125 | 160 | 0012 | 007 | 7 | 1 | 34 | 2.49 | 800 | 197.1 | 41 | 39.4578 | -98.1128 |  |  | 67420
20133 | CITY OF CHANUTE ELEC. DEPT., PLANT #2 | 1268_G_14 | 5414711 | 27354013 | 26249012 | 88611514 |  | 221112 | 125 | 120 | 0030 | 001 | 3 | 1 | 49 | 12.49 | 950 | 35855.8 | 203 | 37.695 | -95.4578 | 1268 | 14 | 66720
20133 | CITY OF CHANUTE ELEC. DEPT., PLANT #2 | 1268_G_7 | 5414711 | 27353913 | 26248912 | 37689514 |  | 221112 | 125 | 160 | 0030 | 002 | 1 | 1 | 26 | 1 | 1070 | 149.8 | 197 | 37.695 | -95.4578 | 1268 | 7 | 66720
20133 | CITY OF CHANUTE ELEC. DEPT., PLANT #2 | 1268_G_8 | 5414711 | 27354113 | 26249112 | 37689314 |  | 221112 | 125 | 160 | 0030 | 003 | 2 | 1 | 26 | 1 | 1070 | 149.8 | 197 | 37.695 | -95.4578 | 1268 | 8 | 66720
48487 | OKLAUNION POWER STATION | 127_B_1 | 7927311 | 2546713 | 2457012 | 4034114 |  | 221122 | 125 | 100 | 10 | 000002 | 000002 | 000011 | 452 | 23 | 120 |  | 96.6 | 34.0826 | -99.1757 | 127 | 1 | 76373 | 63UUUUU
20027 | CLAY CENTER PUBLIC UTILITIES | 1270_G_IC1 | 4499711 | 28277113 | 58677112 | 88693614 |  | 221112 | 125 | 160 | 0007 | 001 | 001_D | 6 | [5 empty] | 39.3772 | -97.1275 |  |  | 67432
20027 | CLAY CENTER PUBLIC UTILITIES | 1270_G_IC2 | 4499711 | 28276813 | 58677212 | 88691014 |  | 221112 | 125 | 160 | 0007 | 002 | 002_D | 6 | [5 empty] | 39.3772 | -97.1275 |  |  | 67432
20027 | CLAY CENTER PUBLIC UTILITIES | 1270_G_IC3 | 4499711 | 28276913 | 58677312 | 88691514 |  | 221112 | 125 | 160 | 0007 | 003 | 003_D | 6 | [5 empty] | 39.3772 | -97.1275 |  |  | 67432
20027 | CLAY CENTER PUBLIC UTILITIES | 1270_G_IC4 | 4499711 | 28277313 | 58677412 | 88692014 |  | 221112 | 125 | 160 | 0007 | 004 | 004_D | 6 | [5 empty] | 39.3772 | -97.1275 |  |  | 67432
20027 | CLAY CENTER PUBLIC UTILITIES | 1270_G_IC5 | 4499711 | 28277013 | 58677512 | 88692514 |  | 221112 | 125 | 160 | 0007 | 005 | 005_D | 6 | [5 empty] | 39.3772 | -97.1275 |  |  | 67432
20125 | COFFEYVILLE MUNICIPAL LIGHT & POWER | 1271_B_4 | 2964211 | 38402113 | 36674712 | 37931914 |  | 221112 | 125 | 100 | 0002 | 003 | 1 | 1 | 175 | 8.37 | 350 | 1926.6 | 35 | 37.0369 | -95.6131 | 1271 | 4 | 67337
20209 | BOARD OF PUBLIC UTILITIES - QUINDARO | 1295_B_1 | 4627911 | 27807813 | 26695612 | 40281814 |  | 221112 | 125 | 100 | 0048 | 001 | 1 | 2 | 350 | 8.33 | 330 | 4709.8 | 86 | 39.1481 | -94.6414 | 1295 | 1 | 66104 | 63UUUUU
20209 | BOARD OF PUBLIC UTILITIES - QUINDARO | 1295_B_2 | 4627911 | 27807613 | 26695912 | 40282114 |  | 221112 | 125 | 100 | 0048 | 002 | 2 | 1 | 350 | 11 | 326 | 11531.1 | 121 | 39.1481 | -94.6414 | 1295 | 2 | 66104 | 63UUUUU
20209 | BOARD OF PUBLIC UTILITIES - QUINDARO | 1295_G_GT1 | 4627911 | 27807513 | 58512612 | 40282314 |  | 221112 | 125 | 120 | 0048 | 003 | 003_D | 2 | [5 empty] | 39.1481 | -94.6414 |  |  | 66104
20209 | BOARD OF PUBLIC UTILITIES - QUINDARO | 1295_G_GT2 | 4627911 | 63913613 | 58512812 | 88554914 |  | 221112 | 125 | 120 | 0048 | 005 | 005_D | 1 | [5 empty] | 39.1481 | -94.6414 |  |  | 66104
20209 | BOARD OF PUBLIC UTILITIES - QUINDARO | 1295_G_GT3 | 4627911 | 63913713 | 58512912 | 88555014 |  | 221112 | 125 | 120 | 0048 | 006 | 006_D | 1 | [5 empty] | 39.1481 | -94.6414 |  |  | 66104
20095 | KINGMAN MUNICIPAL POWER PLANT | 1296_G_2 | 4878111 | 30474813 | 29226012 | 88646814 |  | 221112 | 125 | 160 | 0004 | 002 | 2 | 1 | 30 | 2 | 760 | 367.7 | 117 | 37.6439 | -98.1178 | 1296 | 2 | 67068
20095 | KINGMAN MUNICIPAL POWER PLANT | 1296_G_4 | 4878111 | 30474513 | 29225512 | 38269614 |  | 221112 | 125 | 160 | 0004 | 003 | 3 | 1 | 34 | 2.5 | 740 | 516.7 | 105 | 37.6439 | -98.1178 | 1296 | 4 | 67068
20095 | KINGMAN MUNICIPAL POWER PLANT | 1296_G_6 | 4878111 | 30474313 | 29225912 | 38269814 |  | 221112 | 125 | 160 | 0004 | 005 | 4 | 1 | 36 | 2 | 875 | 525 | 167 | 37.6439 | -98.1178 | 1296 | 6 | 67068
20095 | KINGMAN MUNICIPAL POWER PLANT | 1296_G_7 | 4878111 | 30474613 | 29225612 | 38269514 |  | 221112 | 125 | 160 | 0004 | 006 | 5 | 1 | 33 | 2.5 | 740 | 516.7 | 105 | 37.6439 | -98.1178 | 1296 | 7 | 67068
20095 | KINGMAN MUNICIPAL POWER PLANT | 1296_G_8 | 4878111 | 30474713 | 29225712 | 38269414 |  | 221112 | 125 | 160 | 0004 | 007 | 6 | 1 | 55 | 2 | 850 | 361.7 | 115 | 37.6439 | -98.1178 | 1296 | 8 | 67068
20095 | KINGMAN MUNICIPAL POWER PLANT | 1296_G_9 | 4878111 | ORIS9 | ORIS9 | 1296_G_9 |  | 221112 | 125 | 160 |  |  |  |  | 70 | 2.6 | 830 | 980 | 184 | 37.6439 | -98.1178 | 1296 | 9 | 67068
45015 | SANTEE COOPER CROSS GENERATING STATION | 130_B_1 | 4120411 | 34984413 | 33280412 | 11657614 |  | 221112 | 125 | 100 | 0420-0030 | 001 | 1 | 2 | 600 | 22 | 150 | 32311.4 | 85 | 33.3694 | -80.1132 | 130 | 1 | 29468 | 63UUUUU
45015 | SANTEE COOPER CROSS GENERATING STATION | 130_B_2 | 4120411 | 34984313 | 33280512 | 11657814 |  | 221112 | 125 | 100 | 0420-0030 | 002 | 2 | 1 | 600 | 22 | 150 | 26609.4 | 70 | 33.3694 | -80.1132 | 130 | 2 | 29468 | 63UUUUU
45015 | SANTEE COOPER CROSS GENERATING STATION | 130_B_3 | 4120411 | 69629813 | 63905312 | 95977114 |  | 221112 | 125 | 100 | 0420-0030 | 009 | 5 | 2 | 488 | 25 | 122 | 33821.3 | 68.9 | 33.3694 | -80.1132 | 130 | 3 | 29468 | 63UUUUU
45015 | SANTEE COOPER CROSS GENERATING STATION | 130_B_4 | 4120411 | 69630213 | 63905112 | 95980814 |  | 221112 | 125 | 100 | 0420-0030 | 010 | 6 | 2 | 488 | 25 | 122 | 33821.3 | 68.9 | 33.3694 | -80.1132 | 130 | 4 | 29468 | 63UUUUU
20113 | MCPHERSON BOARD OF PUBLIC UTILITIES | 1305_G_GT1 | 5380211 | 27086413 | 25987112 | 88632514 |  | 221112 | 125 | 120 | 0014 | 001 | 1 | 2 | 35 | 16 | 980 | 89075 | 443 | 38.3619 | -97.6833 | 1305 | GT1 | 67460
20113 | MCPHERSON BOARD OF PUBLIC UTILITIES | 1305_G_GT2 | 5380211 | 27086313 | 25987012 | 38193014 |  | 221112 | 125 | 120 | 0014 | 002 | 2 | 1 | 35 | 16 | 987 | 89075 | 443 | 38.3619 | -97.6833 | 1305 | GT2 | 67460
20113 | MCPHERSON BOARD OF PUBLIC UTILITIES | 1305_G_GT3 | 5380211 | 27086613 | 25987312 | 88632614 |  | 221112 | 125 | 120 | 0014 | 003 | 3 | 2 | 35 | 16 | 994 | 89075 | 443 | 38.3619 | -97.6833 | 1305 | GT3 | 67460
20059 | OTTAWA MUNICIPAL POWER PLANT | 1316_G_IC3 | 3734911 | 37538313 | 35813112 | 37757714 |  | 221112 | 125 | 160 | 0006 | 001 | 1 | 2 | 50 | 1.3 | 750 | 368.7 | 140 | 38.6153 | -95.2817 |  |  | 66067
20059 | OTTAWA MUNICIPAL POWER PLANT | 1316_G_IC4 | 3734911 | 37537913 | 35813012 | 88677014 |  | 221112 | 125 | 160 | 0006 | 002 | 4 | 3 | 50 | 1.3 | 750 | 368.7 | 140 | 38.6153 | -95.2817 |  |  | 66067
20059 | OTTAWA MUNICIPAL POWER PLANT | 1316_G_IC6 | 3734911 | 37538113 | 35813412 | 37758014 |  | 221112 | 125 | 160 | 0006 | 003 | 5 | 2 | 30 | 2 | 750 | 439.8 | 140 | 38.6153 | -95.2817 |  |  | 66067
20059 | OTTAWA MUNICIPAL POWER PLANT | 1316_G_IC7 | 3734911 | 37538213 | 35813312 | 37757814 |  | 221112 | 125 | 160 | 0006 | 004 | 6 | 2 | 30 | 2 | 750 | 439.8 | 140 | 38.6153 | -95.2817 |  |  | 66067
20167 | RUSSELL MUNICIPAL POWER PLANT | 1319_G_11 | 3105611 | 38158013 | 58550212 | 88586214 |  | 221112 | 125 | 160 | 0005 | 001 | 001_D | 1 | [5 empty] | 38.8933 | -98.8578 |  |  | 67665
20167 | RUSSELL MUNICIPAL POWER PLANT | 1319_G_7 | 3105611 | 38157913 | 58550312 | 39426114 |  | 221112 | 125 | 160 | 0005 | 002 | 002_D | 1 | [5 empty] | 38.8933 | -98.8578 |  |  | 67665
20191 | WELLINGTON MUNICIPAL POWER PLANT | 1330_B_4 | 5444311 | 26795713 | 25711212 | 39523114 |  | 221112 | 125 | 100 | 0019 | 001 | 1 | 1 | 69 | 6 | 250 | 1118.3 | 40 | 37.2611 | -97.4056 | 1252 | 4 | 67152
20055 | SUNFLOWER ELECTRIC POWER CORPORATION | 1336_B_S-2 | 3167811 | 38765013 | 37046412 | 38273014 |  | 221112 | 125 | 100 | 0026 | 002 | 2 | 1 | 124 | 10 | 253 | 4439 | 57 | 37.9692 | -100.8942 | 1336 | S-2 | 67846
20055 | SUNFLOWER ELECTRIC POWER CORPORATION | 1336_G_S3 | 3167811 | 38764813 | 37045912 | 38273214 |  | 221112 | 125 | 120 | 0026 | 003 | 3 | 1 | 32 | 10.33 | 985 | 653.3 | 29 | 37.9692 | -100.8942 |  |  | 67846
20055 | SUNFLOWER ELECTRIC POWER CORPORATION | 1336_G_S4 | 3167811 | 38765213 | 37046112 | 38272814 |  | 221112 | 125 | 120 | 0026 | 004 | 4 | 1 | 42 | 17.17 | 1035 | 7379.6 | 32 | 37.9692 | -100.8942 |  |  | 67846
20055 | SUNFLOWER ELECTRIC POWER CORPORATION | 1336_G_S5 | 3167811 | 38765113 | 37046012 | 38272914 |  | 221112 | 125 | 120 | 0026 | 005 | 5 | 1 | 42 | 17.17 | 1046 | 7425.9 | 32 | 37.9692 | -100.8942 |  |  | 67846
21127 | Kentucky Power Co-Big Sandy Plant | 1353_B_BSU1 | 6019011 | 82996713 | 74113512 | 107239914 |  | 221112 | 125 | 100 | 2112700003 | 01 | 01 | 2 | 826 | 28.2 | 316 | 62882.5 | 98 | 38.1714 | -82.6178 | 1353 | BSU1 | 41230 | 63UUUUU
21167 | KY Utilities Co - Brown Station | 1355_B_1 | 5933111 | 24595913 | 82885712 | 36221814 |  | 221112 | 125 | 100 | 2116700001 | 001 | 001 | 1 | 561 | 26.7 | 129 | 43738.4 | 78.1 | 37.7889 | -84.7139 | 1355 | 1 | 40330 | 63UUUUU
21167 | KY Utilities Co - Brown Station | 1355_B_2 | 5933111 | 24596013 | 82885812 | 36221714 |  | 221112 | 125 | 100 | 2116700001 | 002 | 002 | 1 | 561 | 26.7 | 129 | 43738.4 | 78.1 | 37.7889 | -84.7139 | 1355 | 2 | 40330 | 63UUUUU
21167 | KY Utilities Co - Brown Station | 1355_B_3 | 5933111 | 24596113 | 82885912 | 36221614 |  | 221112 | 125 | 100 | 2116700001 | 003 | 003 | 1 | 561 | 26.7 | 129 | 43738.4 | 78.1 | 37.7889 | -84.7139 | 1355 | 3 | 40330 | 63UUUUU
21167 | KY Utilities Co - Brown Station | 1355_G_10 | 5933111 | 86761013 | 82886112 | 117355814 |  | 221112 | 125 | 999 | 2116700001 | 24 | 24 | 2 | 175 | 16.5 | 851 | 35260 | 164.9 | 37.7889 | -84.7139 | 1355 | 10 | 40330
21167 | KY Utilities Co - Brown Station | 1355_G_11 | 5933111 | 86760413 | 82886312 | 117354614 |  | 221112 | 125 | 999 | 2116700001 | 26 | 26 | 2 | 175 | 16.5 | 851 | 35260 | 164.9 | 37.7889 | -84.7139 | 1355 | 11 | 40330
21167 | KY Utilities Co - Brown Station | 1355_G_5 | 5933111 | 86760113 | 82886612 | 117354114 |  | 221112 | 125 | 999 | 2116700001 | 29 | 29 | 1 | 125 | 18 | 1067 | 35455.9 | 139.3 | 37.7889 | -84.7139 | 1355 | 5 | 40330
21167 | KY Utilities Co - Brown Station | 1355_G_6 | 5933111 | 86760913 | 82886412 | 117355614 |  | 221112 | 125 | 999 | 2116700001 | 27 | 27 | 2 | 125 | 17.4 | 1090 | 41550 | 174.7 | 37.7889 | -84.7139 | 1355 | 6 | 40330
21167 | KY Utilities Co - Brown Station | 1355_G_7 | 5933111 | 86760313 | 82886512 | 117354414 |  | 221112 | 125 | 999 | 2116700001 | 28 | 28 | 2 | 125 | 17.4 | 1090 | 41550 | 174.7 | 37.7889 | -84.7139 | 1355 | 7 | 40330
21167 | KY Utilities Co - Brown Station | 1355_G_8 | 5933111 | 86760513 | 82886212 | 117354814 |  | 221112 | 125 | 999 | 2116700001 | 25 | 25 | 2 | 175 | 16.5 | 851 | 35260 | 164.9 | 37.7889 | -84.7139 | 1355 | 8 | 40330
21167 | KY Utilities Co - Brown Station | 1355_G_9 | 5933111 | 86760613 | 82886012 | 117355014 |  | 221112 | 125 | 999 | 2116700001 | 23 | 23 | 2 | 175 | 16.5 | 851 | 35260 | 164.9 | 37.7889 | -84.7139 | 1355 | 9 | 40330
21041 | KY Utilities Co - Ghent Station | 1356_B_1 | 5198511 | 25720713 | 82878312 | 38309714 |  | 221121 | 125 | 100 | 2104100010 | 001 | 001 | 1 | 592.5 | 26.5 | 129 | 26391.5 | 47.9 | 38.7497 | -85.035 | 1356 | 1 | 41045 | 63UUUUU
21041 | KY Utilities Co - Ghent Station | 1356_B_2 | 5198511 | 25720613 | 82878412 | 38309814 |  | 221121 | 125 | 100 | 2104100010 | 002 | 002 | 1 | 581 | 37 | 129 | 45836.2 | 42.6 | 38.7497 | -85.035 | 1356 | 2 | 41045 | 63UUUUU
21041 | KY Utilities Co - Ghent Station | 1356_B_3 | 5198511 | 25720413 | 82878512 | 38310014 |  | 221121 | 125 | 100 | 2104100010 | 003 | 003 | 1 | 581 | 37 | 129 | 45836.2 | 42.6 | 38.7497 | -85.035 | 1356 | 3 | 41045 | 63UUUUU
21041 | KY Utilities Co - Ghent Station | 1356_B_4 | 5198511 | 25720813 | 82878612 | 38309614 |  | 221121 | 125 | 100 | 2104100010 | 004 | 004 | 1 | 592.5 | 26.5 | 129 | 22497.6 | 40.8 | 38.7497 | -85.035 | 1356 | 4 | 41045 | 63UUUUU
21177 | KY Utilities Co - Green River Station | 1357_B_5 | 5196411 | 26159413 | 82887212 | 35470914 |  | 221112 | 125 | 100 | 2117700001 | 004 | 004 | 1 | 247 | 10 | 300 | 7316.7 | 93.2 | -87.1214 | 37.3636 | 1357 | 5 | 42330 | 63UUUUU
12107 | SEMINOLE ELECTRIC COOPERATIVE, INC. | 136_B_1 | 2474411 | 40414713 | 38547212 | 48543614 |  | 2211 | 125 | 100 | 1070025 | 1 | 1 | 1 | 675 | 36 | 128 | 26666.7 | 26 | 29.7337 | -81.6327 | 136 | 1 | 32177-8647 | SLT-0001&63UUUUU&ARP-0001
12107 | SEMINOLE ELECTRIC COOPERATIVE, INC. | 136_B_2 | 2474411 | 40414813 | 38547412 | 48543214 |  | 2211 | 125 | 100 | 1070025 | 2 | 2 | 2 | 675 | 36 | 128 | 26666.7 | 26 | 29.7337 | -81.6326 | 136 | 2 | 32177-8647 | SLT-0001&63UUUUU&ARP-0001
21111 | Louisville Gas & Electric Co., Cane Run Station | 1363_G_11 | 5702411 | 20510413 | 19768412 | 124378314 |  | 221122 | 125 | 290 | 0126 | 114 | 101 | 2120 |  |  | 303 | 15176.1 | 65.3 | 38.1828 | -85.8894 | 1363 | 11 | 40216-1198
21111 | Louisville Gas & Electric Co., Cane Run Station | 1363_G_7 | 5702411 | ORIS7 | ORIS7 | 1363_G_7 |  | 221122 | 125 | 120 |  |  |  |  | 35 | 11.83 | 880 | 8402.5 |  | 38.1819 | -85.8889 | 1363 | 7 | 40216-1198
21111 | Louisville Gas & Electric Co., Mill Creek Station | 1364_B_1 | 7353711 | 9603513 | 91981812 | 130328714 |  | 221122 | 125 | 100 | 0127 | 121 | 520 | 2356 | 107 | 1 | 68 | 2000 |  | 38.0531 | -85.91 | 1364 | 1 | 40272-1099 | 63UUUUU
21111 | Louisville Gas & Electric Co., Mill Creek Station | 1364_B_2 | 7353711 | 9603613 | 91982012 | 130328814 |  | 221122 | 125 | 100 | 0127 | 122 | 523 | 2359 | 107 | 1 | 68 | 200 |  | 38.0531 | -85.91 | 1364 | 2 | 40272-1099 | 63UUUUU
21111 | Louisville Gas & Electric Co., Mill Creek Station | 1364_B_3 | 7353711 | 9603813 | 91982212 | 130328914 |  | 221122 | 125 | 100 | 0127 | 123 | 538 | 2363 | 104 | 1.17 | 68 | 200 |  | 38.0531 | -85.91 | 1364 | 3 | 40272-1099 | 63UUUUU
21111 | Louisville Gas & Electric Co., Mill Creek Station | 1364_B_4 | 7353711 | 9603913 | 91982412 | 130329014 |  | 221122 | 125 | 100 | 0127 | 124 | 563 | 2365 | 104 | 1.33 | 68 | 200 |  | 38.0531 | -85.91 | 1364 | 4 | 40272-1099 | 63UUUUU
21111 | Louisville Gas & Electric Co., Paddy's Run Station | 1366_G_11 | 5702311 | 95159713 | 91981512 | 130328314 |  | 221122 | 125 | 120 | 0125 | 441 | 305 | 2544 | 23 | 0.5 | 1020 | 35 |  | 38.221 | -85.8461 | 1366 | 11 | 40211-2129
21111 | Louisville Gas & Electric Co., Paddy's Run Station | 1366_G_12 | 5702311 | 95159813 | 91981612 | 130328514 |  | 221122 | 125 | 120 | 0125 | 442 | 306 | 2546 | 16 | 0.8 | 994 | 79.7 |  | 38.221 | -85.8461 | 1366 | 12 | 40211-2129
21111 | Louisville Gas & Electric Co., Paddy's Run Station | 1366_G_13 | 5702311 | 95159913 | 62236412 | 130328614 |  | 221122 | 125 | 120 | 0125 | 443 | 96 | 2547 | 90 | 20 | 1012 | 36445 |  | 38.221 | -85.8457 | 1366 | 13 | 40211-2129
21111 | Louisville Gas & Electric Co., Zorn Station | 1368_G_1 | 6606011 | 18326113 | 17766712 | 34871614 |  | 221122 | 125 | 290 | 1248 | 219 | 183 | 2055 | 39 | 11.83 | 1000 | 9192 |  | 38.2801 | -85.7023 |  |  | 40207
21059 | Owensboro Municipal Utilities - Elmer Smith Station | 1374_B_1 | 5891711 | 86751513 | 82877112 | 117335414 |  | 221112 | 125 | 200 | 2105900027 | EU001 | EU001 | 4 | 420 | 24 | 120 | 26354.2 | 13.5 | 37.7951 | -87.0607 | 1374 | 1 | 42302 | 63UUUUU
21059 | Owensboro Municipal Utilities - Elmer Smith Station | 1374_B_2 | 5891711 | 86751413 | 82877212 | 117335014 |  | 221112 | 125 | 100 | 2105900027 | EU002 | EU002 | 2 | 420 | 24 | 120 | 26354.2 | 13.5 | 37.7951 | -87.0607 | 1374 | 2 | 42302 | 63UUUUU
21177 | Tennessee Valley Authority - Paradise Fossil Plant | 1378_B_1 | 5196711 | 86764513 | 82887412 | 117364614 |  | 221112 | 125 | 100 | 2117700006 | EU01 | EU01 | 5 | 600 | 26 | 125 | 38533.3 | 72.6 | 37.2592 | -86.9781 | 1378 | 1 | 42337 | 63UUUUU
21177 | Tennessee Valley Authority - Paradise Fossil Plant | 1378_B_2 | 5196711 | 86764413 | 82887512 | 117364114 |  | 221112 | 125 | 100 | 2117700006 | EU02 | EU02 | 5 | 600 | 26 | 125 | 38533.3 | 72.6 | 37.2592 | -86.9781 | 1378 | 2 | 42337 | 63UUUUU
21177 | Tennessee Valley Authority - Paradise Fossil Plant | 1378_B_3 | 5196711 | 86762413 | 82887612 | 117360414 |  | 221112 | 125 | 100 | 2117700006 | EU03 | EU03 | 6 | 600 | 37 | 132 | 54233.3 | 50.4 | 37.2592 | -86.9781 | 1378 | 3 | 42337 | 63UUUUU
21145 | Tennessee Valley Authority (TVA) - Shawnee Fossil Plant | 1379_B_1 | 6037011 | 24138113 | 82884012 | 35614314 |  | 221112 | 125 | 100 | 2114500006 | 001 | 001 | 1 | 797 | 27.9 | 307 | 50532.6 | 82.7 | 37.1519 | -88.7773 | 1379 | 1 | 42086 | 63UUUUU
21145 | Tennessee Valley Authority (TVA) - Shawnee Fossil Plant | 1379_B_10 | 6037011 | 24137613 | 82884912 | 35615514 |  | 221112 | 125 | 100 | 2114500006 | 010 | 010 | 1 | 797 | 27.9 | 277 | 7975.7 | 13 | 37.1519 | -88.7773 | 1379 | 10 | 42086 | 63UUUUU
21145 | Tennessee Valley Authority (TVA) - Shawnee Fossil Plant | 1379_B_2 | 6037011 | 24138213 | 82884112 | 35614214 |  | 221112 | 125 | 100 | 2114500006 | 002 | 002 | 1 | 797 | 27.9 | 307 | 50532.6 | 82.7 | 37.1519 | -88.7773 | 1379 | 2 | 42086 | 63UUUUU
21145 | Tennessee Valley Authority (TVA) - Shawnee Fossil Plant | 1379_B_3 | 6037011 | 24139013 | 82884212 | 35613414 |  | 221112 | 125 | 100 | 2114500006 | 003 | 003 | 1 | 797 | 27.9 | 307 | 50532.6 | 82.7 | 37.1519 | -88.7773 | 1379 | 3 | 42086 | 63UUUUU
21145 | Tennessee Valley Authority (TVA) - Shawnee Fossil Plant | 1379_B_4 | 6037011 | 24138313 | 82884312 | 35614114 |  | 221112 | 125 | 100 | 2114500006 | 004 | 004 | 1 | 797 | 27.9 | 307 | 50532.6 | 82.7 | 37.1519 | -88.7773 | 1379 | 4 | 42086 | 63UUUUU
21145 | Tennessee Valley Authority (TVA) - Shawnee Fossil Plant | 1379_B_5 | 6037011 | 24138913 | 82884412 | 35613514 |  | 221112 | 125 | 100 | 2114500006 | 005 | 005 | 1 | 797 | 27.9 | 307 | 50532.6 | 82.7 | 37.1519 | -88.7773 | 1379 | 5 | 42086 | 63UUUUU
21145 | Tennessee Valley Authority (TVA) - Shawnee Fossil Plant | 1379_B_6 | 6037011 | 24138713 | 82884512 | 35613714 |  | 221112 | 125 | 100 | 2114500006 | 006 | 006 | 1 | 797 | 27.9 | 307 | 50532.6 | 82.7 | 37.1519 | -88.7773 | 1379 | 6 | 42086 | 63UUUUU
21145 | Tennessee Valley Authority (TVA) - Shawnee Fossil Plant | 1379_B_7 | 6037011 | 24138613 | 82884612 | 35613814 |  | 221112 | 125 | 100 | 2114500006 | 007 | 007 | 1 | 797 | 27.9 | 307 | 50532.6 | 82.7 | 37.1519 | -88.7773 | 1379 | 7 | 42086 | 63UUUUU
21145 | Tennessee Valley Authority (TVA) - Shawnee Fossil Plant | 1379_B_8 | 6037011 | 24138513 | 82884712 | 35613914 |  | 221112 | 125 | 100 | 2114500006 | 008 | 008 | 1 | 797 | 27.9 | 307 | 50532.6 | 82.7 | 37.1519 | -88.7773 | 1379 | 8 | 42086 | 63UUUUU
21145 | Tennessee Valley Authority (TVA) - Shawnee Fossil Plant | 1379_B_9 | 6037011 | 24137713 | 82884812 | 35615414 |  | 221112 | 125 | 100 | 2114500006 | 009 | 009 | 1 | 797 | 27.9 | 307 | 50532.6 | 82.7 | 37.1519 | -88.7773 | 1379 | 9 | 42086 | 63UUUUU
21091 | Big Rivers Electric Corp - Coleman Station | 1381_B_C1 | 5343711 | 26449313 | 82880712 | 39663814 |  | 221112 | 125 | 100 | 2109100003 | 001 | 001 | 1 | 350 | 14 | 300 | 9045.4 | 58.8 | 37.9628 | -86.7917 | 1381 | C1 | 42348 | 63UUUUU
21091 | Big Rivers Electric Corp - Coleman Station | 1381_B_C2 | 5343711 | 26449013 | 82880812 | 39664114 |  | 221112 | 125 | 100 | 2109100003 | 002 | 002 | 1 | 350 | 14 | 345 | 9595.9 | 62.3 | 37.9628 | -86.7917 | 1381 | C2 | 42348 | 63UUUUU
21091 | Big Rivers Electric Corp - Coleman Station | 1381_B_C3 | 5343711 | 26449213 | 82880912 | 39663914 |  | 221112 | 125 | 100 | 2109100003 | 003 | 003 | 1 | 350 | 14 | 287 | 9595.9 | 62.3 | 37.9628 | -86.7917 | 1381 | C3 | 42348 | 63UUUUU
21233 | Big Rivers Electric Corp - Reid HMP&L Station 2 | 1382_B_H1 | 6067211 | 83024913 | 74190712 | 107658114 |  | 221121 | 125 | 100 | 2123300001 | EU02 | EU02 | 2 | 350 | 15 | 134 | 8696.6 | 49.2 | 37.6457 | -87.5034 | 1382 | H1 | 42452 | 63UUUUU
21233 | Big Rivers Electric Corp - Reid HMP&L Station 2 | 1382_B_H2 | 6067211 | 83024713 | 74190812 | 107657714 |  | 221121 | 125 | 100 | 2123300001 | EU03 | EU03 | 2 | 350 | 15 | 138 | 8696.6 | 49.2 | 37.6457 | -87.5034 | 1382 | H2 | 42452 | 63UUUUU
21233 | Big Rivers Electric Corp - Reid HMP&L Station 2 | 1383_B_R1 | 6067211 | 83025013 | 74190612 | 107658314 |  | 221121 | 125 | 100 | 2123300001 | EU01 | EU01 | 2 | 250 | 12 | 320 | 3339.5 | 29.5 | 37.6457 | -87.5034 | 1383 | R1 | 42452 | 63UUUUU
21233 | Big Rivers Electric Corp - Reid HMP&L Station 2 | 1383_G_GEN2 | 6067211 | 83024613 | 74191112 | 129692914 |  | 221121 | 125 | 999 | 2123300001 | EU06 | EU06 | 2 | 110 | 16 | 1060 | 6311.3 | 31.4 | 37.6457 | -87.5034 | 1383 | RT | 42452
21199 | East KY Power Coop - Cooper Station | 1384_B_1 | 5787711 | 94727113 | 91514712 | 129680614 |  | 221112 | 125 | 100 | 2119900005 | 01 | 01 | 2 | 260 | 17.8 | 320 | 6883.3 | 27.7 | 36.9987 | -84.5913 | 1384 | 1 | 42501 | 63UUUUU
21199 | East KY Power Coop - Cooper Station | 1384_B_2 | 5787711 | 94726213 | 91515012 | 129679014 |  | 221112 | 125 | 100 | 2119900005 | 02n | 02n | 2 | 260 | 17.8 | 320 | 13316.7 | 53.5 | 36.9987 | -84.5913 | 1384 | 2 | 42501
22033 | Entergy Gulf States LA LLC - Louisiana Station Electrical Generating Plant | 1391_G_1A | 5160611 | 80696813 | 71813312 | 121345914 |  | 221112 | 125 | 100 | 1186 | SR1001 | RP1001 | PR1002 | 151 | 11 | 280 | 4031.7 | 42.4 | 30.4901 | -91.1871 | 1391 | 1A | 70805
22033 | Entergy Gulf States LA LLC - Louisiana Station Electrical Generating Plant | 1391_G_2A | 5160611 | 80697013 | 71812912 | 121345514 |  | 221112 | 125 | 100 | 1186 | SR1002 | RP1002 | PR1005 | 151 | 11 | 280 | 4031.7 | 42.4 | 30.4901 | -91.1871 | 1391 | 2A | 70805
22033 | Entergy Gulf States LA LLC - Louisiana Station Electrical Generating Plant | 1391_G_3A | 5160611 | 80696713 | 71813112 | 121345214 |  | 221112 | 125 | 100 | 1186 | SR1003 | RP1003 | PR1008 | 151 | 11 | 280 | 4031.7 | 42.4 | 30.4901 | -91.1871 | 1391 | 3A | 70805
22033 | Entergy Gulf States LA LLC - Louisiana Station Electrical Generating Plant | 1391_G_4A | 5160611 | 80696913 | 71813212 | 104106014 |  | 221112 | 125 | 120 | 1186 | SR1005 | RP1005 | PR1013 | 175 | 16 | 310 | 16666.6 | 84.7 | 30.4901 | -91.1871 | 1391 | 4A | 70805
22033 | Entergy Gulf States LA LLC - Louisiana Station Electrical Generating Plant | 1391_G_5A | 5160611 | 80697113 | 71813012 | 130008614 |  | 221112 | 125 | 120 | 1186 | SR1006 | RP1006 | PR1017 | 175 | 16 | 200 | 15763.2 | 78.4 | 30.4901 | -91.1871 | 1391 | 5A | 70805
22019 | Entergy Gulf States LA LLC - Nelson Industrial Steam Co (NISCO) | 1393_B_1A | 7380711 | 82066713 | 73112212 | 129974414 |  | 221112 | 125 | 100 | 9142 | EQT001 | RP0001 | PR0002 | 425 | 9 | 270 | 5875 | 92.4 | 30.2841 | -93.2911 | 50030 | 1A | 70669
22019 | Entergy Gulf States LA LLC - Nelson Industrial Steam Co (NISCO) | 1393_B_2A | 7380711 | 82066513 | 73112112 | 129974314 |  | 221112 | 125 | 100 | 9142 | EQT003 | RP0002 | PR0004 | 425 | 9 | 180 | 5875 | 92.4 | 30.2831 | -93.29 | 50030 | 2A | 70669
22019 | Entergy Gulf States LA LLC - Nelson Electric Generating Plant | 1393_B_3 | 8361211 | 82324713 | 73352212 | 121426314 |  | 221112 | 125 | 100 | 19588 | EQT010 | RP0002 | PR0005 | 196 | 10 | 301 | 3925 | 50 | 30.2852 | -93.2886 | 1393 | 3 | 70669
22019 | Entergy Gulf States LA LLC - Nelson Electric Generating Plant | 1393_B_4 | 8361211 | 82325013 | 73352912 | 121426514 |  | 221112 | 125 | 100 | 19588 | EQT011 | RP0003 | PR0008 | 400 | 19 | 300 | 3925 | 90 | 30.2854 | -93.2903 | 1393 | 4 | 70669
22019 | Entergy Gulf States LA LLC - Nelson Electric Generating Plant | 1393_B_6 | 8361211 | 82325613 | 73352512 | 105852514 |  | 221112 | 125 | 100 | 19588 | EQT012 | RP0015 | PR0021 | 500 | 23 | 277 | 658.3 | 99 | 30.2865 | -93.2928 | 1393 | 6 | 70669 | 63UUUUU
22047 | Entergy Gulf States LA LLC - Willow Glen Plant | 1394_B_1 | 5504511 | 81114913 | 72215712 | 104552814 |  | 221112 | 125 | 100 | 2625 | EQT002 | RP0002 | PR0004 | 196 | 10.5 | 300 | 68.1 | 5.2 | 30.2736 | -91.1173 | 1394 | 1 | 70776
22047 | Entergy Gulf States LA LLC - Willow Glen Plant | 1394_B_2 | 5504511 | 81115013 | 72215812 | 121393114 |  | 221112 | 125 | 100 | 2625 | EQT004 | RP0004 | PR0008 | 196 | 12 | 300 | 5458 | 52 | 30.2739 | -91.1166 | 1394 | 2 | 70776
22047 | Entergy Gulf States LA LLC - Willow Glen Plant | 1394_B_4 | 5504511 | 81115113 | 72215412 | 121393314 |  | 221112 | 125 | 100 | 2625 | EQT006 | RP0006 | PR0014 | 210 | 18 | 260 | 25460 | 90 | 30.2746 | -91.1159 | 1394 | 4 | 70776
22039 | CLECO - Coughlin Power Station | 1396_G_6 | 7355011 | ORIS6 | ORIS6 | 1396_G_6 |  | 221112 | 125 | 999 |  |  |  |  | 13 | 0.4 | 1044 | 13.2 | 96.6 | 30.8427 | -92.2606 | 1396 | 6 | 71367
22039 | CLECO - Coughlin Power Station | 1396_G_7 | 7355011 | ORIS7 | ORIS7 | 1396_G_7 |  | 221112 | 125 | 999 |  |  |  |  | 13 | 0.4 | 1044 | 13.2 | 96.6 | 30.8427 | -92.2606 | 1396 | 7 | 71367
22039 | CLECO - Coughlin Power Station | 1396_G_U6CT | 7355011 | 80272813 | 71392212 | 103613214 |  | 221112 | 125 | 120 | 1906 | UNIT6 | CT6 | NGC6 | 150 | 18 | 200 | 424.1 | 100 | 30.8427 | -92.2606 | 1396 | 6-1 | 71367
22039 | CLECO - Coughlin Power Station | 1396_G_U72 | 7355011 | 80273013 | 71392412 | 103613414 |  | 221112 | 125 | 120 | 1906 | UNIT72 | CT7-2 | NGC7-2 | 150 | 18 | 200 | 424.1 | 100 | 30.8427 | -92.2606 | 1396 | 7-2 | 71367
22039 | CLECO - Coughlin Power Station | 1396_G_U7CT | 7355011 | 80272913 | 71392312 | 103613314 |  | 221112 | 125 | 120 | 1906 | UNIT71 | CT7-1 | NGC7-1 | 150 | 18 | 200 | 424.1 | 100 | 30.8427 | -92.2606 | 1396 | 7-1 | 71367
22101 | CLECO Power LLC - Teche Power Station | 1400_B_1 | 7204011 | 80795613 | 71911712 | 104217114 |  | 221112 | 125 | 100 | 2432 | UNIT1 | BLR1 | NGC1 | 76.6 | 5.7 | 350 | 1823.6 | 70.2 | 29.8233 | -91.5417 | 1400 | 1 | 70514
22101 | CLECO Power LLC - Teche Power Station | 1400_B_3 | 7204011 | 80796313 | 71911912 | 104217814 |  | 221112 | 125 | 100 | 2432 | UNIT3 | BLR3 | NGC3 | 164 | 17.5 | 260 | 16389.6 | 68.2 | 29.8233 | -91.5417 | 1400 | 3 | 70514
22101 | CLECO Power LLC - Teche Power Station | 1400_G_4 | 7204011 | 99570313 | 96444012 | 139294114 |  | 221112 | 125 | 120 | 2432 | CT01 | CT01 | NGC4 | 70 | 10 | 200 | 4461 | 56.8 | 29.8233 | -91.5417 | 1400 | 4 | 70514
22089 | Entergy Louisiana LLC - Little Gypsy Generating Plant | 1402_B_1 | 5609111 | 80583413 | 71702712 | 103981014 |  | 221112 | 125 | 100 | 687 | SR0002 | RP0002 | PR0004 | 162 | 10.5 | 250 | 5430 | 62.7 | 30.0048 | -90.4619 | 1402 | 1 | 70068
22089 | Entergy Louisiana LLC - Little Gypsy Generating Plant | 1402_B_2 | 5609111 | 80583513 | 71702912 | 130065914 |  | 221112 | 125 | 100 | 687 | SR0004 | RP0004 | PR0007 | 182 | 13 | 261 | 10208.3 | 76.9 | 30.005 | -90.4619 | 1402 | 2 | 70068
22089 | Entergy Louisiana LLC - Little Gypsy Generating Plant | 1402_B_3 | 5609111 | 80583313 | 71702412 | 103980914 |  | 221112 | 125 | 100 | 687 | SR0005 | RP0005 | PR0010 | 172 | 23 | 282 | 408.7 | 59 | 30.0051 | -90.4621 | 1402 | 3 | 70068
22051 | Entergy Louisiana LLC - Ninemile Point Plant | 1403_B_3 | 5521211 | 80539313 | 71657712 | 103933614 |  | 221112 | 125 | 100 | 2841 | EQT011 | RP0006 | PR0017 | 170 | 9.5 | 274 | 3503.4 | 49.5 | 29.9483 | -90.1477 | 1403 | 3 | 70094
22051 | Entergy Louisiana LLC - Ninemile Point Plant | 1403_B_4 | 5521211 | 80539113 | 71658012 | 103933314 |  | 221112 | 125 | 100 | 2841 | EQT013 | RP0007 | PR0019 | 186 | 25 | 246 | 572.4 | 69.9 | 29.9483 | -90.1477 | 1403 | 4 | 70094
22051 | Entergy Louisiana LLC - Ninemile Point Plant | 1403_B_5 | 5521211 | 80539013 | 71657812 | 103933114 |  | 221112 | 125 | 100 | 2841 | EQT015 | RP0008 | PR0022 | 186 | 25 | 246 | 552.8 | 67.5 | 29.9483 | -90.1477 | 1403 | 5 | 70094
22051 | Entergy Louisiana LLC - Ninemile Point Plant | 1403_G_6A | 5521211 | ORIS6A | ORIS6A | 1403_G_6A |  | 221112 | 125 | 400 |  |  |  |  | 40 | 1.1 | 77 | 0.1 | 0.1 | 29.9483 | -90.1477 | 1403 | 6A | 70094
22051 | Entergy Louisiana LLC - Ninemile Point Plant | 1403_G_6B | 5521211 | ORIS6B | ORIS6B | 1403_G_6B |  | 221112 | 125 | 400 |  |  |  |  | 40 | 1.1 | 77 | 0.1 | 0.1 | 29.9483 | -90.1477 | 1403 | 6B | 70094
22051 | Entergy Louisiana LLC - Ninemile Point Plant | 1403_G_6C | 5521211 | ORIS6C | ORIS6C | 1403_G_6C |  | 221112 | 125 | 400 |  |  |  |  | 40 | 1.1 | 77 | 0.1 | 0.1 | 29.9483 | -90.1477 | 1403 | 6C | 70094
22073 | Entergy Louisiana LLC - Sterlington Generating Plant | 1404_G_7A | 7432611 | 82248713 | 73278512 | 130167814 |  | 221112 | 125 | 120 | 19483 | EQT003 | RP0003 | PR0016 | 35 | 14.1 | 990 | 160.5 | 138.9 | 32.7044 | -92.0792 | 1404 | 7AB | 71280
22073 | Entergy Louisiana LLC - Sterlington Generating Plant | 1404_G_7B | 7432611 | 82248713 | 73278512 | 130167814a |  | 221112 | 125 | 120 | 19483 | EQT003 | RP0003 | PR0016 | 35 | 14.1 | 990 | 160.5 | 138.9 | 32.7044 | -92.0792 | 1404 | 7AB | 71280
22073 | Entergy Louisiana LLC - Sterlington Generating Plant | 1404_G_7C | 7432611 | 82248613 | 73278812 | 130167714 |  | 221112 | 125 | 120 | 19483 | EQT005 | RP0004 | PR0018 | 35 | 14.1 | 990 | 160.5 | 138.9 | 32.7044 | -92.0792 | 1404 | 7C | 71280
22071 | Entergy New Orleans Inc - Michoud Plant | 1409_B_2 | 7448111 | 80595613 | 71713912 | 103995214 |  | 221112 | 125 | 100 | 32494 | EQT006 | RP0004 | PR0008 | 186 | 10 | 237 | 5093 | 64.5 | 30.0081 | -89.9375 | 1409 | 2 | 70129
22071 | Entergy New Orleans Inc - Michoud Plant | 1409_B_3 | 7448111 | 80595813 | 71713812 | 103995414 |  | 221112 | 125 | 100 | 32494 | EQT007 | RP0005 | PR0010 | 172 | 23.5 | 270 | 0.4 | 57.8 | 30.0081 | -89.9367 | 1409 | 3 | 70129 | 63UUUUU
04013 | SRP Agua Fria Generating Station | 141_B_1 | 1139311 | 46676013 | 44348912 | 62025814 |  | 221112 | 125 | 100 | 3316 | 1 | 12 | 1012 | 125 | 8 | 300 | 2513.2 | 50 | 33.5559 | -112.216 | 141 | 1 | 85303
04013 | SRP Agua Fria Generating Station | 141_B_2 | 1139311 | 46675013 | 44348812 | 62027114 |  | 221112 | 125 | 100 | 3316 | 7 | 21 | 7021 | 125 | 8 | 300 | 2513.2 | 50 | 33.5559 | -112.216 | 141 | 2 | 85303
04013 | SRP Agua Fria Generating Station | 141_B_3 | 1139311 | 46675913 | 44348512 | 62026114 |  | 221112 | 125 | 100 | 3316 | 13 | 31 | 13031 | 125 | 9.2 | 242 | 3897.6 | 58 | 33.5559 | -112.216 | 141 | 3 | 85303
04013 | SRP Agua Fria Generating Station | 141_G_AF4 | 1139311 | 46674813 | 44349012 | 62027414 |  | 221112 | 125 | 120 | 3316 | 19 | 40 | 19040 | 34 | 23.4 | 942 | 27347.2 | 63.5 | 33.5559 | -112.216 |  |  | 85303
04013 | SRP Agua Fria Generating Station | 141_G_AF5 | 1139311 | 46675513 | 44349112 | 62026614 |  | 221112 | 125 | 120 | 3316 | 21 | 50 | 21050 | 39 | 19.1 | 942 | 26783.7 | 92.8 | 33.5559 | -112.216 |  |  | 85303
04013 | SRP Agua Fria Generating Station | 141_G_AF6 | 1139311 | 46675313 | 44348212 | 62026814 |  | 221112 | 125 | 120 | 3316 | 23 | 60 | 23060 | 39 | 19.1 | 942 | 26783.7 | 92.8 | 33.5559 | -112.216 |  |  | 85303
22017 | SWEPCO - Arsenal Hill/J Lamar Stall Power Plant | 1416_B_5A | 6116111 | 80711413 | 71827212 | 104120914 |  | 221112 | 125 | 100 | 1060 | 01 | RP0001 | NG-01 | 155 | 8.3 | 297 | 5300 | 49 | 32.5169 | -93.7613 | 1416 | 5A | 71101
22017 | Southwestern Electric Power Co (SWEPCO) - Lieberman Power Plant | 1417_B_3 | 7928011 | 81338913 | 72438812 | 104795314 |  | 221112 | 125 | 100 | 584 | 03 | RP0003 | FO-03 | 140 | 12.4 | 310 | 5915.2 | 48.9 | 32.7024 | -93.9613 | 1417 | 3 | 71060
22017 | Southwestern Electric Power Co (SWEPCO) - Lieberman Power Plant | 1417_B_4 | 7928011 | 81339113 | 72438712 | 104795714 |  | 221112 | 125 | 100 | 584 | 04 | RP0004 | FO-04 | 140 | 12.4 | 310 | 5915.2 | 48.9 | 32.7048 | -93.9604 | 1417 | 4 | 71060
22109 | Terrebonne Parish Consolidated Government - Houma Municipal Power | 1439_B_15 | 5192511 | 80254613 | 71374812 | 103592314 |  | 221112 | 125 | 100 | 8838 | SR0002 | RP0002 | PR0002 | 62 | 7 | 350 | 2387.9 | 62 | 29.5806 | -90.7218 | 1439 | 15 | 70361
22109 | Terrebonne Parish Consolidated Government - Houma Municipal Power | 1439_B_16 | 5192511 | 80254713 | 71375112 | 103592414 |  | 221112 | 125 | 100 | 8838 | SR0003 | RP0003 | PR0003 | 70 | 8 | 450 | 3494.2 | 69.5 | 29.5808 | -90.7216 | 1439 | 16 | 70361
22055 | Louis ''Doc'' Bonin Electric Generating Station | 1443_B_1 | 6128911 | 80088013 | 71212312 | 103410714 |  | 221112 | 125 | 100 | 31135 | SR0001 | RP0001 | PR0002 | 80 | 8 | 290 | 2933.3 | 58.4 | 30.2372 | -92.0461 | 1443 | 1 | 70506
22055 | Louis ''Doc'' Bonin Electric Generating Station | 1443_B_2 | 6128911 | 80089113 | 71212012 | 103412214 |  | 221112 | 125 | 100 | 31135 | SR0002 | RP0002 | PR0006 | 105 | 10 | 296 | 4816.7 | 61.3 | 30.2372 | -92.0461 | 1443 | 2 | 70506
22055 | Louis ''Doc'' Bonin Electric Generating Station | 1443_B_3 | 6128911 | 80089213 | 71212412 | 103412314 |  | 221112 | 125 | 100 | 31135 | SR0003 | RP0003 | PR0009 | 154 | 12 | 291 | 9416.7 | 83.3 | 30.2372 | -92.0461 | 1443 | 3 | 70506
22101 | Joseph J Cefalu Sr Municipal Steam Plant | 1449_B_4 | 5060411 | 80432713 | 71554012 | 103807514 |  | 221112 | 125 | 100 | 26326 | SR0004 | RP0004 | PR0007 | 38 | 2.5 | 400 | 2.1 | 10 | 29.6917 | -91.1893 | 1449 | 4 | 70380
22047 | Louisiana Energy & Power Authority (LEPA) - Plaquemine Steam Electric Power Plan | 1455_B_2 | 7449911 | 79871113 | 71005012 | 103179314 |  | 221112 | 125 | 100 | 26034 | SR0002 | RP0002 | PR0002 | 65 | 6 | 746 | 1535.8 | 54.3 | 30.2736 | -91.2556 |  |  | 70764
22077 | Louisiana Generating LLC - Big Cajun 1 Power Plant (Steam) | 1464_B_1B1 | 5931611 | 81661613 | 72751412 | 105154014 |  | 221112 | 125 | 100 | 11917 | S1B1 | R1B1 | P1B1G | 184.5 | 10.8 | 310 | 5833.3 | 63 | 30.6722 | -91.355 | 1464 | 1B1 | 70749
22077 | Louisiana Generating LLC - Big Cajun 1 Power Plant (Steam) | 1464_B_1B2 | 5931611 | 81661813 | 72751812 | 105154214 |  | 221112 | 125 | 100 | 11917 | S1B2 | R1B2 | P1B2G | 184.5 | 10.8 | 310 | 5833.3 | 63 | 30.6719 | -91.3538 | 1464 | 1B2 | 70749
22077 | Louisiana Generating LLC - Big Cajun 1 Power Plant (Steam) | 1464_G_3 | 5931611 | 81661413 | 72751912 | 105153714 |  | 221112 | 125 | 120 | 11917 | SCTG1 | RCTG1 | PCTG1G | 165 | 17.3 | 1050 | 31263.2 | 133 | 30.6719 | -91.3538 | 1464 | CTG1 | 70749
23009 | BANGOR HYDRO-ELECTRIC CO - BAR HARBOR | 1466_G_2 | 5690511 | 22707813 | 21767212 | 129273214 |  | 221122 | 125 | 160 | 2300900031 | 002 | 2 | 002-1 | 28.4 | 2.3 | 660 | 345 | 77.9 | 44.3681 | -68.4933 |  |  | 04609
23009 | BANGOR HYDRO-ELECTRIC CO - BAR HARBOR | 1466_G_3 | 5690511 | 22707713 | 21767112 | 129273314 |  | 221122 | 125 | 160 | 2300900031 | 003 | 3 | 003-1 | 28.4 | 2.3 | 660 | 345 | 77.9 | 44.3681 | -68.4933 |  |  | 04609
04013 | SRP Kyrene Generating Station | 147_G_KY5 | 1139411 | 46674213 | 44347412 | 62024414 |  | 221112 | 125 | 120 | 3317 | 11 | 52 | 11052 | 32 | 18.9 | 1010 | 41426.3 | 147.4 | 33.3565 | -111.9363 |  |  | 85283
04013 | SRP Kyrene Generating Station | 147_G_KY6 | 1139411 | 46673913 | 44347912 | 62024814 |  | 221112 | 125 | 120 | 3317 | 16 | 61 | 16061 | 32 | 18.9 | 1010 | 41426.3 | 147.4 | 33.3565 | -111.9363 |  |  | 85283
04013 | SRP Kyrene Generating Station | 147_G_KY7 | 1139411 | 46673513 | 44348112 | 62025314 |  | 221112 | 125 | 120 | 3317 | 71 | 7 | 71007 | 150 | 17.9 | 215 | 15500 | 61.5 | 33.3565 | -111.9363 | 147 | K-7 | 85283
04013 | SRP Kyrene Generating Station | 147_G_KY7A | 1139411 | 46673513 | 44348112 | 62025314a |  | 221112 | 125 | 120 | 3317 | 71 | 7 | 71007 | 150 | 17.9 | 215 | 15500 | 61.5 | 33.3565 | -111.9363 | 147 | K-7 | 85283
23005 | FPL ENERGY CAPE LLC | 1484_G_GT4 | 5824011 | 22915713 | 21968412 | 129281014 |  | 221112 | 125 | 120 | 2300500194 | 001 | 1 | 001-1 | 28.2 | 0.6 | 850 |  | 83.4 | 43.6426 | -70.2537 |  |  | 04106
23005 | FPL ENERGY CAPE LLC | 1484_G_GT5 | 5824011 | 22915613 | 21968512 | 129281114 |  | 221112 | 125 | 120 | 2300500194 | 002 | 2 | 002-1 | 28.2 | 1.5 | 850 |  | 83.4 | 43.6426 | -70.2537 |  |  | 04106
23005 | FPL ENERGY WYMAN LLC | 1507_B_1 | 5823511 | 22917613 | 21970112 | 125977814 |  | 221112 | 125 | 100 | 2300500135 | 002 | 1 | 002-1 | 320 | 7.7 | 350 | 7695.2 | 163.1 | 43.7506 | -70.1558 | 1507 | 1 | 04096-5314 | 63UUUUU
23005 | FPL ENERGY WYMAN LLC | 1507_B_2 | 5823511 | 22917713 | 21970112 | 125978014 |  | 221112 | 125 | 100 | 2300500135 | 003 | 1 | 003-1 | 320 | 7.7 | 350 | 7695.2 | 163.1 | 43.7506 | -70.1558 | 1507 | 2 | 04096-5314 | 63UUUUU
23005 | FPL ENERGY WYMAN LLC | 1507_B_3 | 5823511 | 22917813 | 21970212 | 125978314 |  | 221112 | 125 | 100 | 2300500135 | 004 | 2 | 004-1 | 320 | 7.7 | 350 | 7435.8 | 48 | 43.7506 | -70.1558 | 1507 | 3 | 04096-5314 | 63UUUUU
23005 | FPL ENERGY WYMAN LLC | 1507_B_4 | 5823511 | 22917913 | 21970312 | 125978614 |  | 221112 | 125 | 100 | 2300500135 | 005 | 3 | 005-1 | 425 | 24.6 | 308 | 35384.9 | 74.4 | 43.7506 | -70.1558 | 1507 | 4 | 04096-5314 | 63UUUUU
06099 | MODESTO IRRIGATION DISTRICT | 151_G_1 | 3945911 | 35563813 | 33856712 | 53107914 |  | 221118 |  | 120 | 5014302052 | 1 | 1 | 2 | 110 | 16 | 810 | 18350 |  | 37.6365 | -120.9282 |  |  | 95352
06099 | MODESTO IRRIGATION DISTRICT | 151_G_2 | 3945911 | 35563913 | 33856612 | 53107614 |  | 221118 |  | 120 | 5014302052 | 2 | 2 | 2 | 110 | 16 | 810 | 18350 |  | 37.6365 | -120.9282 |  |  | 95352
23003 | ALGONQUIN NORTHERN MAINE GEN CO - CARIBOU | 1513_G_CD2 | 5660411 | 19633913 | 18968212 | 125442014 |  | 221112 | 125 | 160 | 2300300001 | 004 | 4 | 004-1 | 50.5 | 2.5 | 550 | 481.7 | 100 | 46.8481 | -68.0027 |  |  | 04736-1666
23003 | ALGONQUIN NORTHERN MAINE GEN CO - CARIBOU | 1513_G_CD3 | 5660411 | 19634313 | 18968312 | 125442114 |  | 221112 | 125 | 160 | 2300300001 | 005 | 5 | 005-1 | 50.5 | 2.5 | 550 | 481.7 | 100 | 46.8481 | -68.0027 |  |  | 04736-1666
23003 | ALGONQUIN NORTHERN MAINE GEN CO - CARIBOU | 1513_G_CD4 | 5660411 | 19633813 | 18968712 | 125442214 |  | 221112 | 125 | 160 | 2300300001 | 006 | 6 | 006-1 | 47 | 1.2 | 550 | 137 | 112 | 46.8481 | -68.0027 |  |  | 04736-1666
23003 | ALGONQUIN NORTHERN MAINE GEN CO - CARIBOU | 1513_G_CD5 | 5660411 | 19633713 | 18968612 | 125442314 |  | 221112 | 125 | 160 | 2300300001 | 007 | 7 | 007-1 | 33 | 1.1 | 555 | 171.6 | 188 | 46.8481 | -68.0027 |  |  | 04736-1666
24005 | C.P. Crane LLC | 1552_B_1 | 5155011 | 87895213 | 84032012 | 119302714 |  | 221112 | 125 | 100 | 005-0079 | 005-0079-3-0108 | 005-0079-3-0108 | 10100601-2 | 353 | 10.9 | 320 |  | 100 | 39.3236 | -76.3652 | 1552 | 1 | 21220 | 63UUUUU
24005 | C.P. Crane LLC | 1552_B_2 | 5155011 | 87895313 | 84032112 | 119302914 |  | 221112 | 125 | 100 | 005-0079 | 005-0079-3-0109 | 005-0079-3-0109 | 10100601-2 | 353 | 10.9 | 330 |  | 100 | 39.3236 | -76.3652 | 1552 | 2 | 21220 | 63UUUUU
24510 | Constellaton Power - Gould Street Station | 1553_G_3 | 8240111 | 94906113 | 91712412 | 144490114 |  | 221112 | 125 | 100 | 510-0007 | 510-0007-4-0536 | 510-0007-4-0536 | 10100401-1 | 238 | 10.6 | 430 |  | 102 | 39.2665 | -76.6042 | 1553 | 3 | 21230
24003 | Raven Power Fort Smallwood LLC | 1554_B_3 | 6084311 | 87886213 | 84021012 | 119292414 |  | 221112 | 125 | 100 | 003-0468 | 003-0468-3-0003 | 003-0468-3-0003 | 10100215-1 | 346 | 13.5 | 315 |  | 107 | 39.1776 | -76.5276 | 1554 | 3 | 21226 | 63UUUUU
24003 | Raven Power Fort Smallwood LLC | 1554_B_4 | 6084311 | 87886713 | 84021512 | 119292914 |  | 221112 | 125 | 100 | 003-0468 | 003-0468-4-0017 | 003-0468-4-0017 | 10100401-1 | 342 | 17.5 | 640 |  | 116 | 39.1774 | -76.5271 | 1554 | 4 | 21226 | 63UUUUU
24003 | Raven Power Fort Smallwood LLC | 1554_G_1 | 6084311 | 87887013 | 84021812 | 119293314 |  | 221112 | 125 | 100 | 003-0468 | 003-0468-5-0489 | 003-0468-5-0489 | 10100401-2 | 287 | 10.2 | 330 |  | 100 | 39.1784 | -76.5275 | 1554 | 1 | 21226 | 63UUUUU
24003 | Raven Power Fort Smallwood LLC | 1554_G_2 | 6084311 | 87886513 | 84021312 | 119292714 |  | 221112 | 125 | 100 | 003-0468 | 003-0468-3-0017 | 003-0468-3-0017 | 10100202-1 | 287 | 10.2 | 330 |  | 100 | 39.1782 | -76.5274 | 1554 | 2 | 21226 | 63UUUUU
24005 | Constellation - Notch Cliff | 1555_G_GT1 | 5154811 | 87894013 | 84030112 | 119301414 |  | 221112 | 125 | 120 | 005-0076 | 005-0076-9-1094 | 005-0076-9-1094 | 20100201-1 | [5 empty] | 39.4217 | -76.5089 | 1555 | 1 | 21057
24005 | Constellation - Notch Cliff | 1555_G_GT2 | 5154811 | 87894113 | 84030312 | 119301514 |  | 221112 | 125 | 120 | 005-0076 | 005-0076-9-1095 | 005-0076-9-1095 | 20100201-1 | [5 empty] | 39.4217 | -76.5089 | 1555 | 2 | 21057
24005 | Constellation - Notch Cliff | 1555_G_GT3 | 5154811 | 87894213 | 84030512 | 119301614 |  | 221112 | 125 | 120 | 005-0076 | 005-0076-9-1096 | 005-0076-9-1096 | 20100201-1 | [5 empty] | 39.4217 | -76.5089 | 1555 | 3 | 21057
24005 | Constellation - Notch Cliff | 1555_G_GT4 | 5154811 | 87894313 | 84030712 | 119301714 |  | 221112 | 125 | 120 | 005-0076 | 005-0076-9-1097 | 005-0076-9-1097 | 20100201-1 | [5 empty] | 39.4217 | -76.5089 | 1555 | 4 | 21057
24005 | Constellation - Notch Cliff | 1555_G_GT5 | 5154811 | 87894413 | 84030912 | 119301814 |  | 221112 | 125 | 120 | 005-0076 | 005-0076-9-1098 | 005-0076-9-1098 | 20100201-1 | 47 | 13.5 | 1050 |  | 65 | 39.4217 | -76.5089 | 1555 | 5 | 21057
24005 | Constellation - Notch Cliff | 1555_G_GT6 | 5154811 | 87894513 | 84031112 | 119301914 |  | 221112 | 125 | 120 | 005-0076 | 005-0076-9-1099 | 005-0076-9-1099 | 20100201-1 | 47 | 13.5 | 1050 |  | 65 | 39.4217 | -76.5089 | 1555 | 6 | 21057
24005 | Constellation - Notch Cliff | 1555_G_GT7 | 5154811 | 87894613 | 84031312 | 119302014 |  | 221112 | 125 | 120 | 005-0076 | 005-0076-9-1100 | 005-0076-9-1100 | 20100201-1 | 47 | 13.5 | 1050 |  | 65 | 39.4217 | -76.5089 | 1555 | 7 | 21057
24005 | Constellation - Notch Cliff | 1555_G_GT8 | 5154811 | 87894713 | 84031512 | 119302114 |  | 221112 | 125 | 120 | 005-0076 | 005-0076-9-1101 | 005-0076-9-1101 | 20100201-1 | 47 | 13.5 | 1050 |  | 65 | 39.4217 | -76.5089 | 1555 | 8 | 21057
24025 | Constellation Power - Perryman Power Plant | 1556_G_GT1 | 6131311 | 87957313 | 84120512 | 119368914 |  | 221112 | 125 | 100 | 025-0024 | 025-0024-4-0081 | 025-0024-4-0081 | 10100504-1 | 51 | 22.3 | 860 |  | 57 | 39.4422 | -76.2208 | 1556 | CT1 | 21001
24025 | Constellation Power - Perryman Power Plant | 1556_G_GT2 | 6131311 | 87957413 | 84120612 | 119369014 |  | 221112 | 125 | 100 | 025-0024 | 025-0024-4-0082 | 025-0024-4-0082 | 10100504-1 | 51 | 22.3 | 860 |  | 57 | 39.4422 | -76.2208 | 1556 | CT2 | 21001
24025 | Constellation Power - Perryman Power Plant | 1556_G_GT3 | 6131311 | 87957513 | 84120712 | 119369114 |  | 221112 | 125 | 100 | 025-0024 | 025-0024-4-0083 | 025-0024-4-0083 | 10100504-1 | 51 | 22.3 | 860 |  | 57 | 39.4422 | -76.2208 | 1556 | CT3 | 21001
24025 | Constellation Power - Perryman Power Plant | 1556_G_GT4 | 6131311 | 87957613 | 84120812 | 119369214 |  | 221112 | 125 | 100 | 025-0024 | 025-0024-4-0084 | 025-0024-4-0084 | 10100504-1 | 51 | 22.3 | 860 |  | 57 | 39.4422 | -76.2208 | 1556 | CT4 | 21001
24025 | Constellation Power - Perryman Power Plant | 1556_G_GT5 | 6131311 | 87957713 | 84120912 | 129954014 |  | 221112 | 125 | 100 | 025-0024 | 025-0024-5-0088 | 025-0024-5-0088 | 10100504-2 | 80 | 21 | 800 |  | 35 | 39.4422 | -76.2208 | 1556 | **51 | 21001
24510 | Constellation Energy Group - Philadelphia Road | 1557_G_GT1 | 6435511 | 88059913 | 84266212 | 119486314 |  | 221112 | 125 | 120 | 510-0265 | 510-0265-4-0431 | 510-0265-4-0431 | 10100504-1 | 47 | 13.5 | 1000 |  | 48 | 39.2983 | -76.5636 | 1557 | CT1 | 21205
24510 | Constellation Energy Group - Philadelphia Road | 1557_G_GT2 | 6435511 | 88060013 | 84266312 | 119486414 |  | 221112 | 125 | 120 | 510-0265 | 510-0265-4-0432 | 510-0265-4-0432 | 10100504-1 | 47 | 13.5 | 1000 |  | 48 | 39.2983 | -76.5636 | 1557 | CT2 | 21205
24510 | Constellation Energy Group - Philadelphia Road | 1557_G_GT3 | 6435511 | 88060113 | 84266412 | 119486514 |  | 221112 | 125 | 120 | 510-0265 | 510-0265-4-0433 | 510-0265-4-0433 | 10100504-1 | 47 | 13.5 | 1000 |  | 48 | 39.2983 | -76.5636 | 1557 | CT3 | 21205
24510 | Constellation Energy Group - Philadelphia Road | 1557_G_GT4 | 6435511 | 88060213 | 84266512 | 119486614 |  | 221112 | 125 | 120 | 510-0265 | 510-0265-4-0434 | 510-0265-4-0434 | 10100504-1 | 47 | 13.5 | 1000 |  | 48 | 39.2983 | -76.5636 | 1557 | CT4 | 21205
24005 | Constellation - Riverside | 1559_G_GT7 | 5154911 | 87894813 | 84031612 | 119302214 |  | 221112 | 125 | 100 | 005-0078 | 005-0078-4-0658 | 005-0078-4-0658 | 10100504-1 | 43 | 15.2 | 906 |  | 56 | 39.2375 | -76.5139 | 1559 | CT7 | 21222
24005 | Constellation - Riverside | 1559_G_GT8 | 5154911 | 87894913 | 84031712 | 119302314 |  | 221112 | 125 | 100 | 005-0078 | 005-0078-4-0659 | 005-0078-4-0659 | 10100504-1 | 43 | 15.2 | 906 |  | 56 | 39.2375 | -76.5139 | 1559 | CT8 | 21222
24510 | Constellation Energy Group - Westport | 1560_G_GT5 | 6572611 | 88044713 | 84242012 | 119468814 |  | 221112 | 125 | 100 | 510-0006 | 510-0006-5-0005 | 510-0006-5-0005 | 10100601-1 | 86 | 12 | 780 |  | 117 | 39.2661 | -76.6297 | 1560 | CT5 | 21230
24019 | NRG Indian River Operations, Inc. | 1564_B_8 | 7945511 | 87937513 | 84093412 | 119346614 |  | 22111 | 125 | 100 | 019-0013 | 019-0013-4-0065 | 019-0013-4-0065 | 10100404-1 | 160 | 12.5 | 625 |  | 92 | 38.4878 | -75.8208 | 1564 | 8 | 21869 | 63UUUUU
24033 | GenOn Energy, Inc.-Chalk Point | 1571_B_1 | 6011911 | 88001813 | 84179512 | 119419214 |  | 221112 | 125 | 100 | 033-0014 | 033-0014-3-0004 | 033-0014-3-0004 | 10100604-3 | 709 | 31.5 | 289 |  | 56 | 38.5444 | -76.6861 | 1571 | 1 | 20608 | 63UUUUU
24033 | GenOn Energy, Inc.-Chalk Point | 1571_B_2 | 6011911 | 88001913 | 84179612 | 119419514 |  | 221112 | 125 | 100 | 033-0014 | 033-0014-3-0005 | 033-0014-3-0005 | 10100604-3 | 709 | 31.5 | 289 |  | 56 | 38.5444 | -76.6861 | 1571 | 2 | 20608 | 63UUUUU
24033 | GenOn Energy, Inc.-Chalk Point | 1571_B_3 | 6011911 | 88002213 | 84179912 | 122733314 |  | 221112 | 125 | 100 | 033-0014 | 033-0014-4-0998 | 033-0014-4-0998 | 10100501-3 | 712 | 25 | 253 |  | 63 | 38.5444 | -76.6861 | 1571 | 3 | 20608 | 63UUUUU
24033 | GenOn Energy, Inc.-Chalk Point | 1571_B_4 | 6011911 | 88002313 | 84180012 | 122733414 |  | 221112 | 125 | 100 | 033-0014 | 033-0014-4-0999 | 033-0014-4-0999 | 10100501-3 | 700 | 16.7 | 700 |  | 30 | 38.5444 | -76.6861 | 1571 | 4 | 20608 | 63UUUUU
24033 | GenOn Energy, Inc.-Chalk Point | 1571_G_GT1 | 6011911 | 88002113 | 84179812 | 119419714 |  | 221112 | 125 | 100 | 033-0014 | 033-0014-4-0778 | 033-0014-4-0778 | 10100504-1 | 30 | 10.3 | 900 |  | 90 | 38.5444 | -76.6861 | 1571 | GT1 | 20608
24033 | GenOn Energy, Inc.-Chalk Point | 1571_G_GT2 | 6011911 | 88002413 | 84180112 | 119420214 |  | 221112 | 125 | 100 | 033-0014 | 033-0014-4-1145 | 033-0014-4-1145 | 10100504-1 | 40 | 15 | 900 |  | 57 | 38.5444 | -76.6861 | 1571 | GT2 | 20608
24033 | GenOn Energy, Inc.-Chalk Point | 1571_G_GT3 | 6011911 | 88003013 | 84180812 | 119420914 |  | 221112 | 125 | 120 | 033-0014 | 033-0014-9-0752 | 033-0014-9-0752 | 20100101-2 | [5 empty] | 38.5444 | -76.6861 | 1571 | **GT3 | 20608
24033 | GenOn Energy, Inc.-Chalk Point | 1571_G_GT4 | 6011911 | 88003113 | 84181012 | 119421114 |  | 221112 | 125 | 120 | 033-0014 | 033-0014-9-0753 | 033-0014-9-0753 | 20100101-2 | 213 | 18.5 | 1004 |  | 106 | 38.5444 | -76.6861 | 1571 | **GT4 | 20608
24033 | GenOn Energy, Inc.-Chalk Point | 1571_G_GT5 | 6011911 | 88003213 | 84181212 | 119421314 |  | 221112 | 125 | 120 | 033-0014 | 033-0014-9-0754 | 033-0014-9-0754 | 20100101-2 | 213 | 18.4 | 1007 |  | 113 | 38.5444 | -76.6861 | 1571 | **GT5 | 20608
24033 | GenOn Energy, Inc.-Chalk Point | 1571_G_GT6 | 6011911 | 88003313 | 84181412 | 119421514 |  | 221112 | 125 | 120 | 033-0014 | 033-0014-9-0755 | 033-0014-9-0755 | 20100101-2 | 213 | 18.4 | 1007 |  | 113 | 38.5444 | -76.6861 | 1571 | **GT6 | 20608
24033 | GenOn Energy, Inc.-Chalk Point | 1571_G_SGT1 | 6011911 | 90524013 | 86680212 | 122733514 |  | 221112 | 125 | 100 | 033-0014 | 033-1827-5-0749 | 033-1827-5-0749 | 10100601-1 | 85 | 18.6 | 1072 |  | 10 | 38.5444 | -76.6861 | 1571 | SMECO | 20608
24031 | GenOn Energy, Inc.-Dickerson | 1572_B_1 | 5998011 | 87978113 | 84149912 | 119392514 |  | 221112 | 125 | 100 | 031-0019 | 031-0019-3-0001 | 031-0019-3-0001 | 10100212-1 | 703 | 25 | 181 |  | 61 | 39.2073 | -77.4648 | 1572 | 1 | 20842 | 63UUUUU
24031 | GenOn Energy, Inc.-Dickerson | 1572_B_2 | 5998011 | 87978213 | 84150012 | 119392614 |  | 221112 | 125 | 100 | 031-0019 | 031-0019-3-0002 | 031-0019-3-0002 | 10100212-1 | 703 | 25 | 181 |  | 61 | 39.2073 | -77.4648 | 1572 | 2 | 20842 | 63UUUUU
24031 | GenOn Energy, Inc.-Dickerson | 1572_B_3 | 5998011 | 87978313 | 84150112 | 119392714 |  | 221112 | 125 | 100 | 031-0019 | 031-0019-3-0003 | 031-0019-3-0003 | 10100212-1 | 703 | 25 | 181 |  | 61 | 39.2073 | -77.4648 | 1572 | 3 | 20842 | 63UUUUU
24031 | GenOn Energy, Inc.-Dickerson | 1572_G_GT2 | 5998011 | 87978613 | 84150512 | 119393114 |  | 221112 | 125 | 120 | 031-0019 | 031-0019-9-0362 | 031-0019-9-0362 | 10100601-2 | 125 | 3 | 350 |  | 50 | 39.2073 | -77.4648 | 1572 | GT2 | 20842
24031 | GenOn Energy, Inc.-Dickerson | 1572_G_GT3 | 5998011 | 87978713 | 84150712 | 119393314 |  | 221112 | 125 | 120 | 031-0019 | 031-0019-9-0363 | 031-0019-9-0363 | 10100601-2 | 128 | 20 | 1150 |  | 96 | 39.2073 | -77.4648 | 1572 | GT3 | 20842
24017 | GenOn Energy, Inc.-Morgantown | 1573_B_1 | 6011511 | 87935113 | 84090212 | 119344114 |  | 221112 | 125 | 100 | 017-0014 | 017-0014-3-0002 | 017-0014-3-0002 | 10100501-2 | 700 | 19.3 | 270 |  | 100 | 38.3592 | -76.9767 | 1573 | 1 | 20664 | 63UUUUU
24017 | GenOn Energy, Inc.-Morgantown | 1573_B_2 | 6011511 | 87935213 | 84090312 | 119344314 |  | 221112 | 125 | 100 | 017-0014 | 017-0014-3-0003 | 017-0014-3-0003 | 10100501-2 | 700 | 19.3 | 270 |  | 100 | 38.3592 | -76.9767 | 1573 | 2 | 20664 | 63UUUUU
24017 | GenOn Energy, Inc.-Morgantown | 1573_G_3 | 6011511 | 87935813 | 84090912 | 119344914 |  | 221112 | 125 | 100 | 017-0014 | 017-0014-4-0070 | 017-0014-4-0070 | 10100504-1 | 48 | 22.3 | 850 |  | 80 | 38.3592 | -76.9767 | 1573 | GT3 | 20664
24017 | GenOn Energy, Inc.-Morgantown | 1573_G_4 | 6011511 | 87935913 | 84091012 | 119345014 |  | 221112 | 125 | 100 | 017-0014 | 017-0014-4-0071 | 017-0014-4-0071 | 10100504-1 | 48 | 22.3 | 850 |  | 80 | 38.3592 | -76.9767 | 1573 | GT4 | 20664
24017 | GenOn Energy, Inc.-Morgantown | 1573_G_5 | 6011511 | 87936013 | 84091112 | 119345114 |  | 221112 | 125 | 100 | 017-0014 | 017-0014-4-0073 | 017-0014-4-0073 | 10100504-1 | 48 | 22.3 | 850 |  | 80 | 38.3592 | -76.9767 | 1573 | GT5 | 20664
24017 | GenOn Energy, Inc.-Morgantown | 1573_G_6 | 6011511 | 87936113 | 84091212 | 119345214 |  | 221112 | 125 | 100 | 017-0014 | 017-0014-4-0074 | 017-0014-4-0074 | 10100504-1 | 48 | 22.3 | 850 |  | 80 | 38.3592 | -76.9767 | 1573 | GT6 | 20664
24017 | GenOn Energy, Inc.-Morgantown | 1573_G_GT1 | 6011511 | 87935713 | 84090812 | 119344814 |  | 221112 | 125 | 100 | 017-0014 | 017-0014-4-0069 | 017-0014-4-0069 | 10100504-1 | 48 | 22.3 | 850 |  | 80 | 38.3592 | -76.9767 | 1573 | GT1 | 20664
24017 | GenOn Energy, Inc.-Morgantown | 1573_G_GT2 | 6011511 | 87935613 | 84090712 | 119344714 |  | 221112 | 125 | 100 | 017-0014 | 017-0014-4-0068 | 017-0014-4-0068 | 10100504-1 | 48 | 22.3 | 850 |  | 80 | 38.3592 | -76.9767 | 1573 | GT2 | 20664
25025 | MYSTIC STATION | 1588_B_7 | 7240911 | 87693613 | 83855212 | 118975214 |  | 221112 | 125 | 100 | 1190128 | 4 | 4 | 3 | 500 | 12 | 680 |  | 85 | 42.3905 | -71.0673 | 1588 | 7 | 02129-0000 | 63UUUUU
25025 | MYSTIC STATION | 1588_G_GT81 | 7240911 | 7503613 | 7431112 | 118975414 |  | 221112 | 125 | 140 | 1190128 | 23 | 11 | 1 | 305 | 20.5 | 197 |  | 72.3 | 42.3903 | -71.0689 | 1588 | 81 | 02129-0000
25025 | MYSTIC STATION | 1588_G_GT82 | 7240911 | 7504013 | 7431212 | 118975514 |  | 221112 | 125 | 140 | 1190128 | 24 | 12 | 1 | 305 | 20.5 | 197 |  | 72.3 | 42.3903 | -71.0689 | 1588 | 82 | 02129-0000
25025 | MYSTIC STATION | 1588_G_GT93 | 7240911 | 87693713 | 83855412 | 118975714 |  | 221112 | 125 | 140 | 1190128 | 27 | 15 | 1 | 305 | 20.5 | 197 |  | 72.3 | 42.3905 | -71.0673 | 1588 | 93 | 02129-0000
25025 | MYSTIC STATION | 1588_G_GT94 | 7240911 | 87693813 | 83855712 | 118975814 |  | 221112 | 125 | 140 | 1190128 | 28 | 16 | 1 | 305 | 20.5 | 197 |  | 72.3 | 42.3905 | -71.0673 | 1588 | 94 | 02129-0000
25025 | MYSTIC STATION | 1588_G_ST85 | 7240911 | ORISST85 | ORISST85 | 1588_G_ST85 |  | 221112 | 125 | 200 | [9 empty] | 42.3905 | -71.0673 | 1588 | ST85 | 02129-0000
25025 | MYSTIC STATION | 1588_G_ST96 | 7240911 | ORISST96 | ORISST96 | 1588_G_ST96 |  | 221112 | 125 | 200 | [9 empty] | 42.3905 | -71.0673 | 1588 | ST96 | 02129-0000
25021 | EXELON WEST MEDWAY LLC | 1592_G_GT1 | 5851311 | 87476613 | 83710412 | 118577914 |  | 221112 | 125 | 120 | 1200133 | 1 | 1 | 2 | 65 | 12 | 900 |  | 34 | 42.1396 | -71.4478 | 1592 | J1T1 | 02053-0000
25021 | EXELON WEST MEDWAY LLC | 1592_G_GT2 | 5851311 | 87476813 | 83710812 | 118578314 |  | 221112 | 125 | 120 | 1200133 | 3 | 3 | 2 | 65 | 12 | 900 |  | 34 | 42.1396 | -71.4478 | 1592 | J2T1 | 02053-0000
25021 | EXELON WEST MEDWAY LLC | 1592_G_GT3 | 5851311 | 87477013 | 83710512 | 118578714 |  | 221112 | 125 | 120 | 1200133 | 5 | 5 | 2 | 65 | 12 | 900 |  | 34 | 42.1396 | -71.4478 | 1592 | J3T1 | 02053-0000
25017 | NRG KENDALL LLC | 1595_G_1 | 5646011 | ORIS1 | ORIS1 | 1595_G_1 |  | 221112 | 125 | 100 |  |  |  |  | 175 | 9.6 | 370 |  | 31 | 42.3635 | -71.0797 | 1595 | 1 | 02142-0000
25017 | NRG KENDALL LLC | 1595_G_2 | 5646011 | 87559413 | 83763012 | 118741314 |  | 221112 | 125 | 100 | 1190093 | 2 | 1 | 3 | 175 | 10 | 310 |  | 41 | 42.3635 | -71.0797 | 1595 | 2 | 02142-0000
25017 | NRG KENDALL LLC | 1595_G_3 | 5646011 | 87559513 | 83762812 | 118741514 |  | 221112 | 125 | 100 | 1190093 | 3 | 2 | 3 | 175 | 9.6 | 370 |  | 31 | 42.3635 | -71.0797 | 1595 | 3 | 02142-0000
25017 | NRG KENDALL LLC | 1595_G_GEN4 | 5646011 | 19971313 | 19305212 | 118740814 |  | 221112 | 125 | 120 | 1190093 | 10 | 10 | 1 | 250 | 18 | 250 |  | 95 | 42.3635 | -71.0797 | 1595 | 4 | 02142-0000
25017 | NRG KENDALL LLC | 1595_G_JET1 | 5646011 | 87559213 | 83762912 | 118740614 |  | 221112 | 125 | 120 | 1190093 | 6 | 4 | 1 | 33 | 13 | 1050 |  | 130 | 42.3635 | -71.0797 | 1595 | S6 | 02142-0000
25001 | NRG CANAL LLC | 1599_B_1 | 7718511 | 87718513 | 83873012 | 119016814 |  | 221112 | 125 | 100 | 1200054 | 1 | 1 | 3 | 498 | 18 | 312 |  | 73 | 41.7698 | -70.5091 | 1599 | 1 | 02563-0000 | 63UUUUU
25001 | NRG CANAL LLC | 1599_B_2 | 7718511 | 87718813 | 83873112 | 119017514 |  | 221112 | 125 | 100 | 1200054 | 4 | 2 | 3 | 498 | 18 | 365 |  | 93 | 41.7698 | -70.5091 | 1599 | 2 | 02563-0000 | 63UUUUU
04003 | AEPCO - APACHE GENERATING STATION | 160_B_2 | 862811 | 47506113 | 45046012 | 62002414 |  | 221112 | 125 | 999 | 3532 | 301 | 205 | 22 | 400 | 16.6 | 181 | 11059.3 | 51.1 | 32.0619 | -109.8948 | 160 | 2 | 85606 | 63UUUUU
04003 | AEPCO - APACHE GENERATING STATION | 160_B_3 | 862811 | 47506113 | 45046012 | 62002414a |  | 221112 | 125 | 999 | 3532 | 301 | 205 | 22 | 400 | 16.6 | 181 | 11059.3 | 51.1 | 32.0619 | -109.8948 | 160 | 3 | 85606 | 63UUUUU
04003 | AEPCO - APACHE GENERATING STATION | 160_G_GT1 | 862811 | 47506213 | 45045812 | 62001814 |  | 221112 | 125 | 999 | 3532 | 302 | 201 | 1 | 36 | 6 | 860 | 2533.4 | 89.6 | 32.0617 | -109.8933 | 160 | 4 | 85606
04003 | AEPCO - APACHE GENERATING STATION | 160_G_GT2 | 862811 | 47506213 | 45045812 | 62001814a |  | 221112 | 125 | 999 | 3532 | 302 | 201 | 1 | 36 | 6 | 860 | 2533.4 | 89.6 | 32.0617 | -109.8933 | 160 | 4 | 85606
04003 | AEPCO - APACHE GENERATING STATION | 160_G_GT3 | 862811 | 47506213 | 45045812 | 62001814b |  | 221112 | 125 | 999 | 3532 | 302 | 201 | 1 | 36 | 6 | 860 | 2533.4 | 89.6 | 32.0617 | -109.8933 | 160 | 4 | 85606
04003 | AEPCO - APACHE GENERATING STATION | 160_G_GT4 | 862811 | 47506213 | 45045812 | 62001814c |  | 221112 | 125 | 999 | 3532 | 302 | 201 | 1 | 36 | 6 | 860 | 2533.4 | 89.6 | 32.0617 | -109.8933 | 160 | 4 | 85606
25005 | BRAYTON POINT ENERGY LLC | 1619_B_1 | 5058411 | 87340713 | 83612812 | 118373514 |  | 221112 | 125 | 100 | 1200061 | 1 | 1 | 5 | 352.8 | 14.5 | 230 |  | 67.1 | 41.71 | -71.1924 | 1619 | 1 | 02726-0000 | 63UUUUU
25005 | BRAYTON POINT ENERGY LLC | 1619_B_2 | 5058411 | 87339613 | 83612912 | 118371714 |  | 221112 | 125 | 100 | 1200061 | 2 | 2 | 5 | 352.8 | 14.5 | 230 |  | 67.1 | 41.71 | -71.1924 | 1619 | 2 | 02726-0000 | 63UUUUU
25005 | BRAYTON POINT ENERGY LLC | 1619_B_3 | 5058411 | 87340813 | 83612612 | 118374014 |  | 221112 | 125 | 100 | 1200061 | 3 | 3 | 5 | 352.8 | 19.5 | 270 |  | 81.8 | 41.71 | -71.1924 | 1619 | 3 | 02726-0000 | 63UUUUU
25005 | BRAYTON POINT ENERGY LLC | 1619_B_4 | 5058411 | 87339713 | 83613312 | 135054914 |  | 221112 | 125 | 100 | 1200061 | 4 | 4 | 7 | 500.5 | 18.5 | 318 |  | 71.3 | 41.71 | -71.1924 | 1619 | 4 | 02726-0000 | 63UUUUU
25003 | ESSENTIAL POWER MASS LLC DOREEN ST STA | 1631_G_DORE | 5175811 | 87597913 | 83790312 | 118798814 |  | 221112 | 125 | 160 | 1170167 | 1 | 1 | 1 | 30 | 11 | 740 |  | 80 | 42.4431 | -73.2057 | 1631 | 10 | 01201-0000
25013 | ESSENTIAL POWER MASSACHUSETTS LLC | 1642_B_3 | 6028411 | 87696613 | 83858212 | 118982014 |  | 221112 | 125 | 100 | 0420117 | 3 | 3 | 4 | 223 | 13 | 325 |  | 43 | 42.0957 | -72.5962 | 1642 | 3 | 01089-0000 | 63UUUUU
25013 | ESSENTIAL POWER MASSACHUSETTS LLC | 1642_G_GT-1 | 6028411 | 87696413 | 83857712 | 118981414 |  | 221112 | 125 | 120 | 0420117 | 1 | 1 | 2 | 179 | 12 | 849 |  | 86 | 42.0957 | -72.5962 | 1642 | CTG1 | 01089-0000
25013 | ESSENTIAL POWER MASSACHUSETTS LLC | 1642_G_GT-2 | 6028411 | 87696513 | 83857812 | 118981614 |  | 221112 | 125 | 120 | 0420117 | 2 | 2 | 2 | 179 | 12 | 849 |  | 86 | 42.0957 | -72.5962 | 1642 | CTG2 | 01089-0000
25013 | ESSENTIAL POWER MASSACHUSETTS LLC | 1642_G_WS10 | 6028411 | 87696713 | 83858112 | 118982114 |  | 221112 | 125 | 120 | 0420117 | 4 | 4 | 1 | 24 | 11.3 | 1010 |  | 74 | 42.0957 | -72.5962 | 1642 | 10 | 01089-0000
25003 | ESSENTIAL POWER MASS LLC WOODLAND RD STA | 1643_G_WOOD | 5175711 | 87642313 | 83821312 | 118880314 |  | 221112 | 125 | 160 | 1170166 | 1 | 1 | 1 | 30 | 11 | 740 |  | 80 | 42.3362 | -73.2346 | 1643 | 10 | 01238-0000
40097 | CHOUTEAU COAL FIRED COMPLEX | 165_B_1 | 8522311 | 484813 | 488012 | 16100414 |  | 221112 | 125 | 100 | 799 | 9257 | 9257 | 45973 | 505 | 20 | 306 | 32427.6 | 106.1 | 36.1891 | -95.2894 | 165 | 1 | 74337 | 63UUUUU
40097 | CHOUTEAU COAL FIRED COMPLEX | 165_B_2 | 8522311 | 484513 | 487612 | 16100914 |  | 221112 | 125 | 100 | 799 | 9258 | 9258 | 45974 | 505 | 18.2 | 300 | 17236.6 | 66 | 36.1883 | -95.2885 | 165 | 2 | 74337 | 63UUUUU
25021 | BRAINTREE ELECTRIC | 1660_G_CC2 | 6569511 | 87608013 | 83799012 | 118814314 |  | 221112 | 125 | 120 | 1190491 | 3 | 3 | 2 | 130 | 17 | 375 |  | 49 | 42.2349 | -70.9674 | 1660 | 3 | 02184-0000
25021 | BRAINTREE ELECTRIC | 1660_G_CC3 | 6569511 | 87608013 | 83799012 | 118814314a |  | 221112 | 125 | 120 | 1190491 | 3 | 3 | 2 | 130 | 17 | 375 |  | 49 | 42.2349 | -70.9674 | 1660 | 3 | 02184-0000
25021 | BRAINTREE ELECTRIC | 1660_G_WAT1 | 6569511 | 90731513 | 18530612 | 123034514 |  | 221112 | 125 | 120 | 1190491 | 13 | 11 | 1 | 100 | 11 | 815 |  | 98.5 | 42.2344 | -70.968 | 1660 | 4 | 02184-0000
25021 | BRAINTREE ELECTRIC | 1660_G_WAT2 | 6569511 | 90731613 | 18530112 | 123034714 |  | 221112 | 125 | 120 | 1190491 | 14 | 10 | 2 | 100 | 11 | 815 |  | 98.5 | 42.2344 | -70.968 | 1660 | 5 | 02184-0000
05119 | ENTERGY ARKANSAS INC - LYNCH PLANT | 167_B_3 | 1102311 | 46812613 | 44414412 | 62106714 |  | 221112 | 125 | 100 | 0511900087 | 002 | 2 | 1 | 147 | 10.4 | 350 | 3652.8 | 43 | 34.755 | -92.1983 | 167 | 3 | 72117-0218
25009 | IPSWICH MUNICIPAL LIGHT | 1670_G_10 | 6521911 | 18016113 | 17500412 | 119026114 |  | 221112 | 125 | 160 | 1190766 | 10 | 10 | 2 | 60 | 1.9 | 600 |  | 80 | 42.6981 | -70.8703 |  |  | 01938-0000
25009 | IPSWICH MUNICIPAL LIGHT | 1670_G_11 | 6521911 | 18016213 | 17500812 | 119026314 |  | 221112 | 125 | 160 | 1190766 | 11 | 11 | 2 | 30 | 11 | 600 |  | 80 | 42.6981 | -70.8703 |  |  | 01938-0000
25009 | PEABODY MUNICIPAL LIGHT PLANT | 1678_G_1 | 5090111 | 87331613 | 83606012 | 118353314 |  | 221112 | 125 | 120 | 1190015 | 1 | 1 | 2 | 31 | 12.17 | 820 |  | 100 | 42.5411 | -70.9266 | 1678 | 1 | 01960-0000
25009 | PEABODY MUNICIPAL LIGHT PLANT | 1678_G_2 | 5090111 | 87331513 | 83606112 | 118353114 |  | 221112 | 125 | 120 | 1190015 | 2 | 2 | 2 | 60.4 | 14.5 | 825 |  | 65 | 42.5411 | -70.9266 | 1678 | 2 | 01960-0000
25005 | TAUNTON MUNICIPAL LIGHT PLANT | 1682_B_8 | 5058811 | 87718213 | 83872512 | 119016214 |  | 221112 | 125 | 100 | 1200067 | 5 | 3 | 2 | 187 | 6.8 | 275 |  | 42.7 | 41.8652 | -71.106 | 1682 | 8 | 02780-0000 | 63UUUUU
25005 | TAUNTON MUNICIPAL LIGHT PLANT | 1682_G_9A | 5058811 | 87718113 | 83872812 | 119016014 |  | 221112 | 125 | 100 | 1200067 | 3 | 2 | 4 | 187 | 10 | 475 |  | 85 | 41.8652 | -71.106 | 1682 | 9 | 02780-0000
25005 | TAUNTON MUNICIPAL LIGHT PLANT | 1682_G_CA9 | 5058811 | 87718113 | 83872812 | 119016014a |  | 221112 | 125 | 100 | 1200067 | 3 | 2 | 4 | 187 | 10 | 475 |  | 85 | 41.8652 | -71.106 | 1682 | 9 | 02780-0000
05073 | ENTERGY ARK INC-HARVEY COUCH PLANT | 169_B_2 | 236911 | 51053313 | 48005712 | 146469114 |  | 221112 | 125 | 100 | 0507300004 | 002 | 2 | 1 | 147 | 10.4 | 350 | 3652.8 | 43 | 33.3611 | -93.4658 | 169 | 2 | 71860
26077 | Consumers Energy Morrow Combustion Turbine Plant | 1696_G_A | 5619811 | 19999913 | 109103912 | 28219014 |  | 221112 | 125 | 120 | N6252 | RG0018 | SV0003 | 20100201 | 20 | 8 | 950 | 7166.7 | 142.5 | 42.2784 | -85.4929 |  |  | 49041
26077 | Consumers Energy Morrow Combustion Turbine Plant | 1696_G_B | 5619811 | 19999813 | 109103912 | 28219114 |  | 221112 | 125 | 160 | N6252 | RG0021 | SV0003 | 20200102 | 20 | 8 | 950 | 7166.7 | 142.5 | 42.2784 | -85.4929 |  |  | 49041
05059 | Lake Catherine | 170_B_1 | 658911 | 63320213 | 57858412 | 87116414 |  | 221112 | 125 | 100 | 505900011 | 1 | 1 | 1 | 175 | 12.5 | 272 | 5982.9 | 48.8 | 34.4356 | -92.905 | 170 | 1 | 72104
05059 | Lake Catherine | 170_B_2 | 658911 | 63320213 | 57858412 | 87116416 |  | 221112 | 125 | 100 | 505900011 | 1 | 0 | 1 | 175 | 12.5 | 272 | 5982.9 | 48.8 | 34.4356 | -92.905 | 170 | 2 | 72104
05059 | ENTERGY ARK INC-LAKE CATHERINE | 170_B_3 | 658911 | 63320313 | 57858512 | 87116814 |  | 221112 | 125 | 100 | 0505900011 | 002 | 2 | 2 | 175 | 13.8 | 325 | 5982.9 | 40 | 34.4358 | -92.9047 | 170 | 3 | 72104
05059 | ENTERGY ARK INC-LAKE CATHERINE | 170_B_4 | 658911 | 63320413 | 57858612 | 87117014 |  | 221112 | 125 | 100 | 0505900011 | 003 | 3 | 3 | 195 | 17 | 254 | 2292.5 | 10.1 | 34.4358 | -92.9044 | 170 | 4 | 72104
26017 | Consumers Energy Karn-Weadock Facility | 1702_B_1 | 8172811 | 82867313 | 4367912 | 106535014 |  | 221112 | 125 | 100 | B2840 | RG0058 | SV0002 | 10100501 | 350 | 18 | 310 | 14271.9 | 56.1 | 43.64 | -83.84 | 1702 | 1 | 48732 | 63UUUUU
26017 | Consumers Energy Karn-Weadock Facility | 1702_B_2 | 8172811 | 82867313 | 4367912 | 106535014a |  | 221112 | 125 | 100 | B2840 | RG0058 | SV0002 | 10100501 | 350 | 18 | 310 | 14271.9 | 56.1 | 43.64 | -83.84 | 1702 | 2 | 48732 | 63UUUUU
26017 | Consumers Energy Karn-Weadock Facility | 1702_B_3 | 8172811 | 82867413 | 4368112 | 106535214 |  | 221112 | 125 | 100 | B2840 | RG0059 | SV0011 | 10100601 | 450 | 35.83 | 508 | 98500 | 97.7 | 43.64 | -83.84 | 1702 | 3 | 48732 | 63UUUUU
26017 | Consumers Energy Karn-Weadock Facility | 1702_B_4 | 8172811 | 82867413 | 4368112 | 106535214a |  | 221112 | 125 | 100 | B2840 | RG0059 | SV0011 | 10100601 | 450 | 35.83 | 508 | 98500 | 97.7 | 43.64 | -83.84 | 1702 | 4 | 48732 | 63UUUUU
26137 | Wolverine Power, Gaylord Generating Station | 1706_G_1 | 8062511 | 7179513 | 7126012 | 28839714 |  | 221112 | 125 | 100 | N6833 | EU0001 | SV0004 | 20100201 | 45 | 12.85 | 900 | 9933.3 | 76.6 | 45.0045 | -84.7253 |  |  | 49735
26137 | Wolverine Power, Gaylord Generating Station | 1706_G_2 | 8062511 | 7179613 | 7126312 | 28839614 |  | 221112 | 125 | 100 | N6833 | EU0002 | SV0005 | 20100201 | 45 | 12.85 | 900 | 9933.3 | 76.6 | 45.0047 | -84.7253 |  |  | 49735
26137 | Wolverine Power, Gaylord Generating Station | 1706_G_3 | 8062511 | 7179713 | 7126212 | 28839514 |  | 221112 | 125 | 100 | N6833 | EU0003 | SV0006 | 20100201 | 45 | 12.85 | 900 | 9933.3 | 76.6 | 45.0049 | -84.7253 |  |  | 49735
26137 | Wolverine Power, Gaylord Generating Station | 1706_G_4 | 8062511 | 7179813 | 7126512 | 28839414 |  | 221112 | 125 | 160 | N6833 | EU0007 | FUG001 | 20200102 |  |  | 72 |  |  | 45.0044 | -84.7211 |  |  | 49735
05119 | ENTERGY ARK-MABELVALE | 171_G_1 | 863611 | 47485613 | 45020212 | 62158414 |  | 221112 | 125 | 120 | 0511900090 | 001 | 1 | 1 | 27 | 10.2 | 975 | 2230.8 | 27.3 | 34.6375 | -92.41 |  |  | 72103-0218
05119 | ENTERGY ARK-MABELVALE | 171_G_2 | 863611 | 47485713 | 45019812 | 62158314 |  | 221112 | 125 | 160 | 0511900090 | 002 | 2 | 2 | 27 | 10.2 | 975 | 49 | 0.6 | 34.6375 | -92.41 |  |  | 72103-0218
05119 | ENTERGY ARK-MABELVALE | 171_G_3 | 863611 | 47485813 | 45020012 | 62158214 |  | 221112 | 125 | 120 | 0511900090 | 003 | 3 | 3 | 27 | 10.2 | 975 | 2230.8 | 27.3 | 34.6375 | -92.41 |  |  | 72103-0218
05119 | ENTERGY ARK-MABELVALE | 171_G_4 | 863611 | 47485913 | 45020112 | 62158114 |  | 221112 | 125 | 120 | 0511900090 | 004 | 4 | 4 | 27 | 10.2 | 975 | 2230.8 | 27.3 | 34.6378 | -92.41 |  |  | 72103-0218
26139 | J. H. Campbell Plant | 1710_B_1 | 8125511 | 6964113 | 6897912 | 29227614 |  | 221112 | 125 | 100 | B2835 | EU0059 | SV0002 | 10100501 | 400 | 19 | 278 | 36006.7 | 127 | 42.9103 | -86.2032 | 1710 | 1 | 49460 | 63UUUUU
26139 | J. H. Campbell Plant | 1710_B_2 | 8125511 | 6964413 | 6897912 | 29227114 |  | 221112 | 125 | 100 | B2835 | EU0061 | SV0002 | 10100501 | 400 | 19 | 278 | 36006.7 | 127 | 42.9103 | -86.2032 | 1710 | 2 | 49460 | 63UUUUU
26139 | J. H. Campbell Plant | 1710_B_3 | 8125511 | 6964313 | 6898412 | 29227314 |  | 221112 | 125 | 100 | B2835 | EU0062 | SV0003 | 10100501 | 642 | 27.25 | 299 | 48211.7 | 82.7 | 42.9121 | -86.2033 | 1710 | 3 | 49460 | 63UUUUU
26139 | J. H. Campbell Plant | 1710_G_A | 8125511 | 6964913 | 6898112 | 29226514 |  | 221112 | 125 | 120 | B2835 | EU0070 | SV0046 | 20100101 | 17 | 13.5 | 850 | 7666.7 | 53.6 | 42.9106 | -86.2002 |  |  | 49460
26049 | Consumers Energy Thetford Combustion Turbine Plant | 1719_G_1 | 6620111 | 18999013 | 109081712 | 28100214 |  | 221112 | 125 | 120 | B2918 | RG0016 | SV0004 | 20100201 | 51 | 13.7 | 850 | 15500 | 105.1 | 43.1529 | -83.6198 | 1719 | 1 | 48458
26049 | Consumers Energy Thetford Combustion Turbine Plant | 1719_G_2 | 6620111 | 18999013 | 109081712 | 28100214a |  | 221112 | 125 | 120 | B2918 | RG0016 | SV0004 | 20100201 | 51 | 13.7 | 850 | 15500 | 105.1 | 43.1529 | -83.6198 | 1719 | 2 | 48458
26049 | Consumers Energy Thetford Combustion Turbine Plant | 1719_G_3 | 6620111 | 18999013 | 109081712 | 28100214b |  | 221112 | 125 | 120 | B2918 | RG0016 | SV0004 | 20100201 | 51 | 13.7 | 850 | 15500 | 105.1 | 43.1529 | -83.6198 | 1719 | 3 | 48458
26049 | Consumers Energy Thetford Combustion Turbine Plant | 1719_G_4 | 6620111 | 18999013 | 109081712 | 28100214c |  | 221112 | 125 | 120 | B2918 | RG0016 | SV0004 | 20100201 | 51 | 13.7 | 850 | 15500 | 105.1 | 43.1529 | -83.6198 | 1719 | 4 | 48458
26049 | Consumers Energy Thetford Combustion Turbine Plant | 1719_G_5 | 6620111 | 82659713 | 109082012 | 106185714 |  | 221112 | 125 | 999 | B2918 | RG0028 | SV0009 | 20100201 | 52 | 14 | 950 | 7333.3 | 47.6 | 43.1529 | -83.6198 | 1719 | 5 | 48458
26049 | Consumers Energy Thetford Combustion Turbine Plant | 1719_G_6 | 6620111 | 82659713 | 109082012 | 106185714a |  | 221112 | 125 | 999 | B2918 | RG0028 | SV0009 | 20100201 | 52 | 14 | 950 | 7333.3 | 47.6 | 43.1529 | -83.6198 | 1719 | 6 | 48458
26049 | Consumers Energy Thetford Combustion Turbine Plant | 1719_G_7 | 6620111 | 82659713 | 109082012 | 106185714b |  | 221112 | 125 | 999 | B2918 | RG0028 | SV0009 | 20100201 | 52 | 14 | 950 | 7333.3 | 47.6 | 43.1529 | -83.6198 | 1719 | 7 | 48458
26049 | Consumers Energy Thetford Combustion Turbine Plant | 1719_G_8 | 6620111 | 82659713 | 109082012 | 106185714c |  | 221112 | 125 | 999 | B2918 | RG0028 | SV0009 | 20100201 | 52 | 14 | 950 | 7333.3 | 47.6 | 43.1529 | -83.6198 | 1719 | 8 | 48458
26049 | Consumers Energy Thetford Combustion Turbine Plant | 1719_G_9 | 6620111 | 82659713 | 109082012 | 106185714d |  | 221112 | 125 | 999 | B2918 | RG0028 | SV0009 | 20100201 | 52 | 14 | 950 | 7333.3 | 47.6 | 43.1529 | -83.6198 | 1719 | 9 | 48458
26017 | Consumers Energy Karn-Weadock Facility | 1720_G_A | 8172811 | 4492713 | 4368312 | 30482914 |  | 221112 | 125 | 100 | B2840 | EU0049 | SV0016 | 20100201 | 25 | 12.79 | 850 | 7166.7 | 55.8 | 43.64 | -83.84 |  |  | 48732
26115 | J.R. WHITING CO | 1723_G_A | 7285811 | 8570513 | 8457112 | 29013614 |  | 221112 | 125 | 120 | B2846 | EU0026 | SV0015 | 20100101 | 16 | 11.98 | 850 | 7666.7 | 68 | 41.7931 | -83.4509 |  |  | 48133
26163 | DTE - Electric Company DELRAY POWER PLANT | 1728_G_11-1 | 7306011 | 11096913 | 11057512 | 26414114 |  | 221112 | 125 | 120 | B2798 | EU0001 | FUG001 | 20100201 |  |  | 72 |  |  | 42.2953 | -83.1028 | 1728 | CTG111 | 48217
26163 | DTE - Electric Company DELRAY POWER PLANT | 1728_G_12-1 | 7306011 | 11097013 | 11057512 | 26414014 |  | 221112 | 125 | 120 | B2798 | EU0002 | FUG001 | 20100201 |  |  | 72 |  |  | 42.2953 | -83.1028 | 1728 | CTG121 | 48217
26125 | DTE - Electric Company Hancock Peaker Station | 1730_G_1 | 6093411 | ORIS1 | ORIS1 | 1730_G_1 |  | 221112 | 125 | 999 | [6 empty] | 72 |  |  | 42.5489 | -83.4432 | 1730 | 1 | 48390
26125 | Hancock | 1730_G_2 | 6093411 | 23776013 | 22809212 | 28816514 |  | 221112 | 125 | 120 | B2805 | RG0015 | FUG001 | 20100201 | 0 | 0 | 72 | 0 | 0 | 42.5489 | -83.4432 | 1730 | 2 | 48390 | R63-0083
26125 | DTE - Electric Company Hancock Peaker Station | 1730_G_3 | 6093411 | 99478913 | 22809212 | 139214614 |  | 221112 | 125 | 999 | B2805 | RG0017 | FUG001 | 20100201 |  |  | 72 |  |  | 42.5489 | -83.4432 | 1730 | CTG122 | 48390
26125 | DTE - Electric Company Hancock Peaker Station | 1730_G_4 | 6093411 | 99478913 | 22809212 | 139214614a |  | 221112 | 125 | 999 | B2805 | RG0017 | FUG001 | 20100201 |  |  | 72 |  |  | 42.5489 | -83.4432 | 1730 | CTG122 | 48390
26125 | DTE - Electric Company Hancock Peaker Station | 1730_G_5 | 6093411 | 23775913 | 22809212 | 28816614 |  | 221112 | 125 | 120 | B2805 | RG0016 | FUG001 | 20100201 |  |  | 72 |  |  | 42.5489 | -83.4432 | 1730 | CTG121 | 48390
26125 | DTE - Electric Company Hancock Peaker Station | 1730_G_6 | 6093411 | 23775913 | 22809212 | 28816614a |  | 221112 | 125 | 120 | B2805 | RG0016 | FUG001 | 20100201 |  |  | 72 |  |  | 42.5489 | -83.4432 | 1730 | CTG121 | 48390
26115 | DTE - Electric Company MONROE POWER | 1733_B_1 | 7888311 | 3285413 | 3178712 | 29015014 |  | 221112 | 125 | 100 | B2816 | EU0062 | SV0021 | 10100222 | 805 | 28 | 270 | 78833.3 | 128 | 41.8915 | -83.345 | 1733 | 1 | 48161 | 63UUUUU
26115 | DTE - Electric Company MONROE POWER | 1733_B_2 | 7888311 | 3285113 | 3178712 | 29015814 |  | 221112 | 125 | 100 | B2816 | EU0068 | SV0021 | 10100501 | 805 | 28 | 270 | 78833.3 | 128 | 41.8915 | -83.345 | 1733 | 2 | 48161 | 63UUUUU
26115 | DTE - Electric Company MONROE POWER | 1733_B_3 | 7888311 | 3285313 | 3177912 | 29015214 |  | 221112 | 125 | 100 | B2816 | EU0063 | SV0022 | 10100501 | 700 | 28 | 265 | 78833.3 | 128 | 41.891 | -83.3464 | 1733 | 3 | 48161 | 63UUUUU
26115 | DTE - Electric Company MONROE POWER | 1733_B_4 | 7888311 | 3285213 | 3177912 | 29015514 |  | 221112 | 125 | 100 | B2816 | EU0064 | SV0022 | 10100222 | 700 | 28 | 265 | 78833.3 | 128 | 41.891 | -83.3464 | 1733 | 4 | 48161 | 63UUUUU
26099 | DTE - Electric Company NORTHEAST STATION | 1734_G_5 | 5689511 | 23065913 | 22136812 | 28330014 |  | 221112 | 125 | 120 | B2808 | EU0003 | FUG001 | 20100201 |  |  | 72 |  |  | 42.4506 | -83.0383 |  |  | 48091
26163 | DTE - Electric Company RIVER ROUGE | 1740_B_1 | 8229311 | 6594513 | 6562412 | 26411314 |  | 221112 | 125 | 100 | B2810 | EU0038 | SV0001 | 10100601 | 385 | 12.25 | 280 | 14963.3 | 127 | 42.2739 | -83.112 | 1740 | 1 | 48218
26163 | DTE - Electric Company RIVER ROUGE | 1740_B_2 | 8229311 | 6593713 | 6561512 | 26412514 |  | 221112 | 125 | 200 | B2810 | EU0039 | SV0002 | 10100604 | 385 | 12.25 | 298 | 17450 | 148.1 | 42.274 | -83.1124 | 1740 | 2 | 48218 | 63UUUUU
26163 | DTE - Electric Company RIVER ROUGE | 1740_B_3 | 8229311 | 6594613 | 6561812 | 26411114 |  | 221112 | 125 | 200 | B2810 | EU0040 | SV0003 | 10100226 | 425 | 12.83 | 320 | 20666.7 | 159.9 | 42.2742 | -83.1128 | 1740 | 3 | 48218 | 63UUUUU
26147 | ST. CLAIR / BELLE RIVER POWER PLANT | 1743_B_1 | 7239111 | 7540113 | 7463312 | 28524614 |  | 221112 | 125 | 100 | B2796 | EU0105 | SV0019 | 10100601 | 599 | 13.33 | 330 | 12533.3 | 89.8 | 42.7748 | -82.4945 | 1743 | 1 | 48054 | 63UUUUU
26147 | ST. CLAIR / BELLE RIVER POWER PLANT | 1743_B_2 | 7239111 | 7540013 | 7462112 | 28524914 |  | 221112 | 125 | 100 | B2796 | EU0106 | SV0020 | 10100601 | 599 | 13.33 | 330 | 12533.3 | 89.8 | 42.7748 | -82.4945 | 1743 | 2 | 48054 | 63UUUUU
26147 | ST. CLAIR / BELLE RIVER POWER PLANT | 1743_B_3 | 7239111 | 7539913 | 7461912 | 28525414 |  | 221112 | 125 | 100 | B2796 | EU0107 | SV0021 | 10101302 | 599 | 13.33 | 330 | 12533.3 | 89.8 | 42.7748 | -82.4945 | 1743 | 3 | 48054 | 63UUUUU
26147 | ST. CLAIR / BELLE RIVER POWER PLANT | 1743_B_4 | 7239111 | 7539813 | 7461212 | 28525714 |  | 221112 | 125 | 100 | B2796 | EU0108 | SV0022 | 10101302 | 599 | 13.33 | 330 | 12533.3 | 89.8 | 42.7748 | -82.4945 | 1743 | 4 | 48054 | 63UUUUU
26147 | ST. CLAIR / BELLE RIVER POWER PLANT | 1743_B_6 | 7239111 | 7539613 | 7457512 | 28526214 |  | 221112 | 125 | 100 | B2796 | EU0110 | SV0024 | 10100604 | 425 | 13.25 | 300 | 18066.7 | 131 | 42.7748 | -82.4945 | 1743 | 6 | 48054 | 63UUUUU
26147 | ST. CLAIR / BELLE RIVER POWER PLANT | 1743_B_7 | 7239111 | 7538213 | 7461412 | 28528014 |  | 221112 | 125 | 100 | B2796 | EU0111 | SV0025 | 10100501 | 599 | 16 | 307 | 29350 | 146 | 42.7748 | -82.4945 | 1743 | 7 | 48054 | 63UUUUU
26147 | ST. CLAIR / BELLE RIVER POWER PLANT | 1743_G_11 | 7239111 | 7536013 | 7459512 | 28558814 |  | 221112 | 125 | 100 | B2796 | EU0116 | FUG001 | 20100201 |  |  | 72 |  |  | 42.7748 | -82.4945 |  |  | 48054
26163 | DTE - Electric Company TRENTON CHANNEL | 1745_B_16 | 7422511 | 90099913 | 10849012 | 121586914 |  | 221112 | 125 | 100 | B2811 | RG0053 | FUG001 | 10100501 | 125 | 3 | 72 |  | 50 | 42.1237 | -83.1812 | 1745 | 16 | 48183 | 63UUUUU
26163 | DTE - Electric Company TRENTON CHANNEL | 1745_B_17 | 7422511 | 90099913 | 10849012 | 121586914a |  | 221112 | 125 | 100 | B2811 | RG0053 | FUG001 | 10100501 | 125 | 3 | 72 |  | 50 | 42.1237 | -83.1812 | 1745 | 17 | 48183 | 63UUUUU
26163 | DTE - Electric Company TRENTON CHANNEL | 1745_B_18 | 7422511 | 90099913 | 10849012 | 121586914b |  | 221112 | 125 | 100 | B2811 | RG0053 | FUG001 | 10100501 | 125 | 3 | 72 |  | 50 | 42.1237 | -83.1812 | 1745 | 18 | 48183 | 63UUUUU
26163 | DTE - Electric Company TRENTON CHANNEL | 1745_B_19 | 7422511 | 90099913 | 10849012 | 121586914c |  | 221112 | 125 | 100 | B2811 | RG0053 | FUG001 | 10100501 | 125 | 3 | 72 |  | 50 | 42.1237 | -83.1812 | 1745 | 19 | 48183 | 63UUUUU
26163 | DTE - Electric Company TRENTON CHANNEL | 1745_B_9A | 7422511 | 10892713 | 10848212 | 26469714 |  | 221112 | 125 | 100 | B2811 | EU0035 | SV0001 | 10100222 | 563 | 16 | 280 | 28150 | 140 | 42.1237 | -83.1812 | 1745 | 9A | 48183 | 63UUUUU
26103 | WISCONSIN ELECTRIC POWER COMPANY | 1769_B_5 | 7778411 | 3632613 | 3499612 | 29360214 |  | 221112 | 125 | 100 | B4261 | EU0032 | SV0004 | 10100501 | 400 | 9 | 336 | 2403.3 | 37.8 | 46.5809 | -87.3952 | 1769 | 5 | 49855 | 63UUUUU
26103 | WISCONSIN ELECTRIC POWER COMPANY | 1769_B_6 | 7778411 | 3632713 | 3499312 | 29360014 |  | 221112 | 125 | 100 | B4261 | EU0033 | SV0005 | 10100501 | 400 | 9 | 319 | 2430 | 38.2 | 46.5809 | -87.3952 | 1769 | 6 | 49855 | 63UUUUU
26103 | WISCONSIN ELECTRIC POWER COMPANY | 1769_B_7 | 7778411 | 3632213 | 3499512 | 29361014 |  | 221112 | 125 | 100 | B4261 | EU0034 | SV0006 | 10100222 | 410 | 9.5 | 293 | 3146.7 | 44.4 | 46.5814 | -87.3952 | 1769 | 7 | 49855 | 63UUUUU
26103 | WISCONSIN ELECTRIC POWER COMPANY | 1769_B_8 | 7778411 | 3632513 | 3499412 | 29360414 |  | 221112 | 125 | 100 | B4261 | EU0035 | SV0007 | 10100501 | 410 | 9.5 | 299 | 3303.3 | 46.6 | 46.5815 | -87.3952 | 1769 | 8 | 49855 | 63UUUUU
26103 | WISCONSIN ELECTRIC POWER COMPANY | 1769_B_9 | 7778411 | 3633013 | 3499812 | 29359414 |  | 221112 | 125 | 100 | B4261 | EU0036 | SV0008 | 10100222 | 410 | 9.5 | 298 | 3308.3 | 46.7 | 46.5815 | -87.3952 | 1769 | 9 | 49855 | 63UUUUU
26041 | ESCANABA POWER PLANT | 1771_B_1 | 7396111 | 99479113 | 9205312 | 139215014 |  | 221112 | 125 | 999 | B1573 | RG0001 | FUG001 | 10100205 |  |  | 72 |  |  | 45.772 | -87.065 |  |  | 49829
26041 | ESCANABA POWER PLANT | 1771_B_2 | 7396111 | 99479113 | 9205312 | 139215014a |  | 221112 | 125 | 999 | B1573 | RG0001 | FUG001 | 10100205 |  |  | 72 |  |  | 45.772 | -87.065 |  |  | 49829
26041 | ESCANABA POWER PLANT | 1771_G_3 | 7396111 | 9324113 | 96390912 | 28262714 |  | 221112 | 125 | 120 | B1573 | EU0007 | SV0005 | 20100101 | 26.6 | 8.75 | 900 | 3666.7 | 61 | 45.772 | -87.065 |  |  | 49829
26013 | L'ANSE WARDEN ELECTRIC COMPANY LLC | 1772_B_1 | 4994411 | 30809713 | 29484412 | 30566314 |  | 221118 | 125 | 100 | B4260 | EU0009 | SV0001 | 10100601 | 148 | 7.5 | 350 | 1833.3 | 41.5 | 46.7513 | -88.4498 |  |  | 49946
26091 | CLINTON VILLAGE OF | 1818_G_1 | 5821211 | 20145813 | 19465312 | 28488914 |  | 221112 | 125 | 160 | B6508 | EU0001 | FUG001 | 20200202 |  |  | 72 |  |  | 42.0701 | -83.9768 |  |  | 49236
26091 | CLINTON VILLAGE OF | 1818_G_6 | 5821211 | ORIS6 | ORIS6 | 1818_G_6 |  | 221112 | 125 | 160 | [6 empty] | 72 |  |  | 42.0701 | -83.9768 | 1818 | 6 | 49236
26023 | COLDWATER BOARD OF PUBLIC UTILITIES | 1819_G_IC4 | 5802611 | 20155913 | 19475412 | 30263414 |  | 221122 |  | 160 | B1525 | EU0026 | SV0003 | 20100102 | 18 | 2.67 | 800 | 458.3 | 81.9 | 41.9339 | -84.9953 |  |  | 49036
26023 | COLDWATER BOARD OF PUBLIC UTILITIES | 1819_G_IC5 | 5802611 | 20155713 | 19475312 | 30263814 |  | 221122 |  | 160 | B1525 | EU0027 | SV0004 | 20100102 | 33 | 2.67 | 885 | 666.7 | 119.1 | 41.9339 | -84.9953 |  |  | 49036
26163 | DETROIT PUBLIC LIGHTING DEPARTMENT | 1822_B_7 | 8522911 | 242413 | 252412 | 26570414 |  | 221112 | 125 | 100 | B2185 | EU0013 | SV0003 | 10201401 | 249 | 7.5 | 280 | 2777.8 | 62.9 | 42.3042 | -83.0897 | 1822 | 7 | 48209
26163 | DETROIT PUBLIC LIGHTING DEPARTMENT | 1822_G_6 | 8522911 | 242313 | 252212 | 26570714 |  | 221112 | 125 | 100 | B2185 | EU0012 | SV0002 | 10201401 | 195 | 11.67 | 280 | 2777.8 | 26 | 42.304 | -83.0904 | 1822 | 6 | 48209
26163 | DETROIT PUBLIC LIGHTING DEPARTMENT | 1822_G_GT1 | 8522911 | 242513 | 252012 | 26416314 |  | 221112 | 125 | 120 | B2185 | EU0014 | SV0004 | 20100101 | 35 | 9 | 950 | 1350 | 21.2 | 42.3051 | -83.0897 | 1822 | GT-1 | 48209
26139 | J.B. Sims Generating Station | 1825_B_3 | 6336811 | 16370813 | 15955412 | 29313114 |  | 221112 | 125 | 100 | B1976 | EU0023 | SV0003 | 10100202 | 360 | 8.5 | 160 | 8333.3 | 146.9 | 43.0706 | -86.2342 | 1825 | 3 | 49417 | 63UUUUU
26139 | Diesel Plant | 1826_G_1 | 7087311 | 14145613 | 109183012 | 29403014 |  | 221112 | 125 | 160 | N6524 | RG0014 | SV0005 | 20100102 | 65 | 3.18 | 450 | 721.7 | 90.9 | 43.0577 | -86.2368 |  |  | 49417
26139 | Diesel Plant | 1826_G_6 | 7087311 | ORIS6 | ORIS6 | 1826_G_6 |  | 221112 | 125 | 100 |  |  |  |  | 89 | 1 | 345 | 226.7 | 288.6 | 43.0577 | -86.2368 | 1826 | 6 | 49417
26059 | HILLSDALE CITY OF PUBLIC UTILITIES | 1829_G_2 | 6056111 | 23806613 | 22840512 | 28137314 |  | 221112 | 125 | 160 | B7536 | EU0014 | SV0001 | 20100102 | 54 | 2 | 425 | 1038.7 | 330.6 | 41.9072 | -84.6168 |  |  | 49242
26059 | HILLSDALE CITY OF PUBLIC UTILITIES | 1829_G_3 | 6056111 | 23806713 | 22840312 | 28137214 |  | 221112 | 125 | 160 | B7536 | EU0015 | SV0002 | 20100102 | 47 | 2.5 | 440 | 1038.7 | 211.6 | 41.9072 | -84.6168 |  |  | 49242
26059 | HILLSDALE CITY OF PUBLIC UTILITIES | 1829_G_4 | 6056111 | 23806813 | 22840212 | 28137014 |  | 221112 | 125 | 160 | B7536 | EU0016 | SV0003 | 20100102 | 45.5 | 2.5 | 1033 | 866.7 | 176.6 | 41.9072 | -84.6168 |  |  | 49242
26059 | HILLSDALE CITY OF PUBLIC UTILITIES | 1829_G_5 | 6056111 | 23807113 | 22840412 | 28136514 |  | 221112 | 125 | 160 | B7536 | EU0017 | SV0004 | 20100102 | 45.5 | 2.5 | 950 | 866.7 | 176.6 | 41.9072 | -84.6168 |  |  | 49242
26059 | HILLSDALE CITY OF PUBLIC UTILITIES | 1829_G_6 | 6056111 | 23807013 | 22840612 | 28136714 |  | 221112 | 125 | 160 | B7536 | EU0019 | SV0018 | 20100102 | 47 | 2.5 | 445 | 1038.7 | 211.6 | 41.9072 | -84.6168 |  |  | 49242
26139 | Holland BPW, Generating Station & WWTP | 1830_B_3 | 8129311 | 6903113 | 6849912 | 29229414 |  | 221112 | 125 | 100 | B2357 | EU0012 | SV0001 | 10100601 | 200 | 6.83 | 320 | 1295 | 35.3 | 42.7954 | -86.1194 |  |  | 49423
26139 | Holland BPW, Generating Station & WWTP | 1830_B_4 | 8129311 | 6902813 | 6850112 | 29230314 |  | 221112 | 125 | 100 | B2357 | EU0013 | SV0002 | 10100601 | 200 | 7 | 310 | 1833.3 | 47.6 | 42.7954 | -86.1194 |  |  | 49423
26065 | LBWL, Eckert, Moores Park & REO Cogeneration | 1831_B_4 | 5985211 | 24540813 | 109218312 | 28257814 |  | 221112 | 125 | 100 | B2647 | RG0023 | SV0007 | 10100501 | 619 | 8 | 350 | 7166.7 | 142.6 | 42.7185 | -84.5577 | 1831 | 4 | 48901 | 63UUUUU
26065 | LBWL, Eckert, Moores Park & REO Cogeneration | 1831_B_5 | 5985211 | 24540813 | 109218312 | 28257814a |  | 221112 | 125 | 100 | B2647 | RG0023 | SV0007 | 10100501 | 619 | 8 | 350 | 7166.7 | 142.6 | 42.7185 | -84.5577 | 1831 | 5 | 48901 | 63UUUUU
26065 | LBWL, Eckert, Moores Park & REO Cogeneration | 1831_B_6 | 5985211 | 24540813 | 109218312 | 28257814b |  | 221112 | 125 | 100 | B2647 | RG0023 | SV0007 | 10100501 | 619 | 8 | 350 | 7166.7 | 142.6 | 42.7185 | -84.5577 | 1831 | 6 | 48901 | 63UUUUU
26045 | LBWL, Erickson Station | 1832_B_1 | 4174811 | 34945413 | 33242312 | 28015114 |  | 221112 | 125 | 100 | B4001 | EU0007 | SV0001 | 10100501 | 475 | 17 | 335 | 13750 | 60.6 | 42.6932 | -84.6573 | 1832 | 1 | 48917 | 63UUUUU
26103 | MARQUETTE BOARD OF LIGHT & POWER | 1843_B_1 | 7779711 | ORIS1 | ORIS1 | 1843_B_1 |  | 221112 | 125 | 100 |  |  |  |  | 350 | 9 | 210 | 3400 | 53.4 | 46.5319 | -87.3925 | 1843 | 1 | 49855 | 63UUUUU
26103 | MARQUETTE BOARD OF LIGHT & POWER | 1843_B_2 | 7779711 | 3628213 | 3495112 | 29361414 |  | 221112 | 125 | 100 | B1833 | EU0012 | SV0002 | 10100204 | 250 | 7.5 | 271 | 2950 | 66.8 | 46.5303 | -87.3931 | 1843 | 2 | 49855
26103 | MARQUETTE BOARD OF LIGHT & POWER | 1843_B_3 | 7779711 | 3628313 | 3495212 | 29361314 |  | 221112 | 125 | 100 | B1833 | EU0003 | SV0001 | 10100501 | 350 | 9 | 210 | 3400 | 53.4 | 46.5319 | -87.3925 | 1843 | 3 | 49855 | 63UUUUU
26025 | Marshall City, Electric Powerplant | 1844_G_IC2 | 6416311 | ORISIC2 | ORISIC2 | 1844_G_IC2 |  | 221112 | 125 | 160 | [6 empty] | 72 |  |  | 42.2631 | -84.9559 | 1844 | IC2 | 49068
26025 | Marshall City, Electric Powerplant | 1844_G_IC3 | 6416311 | 18094413 | 17570912 | 28140714 |  | 221112 | 125 | 160 | C6230 | RG0013 | FUG001 | 20100102 |  |  | 72 |  |  | 42.2631 | -84.9559 |  |  | 49068
26025 | Marshall City, Electric Powerplant | 1844_G_IC5 | 6416311 | ORISIC5 | ORISIC5 | 1844_G_IC5 |  | 221112 | 125 | 160 | [6 empty] | 72 |  |  | 42.2631 | -84.9559 | 1844 | IC5 | 49068
26025 | Marshall City, Electric Powerplant | 1844_G_IC6 | 6416311 | 18094513 | 17570912 | 28140514 |  | 221112 | 125 | 160 | C6230 | EU0011 | FUG001 | 20100102 |  |  | 72 |  |  | 42.2631 | -84.9559 |  |  | 49068
26149 | Sturgis Municipal Power Plant | 1855_G_6 | 6356811 | 15701213 | 15344812 | 29240214 |  | 221112 | 125 | 160 | B7287 | RG0012 | FUG001 | 20100102 |  |  | 72 |  |  | 41.7989 | -85.4258 |  |  | 49091
26163 | WYANDOTTE DEPT MUNI POWER PLANT | 1866_B_5 | 7902611 | 3280113 | 3174512 | 29263714 |  | 221112 | 125 | 100 | B2132 | EU0035 | SV0002 | 10100601 | 180 | 8.5 | 325 | 485.8 | 8.6 | 42.2083 | -83.1455 | 1866 | 5 | 48192
26163 | WYANDOTTE DEPT MUNI POWER PLANT | 1866_B_7 | 7902611 | 3280213 | 3174112 | 29263614 |  | 221112 | 125 | 100 | B2132 | EU0036 | SV0003 | 10100202 | 197 | 9.167 | 285 | 682 | 10.3 | 42.2082 | -83.1455 | 1866 | 7 | 48192 | 63UUUUU
26163 | WYANDOTTE DEPT MUNI POWER PLANT | 1866_B_8 | 7902611 | 3280513 | 3174212 | 29263314 |  | 221112 | 125 | 100 | B2132 | EU0037 | SV0004 | 10100218 | 215 | 6.5 | 325 | 899.6 | 27.1 | 42.2085 | -83.146 | 1866 | 8 | 48192 | 63UUUUU
26139 | ZEELAND BOARD OF PUBLIC WORKS | 1867_G_1 | 6348411 | ORIS1 | ORIS1 | 1867_G_1 |  | 221112 | 125 | 160 |  |  |  |  | 48 | 2.67 | 1100 | 1525 | 272.4 | 42.8149 | -86.0078 | 1867 | 1 | 49464
26139 | ZEELAND BOARD OF PUBLIC WORKS | 1867_G_10 | 6348411 | 16365413 | 109248212 | 28932814 |  | 221112 | 125 | 160 | B7977 | RG0017 | SV0007 | 20200402 | 48 | 2.67 | 1100 | 1525 | 272.4 | 42.8149 | -86.0078 | 1867 | 10 | 49464
26139 | ZEELAND BOARD OF PUBLIC WORKS | 1867_G_11 | 6348411 | ORIS11 | ORIS11 | 1867_G_11 |  | 221112 | 125 | 160 |  |  |  |  | 48 | 2.67 | 1100 | 1525 | 272.4 | 42.8149 | -86.0078 | 1867 | 11 | 49464
26139 | ZEELAND BOARD OF PUBLIC WORKS | 1867_G_2 | 6348411 | ORIS2 | ORIS2 | 1867_G_2 |  | 221112 | 125 | 160 |  |  |  |  | 48 | 2.67 | 1100 | 1525 | 272.4 | 42.8149 | -86.0078 | 1867 | 2 | 49464
26139 | ZEELAND BOARD OF PUBLIC WORKS | 1867_G_7 | 6348411 | ORIS7 | ORIS7 | 1867_G_7 |  | 221112 | 125 | 160 |  |  |  |  | 48 | 2.67 | 1100 | 1525 | 272.4 | 42.8149 | -86.0078 | 1867 | 7 | 49464
26139 | ZEELAND BOARD OF PUBLIC WORKS | 1867_G_8 | 6348411 | ORIS8 | ORIS8 | 1867_G_8 |  | 221112 | 125 | 160 |  |  |  |  | 48 | 2.67 | 1100 | 1525 | 272.4 | 42.8149 | -86.0078 | 1867 | 8 | 49464
26139 | ZEELAND BOARD OF PUBLIC WORKS | 1867_G_9 | 6348411 | ORIS9 | ORIS9 | 1867_G_9 |  | 221112 | 125 | 160 |  |  |  |  | 48 | 2.67 | 1100 | 1525 | 272.4 | 42.8149 | -86.0078 | 1867 | 9 | 49464
26031 | Wolverine Power, Tower Power Plant | 1873_G_GT4 | 4184811 | 32644613 | 31197012 | 28035914 |  | 221112 | 125 | 120 | N6171 | EU0004 | FUG001 | 20100101 |  |  | 72 |  |  | 45.3628 | -84.2944 |  |  | 49792
26063 | THUMB ELECTRIC COOPERATIVE | 1875_G_1 | 5984511 | 24542613 | 109184212 | 28599914 |  | 221112 | 125 | 160 | N3517 | RG0015 | SV0010 | 20100102 | 35 | 1.667 | 690 | 419.5 | 192.3 | 43.7897 | -83.0083 |  |  | 48475
26063 | THUMB ELECTRIC COOPERATIVE | 1875_G_6 | 5984511 | ORIS6 | ORIS6 | 1875_G_6 |  | 221112 | 125 | 160 |  |  |  |  | 35 | 1.667 | 702 | 253.5 | 116.2 | 43.7867 | -83.0061 | 1875 | 6 | 48475
26063 | THUMB ELECTRIC COOPERATIVE | 1875_G_8 | 5984511 | 24542713 | 109184312 | 28599814 |  | 221112 | 125 | 160 | N3517 | RG0021 | SV0028 | 20100102 | 35 | 1.667 | 702 | 253.5 | 116.2 | 43.7867 | -83.0061 |  |  | 48475
26133 | Wolverine Power Supply - Hersey | 1877_G_10 | 7824811 | 2847613 | 2738312 | 29069314 |  | 221112 | 125 | 120 | N5760 | EU0021 | SV0019 | 20100201 | 45 | 11.67 | 928 | 6928.3 | 64.8 | 43.84 | -85.4264 | 1877 | 10 | 49639
26133 | George Johnson | 1877_G_9 | 7824811 | 2847413 | 2738312 | ORIS18779 |  | 221112 | 125 | 100 | N5760 | 0 | 0 | 0 | 45 | 11.67 | 928 | 6928.3 | 64.8 | 43.84 | -85.4264 | 1877 | 9 | 49639
26005 | Vandyke Generating Plant | 1880_G_6 | 5749211 | 20405913 | 19665612 | 30165114 |  | 221112 | 125 | 100 | B5421 | EU0008 | SV0001 | 20100201 | 85 | 10.1 | 302 | 2371.6 | 29.6 | 42.7313 | -85.8542 |  |  | 49323
26005 | Vandyke Generating Plant | 1880_G_8 | 5749211 | 20405713 | 19665712 | 30165314 |  | 221112 | 125 | 120 | B5421 | EU0012 | SV0011 | 20200201 | 45 | 12.83 | 919 | 10914.6 | 84.4 | 42.7313 | -85.8542 |  |  | 49323
26117 | Wolverine Power, Vestaburg Power Plant | 1881_G_6 | 5215711 | 25695813 | 24634712 | 28889214 |  | 221112 | 125 | 160 | N6249 | EU0004 | FUG001 | 20200401 |  |  | 72 |  |  | 43.4013 | -84.9141 |  |  | 48891
26117 | Wolverine Power, Vestaburg Power Plant | 1881_G_7 | 5215711 | 25695713 | 24634712 | 28889314 |  | 221112 | 125 | 160 | N6249 | EU0005 | FUG001 | 20200401 |  |  | 72 |  |  | 43.4013 | -84.9141 |  |  | 48891
26117 | Wolverine Power, Vestaburg Power Plant | 1881_G_8 | 5215711 | 25695913 | 24634612 | 28889114 |  | 221112 | 125 | 120 | N6249 | EU0006 | SV0002 | 20100201 | 39 | 12.8 | 870 | 11176.7 | 86.9 | 43.4014 | -84.9069 |  |  | 48891
27091 | Interstate Power & Light - Fox Lake | 1888_B_3 | 7122011 | 14114213 | 13911612 | 26406414 |  | 221112 | 125 | 100 | 2709100007 | EU003 | SV002 | EU003PD002 | 142 | 8 | 324 | 4742.9 |  | 43.673 | -94.7074 | 1888 | 3 | 56171
27137 | Minnesota Power - Laskin Energy Center | 1891_B_1 | 6941511 | 14934913 | 14600312 | 27444214 |  | 221112 | 125 | 100 | 2713700013 | EU001 | SV001 | EU001PD001 | 300 | 10.5 | 136 | 4111.4 |  | 47.53 | -92.1619 | 1891 | 1 | 55750 | 63UUUUU
27137 | Minnesota Power - Laskin Energy Center | 1891_B_2 | 6941511 | 14935113 | 14600312 | 27443614 |  | 221112 | 125 | 100 | 2713700013 | EU002 | SV001 | EU002PD001 | 300 | 10.5 | 136 | 4111.4 |  | 47.53 | -92.1619 | 1891 | 2 | 55750 | 63UUUUU
27061 | Minnesota Power Inc - Boswell Energy Ctr | 1893_B_1 | 6173211 | 15285013 | 14951812 | 27078514 |  | 221112 | 125 | 100 | 2706100004 | EU001 | SV003 | EU001PD001 | 700 | 29 | 175 | 33783.3 |  | 47.2632 | -93.6523 | 1893 | 1 | 55721 | 63UUUUU
27061 | Minnesota Power Inc - Boswell Energy Ctr | 1893_B_2 | 6173211 | 15285513 | 14951812 | 26323414 |  | 221112 | 125 | 100 | 2706100004 | EU002 | SV003 | EU002PD001 | 700 | 29 | 175 | 33783.3 |  | 47.2632 | -93.6523 | 1893 | 2 | 55721 | 63UUUUU
27061 | Minnesota Power Inc - Boswell Energy Ctr | 1893_B_3 | 6173211 | 15284313 | 14951812 | 27079814 |  | 221112 | 125 | 100 | 2706100004 | EU003 | SV003 | EU003PD001 | 700 | 29 | 175 | 33783.3 |  | 47.2632 | -93.6523 | 1893 | 3 | 55721 | 63UUUUU
27061 | Minnesota Power Inc - Boswell Energy Ctr | 1893_B_4 | 6173211 | 15284213 | 14953712 | 27079914 |  | 221112 | 125 | 100 | 2706100004 | EU004 | SV004 | EU004PD001 | 600 | 20 | 158 | 36950 |  | 47.2632 | -93.6523 | 1893 | 4 | 55721 | 63UUUUU
27137 | Minnesota Power Inc - Hibbard Renewable Energy Ctr | 1897_B_3 | 7838011 | 2841413 | 2731612 | 27443214 |  | 221112 | 125 | 100 | 2713700015 | EU003 | SV001 | EU003PD001 | 331 | 14 | 378 | 13393.7 |  | 46.7355 | -92.1523 | 1897 | 3 | 55807 | 63UUUUU
27137 | Minnesota Power Inc - Hibbard Renewable Energy Ctr | 1897_B_4 | 7838011 | 2841513 | 2731612 | 27442914 |  | 221112 | 125 | 100 | 2713700015 | EU004 | SV001 | EU004PD001 | 331 | 14 | 378 | 13393.7 |  | 46.7355 | -92.1523 | 1897 | 4 | 55807 | 63UUUUU
27037 | Xcel Energy - Black Dog | 1904_G_2 | 6275411 | 15815613 | 15439812 | 29095614 |  | 221112 | 125 | 120 | 2703700003 | EU026 | SV020 | EU026PD001 | 230 | 18 | 181 | 17736.5 |  | 44.8121 | -93.248 | 1904 | 5 | 55337
27037 | Xcel Energy - Black Dog | 1904_G_5 | 6275411 | 15815613 | 15439812 | 29095614a |  | 221112 | 125 | 120 | 2703700003 | EU026 | SV020 | EU026PD001 | 230 | 18 | 181 | 17736.5 |  | 44.8121 | -93.248 | 1904 | 5 | 55337
27009 | Xcel Energy - Granite City Generating | 1910_G_1 | 6190211 | 15246513 | 14913212 | 29277714 |  | 221112 | 125 | 120 | 2700900021 | EU001 | SV001 | EU001PD001 | 33 | 7.4 | 930 | 7083.3 |  | 45.5772 | -94.1469 |  |  | 56304
27009 | Xcel Energy - Granite City Generating | 1910_G_2 | 6190211 | 15246413 | 14913312 | 29277914 |  | 221112 | 125 | 120 | 2700900021 | EU002 | SV002 | EU002PD001 | 33 | 7.4 | 930 | 7083.3 |  | 45.5772 | -94.1469 |  |  | 56304
27009 | Xcel Energy - Granite City Generating | 1910_G_3 | 6190211 | 15246313 | 14913012 | 29278114 |  | 221112 | 125 | 120 | 2700900021 | EU003 | SV003 | EU003PD001 | 33 | 7.4 | 930 | 7083.3 |  | 45.5772 | -94.1469 |  |  | 56304
27009 | Xcel Energy - Granite City Generating | 1910_G_4 | 6190211 | 15246213 | 14913112 | 29278314 |  | 221112 | 125 | 120 | 2700900021 | EU004 | SV004 | EU004PD002 | 33 | 7.4 | 930 | 7083.3 |  | 45.5772 | -94.1469 |  |  | 56304
27123 | Xcel Energy - High Bridge Combined Cycle Plant | 1912_G_7 | 7488611 | 79645013 | 70724212 | 102847914 |  | 221112 | 125 | 999 | 2712300012 | EU013 | SV011 | EU013PD001 | 150 | 19 | 200 | 19296.7 |  | 44.9367 | -93.1066 | 1912 | 7 | 55102
27123 | Xcel Energy - High Bridge Combined Cycle Plant | 1912_G_8 | 7488611 | 79645113 | 70724312 | 102848014 |  | 221112 | 125 | 999 | 2712300012 | EU014 | SV012 | EU014PD001 | 150 | 19 | 200 | 19296.7 |  | 44.9367 | -93.1066 | 1912 | 8 | 55102
27123 | Xcel Energy - High Bridge Combined Cycle Plant | 1912_G_9 | 7488611 | 79645013 | 70724212 | 102847914a |  | 221112 | 125 | 999 | 2712300012 | EU013 | SV011 | EU013PD001 | 150 | 19 | 200 | 19296.7 |  | 44.9367 | -93.1066 | 1912 | 7 | 55102
27037 | Xcel Energy - Inver Hills Generating Plt | 1913_G_1 | 6276011 | 15795013 | 15419912 | 29001314 |  | 221112 | 125 | 120 | 2703700015 | EU001 | SV001 | EU001PD001 | 32 | 7.5 | 1050 | 22329.2 |  | 44.7802 | -93.0409 | 1913 | 1 | 55077
27037 | Xcel Energy - Inver Hills Generating Plt | 1913_G_2 | 6276011 | 15794913 | 15420112 | 29001514 |  | 221112 | 125 | 120 | 2703700015 | EU002 | SV002 | EU002PD001 | 32 | 7.5 | 1050 | 22329.2 |  | 44.7802 | -93.0409 | 1913 | 2 | 55077
27037 | Xcel Energy - Inver Hills Generating Plt | 1913_G_3 | 6276011 | 15794813 | 15420212 | 29001714 |  | 221112 | 125 | 120 | 2703700015 | EU003 | SV003 | EU003PD002 | 32 | 7.5 | 1050 | 22329.2 |  | 44.7802 | -93.0409 | 1913 | 3 | 55077
27037 | Xcel Energy - Inver Hills Generating Plt | 1913_G_4 | 6276011 | 15794713 | 15420012 | 29001914 |  | 221112 | 125 | 120 | 2703700015 | EU004 | SV004 | EU004PD001 | 32 | 7.5 | 1050 | 22329.2 |  | 44.7802 | -93.0409 | 1913 | 4 | 55077
27037 | Xcel Energy - Inver Hills Generating Plt | 1913_G_5 | 6276011 | 15794413 | 15420312 | 29002414 |  | 221112 | 125 | 120 | 2703700015 | EU005 | SV005 | EU005PD001 | 32 | 7.5 | 1050 | 22329.2 |  | 44.7802 | -93.0409 | 1913 | 5 | 55077
27037 | Xcel Energy - Inver Hills Generating Plt | 1913_G_6 | 6276011 | 15794513 | 15420412 | 29002214 |  | 221112 | 125 | 120 | 2703700015 | EU006 | SV006 | EU006PD001 | 32 | 7.5 | 1050 | 22329.2 |  | 44.7802 | -93.0409 | 1913 | 6 | 55077
27013 | Xcel Energy - Key City/Wilmarth | 1914_G_3 | 7623111 | 11476513 | 11375912 | 26631814 |  | 22111 | 103 | 120 | 2701300015 | EU006 | SV006 | EU006PD001 | 33 | 11.5 | 980 | 7083.3 |  | 44.1964 | -94.0068 |  |  | 56001
27013 | Xcel Energy - Key City/Wilmarth | 1914_G_4 | 7623111 | 11476613 | 11376112 | 26631714 |  | 22111 | 103 | 120 | 2701300015 | EU007 | SV007 | EU007PD001 | 33 | 11.5 | 980 | 7083.3 |  | 44.1964 | -94.0068 |  |  | 56001
27163 | Xcel Energy - Allen S King Generating | 1915_B_1 | 6772111 | 13604613 | 13408612 | 27897514 |  | 221112 | 125 | 100 | 2716300005 | EU001 | SV001 | EU001PD002 | 785 | 18.5 | 169 | 25674.2 |  | 45.0294 | -92.7788 | 1915 | 1 | 55003 | 63UUUUU
27053 | Xcel Energy - Riverside Generating Plant | 1927_G_10 | 6393811 | 79473413 | 70545612 | 102593014 |  | 221112 | 125 | 120 | 2705300015 | EU016 | SV014 | EU016PD001 | 164.6 | 19 | 650 | 18333.3 |  | 45.0284 | -93.2775 | 1927 | 10 | 55418
54009 | Xcel Energy - Riverside Generating Plant | 1927_G_9 | 6393811 | 79473313 | 70545512 | 102592914 |  | 221112 | 125 | 120 | 2705300015 | EU015 | SV013 | EU015PD001 | 164.6 | 19 | 650 | 18333.3 |  | 45.0284 | -93.2775 | 1927 | 9 | 55418
27053 | Xcel Energy - Riverside Generating Plant | 1927_G_ST7 | 6393811 | 79473313 | 70545512 | 102592914a |  | 221112 | 125 | 120 | 2705300015 | EU015 | SV013 | EU015PD001 | 164.6 | 19 | 650 | 18333.3 |  | 45.0284 | -93.2775 | 1927 | 9 | 55418
27165 | Saint James Diesel Generating Plant | 1929_G_1 | 6136011 | 16183813 | 15788112 | 25298014 |  | 221121 | 125 | 160 | 2716500025 | EU001 | SV001 | EU001PD001 | 40.4 | 1.5 | 836 | 253.1 |  | 43.986 | -94.624 |  |  | 56081
27165 | Saint James Diesel Generating Plant | 1929_G_2 | 6136011 | 16183913 | 15788012 | 25297914 |  | 221121 | 125 | 160 | 2716500025 | EU002 | SV002 | EU002PD001 | 40.4 | 1.5 | 836 | 253.1 |  | 43.986 | -94.624 |  |  | 56081
27165 | Saint James Diesel Generating Plant | 1929_G_3 | 6136011 | 16184013 | 15787712 | 25297814 |  | 221121 | 125 | 160 | 2716500025 | EU003 | SV003 | EU003PD001 | 40.4 | 1.5 | 836 | 253.1 |  | 43.986 | -94.624 |  |  | 56081
27165 | Saint James Diesel Generating Plant | 1929_G_4 | 6136011 | 16184113 | 15787812 | 25297714 |  | 221121 | 125 | 160 | 2716500025 | EU004 | SV004 | EU004PD001 | 40.4 | 1.5 | 836 | 253.1 |  | 43.986 | -94.624 |  |  | 56081
27165 | Saint James Diesel Generating Plant | 1929_G_5 | 6136011 | 16184213 | 15787912 | 25297614 |  | 221121 | 125 | 160 | 2716500025 | EU005 | SV005 | EU005PD001 | 40.4 | 1.5 | 836 | 253.1 |  | 43.986 | -94.624 |  |  | 56081
27165 | Saint James Diesel Generating Plant | 1929_G_6 | 6136011 | 16184313 | 15788212 | 25246114 |  | 221121 | 125 | 160 | 2716500025 | EU006 | SV006 | EU006PD001 | 40.4 | 1.5 | 836 | 253.1 |  | 43.986 | -94.624 |  |  | 56081
27111 | Otter Tail Power Co - Hoot Lake Plant | 1943_G_2 | 7072311 | 15102413 | 14765012 | 27602214 |  | 221112 | 125 | 100 | 2711100002 | EU002 | SV002 | EU002PD001 | 225 | 13.4 | 330 | 12900 |  | 46.2898 | -96.04 | 1943 | 2 | 56537 | 63UUUUU
27111 | Otter Tail Power Co - Hoot Lake Plant | 1943_G_3 | 7072311 | 15103013 | 14765012 | 27601314 |  | 221112 | 125 | 100 | 2711100002 | EU003 | SV002 | EU003PD001 | 225 | 13.4 | 330 | 12900 |  | 46.2898 | -96.04 | 1943 | 3 | 56537 | 63UUUUU
27111 | Otter Tail Power Co - Hoot Lake Plant | 1943_G_D1 | 7072311 | 15102713 | 14764612 | 27601814 |  | 221112 | 125 | 160 | 2711100002 | EU006 | SV004 | EU006PD001 | 5 | 0.7 | 280 | 50 |  | 46.2898 | -96.04 |  |  | 56537
27111 | Otter Tail Power Co - Hoot Lake Plant | 1943_G_D2 | 7072311 | 15102613 | 14764512 | 27601914 |  | 221112 | 125 | 160 | 2711100002 | EU007 | SV005 | EU007PD001 | 8 | 0.5 | 265 | 33.3 |  | 46.2898 | -96.04 |  |  | 56537
27105 | Adrian Public Utilities | 1956_G_5 | 9497611 | 102532013 | 106184812 | 144010614 |  | 221121 | 125 | 999 | 2710500046 | EU012 | SI012 | EU012PD001 | 28.3 | 1.3 | 627 | 92.2 |  | 43.6375 | -95.9332 |  |  | 56110
27151 | Benson Municipal Utilities | 1964_G_10 | 7151411 | 14392513 | 14129112 | 27257414 |  | 221121 | 125 | 160 | 2715100006 | EU006 | SV006 | EU006PD001 | 45 | 1.3 | 901 | 241.8 |  | 45.3142 | -95.6031 |  |  | 56215
27151 | Benson Municipal Utilities | 1964_G_11 | 7151411 | 14392813 | 14129012 | 27257014 |  | 221121 | 125 | 160 | 2715100006 | EU007 | SV007 | EU007PD001 | 45 | 1.3 | 901 | 241.8 |  | 45.3142 | -95.6031 |  |  | 56215
27151 | Benson Municipal Utilities | 1964_G_5 | 7151411 | 14392213 | 14128912 | 27257714 |  | 221121 | 125 | 160 | 2715100006 | EU001 | SV001 | EU001PD001 | 30 | 1.3 | 500 | 107.6 |  | 45.3142 | -95.6031 |  |  | 56215
27151 | Benson Municipal Utilities | 1964_G_6 | 7151411 | 14392713 | 14128812 | 27257114 |  | 221121 | 125 | 160 | 2715100006 | EU002 | SV002 | EU002PD001 | 31 | 1.3 | 600 | 149.2 |  | 45.3142 | -95.6031 |  |  | 56215
27151 | Benson Municipal Utilities | 1964_G_7 | 7151411 | 14392313 | 14128412 | 27257614 |  | 221121 | 125 | 160 | 2715100006 | EU003 | SV003 | EU003PD001 | 45 | 1.3 | 901 | 241.8 |  | 45.3142 | -95.6031 |  |  | 56215
27151 | Benson Municipal Utilities | 1964_G_8 | 7151411 | 14392113 | 14128612 | 27257814 |  | 221121 | 125 | 160 | 2715100006 | EU004 | SV004 | EU004PD001 | 45 | 1.3 | 901 | 241.8 |  | 45.3142 | -95.6031 |  |  | 56215
27151 | Benson Municipal Utilities | 1964_G_9 | 7151411 | 14392413 | 14128512 | 27257514 |  | 221121 | 125 | 160 | 2715100006 | EU005 | SV005 | EU005PD001 | 45 | 1.3 | 901 | 241.8 |  | 45.3142 | -95.6031 |  |  | 56215
27091 | Fairmont Power Plant | 1973_G_6 | 7122211 | ORIS6 | ORIS6 | 1973_G_6 |  | 221121 |  | 400 |  |  |  |  | 30 | 1 | 77 | 1.5 |  | 43.6588 | -94.4578 | 1973 | 6 | 56031
27091 | Fairmont Power Plant | 1973_G_7 | 7122211 | ORIS7 | ORIS7 | 1973_G_7 |  | 221121 |  | 400 |  |  |  |  | 30 | 1 | 77 | 1.5 |  | 43.6588 | -94.4578 | 1973 | 7 | 56031
27137 | Hibbing Public Utilities Commission | 1979_B_1 | 6236711 | 16153613 | 15759112 | 27440014 |  | 221122 | 125 | 100 | 2713700027 | EU001 | SV019 | EU001PD001 | 155 | 10.5 | 359 | 3638.3 |  | 47.4295 | -92.935 |  |  | 55746
27137 | Hibbing Public Utilities Commission | 1979_B_2 | 6236711 | 16153713 | 15759112 | 27439914 |  | 221122 | 125 | 100 | 2713700027 | EU002 | SV019 | EU002PD001 | 155 | 10.5 | 359 | 3638.3 |  | 47.4295 | -92.935 |  |  | 55746
27137 | Hibbing Public Utilities Commission | 1979_B_3 | 6236711 | 16153513 | 15759012 | 27440114 |  | 221122 | 125 | 100 | 2713700027 | EU003 | SV003 | EU003PD001 | 121.7 | 7.5 | 350 | 2464 |  | 47.4295 | -92.935 |  |  | 55746
27137 | Hibbing Public Utilities Commission | 1979_B_4 | 6236711 | ORIS4 | ORIS4 | 1979_B_4 |  | 221122 | 125 | 680 |  |  |  |  | 39.4 | 18 | 100 | 9293 |  | 47.4295 | -92.935 | 1979 | 4 | 55746
27065 | Mora Municipal Utilities | 1997_G_2 | 6450611 | ORIS2 | ORIS2 | 1997_G_2 |  | 221121 | 125 | 999 |  |  |  |  | 29.6 | 1.6 | 679 | 140.1 |  | 45.8771 | -93.2954 | 1997 | 2 | 55051
27065 | Mora Municipal Utilities | 1997_G_5 | 6450611 | ORIS5 | ORIS5 | 1997_G_5 |  | 221121 | 125 | 999 |  |  |  |  | 29.6 | 1.6 | 679 | 140.1 |  | 45.8771 | -93.2954 | 1997 | 5 | 55051
27065 | Mora Municipal Utilities | 1997_G_6 | 6450611 | ORIS6 | ORIS6 | 1997_G_6 |  | 221121 | 125 | 999 |  |  |  |  | 29.6 | 1.6 | 679 | 140.1 |  | 45.8771 | -93.2954 | 1997 | 6 | 55051
27015 | New Ulm Public Utilities-Municipal Power | 2001_B_4 | 7011011 | 14899113 | 14571212 | 26371414 |  | 221118 | 125 | 100 | 2701500010 | EU003 | SV003 | EU003PD001 | 120 | 5.3 | 325 | 1300 |  | 44.3156 | -94.4573 |  |  | 56073
27015 | New Ulm Public Utilities-Municipal Power | 2001_G_5 | 7011011 | 14899213 | 14571312 | 26371314 |  | 221118 | 125 | 120 | 2701500010 | EU004 | SV004 | EU004PD001 | 27 | 17.5 | 900 | 12250 |  | 44.3156 | -94.4573 |  |  | 56073
27015 | New Ulm Public Utilities-Municipal Power | 2001_G_7 | 7011011 | 14899313 | 14571112 | 26371214 |  | 221118 | 125 | 120 | 2701500010 | EU005 | SV005 | EU005PD001 | 29 | 17.5 | 738 | 10850 |  | 44.3156 | -94.4573 |  |  | 56073
05047 | Thomas Fitzhugh | 201_G_1 | 1117411 | 46792213 | 44398112 | ORIS2011 |  | 221112 | 125 | 100 | 504700012 | 0 | 0 | 0 | 32 | 10 | 98 | 3502.8 | 44.6 | 35.4603 | -93.8022 | 201 | 1 | 72949
05047 | ARKANSAS ELECTRIC-THOMAS B FITZHUGH CORP | 201_G_2 | 1117411 | 46792013 | 44397812 | 62108414 |  | 221112 | 125 | 140 | 0504700012 | 006 | 6 | 1 | 134 | 19 | 300 | 17663.8 | 62.3 | 35.4642 | -93.8044 | 201 | 2 | 72949
27137 | Virginia Department of Public Utilities | 2018_B_10 | 6236811 | 16153213 | 15758612 | 27438914 |  | 221121 | 125 | 100 | 2713700028 | EU004 | SV004 | EU004PD001 | 150 | 6 | 314 | 1467.7 |  | 47.5183 | -92.5329 |  |  | 55792
27137 | Virginia Department of Public Utilities | 2018_B_11 | 6236811 | ORIS11 | ORIS11 | 2018_B_11 |  | 221121 | 125 | 770 |  |  |  |  | 40 | 2.5 | 68 | 583.3 |  | 47.5183 | -92.5329 | 2018 | 11 | 55792
27137 | Virginia Department of Public Utilities | 2018_B_7 | 6236811 | 16152813 | 15758512 | 27439314 |  | 221121 | 125 | 100 | 2713700028 | EU001 | SV002 | EU001PD001 | 150 | 7 | 335 | 1631.1 |  | 47.5183 | -92.5329 |  |  | 55792
27137 | Virginia Department of Public Utilities | 2018_B_9 | 6236811 | 16153313 | 15758712 | 27438814 |  | 221121 | 125 | 100 | 2713700028 | EU003 | SV003 | EU003PD002 | 150 | 5 | 390 | 1781 |  | 47.5183 | -92.5329 |  |  | 55792
05147 | AECC-CARL E BAILEY GENERATING STATION | 202_B_01 | 1050611 | 63391413 | 57940112 | 87317014 |  | 221112 | 125 | 100 | 0514700024 | 001 | 1 | 2 | 167 | 9.8 | 340 | 6939.5 | 92 | 35.2614 | -91.3639 | 202 | 01 | 72006
27067 | Willmar Municipal Utilities | 2022_B_2 | 6454411 | 16569213 | 16114612 | 26985614 |  | 221122 | 125 | 100 | 2706700005 | EU004 | SV004 | EU004PD002 | 100 | 4 | 525 | 538 |  | 45.1215 | -95.0524 |  |  | 56201
27067 | Willmar Municipal Utilities | 2022_B_3 | 6454411 | 16569113 | 16114512 | 26985814 |  | 221122 | 125 | 100 | 2706700005 | EU003 | SV003 | EU003PD001 | 129 | 5.4 | 340 | 1100 |  | 45.1215 | -95.0524 |  |  | 56201
27105 | Worthington Diesel Generating Plant | 2024_G_1 | 7148211 | 14421713 | 14154612 | 26814114 |  | 22111 | 125 | 160 | 2710500054 | EU001 | SV001 | EU001PD001 | 44 | 1.5 | 836 | 253.1 |  | 43.6334 | -95.6113 |  |  | 56187
27105 | Worthington Diesel Generating Plant | 2024_G_2 | 7148211 | 14421613 | 14154512 | 26814214 |  | 22111 | 125 | 160 | 2710500054 | EU002 | SV002 | EU002PD001 | 44 | 1.5 | 836 | 253.1 |  | 43.6334 | -95.6113 |  |  | 56187
27105 | Worthington Diesel Generating Plant | 2024_G_3 | 7148211 | 14421213 | 14154312 | 26814614 |  | 22111 | 125 | 160 | 2710500054 | EU003 | SV003 | EU003PD001 | 44 | 1.5 | 836 | 253.1 |  | 43.6334 | -95.6113 |  |  | 56187
27105 | Worthington Diesel Generating Plant | 2024_G_4 | 7148211 | 14421513 | 14154712 | 26814314 |  | 22111 | 125 | 160 | 2710500054 | EU004 | SV004 | EU004PD001 | 44 | 1.5 | 836 | 253.1 |  | 43.6334 | -95.6113 |  |  | 56187
27105 | Worthington Diesel Generating Plant | 2024_G_5 | 7148211 | 14421813 | 14154812 | 26814014 |  | 22111 | 125 | 160 | 2710500054 | EU005 | SV005 | EU005PD001 | 44 | 1.5 | 836 | 253.1 |  | 43.6334 | -95.6113 |  |  | 56187
27105 | Worthington Diesel Generating Plant | 2024_G_6 | 7148211 | 14421413 | 14154912 | 26814414 |  | 22111 | 125 | 160 | 2710500054 | EU006 | SV006 | EU006PD001 | 44 | 1.5 | 836 | 253.1 |  | 43.6334 | -95.6113 |  |  | 56187
27105 | Worthington Diesel Generating Plant | 2024_G_7 | 7148211 | 14421313 | 14154412 | 26814514 |  | 22111 | 125 | 160 | 2710500054 | EU007 | SV007 | EU007PD001 | 44 | 1.5 | 836 | 253.1 |  | 43.6334 | -95.6113 |  |  | 56187
05103 | JOHN L MCCLELLAN GENERATING STA-CAMDEN | 203_B_01 | 976411 | 47097013 | 44657112 | 87213614 |  | 221112 | 125 | 100 | 0510300055 | 001 | 1 | 2 | 160 | 10.8 | 340 | 8428 | 92 | 33.5664 | -92.7919 | 203 | 01 | 71701
27059 | Great River Energy - Cambridge | 2038_G_GT1 | 6167711 | 15289213 | 14957212 | 26428014 |  | 221122 | 125 | 120 | 2705900014 | EU001 | SV001 | EU001PD001 | 35 | 12.8 | 842 | 9378.1 |  | 45.6004 | -93.2068 | 2038 | 1 | 55008
27059 | Great River Energy - Cambridge | 2038_G_GT2 | 6167711 | 79523213 | 70583812 | 102661814 |  | 221122 | 125 | 120 | 2705900014 | EU002 | SV002 | EU002PD001 | 90 | 18.7 | 1027 | 40750 |  | 45.6004 | -93.2068 | 2038 | 2 | 55008
27141 | Great River Energy - Energy Recovery Project | 2039_G_CT | 8162511 | 102574213 | 106236712 | 144054314 |  | 562213 | 103 | 120 | 2714100003 | EU010 | SV012 | EU010PD002 | 90 | 23.3 | 997 | 28333.3 |  | 45.2967 | -93.5553 | 2039 | ERPS11 | 55330
27171 | Great River Energy - Maple Lake | 2042_G_5A | 7019511 | 14222113 | 14000012 | 24922614 |  | 221122 | 125 | 120 | 2717100020 | EU001 | SV001 | EU001PD001 | 35 | 12.8 | 842 | 9378.1 |  | 45.2291 | -94.0096 |  |  | 55358
28059 | Mississippi Power Company, Chevron Cogenerating Plant | 2047_G_1 | 6970611 | 13971113 | 13768512 | 24873414 |  | 22111 | 125 | 120 | 2805900048 | 001 | 1 | 1 | 39 | 10.1 | 425 | 2322.3 | 29 | 30.34 | -88.4909 |  |  | 39581
28059 | Mississippi Power Company, Chevron Cogenerating Plant | 2047_G_2 | 6970611 | 13971013 | 13768412 | 24873514 |  | 22111 | 125 | 120 | 2805900048 | 002 | 2 | 1 | 39 | 10.1 | 438 | 2322.3 | 29 | 30.34 | -88.4912 |  |  | 39581
28059 | Mississippi Power Company, Chevron Cogenerating Plant | 2047_G_3 | 6970611 | 13971213 | 13768112 | 24873314 |  | 22111 | 125 | 120 | 2805900048 | 003 | 3 | 1 | 59 | 10 | 453 | 2590.5 | 33 | 30.3397 | -88.4914 |  |  | 39581
28059 | Mississippi Power Company, Chevron Cogenerating Plant | 2047_G_4 | 6970611 | 13971513 | 13768312 | 24873014 |  | 22111 | 125 | 120 | 2805900048 | 004 | 4 | 1 | 59 | 10 | 467 | 2590.5 | 33 | 30.3397 | -88.4918 |  |  | 39581
28059 | Mississippi Power Company, Chevron Cogenerating Plant | 2047_G_5 | 6970611 | 13971413 | 13768012 | 24873114 |  | 22111 | 125 | 120 | 2805900048 | 005 | 5 | 1 | 94 | 14 | 388 | 11539.5 | 75 | 30.3401 | -88.4929 | 2047 | 5 | 39581
28075 | Mississippi Power Company, Plant Sweatt | 2048_B_1 | 7155511 | 14073413 | 60021712 | 25018914 |  | 221112 | 125 | 100 | 2807500032 | 001 | 2 | 1 | 168 | 15 | 376 | 5793.3 | 32.8 | 32.2933 | -88.7458 | 2048 | 1 | 39307
28075 | Mississippi Power Company, Plant Sweatt | 2048_B_2 | 7155511 | 14073213 | 60021712 | 25019114 |  | 221112 | 125 | 100 | 2807500032 | 002 | 2 | 1 | 168 | 15 | 376 | 5793.3 | 32.8 | 32.2933 | -88.7458 | 2048 | 2 | 39307
28075 | Mississippi Power Company, Plant Sweatt | 2048_G_A | 7155511 | 14073113 | 13884412 | 25019214 |  | 221112 | 125 | 120 | 2807500032 | 003 | 3 | 1 | 19 | 13.5 | 837 | 6409.4 | 44.8 | 32.2929 | -88.7449 |  |  | 39307
28047 | Mississippi Power Company, Plant Jack Watson | 2049_B_4 | 6788111 | 13581913 | 13391312 | 27761614 |  | 221112 | 125 | 100 | 2804700055 | 004 | 4 | 1 | 350 | 16.2 | 287 | 12752.4 | 61.9 | 30.4392 | -89.0264 | 2049 | 4 | 39502 | 63UUUUU
28047 | Mississippi Power Company, Plant Jack Watson | 2049_B_5 | 6788111 | 13581613 | 13391512 | 27761914 |  | 221112 | 125 | 100 | 2804700055 | 005 | 5 | 1 | 400 | 21 | 314 |  | 91.5 | 30.4394 | -89.026 | 2049 | 5 | 39502 | 63UUUUU
28149 | Entergy Mississippi Inc, Baxter Wilson Plant | 2050_B_1 | 8233711 | 5616513 | 5469112 | 25039014 |  | 221112 | 125 | 100 | 2814900027 | 001 | 1 | 1 | 490 | 19 | 225 | 22390.3 | 79 | 32.2836 | -90.9302 | 2050 | 1 | 39180 | 63UUUUU
28149 | Entergy Mississippi Inc, Baxter Wilson Plant | 2050_B_2 | 8233711 | 5616213 | 5469012 | 25039314 |  | 221112 | 125 | 100 | 2814900027 | 002 | 2 | 1 | 490 | 23 | 349 | 45305.4 | 109.1 | 32.2836 | -90.9302 | 2050 | 2 | 39180 | 63UUUUU
28049 | Entergy Mississippi Inc, Rex Brown Plant | 2053_B_3 | 6802311 | 13571013 | 13385712 | 25286014 |  | 221112 | 125 | 100 | 2804900112 | 002 | 2 | 1 | 150 | 11.7 | 263 | 4882.1 | 45.2 | 32.3561 | -90.2131 | 2053 | 3 | 39213
28049 | Entergy Mississippi Inc, Rex Brown Plant | 2053_B_4 | 6802311 | 66391013 | 61523112 | 91885714 |  | 221112 | 125 | 100 | 2804900112 | 011 | 9 | 1 | 150 | 12.8 | 304 | 6684.6 | 52.3 | 32.3561 | -90.2131 | 2053 | 4 | 39213
28049 | Entergy Mississippi Inc, Rex Brown Plant | 2053_G_GT1 | 6802311 | 13571113 | 13385412 | 25285914 |  | 221112 | 125 | 120 | 2804900112 | 005 | 5 | 1 | 11 | 10 | 1000 | 19042.3 | 242.5 | 32.3561 | -90.2131 |  |  | 39213
28027 | Clarksdale Public Utilities, Lewis L Wilkins Generating Station | 2059_G_8 | 7167411 | 14340013 | 14086212 | 24974514 |  | 33361 | 125 | 120 | 2802700063 | 002 | 2 | 1 | 78 | 9.5 | 973 | 7297.2 | 102.9 | 34.1836 | -90.5631 |  |  | 38614
28027 | Clarksdale Public Utilities, Lewis L Wilkins Generating Station | 2059_G_9 | 7167411 | 14339813 | 14086412 | 24974714 |  | 33361 | 125 | 120 | 2802700063 | 003 | 3 | 1 | 75 | 9.1 | 260 | 3659.8 | 56.3 | 34.1836 | -90.5631 |  |  | 38614
28083 | Greenwood Utilities, Henderson Station | 2062_B_H1 | 8231311 | 5674613 | 5511812 | 25425414 |  | 22111 | 125 | 100 | 2808300048 | 001 | 1 | 1 | 187 | 9 | 330 | 2093.2 | 32.9 | 33.5169 | -90.206 |  |  | 38930
28083 | Greenwood Utilities, Henderson Station | 2062_B_H3 | 8231311 | 5675413 | 5511912 | 25424614 |  | 22111 | 125 | 100 | 2808300048 | 003 | 3 | 1 | 187 | 9 | 330 | 2093.2 | 32.9 | 33.5169 | -90.206 |  |  | 38930
28083 | Greenwood Utilities, Henderson Station | 2062_G_H10 | 8231311 | 5674813 | 60025012 | 25425214 |  | 22111 | 125 | 160 | 2808300048 | 011 | 13 | 1 | 23 | 1.7 | 979 | 158.7 | 72.5 | 33.5169 | -90.206 |  |  | 38930
28083 | Greenwood Utilities, Henderson Station | 2062_G_H11 | 8231311 | 5674713 | 60025012 | 25425314 |  | 22111 | 125 | 160 | 2808300048 | 012 | 13 | 1 | 23 | 1.7 | 979 | 158.7 | 72.5 | 33.5169 | -90.206 |  |  | 38930
28083 | Greenwood Utilities, Henderson Station | 2062_G_H4 | 8231311 | 5675213 | 5511412 | 25424814 |  | 22111 | 125 | 160 | 2808300048 | 005 | 4 | 1 | 20 | 1.3 | 750 | 259.7 | 187 | 33.5169 | -90.206 |  |  | 38930
28083 | Greenwood Utilities, Henderson Station | 2062_G_H5 | 8231311 | 5675513 | 5511412 | 25424514 |  | 22111 | 125 | 160 | 2808300048 | 006 | 4 | 1 | 20 | 1.3 | 750 | 259.7 | 187 | 33.5169 | -90.206 |  |  | 38930
28083 | Greenwood Utilities, Henderson Station | 2062_G_H6 | 8231311 | 5675113 | 5511412 | 25424914 |  | 22111 | 125 | 160 | 2808300048 | 007 | 4 | 1 | 20 | 1.3 | 750 | 259.7 | 187 | 33.5169 | -90.206 |  |  | 38930
28083 | Greenwood Utilities, Henderson Station | 2062_G_H7 | 8231311 | 5675013 | 60024812 | 25425014 |  | 22111 | 125 | 160 | 2808300048 | 008 | 12 | 1 | 20 | 1.3 | 750 | 240.2 | 173 | 33.5169 | -90.206 |  |  | 38930
28083 | Greenwood Utilities, Henderson Station | 2062_G_H8 | 8231311 | 5674913 | 60024812 | 25425114 |  | 22111 | 125 | 160 | 2808300048 | 009 | 12 | 1 | 20 | 1.3 | 750 | 240.2 | 173 | 33.5169 | -90.206 |  |  | 38930
28083 | Greenwood Utilities, Henderson Station | 2062_G_H9 | 8231311 | 5674313 | 60025012 | 25425714 |  | 22111 | 125 | 160 | 2808300048 | 010 | 13 | 1 | 23 | 1.7 | 979 | 158.7 | 72.5 | 33.5169 | -90.206 |  |  | 38930
28163 | Yazoo City Public Service Commission | 2067_G_GT1 | 6314111 | 15463113 | 15125312 | 26113014 |  | 221112 | 125 | 120 | 2816300005 | 002 | 2 | 1 | 70 | 9.5 | 973 | 7297.2 | 102.9 | 32.8456 | -90.4189 |  |  | 39194
28039 | South Mississippi Electric Power Association, Benndale Peaking Station | 2068_G_1 | 7490811 | 11257413 | 11201612 | 25115414 |  | 221112 | 125 | 120 | 2803900014 | 001 | 1 | 1 | 31 | 11 | 1015 | 2388.5 | 25.1 | 30.8886 | -88.8058 |  |  | 39458
12031 | JEA | 207_B_1 | 640211 | 46484213 | 44162012 | 46591014 |  | 2211 | 125 | 100 | 0310045 | 16 | 16 | 2 | 640 | 22.3 | 156 | 30000 | 76.8 | 30.4308 | -81.5509 | 207 | 1 | 32226-3033 | ARP-0001&SLT-0001&63UUUUU
12031 | JEA | 207_B_2 | 640211 | 46484113 | 44161012 | 46591314 |  | 2211 | 125 | 100 | 0310045 | 17 | 17 | 2 | 640 | 22.3 | 156 | 28333.3 | 72.5 | 30.4308 | -81.5509 | 207 | 2 | 32226-3033 | ARP-0001&SLT-0001&63UUUUU
28067 | South Mississippi Electric Power Association, Moselle Plant | 2070_B_1 | 7139511 | 14101913 | 13899412 | 27745914 |  | 221112 | 125 | 100 | 2806700035 | 001 | 1 | 1 | 100 | 9 | 240 | 2098.3 | 33 | 31.5284 | -89.3022 | 2070 | 1 | 39459
28067 | South Mississippi Electric Power Association, Moselle Plant | 2070_B_2 | 7139511 | 14101513 | 13899812 | 27746314 |  | 221112 | 125 | 100 | 2806700035 | 002 | 2 | 1 | 100 | 9 | 240 | 2098.3 | 33 | 31.5284 | -89.3022 | 2070 | 2 | 39459
28067 | South Mississippi Electric Power Association, Moselle Plant | 2070_B_3 | 7139511 | 14101413 | 13899512 | 27746414 |  | 221112 | 125 | 100 | 2806700035 | 003 | 3 | 1 | 100 | 9 | 240 | 2098.3 | 33 | 31.5284 | -89.3022 | 2070 | 3 | 39459
28067 | South Mississippi Electric Power Association, Moselle Plant | 2070_G_4 | 7139511 | 14101713 | 13899612 | 27746114 |  | 221112 | 125 | 120 | 2806700035 | 005 | 5 | 1 | 95 | 13.5 | 1007 | 22504.3 | 157.3 | 31.5284 | -89.3022 | 2070 | **4 | 39459
28067 | South Mississippi Electric Power Association, Moselle Plant | 2070_G_5 | 7139511 | 64015013 | 59057912 | 88784114 |  | 221112 | 125 | 120 | 2806700035 | 008 | 6 | 1 | 56 | 14.4 | 998 | 24725.9 | 151.9 | 31.5284 | -89.3022 | 2070 | 5 | 39459
28067 | South Mississippi Electric Power Association, Moselle Plant | 2070_G_GTG1 | 7139511 | ORISGTG1 | ORISGTG1 | 2070_G_GTG1 |  | 221112 | 125 | 140 |  |  |  |  | 85 | 19.7 | 962 | 21133.8 | 69.3 | 31.5284 | -89.3022 | 2070 | GTG1 | 39459
28067 | South Mississippi Electric Power Association, Moselle Plant | 2070_G_GTG2 | 7139511 | ORISGTG2 | ORISGTG2 | 2070_G_GTG2 |  | 221112 | 125 | 140 |  |  |  |  | 85 | 19.7 | 962 | 21133.8 | 69.3 | 31.5284 | -89.3022 | 2070 | GTG2 | 39459
28061 | South Mississippi Electric Power Association, Pauling Peaking Station | 2071_G_1 | 6252611 | 16460313 | 16025812 | 24810214 |  | 221112 | 125 | 120 | 2806100024 | 001 | 1 | 1 | 32 | 12.4 | 1015 | 2986.1 | 24.9 | 32.0297 | -89.0856 |  |  | 39348
29095 | KANSAS CITY POWER AND LIGHT CO-HAWTHORN STATION | 2079_B_5A | 7663711 | 12449713 | 58020812 | 88028114 |  | 221112 | 125 | 100 | 0022 | 24676 | 66999 | 1 | 602 | 20.34 | 283 | 40000 | 123.1 | 39.1317 | -94.4739 | 2079 | 5A | 64120 | 63UUUUU
29095 | Hawthorn | 2079_G_6 | 7663711 | 12448713 | 12377212 | ORIS20796 |  | 221112 | 125 | 100 | 22 | 0 | 0 | 0 | 205 | 16 | 1058 | 46250 | 230 | 39.1298 | -94.4782 | 2079 | 6 | 64120
29095 | KANSAS CITY POWER AND LIGHT CO-HAWTHORN STATION | 2079_G_7 | 7663711 | 12449413 | 12377412 | 88027714 |  | 221112 | 125 | 120 | 0022 | 24673 | 41832 | 1 | 56 | 17 | 998 | 36089.8 | 159 | 39.1298 | -94.4782 | 2079 | 7 | 64120
29095 | KANSAS CITY POWER AND LIGHT CO-HAWTHORN STATION | 2079_G_8 | 7663711 | 12448813 | 12376612 | 88027814 |  | 221112 | 125 | 120 | 0022 | 24674 | 41833 | 1 | 56 | 17 | 998 | 36089.8 | 159 | 39.1298 | -94.4782 | 2079 | 8 | 64120
29095 | KANSAS CITY POWER AND LIGHT CO-HAWTHORN STATION | 2079_G_9 | 7663711 | 12448313 | 12376212 | 88027914 |  | 221112 | 125 | 100 | 0022 | 24675 | 41834 | 1 | 205 | 16 | 157 | 12063.7 | 60 | 39.1298 | -94.4782 | 2079 | 9 | 64120
29083 | KANSAS CITY POWER & LIGHT CO-MONTROSE GENERATING STATION | 2080_B_2 | 7529611 | 11604113 | 11500412 | 87719314 |  | 221112 | 125 | 100 | 0001 | 7848 | 10063 | 2 | 450 | 16.7 | 299 |  | 114.5 | 38.313 | -93.933 | 2080 | 2 | 64735 | 63UUUUU
29083 | KANSAS CITY POWER & LIGHT CO-MONTROSE GENERATING STATION | 2080_B_3 | 7529611 | 11604413 | 11500412 | 87719114 |  | 221112 | 125 | 100 | 0001 | 7847 | 10063 | 2 | 450 | 16.7 | 299 |  | 114.5 | 38.313 | -93.933 | 2080 | 3 | 64735 | 63UUUUU
29095 | KANSAS CITY POWER AND LIGHT CO-NORTHEAST STATION | 2081_G_11 | 7663811 | 12447413 | 12375512 | 88031614 |  | 221112 | 125 | 120 | 0023 | 10106 | 12866 | 1 | 38 | 23.5 | 960 | 17816.7 | 41.1 | 39.125 | -94.5592 | 2081 | 11 | 64120
29095 | KANSAS CITY POWER AND LIGHT CO-NORTHEAST STATION | 2081_G_12 | 7663811 | 12447613 | 12375712 | 88031714 |  | 221112 | 125 | 120 | 0023 | 10107 | 41836 | 1 | 38 | 23.5 | 960 | 17816.7 | 41.1 | 39.125 | -94.5592 | 2081 | 12 | 64120
29095 | KANSAS CITY POWER AND LIGHT CO-NORTHEAST STATION | 2081_G_13 | 7663811 | 12447213 | 12375112 | 88031814 |  | 221112 | 125 | 120 | 0023 | 10108 | 41837 | 1 | 38 | 23.5 | 960 | 17816.7 | 41.1 | 39.125 | -94.5592 | 2081 | 13 | 64120
29095 | KANSAS CITY POWER AND LIGHT CO-NORTHEAST STATION | 2081_G_14 | 7663811 | 12447713 | 12375612 | 88031914 |  | 221112 | 125 | 120 | 0023 | 10109 | 41838 | 1 | 38 | 23.5 | 960 | 17816.7 | 41.1 | 39.125 | -94.5592 | 2081 | 14 | 64120
29095 | KANSAS CITY POWER AND LIGHT CO-NORTHEAST STATION | 2081_G_15 | 7663811 | 12447513 | 12375312 | 88032014 |  | 221112 | 125 | 120 | 0023 | 10110 | 41839 | 1 | 38 | 14.4 | 960 | 17816.7 | 109.4 | 39.125 | -94.5592 | 2081 | 15 | 64120
29095 | KANSAS CITY POWER AND LIGHT CO-NORTHEAST STATION | 2081_G_16 | 7663811 | 12447813 | 12375912 | 95821414 |  | 221112 | 125 | 120 | 0023 | 10111 | 41840 | 1 | 32 | 14.4 | 960 | 17816.7 | 109.4 | 39.125 | -94.5592 | 2081 | 16 | 64120
29095 | KANSAS CITY POWER AND LIGHT CO-NORTHEAST STATION | 2081_G_17 | 7663811 | 12447913 | 12375812 | 88032114 |  | 221112 | 125 | 120 | 0023 | 10112 | 41841 | 1 | 32 | 14.4 | 960 | 17816.7 | 109.4 | 39.125 | -94.5592 | 2081 | 17 | 64120
29095 | KANSAS CITY POWER AND LIGHT CO-NORTHEAST STATION | 2081_G_18 | 7663811 | 12448013 | 12375412 | 88032214 |  | 221112 | 125 | 120 | 0023 | 10113 | 41846 | 1 | 32 | 14.4 | 960 | 17816.7 | 109.4 | 39.125 | -94.5592 | 2081 | 18 | 64120
29051 | AMEREN MISSOURI-FAIRGROUNDS COMBUSTION TURBINE | 2082_G_1 | 7543511 | 11983013 | 11877812 | 25592414 |  | 221112 | 125 | 120 | 0049 | 5928 | 7529 | 7033 | 32 | 15 | 1050 | 18269.1 | 103.8 | 38.5934 | -92.2203 | 2082 | CT01 | 65101
29001 | AMEREN MISSOURI-KIRKSVILLE COMBUSTION TURBINE | 2083_G_1 | 6996211 | 14719913 | 14414412 | 25998914 |  | 221112 | 125 | 120 | 0006 | 43 | 51 | 49 | 29 | 9.4 | 900 | 6565.9 | 73.6 | 40.2242 | -92.5844 |  |  | 63501
29037 | KANSAS CITY POWER AND LIGHT CO-RALPH GREEN GENERATING PLANT | 2092_G_3 | 7357911 | 11009513 | 10963712 | 25161414 |  | 221112 | 125 | 120 | 0003 | 4812 | 6024 | 5667 | 52 | 13.25 | 1005 | 24909.2 | 160 | 38.787 | -94.2767 | 2092 | 3 | 64080
29095 | KCP&L GMO-SIBLEY GENERATING STATION | 2094_B_1 | 7664111 | 12444813 | 12372612 | 25745614 |  | 221112 | 125 | 100 | 0031 | 9957 | 12688 | 11772 | 696 | 13.5 | 275 | 150000 | 104.8 | 39.1761 | -94.1831 | 2094 | 1 | 64088 | 63UUUUU
29095 | KCP&L GMO-SIBLEY GENERATING STATION | 2094_B_2 | 7664111 | 12444413 | 12372612 | 25746414 |  | 221112 | 125 | 100 | 0031 | 9955 | 12688 | 11769 | 696 | 13.5 | 275 | 150000 | 104.8 | 39.1761 | -94.1831 | 2094 | 2 | 64088 | 63UUUUU
29095 | KCP&L GMO-SIBLEY GENERATING STATION | 2094_B_3 | 7664111 | 12444113 | 12372612 | 25746914 |  | 221112 | 125 | 100 | 0031 | 9953 | 12688 | 11766 | 696 | 13.5 | 275 | 150000 | 104.8 | 39.1761 | -94.1831 | 2094 | 3 | 64088 | 63UUUUU
29021 | KANSAS CITY POWER AND LIGHT CO-LAKE ROAD PLANT | 2098_B_1 | 6346411 | 15422513 | 15089912 | 25248114 |  | 221112 | 125 | 100 | 0004 | 2526 | 3200 | 3781 | 92 | 4.4 | 785 | 1128.3 | 74.2 | 39.7253 | -94.8758 |  |  | 64504
29021 | KANSAS CITY POWER AND LIGHT CO-LAKE ROAD PLANT | 2098_B_2 | 6346411 | 15422613 | 15089512 | 25248014 |  | 221112 | 125 | 100 | 0004 | 2639 | 3464 | 3785 | 92 | 4.4 | 785 | 1128.3 | 74.2 | 39.7253 | -94.8758 |  |  | 64504
29021 | KANSAS CITY POWER AND LIGHT CO-LAKE ROAD PLANT | 2098_B_3 | 6346411 | 15423713 | 15090112 | 25094214 |  | 221112 | 125 | 100 | 0004 | 2822 | 3671 | 3790 | 92 | 4.826 | 469 | 1308.3 | 56.2 | 39.7253 | -94.8758 |  |  | 64504
29021 | KANSAS CITY POWER AND LIGHT CO-LAKE ROAD PLANT | 2098_B_4 | 6346411 | 15422813 | 15089412 | 25247714 |  | 221112 | 125 | 100 | 0004 | 3008 | 3918 | 3793 | 150 | 6 | 327 | 1900 | 67.2 | 39.7253 | -94.8758 |  |  | 64504
29021 | KANSAS CITY POWER AND LIGHT CO-LAKE ROAD PLANT | 2098_B_5 | 6346411 | 15422013 | 15088312 | 25249014 |  | 221112 | 125 | 100 | 0004 | 3189 | 4022 | 3821 | 150 | 7 | 314 | 2156.7 | 56.1 | 39.7253 | -94.8758 |  |  | 64504
29021 | KANSAS CITY POWER AND LIGHT CO-LAKE ROAD PLANT | 2098_B_6 | 6346411 | 15422413 | 15088412 | 25248414 |  | 221112 | 125 | 100 | 0004 | 3187 | 4017 | 3770 | 225 | 10 | 338 | 5.4 | 68.7 | 39.7253 | -94.8758 | 2098 | 6 | 64504 | 63UUUUU
29021 | KANSAS CITY POWER AND LIGHT CO-LAKE ROAD PLANT | 2098_G_5 | 6346411 | 15422113 | 15090012 | 25248814 |  | 221112 | 125 | 120 | 0004 | 3183 | 4013 | 3814 | 20 | 11 | 425 | 5927.1 | 62.4 | 39.7253 | -94.8758 |  |  | 64504
29021 | KANSAS CITY POWER AND LIGHT CO-LAKE ROAD PLANT | 2098_G_6 | 6346411 | 15422313 | 15089212 | 25248514 |  | 221112 | 125 | 120 | 0004 | 3184 | 4014 | 3767 | 20 | 11 | 425 | 5927.1 | 62.4 | 39.7253 | -94.8758 |  |  | 64504
29021 | KANSAS CITY POWER AND LIGHT CO-LAKE ROAD PLANT | 2098_G_7 | 6346411 | 15421913 | 15089012 | 25249214 |  | 221112 | 125 | 120 | 0004 | 3185 | 4015 | 3768 | 52 | 12.37 | 435 | 15692.6 | 130.6 | 39.7253 | -94.8758 | 2098 | GT5 | 64504
29189 | AMEREN MISSOURI-HOWARD BEND COMBUSTION TURBINE | 2102_G_1 | 6829111 | 13784713 | 13578012 | 117952714 |  | 221112 | 125 | 120 | 0023 | 21304 | 26627 | 1 | 32 | 9 | 896 | 3928.3 | 61.7 | 38.681 | -90.5401 |  |  | 63017
29071 | AMEREN MISSOURI-LABADIE PLANT | 2103_B_1 | 6032111 | 24463913 | 23487412 | 25828814 |  | 221112 | 125 | 100 | 0003 | 6964 | 8871 | 8231 | 700 | 20.5 | 340 | 30360 | 92 | 38.5642 | -90.8373 | 2103 | 1 | 63055 | 63UUUUU
29071 | AMEREN MISSOURI-LABADIE PLANT | 2103_B_2 | 6032111 | 24464013 | 23487712 | 25828614 |  | 221112 | 125 | 100 | 0003 | 7087 | 9237 | 8482 | 700 | 20.5 | 340 | 30360 | 92 | 38.5642 | -90.8373 | 2103 | 2 | 63055 | 63UUUUU
29071 | AMEREN MISSOURI-LABADIE PLANT | 2103_B_3 | 6032111 | 24464113 | 23488012 | 25828414 |  | 221112 | 125 | 100 | 0003 | 7262 | 9437 | 8582 | 700 | 20.5 | 340 |  | 92 | 38.5642 | -90.8373 | 2103 | 3 | 63055 | 63UUUUU
29071 | AMEREN MISSOURI-LABADIE PLANT | 2103_B_4 | 6032111 | 24464513 | 23488212 | 25827814 |  | 221112 | 125 | 100 | 0003 | 7408 | 9532 | 8754 | 700 | 20.5 | 340 |  | 92 | 38.5642 | -90.8373 | 2103 | 4 | 63055 | 63UUUUU
29189 | AMEREN MISSOURI-MERAMEC PLANT | 2104_B_1 | 6816611 | 13792113 | 13585212 | 87927514 |  | 221112 | 125 | 100 | 0010 | 21425 | 26844 | 1 | 250 | 11 | 326 | 7761.4 | 89.6 | 38.4013 | -90.3349 | 2104 | 1 | 63129 | 63UUUUU
29189 | AMEREN MISSOURI-MERAMEC PLANT | 2104_B_2 | 6816611 | 13792613 | 13585912 | 87927314 |  | 221112 | 125 | 100 | 0010 | 21424 | 26841 | 2 | 250 | 11 | 326 | 7761.4 | 89.6 | 38.4013 | -90.3349 | 2104 | 2 | 63129 | 63UUUUU
29189 | AMEREN MISSOURI-MERAMEC PLANT | 2104_B_3 | 6816611 | 13793013 | 13586012 | 87927114 |  | 221112 | 125 | 100 | 0010 | 21423 | 26838 | 2 | 350 | 14 | 345 | 15540.1 | 101 | 38.4013 | -90.3349 | 2104 | 3 | 63129 | 63UUUUU
29189 | AMEREN MISSOURI-MERAMEC PLANT | 2104_B_4 | 6816611 | 13792813 | 13586512 | 87926914 |  | 221112 | 125 | 100 | 0010 | 21421 | 26834 | 1 | 350 | 16 | 374 | 20551.7 | 108.9 | 38.4013 | -90.3349 | 2104 | 4 | 63129 | 63UUUUU
29189 | Meramec | 2104_G_GT2 | 6816611 | 13792213 | 13585312 | 87926515 |  | 221112 | 125 | 120 | 10 | 21419 | 0 | 2 | 32 | 12 | 1050 | 18269.1 | 103.8 | 38.4013 | -90.3349 | 2104 | CT2A | 63129
29183 | AMEREN MISSOURI-SIOUX PLANT | 2107_B_1 | 6783411 | 13832613 | 13624512 | 23348614 |  | 221112 | 125 | 100 | 0001 | 17911 | 22335 | 20882 | 496.5 | 23.6 | 139 |  | 46.8 | 38.9161 | -90.2905 | 2107 | 1 | 63386 | 63UUUUU
29183 | AMEREN MISSOURI-SIOUX PLANT | 2107_B_2 | 6783411 | 13831813 | 13624412 | 23349814 |  | 221112 | 125 | 100 | 0001 | 18103 | 22676 | 21182 | 496.5 | 23.6 | 137 |  | 46.8 | 38.9161 | -90.2905 | 2107 | 2 | 63386 | 63UUUUU
29081 | BETHANY MUNICIPAL POWER PLANT-PLANT #1 AND PLANT #2 | 2114_G_4 | 7529111 | 11608513 | 54795112 | 95810214 |  | 221112 | 125 | 160 | 0015 | 2 | 62890 | 10 | 20 | 2 | 700 | 202.8 |  | 40.2617 | -94.0402 |  |  | 64424
29081 | BETHANY MUNICIPAL POWER PLANT-PLANT #1 AND PLANT #2 | 2114_G_5 | 7529111 | ORIS5 | ORIS5 | 2114_G_5 |  | 221112 | 125 | 290 |  |  |  |  | 26 | 1.17 | 960 | 236.8 | 220.2 | 40.2617 | -94.0402 | 2114 | 5 | 64424
29081 | BETHANY MUNICIPAL POWER PLANT-PLANT #1 AND PLANT #2 | 2114_G_6 | 7529111 | ORIS6 | ORIS6 | 2114_G_6 |  | 221112 | 125 | 290 |  |  |  |  | 26 | 1.17 | 960 | 236.8 | 220.2 | 40.2617 | -94.0402 | 2114 | 6 | 64424
29013 | BUTLER MUNICIPAL POWER PLANT-BUTLER | 2115_G_NG1 | 7131711 | 14438313 | 14170912 | 25385214 |  | 221112 | 125 | 160 | 0029 | 5 | 51457 | 2 | 32.4 | 1.3 | 946 | 262.6 | 72.4 | 38.2642 | -94.3438 |  |  | 64730
29013 | BUTLER MUNICIPAL POWER PLANT-BUTLER | 2115_G_NG2 | 7131711 | 14438113 | 14170412 | 25385414 |  | 221112 | 125 | 160 | 0029 | 6 | 51458 | 3 | 32.4 | 1.3 | 946 | 262.6 | 189 | 38.2642 | -94.3438 |  |  | 64730
29013 | BUTLER MUNICIPAL POWER PLANT-BUTLER | 2115_G_SG1 | 7131711 | 14437613 | 14170312 | 25385914 |  | 221112 | 125 | 160 | 0029 | 7 | 51459 | 4 | 32.4 | 1.3 | 946 | 262.6 | 189 | 38.2642 | -94.3438 |  |  | 64730
29013 | BUTLER MUNICIPAL POWER PLANT-BUTLER | 2115_G_SG2 | 7131711 | 14438213 | 14170212 | 25385314 |  | 221112 | 125 | 160 | 0029 | 8 | 51460 | 5 | 32.4 | 1.3 | 946 | 262.6 | 189 | 38.2642 | -94.3438 |  |  | 64730
29033 | CARROLLTON MUNICIPAL UTILITIES-CARROLLTON MUNICIPAL UTILITIES | 2120_G_10 | 7326011 | 11021213 | 58995112 | 25216814 |  | 221112 | 125 | 160 | 0022 | 4431 | 5574 | 5222 | 39 | 1.33 | 700 | 16.3 | 11.7 | 39.3512 | -93.5023 |  |  | 64633
29033 | CARROLLTON MUNICIPAL UTILITIES-CARROLLTON MUNICIPAL UTILITIES | 2120_G_11 | 7326011 | 11020613 | 10975712 | 25217814 |  | 221112 | 125 | 160 | 0022 | 4438 | 46489 | 5240 | 18 | 0.83 | 860 | 247.2 | 3.1 | 39.3512 | -93.5023 |  |  | 64633
29033 | CARROLLTON MUNICIPAL UTILITIES-CARROLLTON MUNICIPAL UTILITIES | 2120_G_7 | 7326011 | 11021713 | 10975512 | 25216014 |  | 221112 | 125 | 160 | 0022 | 4428 | 5566 | 5215 | 43.5 | 3.5 | 965 | 148.1 | 15.4 | 39.3512 | -93.5023 |  |  | 64633
29033 | CARROLLTON MUNICIPAL UTILITIES-CARROLLTON MUNICIPAL UTILITIES | 2120_G_8 | 7326011 | 11021513 | 10975012 | 25216314 |  | 221112 | 125 | 160 | 0022 | 4429 | 5568 | 5218 | 30 | 2.5 | 940 | 94.8 | 19.3 | 39.3512 | -93.5023 |  |  | 64633
29033 | CARROLLTON MUNICIPAL UTILITIES-CARROLLTON MUNICIPAL UTILITIES | 2120_G_9 | 7326011 | 11021413 | 10975112 | 25216514 |  | 221112 | 125 | 160 | 0022 | 4430 | 5570 | 5220 | 32 | 2.5 | 816 | 86.4 | 17.6 | 39.3512 | -93.5023 |  |  | 64633
29097 | CARTHAGE WATER & ELECTRIC-CARTHAGE WATER & ELECTRIC | 2121_G_10 | 5339111 | 26480313 | 25402712 | 87818014 |  | 221112 | 125 | 160 | 0110 | 10506 | 13359 | 12434 | 50 | 2.5 | 125 | 418.4 | 85.4 | 37.1765 | -94.3001 |  |  | 64836
29117 | CHILLICOTHE MUNICIPAL UTILITIES-CHILLICOTHE | 2122_G_D1 | 7297211 | 59066113 | 57946412 | 87762014 |  | 221112 | 125 | 160 | 0002 | 13260 | 60325 | 15647 | 35 | 1.33 | 970 | 273.9 | 196.7 | 39.7848 | -93.5576 |  |  | 64601
29117 | CHILLICOTHE MUNICIPAL UTILITIES-CHILLICOTHE | 2122_G_D2 | 7297211 | 59066113 | 57946412 | 87762014a |  | 221112 | 125 | 160 | 0002 | 13260 | 60325 | 15647 | 35 | 1.33 | 970 | 273.9 | 196.7 | 39.7848 | -93.5576 |  |  | 64601
29117 | CHILLICOTHE MUNICIPAL UTILITIES-CHILLICOTHE | 2122_G_D3 | 7297211 | 59066113 | 57946412 | 87762014b |  | 221112 | 125 | 160 | 0002 | 13260 | 60325 | 15647 | 35 | 1.33 | 970 | 273.9 | 196.7 | 39.7848 | -93.5576 |  |  | 64601
29117 | CHILLICOTHE MUNICIPAL UTILITIES-CHILLICOTHE | 2122_G_D4 | 7297211 | 59066113 | 57946412 | 87762014c |  | 221112 | 125 | 160 | 0002 | 13260 | 60325 | 15647 | 35 | 1.33 | 970 | 273.9 | 196.7 | 39.7848 | -93.5576 |  |  | 64601
29117 | CHILLICOTHE MUNICIPAL UTILITIES-CHILLICOTHE | 2122_G_D5 | 7297211 | 59066113 | 57946412 | 87762014d |  | 221112 | 125 | 160 | 0002 | 13260 | 60325 | 15647 | 35 | 1.33 | 970 | 273.9 | 196.7 | 39.7848 | -93.5576 |  |  | 64601
29019 | COLUMBIA MUNICIPAL POWER PLANT-COLUMBIA | 2123_B_6 | 7164511 | 14384113 | 14120612 | 87742114 |  | 221112 | 125 | 100 | 0002 | 1935 | 2522 | 1 | 300 | 8 | 330 | 3333.3 | 50.3 | 38.9656 | -92.3175 | 2123 | 6 | 65201
29019 | COLUMBIA MUNICIPAL POWER PLANT-COLUMBIA | 2123_B_7 | 7164511 | 14384013 | 14120612 | 87742314 |  | 221112 | 125 | 100 | 0002 | 1939 | 2522 | 2 | 300 | 8 | 330 | 3333.3 | 50.3 | 38.9656 | -92.3175 | 2123 | 7 | 65201
29019 | COLUMBIA MUNICIPAL POWER PLANT-COLUMBIA | 2123_B_8 | 7164511 | 14383913 | 14120112 | 95781814 |  | 221112 | 125 | 100 | 0002 | 2037 | 2622 | 2 | 80 | 5 | 320 | 1380 | 69 | 38.9656 | -92.3175 | 2123 | 8 | 65201
29027 | FULTON POWER PLANT-FULTON | 2126_G_GT4 | 6323111 | 15999013 | 15621012 | 87898414 |  | 221112 | 125 | 160 | 0007 | 3664 | 4618 | 1 | 45 | 3 | 650 | 0.2 | 0.2 | 38.8683 | -91.9476 |  |  | 65251
29027 | FULTON POWER PLANT-FULTON | 2126_G_IC1 | 6323111 | 15998213 | 15620312 | 87898714 |  | 221112 | 125 | 160 | 0007 | 3665 | 4620 | 1 | 45 | 3 | 650 | 0.2 | 0.2 | 38.8683 | -91.9476 |  |  | 65251
29027 | FULTON POWER PLANT-FULTON | 2126_G_IC2 | 6323111 | 15998813 | 15620412 | 87898914 |  | 221112 | 125 | 160 | 0007 | 3666 | 4621 | 1 | 45 | 3 | 650 | 0.2 | 0.2 | 38.8683 | -91.9476 |  |  | 65251
29027 | FULTON POWER PLANT-FULTON | 2126_G_IC3 | 6323111 | 15998713 | 15620512 | 87898314 |  | 221112 | 125 | 120 | 0007 | 3662 | 4615 | 2 | 35 | 6 | 1100 | 0.2 | 0.2 | 38.8683 | -91.9476 |  |  | 65251
29107 | HIGGINSVILLE MUNICIPAL POWER FACILITY-HIGGINSVILLE MUNICIPAL POWER FACILITY | 2131_G_1 | 7269411 | 9960213 | 9815512 | 23610714 |  | 221112 | 125 | 160 | 0038 | 12512 | 15860 | 14793 | 34 | 2.5 | 680 | 437.4 | 89.1 | 39.0731 | -93.7151 |  |  | 64037
29107 | HIGGINSVILLE MUNICIPAL POWER FACILITY-HIGGINSVILLE MUNICIPAL POWER FACILITY | 2131_G_2 | 7269411 | 9960113 | 9815612 | 23610914 |  | 221112 | 125 | 160 | 0038 | 12511 | 15858 | 14790 | 33 | 1.8 | 400 | 160.5 | 66.7 | 39.0731 | -93.7151 |  |  | 64037
29107 | HIGGINSVILLE MUNICIPAL POWER FACILITY-HIGGINSVILLE MUNICIPAL POWER FACILITY | 2131_G_3 | 7269411 | 9960413 | 9815112 | 23610414 |  | 221112 | 125 | 160 | 0038 | 12510 | 15857 | 14788 | 34 | 2 | 400 | 325.7 | 103.7 | 39.0731 | -93.7151 |  |  | 64037
29107 | HIGGINSVILLE MUNICIPAL POWER FACILITY-HIGGINSVILLE MUNICIPAL POWER FACILITY | 2131_G_4 | 7269411 | 9960613 | 9815412 | 23610014 |  | 221112 | 125 | 120 | 0038 | 12514 | 31861 | 1 | 34 | 2.5 | 680 | 437.4 | 89.1 | 39.0731 | -93.7151 | 2131 | 4B | 64037
29107 | HIGGINSVILLE MUNICIPAL POWER FACILITY-HIGGINSVILLE MUNICIPAL POWER FACILITY | 2131_G_5 | 7269411 | 59062913 | 58065312 | 88102914 |  | 221112 | 125 | 160 | 0038 | 12516 | 55561 | 1 | 36 | 1.17 | 811 | 69 | 165.9 | 39.0731 | -93.7151 |  |  | 64037
29107 | HIGGINSVILLE MUNICIPAL POWER FACILITY-HIGGINSVILLE MUNICIPAL POWER FACILITY | 2131_G_6 | 7269411 | 59063213 | 58065212 | 88102814 |  | 221112 | 125 | 120 | 0038 | 12515 | 55560 | 1 | 30 | 3.5 | 935 | 665 | 188.9 | 39.0731 | -93.7151 |  |  | 64037
29095 | INDEPENDENCE POWER AND LIGHT-BLUE VALLEY STATION | 2132_B_1 | 8100311 | 6089413 | 5944912 | 25731214 |  | 221112 | 125 | 100 | 0050 | 9824 | 12521 | 11596 | 153 | 5.5 | 317 | 1477 | 62.2 | 39.0909 | -94.3259 |  |  | 64056
29095 | INDEPENDENCE POWER AND LIGHT-BLUE VALLEY STATION | 2132_B_2 | 8100311 | 6089813 | 5944712 | 25730514 |  | 221112 | 125 | 100 | 0050 | 9823 | 12518 | 11595 | 153 | 5.5 | 320 | 1477 | 62.2 | 39.0909 | -94.3259 |  |  | 64056
29095 | INDEPENDENCE POWER AND LIGHT-BLUE VALLEY STATION | 2132_B_3 | 8100311 | 6089113 | 5944812 | 25731914 |  | 221112 | 125 | 100 | 0050 | 9822 | 12516 | 11593 | 250 | 6.7 | 326 | 3299.7 | 93.6 | 39.0909 | -94.3259 | 2132 | 3 | 64056 | 63UUUUU
29095 | INDEPENDENCE POWER AND LIGHT-SUB STATION J | 2134_G_1 | 7577411 | 11539713 | 11437512 | 26250714 |  | 221112 | 125 | 120 | 0224 | 9117 | 11624 | 10750 | 37 | 12 | 930 | 7393.3 | 65.4 | 39.094 | -94.4107 |  |  | 64056
29095 | INDEPENDENCE POWER AND LIGHT-SUB STATION J | 2134_G_2 | 7577411 | 11539813 | 11437412 | 26250614 |  | 221112 | 125 | 120 | 0224 | 9116 | 11623 | 10751 | 37 | 12 | 930 | 7393.3 | 65.4 | 39.094 | -94.4107 |  |  | 64056
29095 | INDEPENDENCE POWER AND LIGHT-SUB STATION H | 2135_G_1 | 7577311 | 11540013 | 11437612 | 26250914 |  | 221112 | 125 | 120 | 0223 | 9118 | 11625 | 10751 | 31 | 11.83 | 885 | 8700 | 79.1 | 39.106 | -94.38 |  |  | 64056
29095 | INDEPENDENCE POWER AND LIGHT-SUB STATION H | 2135_G_2 | 7577311 | 11539913 | 11437712 | 26251114 |  | 221112 | 125 | 120 | 0223 | 9119 | 11627 | 10753 | 31 | 11.83 | 885 | 7960 | 72.4 | 39.106 | -94.38 |  |  | 64056
29095 | INDEPENDENCE POWER AND LIGHT-SUB STATION I | 2136_G_1 | 7577211 | 11540113 | 11437812 | 26251314 |  | 221112 | 125 | 120 | 0222 | 9120 | 11628 | 10754 | 31 | 12 | 885 | 8190 | 72.4 | 39.058 | -94.3928 |  |  | 64055
29095 | INDEPENDENCE POWER AND LIGHT-SUB STATION I | 2136_G_2 | 7577211 | 11540213 | 11437912 | 26251214 |  | 221112 | 125 | 120 | 0222 | 9121 | 11629 | 10755 | 31 | 12 | 885 | 8190 | 72.4 | 39.058 | -94.3928 |  |  | 64055
29031 | JACKSON MUNICIPAL UTILITIES-JACKSON | 2137_G_3 | 6339311 | ORIS3 | ORIS3 | 2137_G_3 |  | 221112 | 125 | 160 |  |  |  |  | 36 | 3 | 400 | 402.7 | 56.7 | 37.3845 | -89.662 | 2137 | 3 | 63755
29031 | JACKSON MUNICIPAL UTILITIES-JACKSON | 2137_G_4 | 6339311 | ORIS4 | ORIS4 | 2137_G_4 |  | 221112 | 125 | 160 |  |  |  |  | 36 | 3 | 400 | 402.7 | 56.7 | 37.3845 | -89.662 | 2137 | 4 | 63755
29031 | JACKSON MUNICIPAL UTILITIES-JACKSON | 2137_G_7 | 6339311 | 15967313 | 15589212 | 26001314 |  | 221112 | 125 | 160 | 0061 | 4022 | 5091 | 4761 | 36 | 3 | 400 | 402.7 | 56.7 | 37.3845 | -89.662 |  |  | 63755
29031 | JACKSON MUNICIPAL UTILITIES-JACKSON | 2137_G_8 | 6339311 | ORIS8 | ORIS8 | 2137_G_8 |  | 221112 | 125 | 160 |  |  |  |  | 36 | 3 | 400 | 402.7 | 56.7 | 37.3845 | -89.662 | 2137 | 8 | 63755
29031 | JACKSON MUNICIPAL UTILITIES-JACKSON | 2137_G_9 | 6339311 | ORIS9 | ORIS9 | 2137_G_9 |  | 221112 | 125 | 160 |  |  |  |  | 36 | 3 | 400 | 402.7 | 56.7 | 37.3845 | -89.662 | 2137 | 9 | 63755
29069 | KENNETT GENERATING PLANT-ANTHONY STREET | 2139_G_10 | 6031511 | 24467713 | 23491012 | 25831914 |  | 221112 | 125 | 160 | 0063 | 6782 | 8640 | 8021 | 56 | 3 | 617 | 515.5 | 72.9 | 36.2342 | -90.0512 |  |  | 63857
29069 | KENNETT GENERATING PLANT-ANTHONY STREET | 2139_G_11 | 6031511 | 24467413 | 23491112 | 25832314 |  | 221112 | 125 | 160 | 0063 | 6783 | 46069 | 8022 | 56 | 3 | 692 | 477.3 | 67.5 | 36.2342 | -90.0512 |  |  | 63857
29069 | KENNETT GENERATING PLANT-ANTHONY STREET | 2139_G_12 | 6031511 | 24467313 | 23491412 | 25832414 |  | 221112 | 125 | 160 | 0063 | 6784 | 46070 | 8024 | 51.8 | 3.312 | 736 | 780.5 | 90.6 | 36.2342 | -90.0512 |  |  | 63857
29069 | KENNETT GENERATING PLANT-ANTHONY STREET | 2139_G_13 | 6031511 | 24467213 | 23491312 | 25832514 |  | 221112 | 125 | 160 | 0063 | 6785 | 46071 | 8025 | 51.8 | 3.312 | 741 | 784.3 | 91 | 36.2342 | -90.0512 |  |  | 63857
29121 | MACON MUNICIPAL UTILITIES-MACON MUNICIPAL POWER PLANT | 2141_G_3 | 6698811 | 13185713 | 13026112 | 23180414 |  | 221112 | 125 | 160 | 0004 | 13365 | 16834 | 15750 | 45 | 4 | 692 | 848.6 | 67.5 | 39.7377 | -92.4677 |  |  | 63552
29069 | MALDEN MUNICIPAL POWER & LIGHT-S BECKWITH | 2142_G_6 | 6031211 | ORIS6 | ORIS6 | 2142_G_6 |  | 221112 | 125 | 160 |  |  |  |  | 30 | 2 | 450 | 216.4 | 67.5 | 36.5554 | -89.9683 | 2142 | 6 | 63863
29069 | MALDEN MUNICIPAL POWER & LIGHT-S BECKWITH | 2142_G_7 | 6031211 | ORIS7 | ORIS7 | 2142_G_7 |  | 221112 | 125 | 160 |  |  |  |  | 30 | 2 | 450 | 216.4 | 67.5 | 36.5554 | -89.9683 | 2142 | 7 | 63863
29069 | MALDEN MUNICIPAL POWER & LIGHT-S BECKWITH | 2142_G_8 | 6031211 | 24468213 | 23491912 | 25871614 |  | 221112 | 125 | 160 | 0034 | 6822 | 8682 | 8064 | 30 | 2 | 450 | 216.4 | 67.5 | 36.5554 | -89.9683 |  |  | 63863
29195 | MARSHALL MUNICIPAL UTILITIES-MARSHALL MUNICIPAL UTILITIES | 2144_B_3 | 7593811 | ORIS3 | ORIS3 | 2144_B_3 |  | 221112 | 125 | 100 |  |  |  |  | 51 | 1.125 | 450 | 26.7 | 23.7 | 39.1221 | -93.2066 | 2144 | 3 | 65340
29195 | MARSHALL MUNICIPAL UTILITIES-MARSHALL MUNICIPAL UTILITIES | 2144_B_4 | 7593811 | 11518313 | 11414512 | 24578814 |  | 221112 | 125 | 100 | 0010 | 21928 | 27381 | 25317 | 163 | 5 | 350 | 1000 | 58.5 | 39.1208 | -93.2079 |  |  | 65340
29195 | MARSHALL MUNICIPAL UTILITIES-MARSHALL MUNICIPAL UTILITIES | 2144_B_5 | 7593811 | 11516913 | 11415712 | 24581114 |  | 221112 | 125 | 100 | 0010 | 21930 | 27384 | 25320 | 111 | 4.667 | 320 | 333.3 | 19.5 | 39.1208 | -93.2079 |  |  | 65340
29195 | MARSHALL MUNICIPAL UTILITIES-MARSHALL MUNICIPAL UTILITIES | 2144_G_10 | 7593811 | 11517413 | 11415012 | 24580014 |  | 221112 | 125 | 160 | 0010 | 21922 | 27372 | 25323 | 66 | 3 | 830 | 840.9 | 119 | 39.1208 | -93.2079 |  |  | 65340
29195 | MARSHALL MUNICIPAL UTILITIES-MARSHALL MUNICIPAL UTILITIES | 2144_G_11 | 7593811 | 11517813 | 11415112 | 24579414 |  | 221112 | 125 | 160 | 0010 | 21923 | 27374 | 25329 | 66 | 3 | 830 | 840.9 | 119 | 39.1208 | -93.2079 |  |  | 65340
29195 | MARSHALL MUNICIPAL UTILITIES-MARSHALL MUNICIPAL UTILITIES | 2144_G_7 | 7593811 | 11517913 | 11415812 | 24579314 |  | 221112 | 125 | 160 | 0010 | 21924 | 27376 | 25312 | 10 | 1 | 937 | 151.2 | 432.6 | 39.1208 | -93.2079 |  |  | 65340
29195 | MARSHALL MUNICIPAL UTILITIES-MARSHALL MUNICIPAL UTILITIES | 2144_G_8 | 7593811 | 11518113 | 11415512 | 24579114 |  | 221112 | 125 | 160 | 0010 | 21925 | 27377 | 25313 | 10 | 1 | 937 | 151.2 | 432.6 | 39.1208 | -93.2079 |  |  | 65340
29195 | MARSHALL MUNICIPAL UTILITIES-MARSHALL MUNICIPAL UTILITIES | 2144_G_9 | 7593811 | 11517313 | 11415612 | 24580114 |  | 221112 | 125 | 160 | 0010 | 21926 | 27378 | 25314 | 10 | 1 | 937 | 151.2 | 432.6 | 39.1208 | -93.2079 |  |  | 65340
29195 | MARSHALL MUNICIPAL UTILITIES-MARSHALL MUNICIPAL UTILITIES | 2144_G_GT1 | 7593811 | 11517513 | 11415312 | 24579914 |  | 221112 | 125 | 120 | 0010 | 21927 | 27379 | 25315 | 28 | 11 | 750 | 8193.3 | 82.4 | 39.1208 | -93.2079 |  |  | 65340
29137 | Monroe | 2146_G_2 | 6857311 | 13029813 | 12895912 | 26204514 |  | 221112 | 125 | 160 | 28 | 13934 | 17520 | 16414 | 26 | 6 | 570 | 201.7 | 151.6 | 39.6525 | -91.7995 | 2146 | 2 | 63456 | R63-0087
29137 | MONROE CITY POWER PLANT-MONROE CITY | 2146_G_6 | 6857311 | ORIS6 | ORIS6 | 2146_G_6 |  | 221112 | 125 | 160 |  |  |  |  | 25 | 6 | 930 | 231.2 | 173.8 | 39.6525 | -91.7995 | 2146 | 6 | 63456
29137 | MONROE CITY POWER PLANT-MONROE CITY | 2146_G_7 | 6857311 | ORIS7 | ORIS7 | 2146_G_7 |  | 221112 | 125 | 160 |  |  |  |  | 25 | 6 | 930 | 231.2 | 173.8 | 39.6525 | -91.7995 | 2146 | 7 | 63456
29137 | MONROE CITY POWER PLANT-MONROE CITY | 2146_G_8 | 6857311 | 13029513 | 12895812 | 26205014 |  | 221112 | 125 | 160 | 0028 | 13937 | 17524 | 16418 | 25 | 6 | 930 | 231.2 | 173.8 | 39.6525 | -91.7995 |  |  | 63456
29077 | CITY UTILITIES OF SPRINGFIELD MISSOURI-JAMES RIVER POWER PLANT | 2161_B_1 | 7494511 | 11238313 | 58993612 | 26223614 |  | 221112 | 125 | 100 | 0005 | 1320 | 1649 | 1580 | 198 | 11.8 | 300 | 2633.3 | 19.5 | 37.1088 | -93.2593 |  |  | 65804
29077 | CITY UTILITIES OF SPRINGFIELD MISSOURI-JAMES RIVER POWER PLANT | 2161_B_2 | 7494511 | 11238213 | 58993812 | 26224114 |  | 221112 | 125 | 100 | 0005 | 1319 | 1647 | 1577 | 198 | 11.8 | 300 | 2633.3 | 19.5 | 37.1088 | -93.2593 |  |  | 65804
29077 | CITY UTILITIES OF SPRINGFIELD MISSOURI-JAMES RIVER POWER PLANT | 2161_B_3 | 7494511 | 11238513 | 58993912 | 26223114 |  | 221112 | 125 | 100 | 0005 | 1318 | 1644 | 1574 | 200 | 12 | 300 | 2466.7 | 15 | 37.1088 | -93.2593 | 2161 | 3 | 65804 | 63UUUUU
29077 | CITY UTILITIES OF SPRINGFIELD MISSOURI-JAMES RIVER POWER PLANT | 2161_B_4 | 7494511 | 11238613 | 58994112 | 26222714 |  | 221112 | 125 | 100 | 0005 | 1317 | 1640 | 1571 | 200 | 12 | 300 | 2933.3 | 18.7 | 37.1088 | -93.2593 | 2161 | 4 | 65804 | 63UUUUU
29077 | CITY UTILITIES OF SPRINGFIELD MISSOURI-JAMES RIVER POWER PLANT | 2161_B_5 | 7494511 | 11237413 | 58994412 | 26225614 |  | 221112 | 125 | 100 | 0005 | 1316 | 1635 | 1569 | 350 | 8.33 | 300 | 4583.3 | 48.3 | 37.1088 | -93.2593 | 2161 | 5 | 65804 | 63UUUUU
29077 | CITY UTILITIES OF SPRINGFIELD MISSOURI-JAMES RIVER POWER PLANT | 2161_G_GT1 | 7494511 | 11237913 | 11188112 | 26224514 |  | 221112 | 125 | 120 | 0005 | 1313 | 1629 | 1587 | 52 | 11 | 1014 | 21500 | 138.2 | 37.1082 | -93.2583 | 2161 | **GT1 | 65804
29077 | CITY UTILITIES OF SPRINGFIELD MISSOURI-JAMES RIVER POWER PLANT | 2161_G_GT2 | 7494511 | 11237613 | 11188812 | 26225014 |  | 221112 | 125 | 120 | 0005 | 1312 | 1627 | 1585 | 52 | 12 | 1014 | 21500 | 138.2 | 37.1082 | -93.2583 | 2161 | **GT2 | 65804
29143 | NEW MADRID POWER PLANT-MARSTON | 2167_B_1 | 5363811 | 26290513 | 25225012 | 87790314 |  | 221112 | 125 | 100 | 0004 | 14944 | 18782 | 17613 | 800 | 20 | 323 | 21413.3 | 68.2 | 36.5136 | -89.5683 | 2167 | 1 | 63866 | 63UUUUU
29143 | NEW MADRID POWER PLANT-MARSTON | 2167_B_2 | 5363811 | 26289613 | 57960212 | 87790214 |  | 221112 | 125 | 100 | 0004 | 14942 | 49985 | 17614 | 800 | 20 | 351 | 21990 | 70 | 36.5147 | -89.5617 | 2167 | 2 | 63866 | 63UUUUU
29175 | THOMAS HILL ENERGY CENTER POWER DIVISION-THOMAS HILL | 2168_B_MB1 | 6688411 | 12909013 | 12782812 | 23655814 |  | 221112 | 125 | 100 | 0001 | 17431 | 21709 | 20382 | 411 | 17.34 | 318 |  | 54.2 | 39.5507 | -92.6374 | 2168 | MB1 | 65244 | 63UUUUU
29175 | THOMAS HILL ENERGY CENTER POWER DIVISION-THOMAS HILL | 2168_B_MB2 | 6688411 | 12908413 | 12782612 | 24359514 |  | 221112 | 125 | 100 | 0001 | 17566 | 21809 | 20506 | 400 | 17.34 | 315 |  | 54.5 | 39.5507 | -92.6374 | 2168 | MB2 | 65244 | 63UUUUU
29175 | THOMAS HILL ENERGY CENTER POWER DIVISION-THOMAS HILL | 2168_B_MB3 | 6688411 | 12908813 | 12782512 | 23656114 |  | 221112 | 125 | 100 | 0001 | 17575 | 21825 | 20498 | 622 | 30.6 | 298 |  | 58.3 | 39.5507 | -92.6374 | 2168 | MB3 | 65244 | 63UUUUU
29047 | INDEPENDENCE POWER AND LIGHT-MISSOURI CITY STATION | 2171_B_1 | 7636911 | 11806913 | 11708712 | 25879014 |  | 221112 | 125 | 100 | 0096 | 5430 | 6797 | 6422 | 300 | 10.5 | 290 |  | 23 | 39.232 | -94.3073 |  |  | 64072
29047 | INDEPENDENCE POWER AND LIGHT-MISSOURI CITY STATION | 2171_B_2 | 7636911 | 11806913 | 11708712 | 25879014a |  | 221112 | 125 | 100 | 0096 | 5430 | 6797 | 6422 | 300 | 10.5 | 290 |  | 23 | 39.232 | -94.3073 |  |  | 64072
30021 | MDU - GLENDIVE | 2176_G_GT1 | 8150511 | 5485713 | 5298012 | 24606914 |  | 22112 | 125 | 120 | 021-0005 | 1 | 1 | 1 | 34 | 13.8 | 1000 |  | 0.2 | 47.0539 | -104.74 |  |  | 59330
30021 | MDU - GLENDIVE | 2176_G_GT-2 | 8150511 | 5485913 | 83575712 | 118303114 |  | 22112 | 125 | 120 | 021-0005 | 3 | FRP-3 | 3 |  |  | 350 |  | 50 | 47.0539 | -104.74 | 2176 | GT-2 | 59330
30017 | MDU - MILES CITY | 2177_G_1 | 7398611 | 9302913 | 9190712 | 21803814 |  | 221112 | 125 | 120 | 017-0002 | 1 | 1 | 1 | 32 | 13.5 | 905 |  | 0.2 | 46.4113 | -105.795 |  |  | 59301
30111 | PPL MONTANA - JE CORETTE PLANT | 2187_B_2 | 5270511 | 24919113 | 23908612 | 21803414 |  | 221112 | 125 | 290 | 111-0015 | 1 | 1 | 1 | 350 | 11.5 | 270 | 12000 | 115.5 | 45.7732 | -108.4844 | 2187 | 2 | 59101 | 63UUUUU
31041 | Ansley Light Plant | 2214_G_2 | 7460611 | 11694913 | 11601212 | 21583114 |  | 926130 | 125 | 160 | 00018 | 001 | 001 | 01 | 22 | 1.17 | 350 | 0 | 1.7 | 41.2891 | -99.3865 |  |  | 68814-9602
31041 | Ansley Light Plant | 2214_G_3 | 7460611 | 11695013 | 11601212 | 21583014 |  | 926130 | 125 | 160 | 00018 | 002 | 001 | 01 | 22 | 1.17 | 350 | 0 | 1.7 | 41.2891 | -99.3865 |  |  | 68814-9602
31127 | Auburn Generating Plant | 2215_G_1 | 5105811 | 24688813 | 23710612 | 24468014 |  | 221112 | 125 | 160 | 00014 | 001 | 001 | 01 | 35 | 2.33 | 350 | 0 | 1.7 | 40.3883 | -95.8461 |  |  | 68305-2138
31127 | Auburn Generating Plant | 2215_G_2 | 5105811 | 24688413 | 23710612 | 24479614 |  | 221112 | 125 | 160 | 00014 | 002 | 001 | 01 | 35 | 2.33 | 350 | 0 | 1.7 | 40.3883 | -95.8461 |  |  | 68305-2138
31127 | Auburn Generating Plant | 2215_G_4A | 5105811 | 24688313 | 23710612 | 24479714 |  | 221112 | 125 | 160 | 00014 | 003 | 001 | 01 | 35 | 2.33 | 350 | 0 | 1.7 | 40.3883 | -95.8461 |  |  | 68305-2138
31127 | Auburn Generating Plant | 2215_G_5 | 5105811 | 24688513 | 23710612 | 24479514 |  | 221112 | 125 | 160 | 00014 | 004 | 001 | 01 | 35 | 2.33 | 350 | 0 | 1.7 | 40.3883 | -95.8461 |  |  | 68305-2138
31127 | Auburn | 2215_G_6 | 5105811 | 24688613 | 23710612 | 24468214 |  | 221112 | 125 | 160 | 14 | 5 | 1 | 1 | 35 | 2.33 | 350 | 0 | 1.7 | 40.3883 | -95.8461 | 2215 | 6 | 68305-2138
31127 | Auburn Generating Plant | 2215_G_7 | 5105811 | 24688713 | 23710612 | 24468114 |  | 221112 | 125 | 160 | 00014 | 006 | 001 | 01 | 35 | 2.33 | 350 | 0 | 1.7 | 40.3883 | -95.8461 |  |  | 68305-2138
31041 | Arnold Plant | 2216_G_1 | 7460811 | 11694213 | 11601012 | 21423314 |  | 221122 | 125 | 160 | 00022 | 001 | 001 | 01 | 30 | 0.98 | 350 | 0 | 1.7 | 41.4218 | -100.195 |  |  | 69120
31065 | Beaver City Municipal Plant | 2217_G_1 | 6831111 | 13775713 | 13569512 | 21282614 |  | 221118 | 125 | 160 | 00012 | 001 | 001 | 01 | 24 | 1 | 350 | 0 | 1.7 | 40.1302 | -99.8276 |  |  | 68926
31065 | Beaver City Municipal Plant | 2217_G_2 | 6831111 | 13775813 | 13569512 | 21282514 |  | 221118 | 125 | 160 | 00012 | 002 | 001 | 01 | 24 | 1 | 350 | 0 | 1.7 | 40.1302 | -99.8276 |  |  | 68926
31065 | Beaver City Municipal Plant | 2217_G_4 | 6831111 | 13775913 | 13569512 | 21282414 |  | 221118 | 125 | 160 | 00012 | 003 | 001 | 01 | 24 | 1 | 350 | 0 | 1.7 | 40.1302 | -99.8276 |  |  | 68926
31041 | Broken Bow Power Plant | 2221_G_1 | 7460411 | 11695213 | 11601412 | 21585414 |  | 926130 | 125 | 160 | 00003 | 001 | 001 | 01 | 30 | 1.31 | 350 | 0 | 1.7 | 41.4045 | -99.6395 |  |  | 68822-2002
31041 | Broken Bow Power Plant | 2221_G_2 | 7460411 | 11695313 | 11601412 | 21585314 |  | 926130 | 125 | 160 | 00003 | 002 | 001 | 01 | 30 | 1.31 | 350 | 0 | 1.7 | 41.4045 | -99.6395 |  |  | 68822-2002
31041 | Broken Bow Power Plant | 2221_G_3 | 7460411 | 11695413 | 11601412 | 21585214 |  | 926130 | 125 | 160 | 00003 | 003 | 001 | 01 | 30 | 1.31 | 350 | 0 | 1.7 | 41.4045 | -99.6395 |  |  | 68822-2002
31041 | Broken Bow Power Plant | 2221_G_4 | 7460411 | 11695513 | 11601412 | 21585114 |  | 926130 | 125 | 160 | 00003 | 004 | 001 | 01 | 30 | 1.31 | 350 | 0 | 1.7 | 41.4045 | -99.6395 |  |  | 68822-2002
31041 | Broken Bow Power Plant | 2221_G_5 | 7460411 | 11695613 | 11601412 | 21585014 |  | 926130 | 125 | 160 | 00003 | 005 | 001 | 01 | 30 | 1.31 | 350 | 0 | 1.7 | 41.4045 | -99.6395 |  |  | 68822-2002
31071 | Burwell Light Plant | 2222_G_1 | 6714511 | 12865613 | 12757312 | 21347214 |  | 221118 | 125 | 160 | 00003 | 001 | 001 | 01 | 26 | 1.41 | 601 | 221.7 | 125 | 41.7805 | -99.1361 |  |  | 68823
31071 | Burwell Light Plant | 2222_G_2 | 6714511 | 12865413 | 12757312 | 21347414 |  | 221118 | 125 | 160 | 00003 | 002 | 001 | 01 | 26 | 1.41 | 601 | 221.7 | 125 | 41.7805 | -99.1361 |  |  | 68823
31071 | Burwell Light Plant | 2222_G_3 | 6714511 | 12865713 | 12757312 | 21347114 |  | 221118 | 125 | 160 | 00003 | 003 | 001 | 01 | 26 | 1.41 | 601 | 221.7 | 125 | 41.7805 | -99.1361 |  |  | 68823
31071 | Burwell Light Plant | 2222_G_4 | 6714511 | 12865313 | 12757312 | 21347514 |  | 221118 | 125 | 160 | 00003 | 004 | 001 | 01 | 26 | 1.41 | 601 | 221.7 | 125 | 41.7805 | -99.1361 |  |  | 68823
31073 | NPPD Canaday Station | 2226_B_1 | 8211811 | 6705913 | 6671912 | 21346614 |  | 221112 | 125 | 100 | 00035 | 003 | 001 | 01 | 167 | 12.8 | 250 | 119.7 | 1 | 40.694 | -99.7015 | 2226 | 1 | 68850-5557
31049 | Chappell Municipal Power Plant | 2230_G_1 | 6703311 | 12886713 | 12770912 | 22080514 |  | 926130 | 125 | 160 | 00006 | 001 | 001 | 01 | 30 | 1 | 350 | 0 | 1.7 | 41.0919 | -102.471 |  |  | 69129
31049 | Chappell Municipal Power Plant | 2230_G_5 | 6703311 | 12886813 | 12770912 | 22080414 |  | 926130 | 125 | 160 | 00006 | 002 | 001 | 01 | 30 | 1 | 350 | 0 | 1.7 | 41.0919 | -102.471 |  |  | 69129
31151 | Crete Municipal Plant | 2231_G_1 | 7630111 | 12540713 | 12454212 | 24506814 |  | 221118 | 125 | 160 | 00001 | 001 | 001 | 01 | 30 | 1.17 | 350 | 3.2 | 1.3 | 40.6267 | -96.9602 |  |  | 68333-1522
31151 | Crete Municipal Plant | 2231_G_2 | 7630111 | 12540613 | 12454212 | 24506914 |  | 221118 | 125 | 160 | 00001 | 002 | 001 | 01 | 30 | 1.17 | 350 | 3.2 | 1.3 | 40.6267 | -96.9602 |  |  | 68333-1522
31151 | Crete Municipal Plant | 2231_G_3 | 7630111 | 12540113 | 12454212 | 24507414 |  | 221118 | 125 | 160 | 00001 | 003 | 001 | 01 | 30 | 1.17 | 350 | 3.2 | 1.3 | 40.6267 | -96.9602 |  |  | 68333-1522
31151 | Crete Municipal Plant | 2231_G_4 | 7630111 | 12540513 | 12454212 | 24507014 |  | 221118 | 125 | 160 | 00001 | 004 | 001 | 01 | 30 | 1.17 | 350 | 3.2 | 1.3 | 40.6267 | -96.9602 |  |  | 68333-1522
31151 | Crete Municipal Plant | 2231_G_5 | 7630111 | 12540413 | 12454212 | 24507114 |  | 221118 | 125 | 160 | 00001 | 005 | 001 | 01 | 30 | 1.17 | 350 | 3.2 | 1.3 | 40.6267 | -96.9602 |  |  | 68333-1522
31151 | Crete Municipal Plant | 2231_G_6 | 7630111 | 12540313 | 12454212 | 24507214 |  | 221118 | 125 | 160 | 00001 | 006 | 001 | 01 | 30 | 1.17 | 350 | 3.2 | 1.3 | 40.6267 | -96.9602 |  |  | 68333-1522
31151 | Crete Municipal Plant | 2231_G_7 | 7630111 | 12540213 | 12454212 | 24507314 |  | 221118 | 125 | 160 | 00001 | 007 | 001 | 01 | 30 | 1.17 | 350 | 3.2 | 1.3 | 40.6267 | -96.9602 |  |  | 68333-1522
31063 | Curtis Power Plant | 2232_G_2 | 6830411 | 13776713 | 13570212 | 21348514 |  | 926130 | 125 | 160 | 00010 | 001 | 001 | 01 | 27 | 1.05 | 350 | 0 | 1.7 | 40.6314 | -100.515 |  |  | 69025-3002
31063 | Curtis Power Plant | 2232_G_3 | 6830411 | 13776613 | 13570212 | 21348614 |  | 926130 | 125 | 160 | 00010 | 002 | 001 | 01 | 27 | 1.05 | 350 | 0 | 1.7 | 40.6314 | -100.515 |  |  | 69025-3002
31063 | Curtis Power Plant | 2232_G_4 | 6830411 | 13776813 | 13570212 | 21348414 |  | 926130 | 125 | 160 | 00010 | 003 | 001 | 01 | 27 | 1.05 | 350 | 0 | 1.7 | 40.6314 | -100.515 |  |  | 69025-3002
31023 | David City Municipal Power | 2233_G_4 | 7574511 | ORIS4 | ORIS4 | 2233_G_4 |  | 221112 | 125 | 400 |  |  |  |  | 37 | 1.92 | 350 | 0 | 1.7 | 41.2547 | -97.1198 | 2233 | 4 | 68632-1722
31023 | David City Municipal Power | 2233_G_5 | 7574511 | 11904113 | 11799112 | 21702514 |  | 221112 | 125 | 160 | 00019 | 001 | 001 | 01 | 37 | 1.92 | 350 | 0 | 1.7 | 41.2547 | -97.1198 |  |  | 68632-1722
31023 | David City Municipal Power | 2233_G_6 | 7574511 | 11903913 | 11799112 | 21702714 |  | 221112 | 125 | 160 | 00019 | 002 | 001 | 01 | 37 | 1.92 | 350 | 0 | 1.7 | 41.2547 | -97.1198 |  |  | 68632-1722
31023 | David City Municipal Power | 2233_G_7 | 7574511 | 11904013 | 11799112 | 21702614 |  | 221112 | 125 | 160 | 00019 | 005 | 001 | 01 | 37 | 1.92 | 350 | 0 | 1.7 | 41.2547 | -97.1198 |  |  | 68632-1722
31051 | Emerson Municipal Utilities | 2235_G_2 | 6703911 | 12885413 | 12770312 | 21725214 |  | 926130 | 125 | 160 | 00054 | 001 | 001 | 01 | 25 | 1.5 | 500 | 0 | 1.7 | 42.2761 | -96.7291 |  |  | 68733
31051 | Emerson Municipal Utilities | 2235_G_3 | 6703911 | 12885613 | 12770312 | 21725014 |  | 926130 | 125 | 160 | 00054 | 002 | 001 | 01 | 25 | 1.5 | 500 | 0 | 1.7 | 42.2761 | -96.7291 |  |  | 68733
31095 | Fairbury Municipal Power Plant | 2236_B_1 | 6718211 | 12852013 | 12753412 | 22078914 |  | 221118 | 125 | 100 | 00002 | 001 | 001 | 01 | 70 | 6.5 | 350 | 0 | 1.7 | 40.1348 | -97.184 |  |  | 68352-2502
31147 | Falls City Power & Street Dept | 2237_G_1 | 7629411 | 12544813 | 12454912 | 24512214 |  | 221118 | 125 | 160 | 00005 | 001 | 001 | 01 | 31 | 1.6 | 309 | 3.7 | 1.3 | 40.0566 | -95.6075 |  |  | 68355
31147 | Falls City Power & Street Dept | 2237_G_2 | 7629411 | 12544913 | 12454912 | 24512114 |  | 221118 | 125 | 160 | 00005 | 002 | 001 | 01 | 31 | 1.6 | 309 | 3.7 | 1.3 | 40.0566 | -95.6075 |  |  | 68355
31147 | Falls City Power & Street Dept | 2237_G_3 | 7629411 | 12545013 | 12454912 | 24512014 |  | 221118 | 125 | 160 | 00005 | 003 | 001 | 01 | 31 | 1.6 | 309 | 3.7 | 1.3 | 40.0566 | -95.6075 |  |  | 68355
31147 | Falls City Power & Street Dept | 2237_G_4 | 7629411 | 12544513 | 12454912 | 24512514 |  | 221118 | 125 | 160 | 00005 | 004 | 001 | 01 | 31 | 1.6 | 309 | 3.7 | 1.3 | 40.0566 | -95.6075 |  |  | 68355
31147 | Falls City Power & Street Dept | 2237_G_5 | 7629411 | 12544713 | 12454912 | 24512314 |  | 221118 | 125 | 160 | 00005 | 005 | 001 | 01 | 31 | 1.6 | 309 | 3.7 | 1.3 | 40.0566 | -95.6075 |  |  | 68355
31147 | Falls City Power & Street Dept | 2237_G_6 | 7629411 | 12544613 | 12454912 | 24512414 |  | 221118 | 125 | 160 | 00005 | 006 | 001 | 01 | 31 | 1.6 | 309 | 3.7 | 1.3 | 40.0566 | -95.6075 |  |  | 68355
31147 | Falls City Power & Street Dept | 2237_G_7 | 7629411 | 12544413 | 12454912 | 24512614 |  | 221118 | 125 | 690 | 00005 | 007 | 001 | 01 | 31 | 1.6 | 309 | 3.7 | 1.3 | 40.0566 | -95.6075 |  |  | 68355
31147 | Falls City Power & Street Dept | 2237_G_8 | 7629411 | 12545113 | 12454912 | 24511914 |  | 221118 | 125 | 690 | 00005 | 008 | 001 | 01 | 31 | 1.6 | 309 | 3.7 | 1.3 | 40.0566 | -95.6075 |  |  | 68355
31061 | Franklin Municipal Power Plant | 2238_G_2 | 6713411 | 12868413 | 12760412 | 21350714 |  | 926130 | 125 | 160 | 00010 | 001 | 001 | 02 | 27 | 1 | 525 | 0 | 1.7 | 40.0954 | -98.9548 |  |  | 68939-1509
31053 | Lon D Wright Power Plant | 2240_B_6 | 7766111 | 1753613 | 1670512 | 21380714 |  | 221112 | 125 | 100 | 00001 | 001 | 001 | 02 | 176 | 8.01 | 300 | 1909.1 | 0.6 | 41.4284 | -96.4612 |  |  | 68025-6410
31053 | Lon D Wright Power Plant | 2240_B_7 | 7766111 | 1753313 | 1670512 | 21381214 |  | 221112 | 125 | 100 | 00001 | 002 | 001 | 02 | 176 | 8.01 | 300 | 1909.1 | 0.6 | 41.4284 | -96.4612 |  |  | 68025-6410
31053 | Lon D Wright Power Plant | 2240_B_8 | 7766111 | 1753213 | 1670512 | 21381514 |  | 221112 | 125 | 100 | 00001 | 003 | 001 | 02 | 176 | 8.01 | 300 | 1909.1 | 0.6 | 41.4284 | -96.4612 | 2240 | 8 | 68025-6410 | 63UUUUU
31053 | Lon D Wright Power Plant | 2240_G_5OT | 7766111 | 91096713 | 1670512 | 123565814 |  | 221112 | 125 | 120 | 00001 | 004 | 001 | 01 | 176 | 8.01 | 300 | 1909.1 | 0.6 | 41.4284 | -96.4612 | 2240 | 50T | 68025-6410
31079 | C W Burdick Generating Station | 2241_B_B-1 | 6714711 | 12864013 | 12757112 | 21908214 |  | 221118 | 125 | 690 | 00001 | 001 | 001 | 01 | 112 | 7.61 | 300 | 1020.7 | 0.4 | 40.9218 | -98.3285 |  |  | 68801-0800
31079 | C W Burdick Generating Station | 2241_B_B-2 | 6714711 | 12864213 | 12757112 | 21908014 |  | 221118 | 125 | 690 | 00001 | 003 | 001 | 01 | 112 | 7.61 | 300 | 1020.7 | 0.4 | 40.9218 | -98.3285 |  |  | 68801-0800
31079 | C W Burdick Generating Station | 2241_B_B-3 | 6714711 | 12864313 | 12757112 | 21907914 |  | 221118 | 125 | 690 | 00001 | 006 | 001 | 01 | 112 | 7.61 | 300 | 1020.7 | 0.4 | 40.9218 | -98.3285 | 2241 | B-3 | 68801-0800
31079 | C W Burdick Generating Station | 2241_G_GT1 | 6714711 | 12864613 | 12757112 | 21907614 |  | 221118 | 125 | 120 | 00001 | 008 | 001 | 01 | 112 | 7.61 | 300 | 1020.7 | 0.4 | 40.9218 | -98.3285 |  |  | 68801-0800
31079 | C W Burdick Generating Station | 2241_G_GT2 | 6714711 | 91102213 | 12757112 | 123572114 |  | 221118 | 125 | 120 | 00001 | 011 | 001 | 01 | 112 | 7.61 | 300 | 1020.7 | 0.4 | 40.9218 | -98.3285 | 2241 | GT-2 | 68801-0800
31079 | C W Burdick Generating Station | 2241_G_GT3 | 6714711 | 91102413 | 12757112 | 123572314 |  | 221118 | 125 | 120 | 00001 | 013 | 001 | 01 | 112 | 7.61 | 300 | 1020.7 | 0.4 | 40.9218 | -98.3285 | 2241 | GT-3 | 68801-0800
31001 | Don Henry Power Center | 2243_G_1 | 5099011 | 24698913 | 23715012 | 22163114 |  | 926130 | 125 | 120 | 00061 | 001 | 001 | 01 | 21 | 11.84 | 900 | 8789 | 1.3 | 40.5835 | -98.4203 |  |  | 68901
31001 | North Denver Station | 2244_B_5 | 5098411 | 24700813 | 23715612 | 21887414 |  | 221118 | 125 | 100 | 00040 | 001 | 001 | 02 | 65 | 8 | 310 | 1105.8 | 0.4 | 40.5988 | -98.3893 |  |  | 68901-3078
31105 | Kimball Municipal Power Plant | 2248_G_1 | 5280711 | 25620413 | 24573712 | 21762014 |  | 926130 | 125 | 160 | 00008 | 001 | 001 | 01 | 25 | 1.25 | 350 | 0 | 1.7 | 41.2386 | -103.666 |  |  | 69145-1259
31105 | Kimball Municipal Power Plant | 2248_G_2 | 5280711 | 25619913 | 24573712 | 21762514 |  | 926130 | 125 | 160 | 00008 | 002 | 001 | 01 | 25 | 1.25 | 350 | 0 | 1.7 | 41.2386 | -103.666 |  |  | 69145-1259
31105 | Kimball Municipal Power Plant | 2248_G_3 | 5280711 | 25620013 | 24573712 | 21762414 |  | 926130 | 125 | 160 | 00008 | 003 | 001 | 01 | 25 | 1.25 | 350 | 0 | 1.7 | 41.2386 | -103.666 |  |  | 69145-1259
31105 | Kimball Municipal Power Plant | 2248_G_4 | 5280711 | 25620113 | 24573712 | 21762314 |  | 926130 | 125 | 160 | 00008 | 004 | 001 | 01 | 25 | 1.25 | 350 | 0 | 1.7 | 41.2386 | -103.666 |  |  | 69145-1259
31105 | Kimball Municipal Power Plant | 2248_G_5 | 5280711 | 25620213 | 24573712 | 21762214 |  | 926130 | 125 | 160 | 00008 | 005 | 001 | 01 | 25 | 1.25 | 350 | 0 | 1.7 | 41.2386 | -103.666 |  |  | 69145-1259
31105 | Kimball Municipal Power Plant | 2248_G_6 | 5280711 | 25620313 | 24573712 | 21762114 |  | 926130 | 125 | 160 | 00008 | 006 | 001 | 01 | 25 | 1.25 | 350 | 0 | 1.7 | 41.2386 | -103.666 |  |  | 69145-1259
31027 | Laurel Municipal Plant | 2249_G_1 | 7575311 | 11899513 | 11798312 | 21586314 |  | 221118 | 125 | 160 | 00016 | 001 | 001 | 01 | 29 | 1.5 | 350 | 0 | 1.7 | 42.4306 | -97.091 |  |  | 68745
31021 | Lyons Municipal Power Plant | 2253_G_4A | 7574011 | 11906113 | 11799612 | 21300914 |  | 221118 | 125 | 160 | 00013 | 001 | 001 | 01 | 17 | 1 | 350 | 0 | 1.7 | 41.9376 | -96.4785 |  |  | 68038
31131 | Nebraska City Power Plant No 1 | 2255_G_10 | 5106711 | 24685313 | 23709712 | 21296914 |  | 221112 | 125 | 690 | 00003 | 008 | 001 | 01 | 18 | 1.17 | 350 | 0 | 1.7 | 40.6805 | -95.8477 |  |  | 68410-2599
31131 | Nebraska City Power Plant No 1 | 2255_G_2 | 5106711 | 24685013 | 23709712 | 21297214 |  | 221112 | 125 | 690 | 00003 | 001 | 001 | 01 | 18 | 1.17 | 350 | 0 | 1.7 | 40.6805 | -95.8477 |  |  | 68410-2599
31131 | Nebraska City Power Plant No 1 | 2255_G_3 | 5106711 | 24685613 | 23709712 | 21296614 |  | 221112 | 125 | 690 | 00003 | 002 | 001 | 01 | 18 | 1.17 | 350 | 0 | 1.7 | 40.6805 | -95.8477 |  |  | 68410-2599
31131 | Nebraska City Power Plant No 1 | 2255_G_4 | 5106711 | 24685513 | 23709712 | 21296714 |  | 221112 | 125 | 690 | 00003 | 003 | 001 | 01 | 18 | 1.17 | 350 | 0 | 1.7 | 40.6805 | -95.8477 |  |  | 68410-2599
31131 | Nebraska City Power Plant No 1 | 2255_G_5 | 5106711 | 24685413 | 23709712 | 21296814 |  | 221112 | 125 | 690 | 00003 | 004 | 001 | 01 | 18 | 1.17 | 350 | 0 | 1.7 | 40.6805 | -95.8477 |  |  | 68410-2599
31131 | Nebraska City Power Plant No 1 | 2255_G_8 | 5106711 | 24685213 | 23709712 | 21297014 |  | 221112 | 125 | 690 | 00003 | 005 | 001 | 01 | 18 | 1.17 | 350 | 0 | 1.7 | 40.6805 | -95.8477 |  |  | 68410-2599
31131 | Nebraska City Power Plant No 1 | 2255_G_9 | 5106711 | 24685113 | 23709712 | 21297114 |  | 221112 | 125 | 690 | 00003 | 006 | 001 | 01 | 18 | 1.17 | 350 | 0 | 1.7 | 40.6805 | -95.8477 |  |  | 68410-2599
31169 | NPPD Hebron Peaking Unit | 2266_G_1 | 6898611 | 13709013 | 13505712 | 24493914 |  | 221118 | 125 | 120 | 00020 | 001 | 001 | 01 | 43 | 8.96 | 900 | 14049 | 3.7 | 40.1877 | -97.5773 |  |  | 68370
31145 | NPPD Mc Cook Peaking Unit | 2271_G_1 | 7767711 | 1717513 | 1637212 | 24449914 |  | 221118 | 125 | 120 | 00013 | 001 | 001 | 01 | 43 | 8.96 | 900 | 13356 | 3.5 | 40.2208 | -100.65 |  |  | 69001-2177
31109 | NPPD Sheldon Station | 2277_B_1 | 5281111 | 25619513 | 24573312 | 21757614 |  | 221112 | 125 | 100 | 00005 | 001 | 001 | 001 | 174 | 11.6 | 304 | 7733 | 73 | 40.5595 | -96.7843 | 2277 | 1 | 68368 | 63UUUUU
31109 | NPPD Sheldon Station | 2277_B_2 | 5281111 | 25619413 | 54249412 | 21757714 |  | 221112 | 125 | 100 | 00005 | 002 | 002 | 002 | 174 | 11.6 | 304 | 7733 | 73 | 40.5591 | -96.784 | 2277 | 2 | 68368 | 63UUUUU
31055 | Omaha Public Power District - North Omaha Power Station | 2291_B_1 | 6732411 | 105526113 | 109055712 | 149810514 |  | 221112 | 125 | 100 | 0002 | 1BA | 1 | 2 | 204 | 14.5 | 300 | 19799 | 120 | 41.3299 | -95.9458 | 2291 | 1 | 68112
31055 | Omaha Public Power District - North Omaha Power Station | 2291_B_2 | 6732411 | 105526213 | 109055712 | 149810714 |  | 221112 | 125 | 100 | 0002 | 2BA | 1 | 2 | 204 | 14.5 | 300 | 19799 | 120 | 41.3299 | -95.9458 | 2291 | 2 | 68112
31055 | Omaha Public Power District - North Omaha Power Station | 2291_B_3 | 6732411 | 105526313 | 109055712 | 149810914 |  | 221112 | 125 | 100 | 0002 | 3BA | 1 | 2 | 204 | 14.5 | 300 | 19799 | 120 | 41.3299 | -95.9458 | 2291 | 3 | 68112
31055 | Omaha Public Power District - North Omaha Power Station | 2291_B_4 | 6732411 | 105526413 | 109055812 | 149811114 |  | 221112 | 125 | 100 | 0002 | 4BB | 2 | 2 | 204 | 9.6 | 300 | 8737 | 121 | 41.3299 | -95.9458 | 2291 | 4 | 68112
31055 | Omaha Public Power District - North Omaha Power Station | 2291_B_5 | 6732411 | 105526513 | 109055912 | 149811314 |  | 221112 | 125 | 100 | 0002 | 5BC | 3 | 2 | 204 | 11.5 | 300 | 12495 | 120 | 41.3299 | -95.9458 | 2291 | 5 | 68112
31065 | Oxford Light Plant | 2295_G_2 | 6831311 | 13775013 | 13569312 | 21281614 |  | 221118 | 125 | 160 | 00014 | 001 | 001 | 01 | 33 | 1 | 550 | 0 | 1.7 | 40.2496 | -99.6367 |  |  | 68967-6751
31065 | Oxford Light Plant | 2295_G_3 | 6831311 | 13774913 | 13569312 | 21281714 |  | 221118 | 125 | 160 | 00014 | 002 | 001 | 01 | 33 | 1 | 550 | 0 | 1.7 | 40.2496 | -99.6367 |  |  | 68967-6751
31065 | Oxford Light Plant | 2295_G_4 | 6831311 | 13775213 | 13569312 | 21281414 |  | 221118 | 125 | 160 | 00014 | 003 | 001 | 01 | 33 | 1 | 550 | 0 | 1.7 | 40.2496 | -99.6367 |  |  | 68967-6751
31065 | Oxford Light Plant | 2295_G_5 | 6831311 | 13775113 | 13569312 | 21281514 |  | 221118 | 125 | 160 | 00014 | 004 | 001 | 01 | 33 | 1 | 550 | 0 | 1.7 | 40.2496 | -99.6367 |  |  | 68967-6751
31173 | Pender Municipal Power Plant | 2296_G_1 | 6911211 | 13704613 | 13505112 | 24488314 |  | 926130 | 125 | 690 | 02005 | 001 | 001 | 01 | 100 | 2 | 350 | 0 | 1.7 | 42.1155 | -96.7057 |  |  | 68047
31173 | Pender Municipal Power Plant | 2296_G_2 | 6911211 | 13704513 | 13505112 | 24488414 |  | 926130 | 125 | 690 | 02005 | 002 | 001 | 01 | 100 | 2 | 350 | 0 | 1.7 | 42.1155 | -96.7057 |  |  | 68047
31173 | Pender Municipal Power Plant | 2296_G_3 | 6911211 | 13704413 | 13505112 | 24488514 |  | 926130 | 125 | 690 | 02005 | 003 | 001 | 01 | 100 | 2 | 350 | 0 | 1.7 | 42.1155 | -96.7057 |  |  | 68047
31173 | Pender Municipal Power Plant | 2296_G_4 | 6911211 | 13704313 | 13505112 | 24488614 |  | 926130 | 125 | 690 | 02005 | 004 | 001 | 01 | 100 | 2 | 350 | 0 | 1.7 | 42.1155 | -96.7057 |  |  | 68047
31139 | Plainview Municipal Power | 2297_G_1 | 7627611 | 12556413 | 12456912 | 22074414 |  | 221118 | 125 | 160 | 00012 | 001 | 001 | 01 | 15 | 2.54 | 350 | 0 | 1.7 | 42.3499 | -97.7907 |  |  | 68769-0757
31181 | Red Cloud Municipal Plant | 2299_G_2 | 7515011 | 12751713 | 12660812 | 21283314 |  | 221112 | 125 | 160 | 00008 | 002 | 001 | 01 | 24 | 1.46 | 350 | 0 | 1.7 | 40.0976 | -98.5188 |  |  | 68970
31181 | Red Cloud Municipal Plant | 2299_G_3 | 7515011 | 12751813 | 12660812 | 21283214 |  | 221112 | 125 | 160 | 00008 | 003 | 001 | 01 | 24 | 1.46 | 350 | 0 | 1.7 | 40.0976 | -98.5188 |  |  | 68970
31181 | Red Cloud Municipal Plant | 2299_G_4 | 7515011 | 12751913 | 12660812 | 21283114 |  | 221112 | 125 | 160 | 00008 | 004 | 001 | 01 | 24 | 1.46 | 350 | 0 | 1.7 | 40.0976 | -98.5188 |  |  | 68970
31181 | Red Cloud Municipal Plant | 2299_G_5 | 7515011 | 12752013 | 12660812 | 21283014 |  | 221112 | 125 | 160 | 00008 | 005 | 001 | 01 | 24 | 1.46 | 350 | 0 | 1.7 | 40.0976 | -98.5188 |  |  | 68970
31041 | Sargent Municipal Utilities | 2300_G_1 | 7460711 | 11694813 | 11601112 | 21582714 |  | 926130 | 125 | 160 | 00019 | 001 | 001 | 01 | 25 | 1.25 | 620 | 6.7 | 2.7 | 41.6414 | -99.3699 |  |  | 68874
31041 | Sargent Municipal Utilities | 2300_G_3 | 7460711 | 11694713 | 11601112 | 21582814 |  | 926130 | 125 | 160 | 00019 | 002 | 001 | 01 | 25 | 1.25 | 620 | 6.7 | 2.7 | 41.6414 | -99.3699 |  |  | 68874
31041 | Sargent Municipal Utilities | 2300_G_4 | 7460711 | 11694613 | 11601112 | 21582914 |  | 926130 | 125 | 160 | 00019 | 003 | 001 | 01 | 25 | 1.25 | 620 | 6.7 | 2.7 | 41.6414 | -99.3699 |  |  | 68874
31089 | Stuart Municipal Power Plant | 2305_G_1 | 6717811 | 12853713 | 12753812 | 21755814 |  | 221118 | 125 | 690 | 00023 | 001 | 001 | 01 | 100 | 2 | 350 | 16.7 | 1.7 | 42.5993 | -99.1437 |  |  | 68780-0177
31089 | Stuart Municipal Power Plant | 2305_G_2 | 6717811 | 12853913 | 12753812 | 21755614 |  | 221118 | 125 | 690 | 00023 | 002 | 001 | 01 | 100 | 2 | 350 | 16.7 | 1.7 | 42.5993 | -99.1437 |  |  | 68780-0177
31089 | Stuart Municipal Power Plant | 2305_G_3 | 6717811 | 12853613 | 12753812 | 21755914 |  | 221118 | 125 | 690 | 00023 | 003 | 001 | 01 | 100 | 2 | 350 | 16.7 | 1.7 | 42.5993 | -99.1437 |  |  | 68780-0177
31089 | Stuart Municipal Power Plant | 2305_G_5 | 6717811 | 12853813 | 12753812 | 21755714 |  | 221118 | 125 | 690 | 00023 | 004 | 001 | 01 | 100 | 2 | 350 | 16.7 | 1.7 | 42.5993 | -99.1437 |  |  | 68780-0177
31097 | Tecumseh Plant | 2308_G_1 | 6718911 | 12851013 | 12752612 | 22161514 |  | 926130 | 125 | 160 | 00009 | 001 | 001 | 01 | 26 | 3.5 | 350 | 0 | 1.7 | 40.3666 | -96.1905 |  |  | 68450-2267
31097 | Tecumseh Plant | 2308_G_2 | 6718911 | 12850713 | 12752612 | 22161814 |  | 926130 | 125 | 160 | 00009 | 002 | 001 | 01 | 26 | 3.5 | 350 | 0 | 1.7 | 40.3666 | -96.1905 |  |  | 68450-2267
31097 | Tecumseh Plant | 2308_G_3 | 6718911 | 12850913 | 12752612 | 22161614 |  | 926130 | 125 | 160 | 00009 | 003 | 001 | 01 | 26 | 3.5 | 350 | 0 | 1.7 | 40.3666 | -96.1905 |  |  | 68450-2267
31097 | Tecumseh Plant | 2308_G_4 | 6718911 | 12851113 | 12752612 | 22161414 |  | 926130 | 125 | 160 | 00009 | 004 | 001 | 01 | 26 | 3.5 | 350 | 0 | 1.7 | 40.3666 | -96.1905 |  |  | 68450-2267
31097 | Tecumseh Plant | 2308_G_5A | 6718911 | 12850813 | 12752612 | 22161714 |  | 926130 | 125 | 160 | 00009 | 005 | 001 | 01 | 26 | 3.5 | 350 | 0 | 1.7 | 40.3666 | -96.1905 |  |  | 68450-2267
31155 | Wahoo Power Plant | 2310_G_1 | 7644211 | 12526313 | 12452012 | 21774814 |  | 221118 | 125 | 390 | 00034 | 001 | 001 | 01 | 29 | 2.33 | 490 | 0 | 1.7 | 41.212 | -96.6121 |  |  | 68066
31155 | Wahoo Power Plant | 2310_G_2 | 7644211 | 12526213 | 12452012 | 21727714 |  | 221118 | 125 | 160 | 00034 | 002 | 001 | 01 | 29 | 2.33 | 490 | 0 | 1.7 | 41.212 | -96.6121 |  |  | 68066
31155 | Wahoo Power Plant | 2310_G_3 | 7644211 | 12526413 | 12452012 | 21774714 |  | 221118 | 125 | 390 | 00034 | 003 | 001 | 01 | 29 | 2.33 | 490 | 0 | 1.7 | 41.212 | -96.6121 |  |  | 68066
31155 | Wahoo Power Plant | 2310_G_4 | 7644211 | 12525913 | 12452012 | 24515714 |  | 221118 | 125 | 390 | 00034 | 004 | 001 | 01 | 29 | 2.33 | 490 | 0 | 1.7 | 41.212 | -96.6121 |  |  | 68066
31155 | Wahoo Power Plant | 2310_G_5 | 7644211 | 12526113 | 12452012 | 24515514 |  | 221118 | 125 | 390 | 00034 | 005 | 001 | 01 | 29 | 2.33 | 490 | 0 | 1.7 | 41.212 | -96.6121 |  |  | 68066
31155 | Wahoo Power Plant | 2310_G_6 | 7644211 | 12526013 | 12452012 | 24515614 |  | 221118 | 125 | 390 | 00034 | 006 | 001 | 01 | 29 | 2.33 | 490 | 0 | 1.7 | 41.212 | -96.6121 |  |  | 68066
31051 | Wakefield Municipal Power | 2311_G_5 | 6703511 | 12886313 | 12770712 | 21593414 |  | 221112 | 125 | 160 | 00006 | 001 | 001 | 01 | 30 | 0.98 | 350 | 26.7 | 0.6 | 42.269 | -96.862 |  |  | 68784
31051 | Wakefield Municipal Power | 2311_G_6 | 6703511 | 12886213 | 12770712 | 21593514 |  | 221112 | 125 | 160 | 00006 | 002 | 001 | 01 | 30 | 0.98 | 350 | 26.7 | 0.6 | 42.269 | -96.862 |  |  | 68784
31179 | Wayne Municipal Power Plant | 2312_G_4 | 6727011 | 12753113 | 12661112 | 21288014 |  | 221118 | 125 | 160 | 00001 | 001 | 001 | 01 | 39 | 1.35 | 350 | 0 | 1.7 | 42.2276 | -97.0179 |  |  | 68787-1947
31039 | West Point Power Plant | 2313_G_2 | 7460011 | 11696513 | 11601812 | 22110114 |  | 221118 | 125 | 160 | 00014 | 001 | 001 | 01 | 32 | 2.5 | 350 | 0 | 1.7 | 41.845 | -96.7134 |  |  | 68788-1245
31039 | West Point Power Plant | 2313_G_3 | 7460011 | 11696613 | 11601812 | 22110014 |  | 221118 | 125 | 160 | 00014 | 002 | 001 | 01 | 32 | 2.5 | 350 | 0 | 1.7 | 41.845 | -96.7134 |  |  | 68788-1245
31039 | West Point Power Plant | 2313_G_4 | 7460011 | 11696713 | 11601812 | 22109914 |  | 221118 | 125 | 160 | 00014 | 003 | 001 | 01 | 32 | 2.5 | 350 | 0 | 1.7 | 41.845 | -96.7134 |  |  | 68788-1245
31039 | West Point Power Plant | 2313_G_5 | 7460011 | 11696413 | 11601812 | 22110214 |  | 221118 | 125 | 160 | 00014 | 004 | 001 | 01 | 32 | 2.5 | 350 | 0 | 1.7 | 41.845 | -96.7134 |  |  | 68788-1245
31039 | Wisner Municipal Power Plant | 2316_G_3 | 7460111 | 11696213 | 11601712 | 22109714 |  | 221118 | 125 | 690 | 00024 | 001 | 001 | 01 | 31 | 1.08 | 350 | 0 | 1.7 | 41.9881 | -96.9162 |  |  | 68791
32003 | Nevada Power Clark Station | 2322_G_10 | 8211211 | 67143313 | 61796012 | 92551514 |  | 22111 | 125 | 120 | 0007 | 07 | 07 | 1 | 60 | 6.9 | 219 |  | 80 | 36.0874 | -115.0512 |  |  | 89122
32003 | Nevada Power Clark Station | 2322_G_11 | 8211211 | 67144013 | 61794812 | 92552214 |  | 22111 | 125 | 120 | 0007 | 27 | 27 | 1 | 58 | 18 | 900 |  | 53.5 | 36.0878 | -115.0474 |  |  | 89122
32003 | Nevada Power Clark Station | 2322_G_12 | 8211211 | 67144113 | 61794912 | 92552314 |  | 22111 | 125 | 120 | 0007 | 28 | 28 | 1 | 58 | 18 | 900 |  | 53.5 | 36.0878 | -115.048 |  |  | 89122
32003 | Nevada Power Clark Station | 2322_G_13 | 8211211 | 67144213 | 61795012 | 92552414 |  | 22111 | 125 | 120 | 0007 | 29 | 29 | 1 | 58 | 18 | 900 |  | 53.5 | 36.0874 | -115.0474 |  |  | 89122
32003 | Nevada Power Clark Station | 2322_G_14 | 8211211 | 67144313 | 61795112 | 92552514 |  | 22111 | 125 | 120 | 0007 | 30 | 30 | 1 | 58 | 18 | 900 |  | 53.5 | 36.0874 | -115.0479 |  |  | 89122
32003 | Nevada Power Clark Station | 2322_G_15 | 8211211 | 67144413 | 61795212 | 92552614 |  | 22111 | 125 | 120 | 0007 | 31 | 31 | 1 | 58 | 18 | 900 |  | 53.5 | 36.0882 | -115.0474 |  |  | 89122
32003 | Nevada Power Clark Station | 2322_G_16 | 8211211 | 67144513 | 61795312 | 92552714 |  | 22111 | 125 | 120 | 0007 | 32 | 32 | 1 | 58 | 18 | 900 |  | 53.5 | 36.0883 | -115.048 |  |  | 89122
32003 | Nevada Power Clark Station | 2322_G_17 | 8211211 | 67144613 | 61795412 | 92552814 |  | 22111 | 125 | 120 | 0007 | 33 | 33 | 1 | 58 | 18 | 900 |  | 53.5 | 36.0887 | -115.0474 |  |  | 89122
32003 | Nevada Power Clark Station | 2322_G_18 | 8211211 | 67144713 | 61795512 | 92552914 |  | 22111 | 125 | 120 | 0007 | 34 | 34 | 1 | 58 | 18 | 900 |  | 53.5 | 36.0887 | -115.0479 |  |  | 89122
32003 | Nevada Power Clark Station | 2322_G_19 | 8211211 | 67144813 | 61795612 | 92553014 |  | 22111 | 125 | 120 | 0007 | 35 | 35 | 1 | 58 | 18 | 900 |  | 53.5 | 36.0882 | -115.0492 |  |  | 89122
32003 | Nevada Power Clark Station | 2322_G_20 | 8211211 | 67144913 | 61795712 | 92553114 |  | 22111 | 125 | 120 | 0007 | 36 | 36 | 1 | 58 | 18 | 900 |  | 53.5 | 36.0882 | -115.0498 |  |  | 89122
32003 | Nevada Power Clark Station | 2322_G_21 | 8211211 | 67145013 | 61795812 | 92553214 |  | 22111 | 125 | 120 | 0007 | 37 | 37 | 1 | 58 | 6 | 900 |  | 53.5 | 36.0886 | -115.0492 |  |  | 89122
32003 | Nevada Power Clark Station | 2322_G_22 | 8211211 | 67145113 | 61795912 | 92553314 |  | 22111 | 125 | 120 | 0007 | 38 | 38 | 1 | 58 | 6 | 900 |  | 53.5 | 36.0886 | -115.0498 |  |  | 89122
32003 | Nevada Power Clark Station | 2322_G_9 | 8211211 | 67143113 | 6682312 | 92551314 |  | 22111 | 125 | 120 | 0007 | 05 | 05 | 1 | 60 | 6.9 | 219 |  | 80 | 36.0874 | -115.0502 |  |  | 89122
32003 | Nevada Power Clark Station | 2322_G_GT4 | 8211211 | 67143013 | 6682512 | 92551214 |  | 22111 | 125 | 120 | 0007 | 04 | 04 | 1 | 60 | 6.9 | 219 |  | 80 | 36.0868 | -115.0489 |  |  | 89122
32003 | Nevada Power Clark Station | 2322_G_GT5 | 8211211 | 67143113 | 6682312 | 92551314a |  | 22111 | 125 | 120 | 0007 | 05 | 05 | 1 | 60 | 6.9 | 219 |  | 80 | 36.0874 | -115.0502 |  |  | 89122
32003 | Nevada Power Clark Station | 2322_G_GT6 | 8211211 | 67143213 | 6682012 | 92551414 |  | 22111 | 125 | 120 | 0007 | 06 | 06 | 1 | 60 | 6.9 | 219 |  | 80 | 36.0874 | -115.0507 |  |  | 89122
32003 | Nevada Power Clark Station | 2322_G_GT7 | 8211211 | 67143313 | 61796012 | 92551514a |  | 22111 | 125 | 120 | 0007 | 07 | 07 | 1 | 60 | 6.9 | 219 |  | 80 | 36.0874 | -115.0512 |  |  | 89122
32003 | Nevada Power Clark Station | 2322_G_GT8 | 8211211 | 67143413 | 61796112 | 92551614 |  | 22111 | 125 | 120 | 0007 | 08 | 08 | 1 | 60 | 6.9 | 219 |  | 80 | 36.0874 | -115.0518 |  |  | 89122
32003 | REID-GARDNER GENERATING STATION | 2324_B_4 | 6815611 | 97877213 | 95201612 | 136760614 |  | 221112 | 125 | 100 | AP49110897 | 10255 | 11587-18402 | 18402 | 500 | 21.194 | 145 | 19400 |  | 36.6556 | -114.6318 | 2324 | 4 | 89025
32019 | FT CHURCHILL GENERATING STATION | 2330_B_1 | 8209811 | 97830513 | 95075212 | 136634214 |  | 221112 | 125 | 100 | AP49110091 | 2004 | 2379-4588 | 4588 | 162 | 11.2 | 268 | 6886.5 |  | 39.128 | -119.1313 | 2330 | 1 | 89447
32019 | FT CHURCHILL GENERATING STATION | 2330_B_2 | 8209811 | 97830613 | 95075312 | 136634314 |  | 221112 | 125 | 100 | AP49110091 | 2007 | 2382-4591 | 4591 | 162 | 11.2 | 268 | 6433 |  | 39.1282 | -119.1317 | 2330 | 2 | 89447
32029 | TRACY GENERATING STATION | 2336_B_3 | 7302811 | 97830913 | 109338312 | 149991314 |  | 221112 | 125 | 100 | AP49110194 | 2021 | 2400-4609 | 4609 |  |  | 312 | 4935.1 |  | 39.5613 | -119.5196 | 2336 | 3 | 89434
32029 | TRACY EXPANSION | 2336_G_10 | 12758811 | 97831513 | 95077012 | 136636014 |  | 221112 | 125 | 120 | AP49111504 | 2064 | 2463-4673 | 4673 |  |  | 178 | 1.2 |  | 39.5616 | -119.5247 | 2336 | 8 | 89434
32029 | TRACY GENERATING STATION | 2336_G_4 | 7302811 | 97831213 | 95076212 | 136635214 |  | 221112 | 125 | 180 | AP49110194 | 2025 | 2414-4626 | 4626 |  |  | 366 | 8018.6 |  | 39.5613 | -119.5231 | 2336 | 6 | 89434
32029 | TRACY GENERATING STATION | 2336_G_5 | 7302811 | 97831213 | 95076212 | 136635214a |  | 221112 | 125 | 180 | AP49110194 | 2025 | 2414-4626 | 4626 |  |  | 366 | 8018.6 |  | 39.5613 | -119.5231 | 2336 | 6 | 89434
32029 | TRACY EXPANSION | 2336_G_8 | 12758811 | 97831513 | 95077012 | 136636014a |  | 221112 | 125 | 120 | AP49111504 | 2064 | 2463-4673 | 4673 |  |  | 178 | 1.2 |  | 39.5616 | -119.5247 | 2336 | 8 | 89434
32029 | TRACY EXPANSION | 2336_G_9 | 12758811 | 97831613 | 95077312 | 136636314 |  | 221112 | 125 | 120 | AP49111504 | 2065 | 2464-4676 | 4676 |  |  | 178 | 1.2 |  | 39.5616 | -119.5243 | 2336 | 9 | 89434
32029 | TRACY GENERATING STATION | 2336_G_GT3 | 7302811 | 97831013 | 95075712 | 136634714 |  | 221112 | 125 | 120 | AP49110194 | 2023 | 2404-4614 | 4614 |  |  | 806 | 24647.2 |  | 39.5613 | -119.5196 | 2336 | 4 | 89434
32029 | TRACY GENERATING STATION | 2336_G_GT4 | 7302811 | 97831113 | 95075812 | 136634814 |  | 221112 | 125 | 120 | AP49110194 | 2024 | 2407-4617 | 4617 |  |  | 806 | 27403.5 |  | 39.5613 | -119.5196 | 2336 | 5 | 89434
33007 | PSNH - LOST NATION STATION | 2362_G_GT1 | 7867011 | 3385313 | 3272112 | 22251614 |  | 221112 | 125 | 120 | 3300700087 | 001 | 1 | 1 | 26 | 10.09 | 1040 | 3458.3 | 43.3 | 44.5944 | -71.495 |  |  | 03582
33013 | PSNH - MERRIMACK STATION | 2364_B_1 | 8178911 | 6758313 | 111025012 | 22137714 |  | 221112 | 125 | 100 | 3301300026 | 001 | 8 | 2 | 445 | 21.5 | 131 | 22710.3 | 62.6 | 43.1411 | -71.4675 | 2364 | 1 | 03304 | 63UUUUU
33013 | PSNH - MERRIMACK STATION | 2364_B_2 | 8178911 | 6757913 | 111025012 | 22138214 |  | 221112 | 125 | 100 | 3301300026 | 002 | 8 | 1 | 445 | 21.5 | 131 | 22710.3 | 62.6 | 43.1411 | -71.4675 | 2364 | 2 | 03304 | 63UUUUU
33013 | PSNH - MERRIMACK STATION | 2364_G_GT1 | 8178911 | 6758513 | 6718712 | 22137414 |  | 221112 | 125 | 120 | 3301300026 | 003 | 3 | 1 | 20 | 13.7 | 840 | 13683.3 | 92.8 | 43.1406 | -71.4692 | 2364 | CT1 | 03304
33013 | PSNH - MERRIMACK STATION | 2364_G_GT2 | 8178911 | 6758113 | 6719012 | 22137914 |  | 221112 | 125 | 120 | 3301300026 | 004 | 4 | 1 | 20 | 13.7 | 840 | 13683.3 | 92.8 | 43.1406 | -71.4692 | 2364 | CT2 | 03304
33015 | PSNH - SCHILLER STATION | 2367_B_4 | 7287811 | 8539513 | 8425512 | 22130314 |  | 221112 | 125 | 100 | 3301500012 | 004 | 4 | 1 | 226 | 8 | 350 | 3550 | 70.6 | 43.0972 | -70.7844 | 2367 | 4 | 03801 | 63UUUUU
33015 | PSNH - SCHILLER STATION | 2367_B_5W | 7287811 | 88260613 | 84473612 | 119785814 |  | 221112 | 125 | 100 | 3301500012 | 009 | 9 | 3 | 227 | 8 | 317 | 4162 | 82.8 | 43.0969 | -70.7836 | 2367 | 5 | 03801 | 60Db-60Dc
33015 | PSNH - SCHILLER STATION | 2367_B_6 | 7287811 | 8539313 | 8425812 | 22130714 |  | 221112 | 125 | 100 | 3301500012 | 006 | 6 | 2 | 226 | 8 | 350 | 3550 | 70.6 | 43.0969 | -70.7842 | 2367 | 6 | 03801 | 63UUUUU
33015 | PSNH - SCHILLER STATION | 2367_G_GT1 | 7287811 | 8539213 | 8425612 | 22130914 |  | 221112 | 125 | 120 | 3301500012 | 003 | 3 | 1 | 20 | 13.68 | 905 | 9906.4 | 67.4 | 43.0978 | -70.785 | 2367 | CT1 | 03801
33003 | PSNH - WHITE LAKE STATION | 2369_G_GT1 | 5209211 | 26128213 | 25064712 | 22254414 |  | 221112 | 125 | 120 | 3300300014 | 001 | 1 | 1 | 30 | 11.28 | 1015 | 3390.2 | 33.9 | 43.8475 | -71.2069 |  |  | 03886
34009 | B. L. England Generating Station | 2378_B_2 | 5133011 | 25811213 | 24746612 | 22418214 |  | 221112 | 125 | 100 | 73242 | U2 | PT2 | OS1 | 475 | 15 | 130 | 7833.3 |  | 39.2897 | -74.6339 | 2378 | 2 | 08223 | 63UUUUU
34009 | B. L. England Generating Station | 2378_B_3 | 5133011 | 25811113 | 24747812 | 22418314 |  | 221112 | 125 | 100 | 73242 | U3 | PT3 | OS1 | 475 | 13 | 300 | 166.7 | 69 | 39.2897 | -74.6339 | 2378 | 3 | 08223 | 63UUUUU
34011 | Carll's Energy Center | 2379_G_CA1 | 7462211 | 66041813 | 61041812 | 91488514 |  | 221112 | 125 | 120 | 75512 | GR2 | PT99999 | OS0 | [5 empty] | 39.4539 | -75.2016 |  |  | 08352
34011 | Carll's Energy Center | 2379_G_CA2 | 7462211 | 66041613 | 61041812 | 91488314 |  | 221112 | 125 | 120 | 75512 | GR4 | PT99999 | OS0 | [5 empty] | 39.4539 | -75.2016 |  |  | 08352
34019 | Gilbert Generating Station | 2393_G_4 | 7312511 | 10666113 | 61454312 | 19978614 |  | 221112 | 125 | 120 | 80002 | U2210 | PT99999 | OS2 | [5 empty] | 40.5667 | -75.1621 | 2393 | 04 | 08848
34019 | Gilbert Generating Station | 2393_G_5 | 7312511 | 10666213 | 61454312 | 19978414 |  | 221112 | 125 | 120 | 80002 | U2211 | PT99999 | OS1 | [5 empty] | 40.5667 | -75.1621 | 2393 | 05 | 08848
34019 | Gilbert Generating Station | 2393_G_6 | 7312511 | 10666913 | 61454312 | 19977114 |  | 221112 | 125 | 120 | 80002 | U2212 | PT99999 | OS2 | [5 empty] | 40.5667 | -75.1621 | 2393 | 06 | 08848
34019 | Gilbert Generating Station | 2393_G_7 | 7312511 | 10666313 | 61454312 | 19978214 |  | 221112 | 125 | 120 | 80002 | U2213 | PT99999 | OS2 | [5 empty] | 40.5667 | -75.1621 | 2393 | 07 | 08848
34019 | Gilbert Generating Station | 2393_G_8 | 7312511 | ORIS8 | ORIS8 | 2393_G_8 |  | 221112 | 125 | 999 | [9 empty] | 40.5667 | -75.1621 | 2393 | 8 | 08848
34019 | Gilbert Generating Station | 2393_G_9 | 7312511 | 10667013 | 61454312 | 19976914 |  | 221112 | 125 | 120 | 80002 | U2323 | PT99999 | OS2 | [5 empty] | 40.5667 | -75.1621 | 2393 | 9 | 08848
34003 | PSEG Bergen Generating Station | 2398_G_1101 | 7392311 | 10494713 | 61007912 | 91452514 |  | 221112 | 125 | 120 | 02488 | U1 | PT99999 | OS17 | 125 | 3 | 350 |  | 50 | 40.8345 | -74.0194 |  |  | 07657
34003 | PSEG Bergen Generating Station | 2398_G_1201 | 7392311 | 10494713 | 61007912 | 91452514a |  | 221112 | 125 | 120 | 02488 | U1 | PT99999 | OS17 | 125 | 3 | 350 |  | 50 | 40.8345 | -74.0194 |  |  | 07657
34003 | PSEG Bergen Generating Station | 2398_G_1301 | 7392311 | 10494713 | 61007912 | 91452514b |  | 221112 | 125 | 120 | 02488 | U1 | PT99999 | OS17 | 125 | 3 | 350 |  | 50 | 40.8345 | -74.0194 |  |  | 07657
34003 | PSEG Bergen Generating Station | 2398_G_1401 | 7392311 | 10494713 | 61007912 | 91452514c |  | 221112 | 125 | 120 | 02488 | U1 | PT99999 | OS17 | 125 | 3 | 350 |  | 50 | 40.8345 | -74.0194 |  |  | 07657
34003 | PSEG Bergen Generating Station | 2398_G_1501 | 7392311 | 10494713 | 61007912 | 91452514d |  | 221112 | 125 | 120 | 02488 | U1 | PT99999 | OS17 | 125 | 3 | 350 |  | 50 | 40.8345 | -74.0194 |  |  | 07657
34003 | PSEG Bergen Generating Station | 2398_G_2101 | 7392311 | 10494713 | 61007912 | 91452514e |  | 221112 | 125 | 120 | 02488 | U1 | PT99999 | OS17 | 125 | 3 | 350 |  | 50 | 40.8345 | -74.0194 |  |  | 07657
34003 | PSEG Bergen Generating Station | 2398_G_2201 | 7392311 | 10494713 | 61007912 | 91452514f |  | 221112 | 125 | 120 | 02488 | U1 | PT99999 | OS17 | 125 | 3 | 350 |  | 50 | 40.8345 | -74.0194 |  |  | 07657
34003 | PSEG Bergen Generating Station | 2398_G_2301 | 7392311 | 10494713 | 61007912 | 91452514g |  | 221112 | 125 | 120 | 02488 | U1 | PT99999 | OS17 | 125 | 3 | 350 |  | 50 | 40.8345 | -74.0194 |  |  | 07657
34005 | Burlington Generating Station | 2399_G_121 | 7310911 | 10701713 | 10627612 | 22606614 |  | 221112 | 125 | 120 | 45979 | U15 | PT35 | OS7 | 100 | 9 | 820 | 9500 |  | 40.0714 | -74.8759 |  |  | 08016
34005 | Burlington Generating Station | 2399_G_122 | 7310911 | 10701713 | 10627612 | 22606614a |  | 221112 | 125 | 120 | 45979 | U15 | PT35 | OS7 | 100 | 9 | 820 | 9500 |  | 40.0714 | -74.8759 |  |  | 08016
34005 | Burlington Generating Station | 2399_G_123 | 7310911 | 10701713 | 10627612 | 22606614b |  | 221112 | 125 | 120 | 45979 | U15 | PT35 | OS7 | 100 | 9 | 820 | 9500 |  | 40.0714 | -74.8759 |  |  | 08016
34005 | Burlington Generating Station | 2399_G_124 | 7310911 | 10701713 | 10627612 | 22606614c |  | 221112 | 125 | 120 | 45979 | U15 | PT35 | OS7 | 100 | 9 | 820 | 9500 |  | 40.0714 | -74.8759 |  |  | 08016
34013 | PSEG FOSSIL LLC ESSEX GENERATING STATION | 2401_G_9 | 7478411 | 11647013 | 11551012 | 22999214 |  | 221112 | 125 | 120 | 07627 | U1 | PT1 | OS1 | 65 | 14.083 | 374 | 109.8 | 55.8 | 40.7382 | -74.119 | 2401 | 35001 | 07105
34017 | Hudson Generating Station | 2403_B_2 | 7591411 | 11870913 | 11776912 | 20113014 |  | 221112 | 125 | 100 | 12202 | U2 | PT2 | OS1 | 498 | 17.5 | 260 | 40000 |  | 40.7445 | -74.0731 | 2403 | 2 | 07306 | 63UUUUU
34017 | Kearny Generating Station | 2404_G_131 | 7217311 | 107401813 | 61457912 | 152177314 |  | 221112 | 125 | 120 | 12200 | U13 | PT99999 | OS6 | [5 empty] | 40.738 | -74.0972 |  |  | 07032
34017 | Kearny Generating Station | 2404_G_132 | 7217311 | 107401813 | 61457912 | 152177314a |  | 221112 | 125 | 120 | 12200 | U13 | PT99999 | OS6 | [5 empty] | 40.738 | -74.0972 |  |  | 07032
34017 | Kearny Generating Station | 2404_G_133 | 7217311 | 107401813 | 61457912 | 152177314b |  | 221112 | 125 | 120 | 12200 | U13 | PT99999 | OS6 | [5 empty] | 40.738 | -74.0972 |  |  | 07032
34017 | Kearny Generating Station | 2404_G_134 | 7217311 | 107401813 | 61457912 | 152177314c |  | 221112 | 125 | 120 | 12200 | U13 | PT99999 | OS6 | [5 empty] | 40.738 | -74.0972 |  |  | 07032
34017 | Kearny Generating Station | 2404_G_141 | 7217311 | 107401813 | 61457912 | 152177314d |  | 221112 | 125 | 120 | 12200 | U13 | PT99999 | OS6 | [5 empty] | 40.738 | -74.0972 |  |  | 07032
34017 | Kearny Generating Station | 2404_G_142 | 7217311 | 107401813 | 61457912 | 152177314e |  | 221112 | 125 | 120 | 12200 | U13 | PT99999 | OS6 | [5 empty] | 40.738 | -74.0972 |  |  | 07032
34017 | Kearny Generating Station | 2404_G_N121 | 7217311 | 66329213 | 61457912 | 91828914 |  | 221112 | 125 | 120 | 12200 | U14 | PT99999 | OS5 | [5 empty] | 40.738 | -74.0972 |  |  | 07032
34017 | Kearny Generating Station | 2404_G_N122 | 7217311 | 66329213 | 61457912 | 91828914a |  | 221112 | 125 | 120 | 12200 | U14 | PT99999 | OS5 | [5 empty] | 40.738 | -74.0972 |  |  | 07032
34017 | Kearny Generating Station | 2404_G_N123 | 7217311 | 66329213 | 61457912 | 91828914b |  | 221112 | 125 | 120 | 12200 | U14 | PT99999 | OS5 | [5 empty] | 40.738 | -74.0972 |  |  | 07032
34017 | Kearny Generating Station | 2404_G_N124 | 7217311 | 66329213 | 61457912 | 91828914c |  | 221112 | 125 | 120 | 12200 | U14 | PT99999 | OS5 | [5 empty] | 40.738 | -74.0972 |  |  | 07032
34039 | PSEG Fossil LLC Linden Gen St & PSE&G SNG Plt | 2406_G_1001 | 7990111 | 66146013 | 61176612 | 91643414 |  | 221112 | 125 | 120 | 41810 | U43 | PT99999 | OS34 | [5 empty] | 40.6244 | -74.2119 |  |  | 07036
34039 | PSEG Fossil LLC Linden Gen St & PSE&G SNG Plt | 2406_G_1101 | 7990111 | 66146013 | 61176612 | 91643414a |  | 221112 | 125 | 120 | 41810 | U43 | PT99999 | OS34 | [5 empty] | 40.6244 | -74.2119 |  |  | 07036
34039 | PSEG Fossil LLC Linden Gen St & PSE&G SNG Plt | 2406_G_1201 | 7990111 | 66146013 | 61176612 | 91643414b |  | 221112 | 125 | 120 | 41810 | U43 | PT99999 | OS34 | [5 empty] | 40.6244 | -74.2119 |  |  | 07036
34039 | PSEG Fossil LLC Linden Gen St & PSE&G SNG Plt | 2406_G_2001 | 7990111 | 66146013 | 61176612 | 91643414c |  | 221112 | 125 | 120 | 41810 | U43 | PT99999 | OS34 | [5 empty] | 40.6244 | -74.2119 |  |  | 07036
34039 | PSEG Fossil LLC Linden Gen St & PSE&G SNG Plt | 2406_G_2101 | 7990111 | 66146013 | 61176612 | 91643414d |  | 221112 | 125 | 120 | 41810 | U43 | PT99999 | OS34 | [5 empty] | 40.6244 | -74.2119 |  |  | 07036
34039 | PSEG Fossil LLC Linden Gen St & PSE&G SNG Plt | 2406_G_2201 | 7990111 | 66146013 | 61176612 | 91643414e |  | 221112 | 125 | 120 | 41810 | U43 | PT99999 | OS34 | [5 empty] | 40.6244 | -74.2119 |  |  | 07036
34039 | PSEG Fossil LLC Linden Gen St & PSE&G SNG Plt | 2406_G_5 | 7990111 | 5103913 | 4921012 | 91644614 |  | 221112 | 125 | 120 | 41810 | U4 | PT9 | OS10 | 100 | 16 | 990 | 24333.3 |  | 40.6244 | -74.2119 |  |  | 07036
34039 | PSEG Fossil LLC Linden Gen St & PSE&G SNG Plt | 2406_G_6 | 7990111 | 5103913 | 4921012 | 91644614a |  | 221112 | 125 | 120 | 41810 | U4 | PT9 | OS10 | 100 | 16 | 990 | 24333.3 |  | 40.6244 | -74.2119 |  |  | 07036
34039 | PSEG Fossil LLC Linden Gen St & PSE&G SNG Plt | 2406_G_7 | 7990111 | 5103913 | 4921012 | 91644614b |  | 221112 | 125 | 120 | 41810 | U4 | PT9 | OS10 | 100 | 16 | 990 | 24333.3 |  | 40.6244 | -74.2119 |  |  | 07036
34039 | PSEG Fossil LLC Linden Gen St & PSE&G SNG Plt | 2406_G_8 | 7990111 | 5103913 | 4921012 | 91644614c |  | 221112 | 125 | 120 | 41810 | U4 | PT9 | OS10 | 100 | 16 | 990 | 24333.3 |  | 40.6244 | -74.2119 |  |  | 07036
34021 | PSEG FOSSIL LLC MERCER GENERATING STATION | 2408_B_1 | 7474911 | 12061313 | 11969112 | 91645314 |  | 221112 | 125 | 100 | 61057 | U1 | PT1 | OS2 | 326 | 17.5 | 300 | 21666.7 |  | 40.1801 | -74.7336 | 2408 | 1 | 08611 | 63UUUUU
34021 | PSEG FOSSIL LLC MERCER GENERATING STATION | 2408_B_2 | 7474911 | 12061613 | 11968312 | 91645214 |  | 221112 | 125 | 100 | 61057 | U2 | PT2 | OS2 | 326 | 17.5 | 300 | 21666.7 |  | 40.1801 | -74.7336 | 2408 | 2 | 08611 | 63UUUUU
34011 | Vineland Municipal Electric Utility - Down S | 2434_G_11 | 7201811 | 66307513 | 61401112 | 152099014 |  | 221112 | 125 | 120 | 75507 | U11 | PT99999 | OS1 | 125 | 3 | 350 |  | 50 | 39.4888 | -75.0335 | 2434 | U11 | 08360
88780 | Four Corners Power Plant | 2442_B_4 | 7197711 | 79766013 | 70896912 | 103062014 | 780 | 221112 | 125 | 100 | NN-ROP 05-07 | 004 | 004 | 01 | 380 | 28.5 | 140 | 50000 | 78.4 | 36.6868 | -108.4779 | 2442 | 4 | 87416 | 63UUUUU
88780 | Four Corners Power Plant | 2442_B_5 | 7197711 | 79765113 | 70896812 | 103061114 | 780 | 221112 | 125 | 100 | NN-ROP 05-07 | 005 | 005 | 01 | 380 | 28.5 | 140 | 38276.4 | 60 | 36.6868 | -108.4779 | 2442 | 5 | 87416 | 63UUUUU
35013 | El Paso Electric - Rio Grande Generating Station | 2444_B_8 | 7581811 | 82572113 | 73587212 | 152215414 |  | 221112 | 125 | 100 | 350130002 | EQPT3 | EQPT3 | EQPT3 | 135 | 13.33 | 259 | 4693 | 33.8 | 31.8047 | -106.5472 | 2444 | 8 | 88063
35025 | Maddox Station | 2446_B_051B | 5228411 | 82518613 | 73535412 | 106043014 |  | 221112 | 125 | 100 | 350250034 | EQPT1 | EQPT1 | EQPT1 | 156 | 12 | 394 | 400 | 35.9 | 32.7131 | -103.31 | 2446 | 051B | 88240
35025 | Maddox Station | 2446_G_2 | 5228411 | 82518513 | 73535512 | 106042914 |  | 221112 | 125 | 120 | 350250034 | EQPT2 | EQPT2 | EQPT2 | 35 | 19.2 | 760 | 22406 | 77.8 | 32.7131 | -103.31 |  |  | 88240
35025 | Maddox Station | 2446_G_3 | 5228411 | 82518413 | 73535612 | 106042814 |  | 221112 | 125 | 120 | 350250034 | EQPT3 | EQPT3 | EQPT3 | 21 | 9.3 | 736 | 6603 | 5 | 32.7131 | -103.31 |  |  | 88240
35001 | Public Service Company of New Mexico - Reeves Generating Station | 2450_B_1 | 7532111 | 12669113 | 12564112 | 20355914 |  | 221122 | 125 | 100 | 00011 | 101 | SK1 | 1 | 118.4 | 9 | 284 | 3142.7 | 49.4 | 35.1729 | -106.6014 | 2450 | 1 | 87113
35001 | Public Service Company of New Mexico - Reeves Generating Station | 2450_B_2 | 7532111 | 12669213 | 12564212 | 20355814 |  | 221122 | 125 | 100 | 00011 | 102 | SK2 | 2 | 118.4 | 9 | 260 | 3161.8 | 49.7 | 35.1729 | -106.6014 | 2450 | 2 | 87113
35001 | Public Service Company of New Mexico - Reeves Generating Station | 2450_B_3 | 7532111 | 12669013 | 12564312 | 20356014 |  | 221122 | 125 | 100 | 00011 | 103 | SK3 | 3 | 118.4 | 10 | 225 | 4429.6 | 56.4 | 35.1729 | -106.6014 | 2450 | 3 | 87113
35045 | PNM - San Juan Generating Station | 2451_B_1 | 7991911 | 82423613 | 73449412 | 105955314 |  | 221112 | 125 | 100 | 350450902 | EQPT1 | EQPT1 | EQPT1 | 400 | 20 | 127 | 23333 | 74.3 | 36.8025 | -108.4386 | 2451 | 1 | 87421 | 63UUUUU&60Da
35045 | PNM - San Juan Generating Station | 2451_B_2 | 7991911 | 82423513 | 73449512 | 105955214 |  | 221112 | 125 | 100 | 350450902 | EQPT2 | EQPT2 | EQPT2 | 400 | 20 | 127 | 22167 | 70.7 | 36.8025 | -108.4386 | 2451 | 2 | 87421 | 63UUUUU
35045 | PNM - San Juan Generating Station | 2451_B_3 | 7991911 | 82425313 | 73449612 | 105956414 |  | 221112 | 125 | 100 | 350450902 | EQPT3 | EQPT3 | EQPT3 | 400 | 28 | 128 | 35950 | 58.4 | 36.8025 | -108.4386 | 2451 | 3 | 87421 | 63UUUUU&60Da
35045 | PNM - San Juan Generating Station | 2451_B_4 | 7991911 | 82425213 | 73449712 | 105956314 |  | 221112 | 125 | 100 | 350450902 | EQPT4 | EQPT4 | EQPT4 | 400 | 28 | 128 | 35933 | 58.4 | 36.8025 | -108.4386 | 2451 | 4 | 87421 | 63UUUUU&60Da
35025 | Cunningham Station Power Plant | 2454_B_122B | 5229511 | 82534213 | 73551012 | 106058114 |  | 221112 | 125 | 100 | 350250054 | EQPT9 | EQPT9 | EQPT9 | 146 | 20 | 275 | 10102.5 | 32.2 | 32.7131 | -103.3533 | 2454 | 122B | 88240
35025 | Cunningham Station Power Plant | 2454_G_1 | 5229511 | 82534313 | 73550912 | 106058214 |  | 221112 | 125 | 100 | 350250054 | EQPT8 | EQPT8 | EQPT8 | 139 | 15 | 275 | 4060.2 | 23 | 32.7131 | -103.3533 | 2454 | 121B | 88240
35025 | Cunningham Station Power Plant | 2454_G_3 | 5229511 | 82534113 | 73550712 | 106058014 |  | 221112 | 125 | 120 | 350250054 | EQPT3 | EQPT3 | EQPT3 | 50 | 25.6 | 980 | 28333.3 | 55 | 32.7131 | -103.3533 | 2454 | 123T | 88240 | 60GG
35025 | Cunningham Station Power Plant | 2454_G_4 | 5229511 | 82534013 | 73550812 | 106057914 |  | 221112 | 125 | 120 | 350250054 | EQPT7 | EQPT7 | EQPT7 | 50 | 25.6 | 980 | 28333.3 | 55 | 32.7131 | -103.3533 | 2454 | 124T | 88240 | 60GG
06023 | PG&E - HUMBOLDT BAY GENERATING STATION | 246_G_IC1 | 155111 | 51447913 | 76907912 | 111144514 |  | 221112 | 125 | 160 | 12062060 | 1 | 12 | 2 | [5 empty] | 40.7382 | -124.2125 |  |  | 95501
06023 | PG&E - HUMBOLDT BAY GENERATING STATION | 246_G_IC10 | 155111 | 51447813 | 97056112 | 111144214 |  | 221112 | 125 | 160 | 12062060 | 10 | 102 | 2 | [5 empty] | 40.7382 | -124.2125 |  |  | 95501
06023 | PG&E - HUMBOLDT BAY GENERATING STATION | 246_G_IC2 | 155111 | 51448013 | 97054812 | 111144414 |  | 221112 | 125 | 160 | 12062060 | 2 | 22 | 2 | [5 empty] | 40.7382 | -124.2125 |  |  | 95501
06023 | PG&E - HUMBOLDT BAY GENERATING STATION | 246_G_IC3 | 155111 | 100108313 | 97056412 | 140239514 |  | 221112 | 125 | 160 | 12062060 | 3 | 31 | 1 | [5 empty] | 40.7382 | -124.2125 |  |  | 95501
06023 | PG&E - HUMBOLDT BAY GENERATING STATION | 246_G_IC4 | 155111 | 100108413 | 97055112 | 140239814 |  | 221112 | 125 | 160 | 12062060 | 4 | 42 | 2 | [5 empty] | 40.7382 | -124.2125 |  |  | 95501
06023 | PG&E - HUMBOLDT BAY GENERATING STATION | 246_G_IC5 | 155111 | 100108513 | 97055312 | 140240014 |  | 221112 | 125 | 160 | 12062060 | 5 | 52 | 2 | [5 empty] | 40.7382 | -124.2125 |  |  | 95501
06023 | PG&E - HUMBOLDT BAY GENERATING STATION | 246_G_IC6 | 155111 | 100108613 | 97056512 | 140240214 |  | 221112 | 125 | 160 | 12062060 | 6 | 62 | 2 | [5 empty] | 40.7382 | -124.2125 |  |  | 95501
06023 | PG&E - HUMBOLDT BAY GENERATING STATION | 246_G_IC7 | 155111 | 100108713 | 97055612 | 140240414 |  | 221112 | 125 | 160 | 12062060 | 7 | 72 | 2 | [5 empty] | 40.7382 | -124.2125 |  |  | 95501
06023 | PG&E - HUMBOLDT BAY GENERATING STATION | 246_G_IC8 | 155111 | 51447613 | 97055812 | 140240514 |  | 221112 | 125 | 160 | 12062060 | 8 | 82 | 2 | [5 empty] | 40.7382 | -124.2125 |  |  | 95501
06023 | PG&E - HUMBOLDT BAY GENERATING STATION | 246_G_IC9 | 155111 | 51447513 | 97056612 | 111144314 |  | 221112 | 125 | 160 | 12062060 | 9 | 92 | 2 | [5 empty] | 40.7382 | -124.2125 |  |  | 95501
36085 | ARTHUR KILL GENERATING STATION | 2490_B_20 | 7844111 | 3597313 | 58829112 | 20685214 |  | 221112 | 125 | 100 | 2640300014 | AK0001 | MT0107 | NG2FP | 193.8 | 7.8 | 324 | 33 |  | 40.5856 | -74.1976 |  |  | 10314
36085 | ARTHUR KILL GENERATING STATION | 2490_B_30 | 7844111 | 3597313 | 58829112 | 20685214a |  | 221112 | 125 | 100 | 2640300014 | AK0001 | MT0107 | NG2FP | 193.8 | 7.8 | 324 | 33 |  | 40.5856 | -74.1976 |  |  | 10314
36085 | ARTHUR KILL GENERATING STATION | 2490_G_GT1 | 7844111 | 3597513 | 3462112 | 20684914 |  | 221112 | 125 | 120 | 2640300014 | AK0005 | GT001 | GTNFP | 47 | 16.4 | 935 | 127.8 | 61.9 | 40.58 | -74.19 | 2490 | CT0001 | 10314
36061 | CON ED-EAST RIVER GENERATING STATION | 2493_B_60 | 7994011 | 4097013 | 58849012 | 18112714 |  | 221112 | 125 | 100 | 2620600012 | ER0001 | 00003 | NG1FP | 370 | 15 | 325 | 191.8 | 33 | 40.7278 | -73.9733 |  |  | 10009 | 63UUUUU
36061 | CON ED-EAST RIVER GENERATING STATION | 2493_B_70 | 7994011 | 4097013 | 58849012 | 18112714a |  | 221112 | 125 | 100 | 2620600012 | ER0001 | 00003 | NG1FP | 370 | 15 | 325 | 191.8 | 33 | 40.7278 | -73.9733 |  |  | 10009 | 63UUUUU
36061 | CON ED-EAST RIVER GENERATING STATION | 2493_G_1 | 7994011 | 4097113 | 3995112 | 88946614 |  | 221112 | 125 | 120 | 2620600012 | ER0002 | 00001 | NG4FP | 370 | 21.5 | 360 | 166.5 | 28 | 40.72 | -73.97 | 2493 | 1 | 10009
36061 | CON ED-EAST RIVER GENERATING STATION | 2493_G_2 | 7994011 | 64129013 | 58848912 | 88946814 |  | 221112 | 125 | 120 | 2620600012 | ER0003 | 00002 | NG3FP | 368 | 21.2 | 50 | 180 |  | 40.7278 | -73.9733 | 2493 | 2 | 10009
36047 | GOWANUS GENERATING STATION | 2494_G_GT11 | 7992311 | 97070713 | 58836112 | 135431114 |  | 221112 | 125 | 120 | 2610200116 | G00001 | 0GT11 | OGTFP | 57 | 18.1 | 930 | 132.8 | 31 | 40.6615 | -74.0018 | 2494 | CT01-4 | 11232
36047 | GOWANUS GENERATING STATION | 2494_G_GT12 | 7992311 | 97070713 | 58836112 | 135431114a |  | 221112 | 125 | 120 | 2610200116 | G00001 | 0GT11 | OGTFP | 57 | 18.1 | 930 | 132.8 | 31 | 40.6615 | -74.0018 | 2494 | CT02-5 | 11232
36047 | GOWANUS GENERATING STATION | 2494_G_GT13 | 7992311 | 97070713 | 58836112 | 135431114b |  | 221112 | 125 | 120 | 2610200116 | G00001 | 0GT11 | OGTFP | 57 | 18.1 | 930 | 132.8 | 31 | 40.6615 | -74.0018 | 2494 | CT02-5 | 11232
36047 | GOWANUS GENERATING STATION | 2494_G_GT14 | 7992311 | 97070713 | 58836112 | 135431114c |  | 221112 | 125 | 120 | 2610200116 | G00001 | 0GT11 | OGTFP | 57 | 18.1 | 930 | 132.8 | 31 | 40.6615 | -74.0018 | 2494 | CT02-6 | 11232
36047 | GOWANUS GENERATING STATION | 2494_G_GT15 | 7992311 | 97070713 | 58836112 | 135431114d |  | 221112 | 125 | 120 | 2610200116 | G00001 | 0GT11 | OGTFP | 57 | 18.1 | 930 | 132.8 | 31 | 40.6615 | -74.0018 | 2494 | CT02-6 | 11232
36047 | GOWANUS GENERATING STATION | 2494_G_GT16 | 7992311 | 97070713 | 58836112 | 135431114e |  | 221112 | 125 | 120 | 2610200116 | G00001 | 0GT11 | OGTFP | 57 | 18.1 | 930 | 132.8 | 31 | 40.6615 | -74.0018 | 2494 | CT02-7 | 11232
36047 | GOWANUS GENERATING STATION | 2494_G_GT17 | 7992311 | 97070713 | 58836112 | 135431114f |  | 221112 | 125 | 120 | 2610200116 | G00001 | 0GT11 | OGTFP | 57 | 18.1 | 930 | 132.8 | 31 | 40.6615 | -74.0018 | 2494 | CT02-7 | 11232
36047 | GOWANUS GENERATING STATION | 2494_G_GT18 | 7992311 | 97070713 | 58836112 | 135431114g |  | 221112 | 125 | 120 | 2610200116 | G00001 | 0GT11 | OGTFP | 57 | 18.1 | 930 | 132.8 | 31 | 40.6615 | -74.0018 | 2494 | CT03-1 | 11232
36047 | GOWANUS GENERATING STATION | 2494_G_GT21 | 7992311 | 97070713 | 58836112 | 135431114h |  | 221112 | 125 | 120 | 2610200116 | G00001 | 0GT11 | OGTFP | 57 | 18.1 | 930 | 132.8 | 31 | 40.6615 | -74.0018 | 2494 | CT03-1 | 11232
36047 | GOWANUS GENERATING STATION | 2494_G_GT22 | 7992311 | 97070713 | 58836112 | 135431114i |  | 221112 | 125 | 120 | 2610200116 | G00001 | 0GT11 | OGTFP | 57 | 18.1 | 930 | 132.8 | 31 | 40.6615 | -74.0018 | 2494 | CT03-2 | 11232
36047 | GOWANUS GENERATING STATION | 2494_G_GT23 | 7992311 | 97070713 | 58836112 | 135431114j |  | 221112 | 125 | 120 | 2610200116 | G00001 | 0GT11 | OGTFP | 57 | 18.1 | 930 | 132.8 | 31 | 40.6615 | -74.0018 | 2494 | CT03-2 | 11232
36047 | GOWANUS GENERATING STATION | 2494_G_GT24 | 7992311 | 97070713 | 58836112 | 135431114k |  | 221112 | 125 | 120 | 2610200116 | G00001 | 0GT11 | OGTFP | 57 | 18.1 | 930 | 132.8 | 31 | 40.6615 | -74.0018 | 2494 | CT03-3 | 11232
36047 | GOWANUS GENERATING STATION | 2494_G_GT25 | 7992311 | 97070713 | 58836112 | 135431114l |  | 221112 | 125 | 120 | 2610200116 | G00001 | 0GT11 | OGTFP | 57 | 18.1 | 930 | 132.8 | 31 | 40.6615 | -74.0018 | 2494 | CT03-3 | 11232
36047 | GOWANUS GENERATING STATION | 2494_G_GT26 | 7992311 | 97070713 | 58836112 | 135431114m |  | 221112 | 125 | 120 | 2610200116 | G00001 | 0GT11 | OGTFP | 57 | 18.1 | 930 | 132.8 | 31 | 40.6615 | -74.0018 | 2494 | CT03-4 | 11232
36047 | GOWANUS GENERATING STATION | 2494_G_GT27 | 7992311 | 97070713 | 58836112 | 135431114n |  | 221112 | 125 | 120 | 2610200116 | G00001 | 0GT11 | OGTFP | 57 | 18.1 | 930 | 132.8 | 31 | 40.6615 | -74.0018 | 2494 | CT03-4 | 11232
36047 | GOWANUS GENERATING STATION | 2494_G_GT28 | 7992311 | 97070713 | 58836112 | 135431114o |  | 221112 | 125 | 120 | 2610200116 | G00001 | 0GT11 | OGTFP | 57 | 18.1 | 930 | 132.8 | 31 | 40.6615 | -74.0018 | 2494 | CT03-5 | 11232
36047 | GOWANUS GENERATING STATION | 2494_G_GT31 | 7992311 | 97070713 | 58836112 | 135431114p |  | 221112 | 125 | 120 | 2610200116 | G00001 | 0GT11 | OGTFP | 57 | 18.1 | 930 | 132.8 | 31 | 40.6615 | -74.0018 | 2494 | CT03-5 | 11232
36047 | GOWANUS GENERATING STATION | 2494_G_GT32 | 7992311 | 97070713 | 58836112 | 135431114q |  | 221112 | 125 | 120 | 2610200116 | G00001 | 0GT11 | OGTFP | 57 | 18.1 | 930 | 132.8 | 31 | 40.6615 | -74.0018 | 2494 | CT03-6 | 11232
36047 | GOWANUS GENERATING STATION | 2494_G_GT33 | 7992311 | 97070713 | 58836112 | 135431114r |  | 221112 | 125 | 120 | 2610200116 | G00001 | 0GT11 | OGTFP | 57 | 18.1 | 930 | 132.8 | 31 | 40.6615 | -74.0018 | 2494 | CT03-6 | 11232
36047 | GOWANUS GENERATING STATION | 2494_G_GT34 | 7992311 | 97070713 | 58836112 | 135431114s |  | 221112 | 125 | 120 | 2610200116 | G00001 | 0GT11 | OGTFP | 57 | 18.1 | 930 | 132.8 | 31 | 40.6615 | -74.0018 | 2494 | CT03-7 | 11232
36047 | GOWANUS GENERATING STATION | 2494_G_GT35 | 7992311 | 97070713 | 58836112 | 135431114t |  | 221112 | 125 | 120 | 2610200116 | G00001 | 0GT11 | OGTFP | 57 | 18.1 | 930 | 132.8 | 31 | 40.6615 | -74.0018 | 2494 | CT03-7 | 11232
36047 | GOWANUS GENERATING STATION | 2494_G_GT36 | 7992311 | 97070713 | 58836112 | 135431114u |  | 221112 | 125 | 120 | 2610200116 | G00001 | 0GT11 | OGTFP | 57 | 18.1 | 930 | 132.8 | 31 | 40.6615 | -74.0018 | 2494 | CT02-8 | 11232
36047 | GOWANUS GENERATING STATION | 2494_G_GT37 | 7992311 | 97070713 | 58836112 | 135431114v |  | 221112 | 125 | 120 | 2610200116 | G00001 | 0GT11 | OGTFP | 57 | 18.1 | 930 | 132.8 | 31 | 40.6615 | -74.0018 | 2494 | CT01-5 | 11232
36047 | GOWANUS GENERATING STATION | 2494_G_GT38 | 7992311 | 97070713 | 58836112 | 135431114w |  | 221112 | 125 | 120 | 2610200116 | G00001 | 0GT11 | OGTFP | 57 | 18.1 | 930 | 132.8 | 31 | 40.6615 | -74.0018 | 2494 | CT03-8 | 11232
36047 | GOWANUS GENERATING STATION | 2494_G_GT41 | 7992311 | 97070713 | 58836112 | 135431114x |  | 221112 | 125 | 120 | 2610200116 | G00001 | 0GT11 | OGTFP | 57 | 18.1 | 930 | 132.8 | 31 | 40.6615 | -74.0018 | 2494 | CT04-1 | 11232
36047 | GOWANUS GENERATING STATION | 2494_G_GT42 | 7992311 | 97070713 | 58836112 | 135431114y |  | 221112 | 125 | 120 | 2610200116 | G00001 | 0GT11 | OGTFP | 57 | 18.1 | 930 | 132.8 | 31 | 40.6615 | -74.0018 | 2494 | CT04-2 | 11232
36047 | GOWANUS GENERATING STATION | 2494_G_GT43 | 7992311 | 97070713 | 58836112 | 135431114z |  | 221112 | 125 | 120 | 2610200116 | G00001 | 0GT11 | OGTFP | 57 | 18.1 | 930 | 132.8 | 31 | 40.6615 | -74.0018 | 2494 | CT04-3 | 11232
36047 | GOWANUS GENERATING STATION | 2494_G_GT44 | 7992311 | 97070713 | 58836112 | 135431114aa |  | 221112 | 125 | 120 | 2610200116 | G00001 | 0GT11 | OGTFP | 57 | 18.1 | 930 | 132.8 | 31 | 40.6615 | -74.0018 | 2494 | CT04-4 | 11232
36047 | GOWANUS GENERATING STATION | 2494_G_GT45 | 7992311 | 97070713 | 58836112 | 135431114ab |  | 221112 | 125 | 120 | 2610200116 | G00001 | 0GT11 | OGTFP | 57 | 18.1 | 930 | 132.8 | 31 | 40.6615 | -74.0018 | 2494 | CT04-5 | 11232
36047 | GOWANUS GENERATING STATION | 2494_G_GT46 | 7992311 | 97070713 | 58836112 | 135431114ac |  | 221112 | 125 | 120 | 2610200116 | G00001 | 0GT11 | OGTFP | 57 | 18.1 | 930 | 132.8 | 31 | 40.6615 | -74.0018 | 2494 | CT04-6 | 11232
36047 | GOWANUS GENERATING STATION | 2494_G_GT47 | 7992311 | 97070713 | 58836112 | 135431114ad |  | 221112 | 125 | 120 | 2610200116 | G00001 | 0GT11 | OGTFP | 57 | 18.1 | 930 | 132.8 | 31 | 40.6615 | -74.0018 | 2494 | CT04-7 | 11232
36047 | GOWANUS GENERATING STATION | 2494_G_GT48 | 7992311 | 97070713 | 58836112 | 135431114ae |  | 221112 | 125 | 120 | 2610200116 | G00001 | 0GT11 | OGTFP | 57 | 18.1 | 930 | 132.8 | 31 | 40.6615 | -74.0018 | 2494 | CT04-8 | 11232
36047 | CON EDISON - HUDSON AVE STATION | 2496_G_4 | 8038811 | 3680213 | 3552012 | 88930914 |  | 22133 | 183 | 120 | 2610100042 | HA0005 | GT003 | GTDFP | 47 | 16.4 | 935 | 388.9 | 35.2 | 40.7 | -73.98 | 2494 | CT01-6 | 11201
36047 | CON EDISON - HUDSON AVE STATION | 2496_G_GT3 | 8038811 | 3680213 | 3552012 | 88930914a |  | 22133 | 183 | 120 | 2610100042 | HA0005 | GT003 | GTDFP | 47 | 16.4 | 935 | 388.9 | 35.2 | 40.7 | -73.98 | 2494 | CT01-7 | 11201
36047 | CON EDISON - HUDSON AVE STATION | 2496_G_GT5 | 8038811 | 3680213 | 3552012 | 88930914b |  | 22133 | 183 | 120 | 2610100042 | HA0005 | GT003 | GTDFP | 47 | 16.4 | 935 | 388.9 | 35.2 | 40.7 | -73.98 | 2494 | CT01-8 | 11201
36047 | NARROWS GENERATING STATION | 2499_G_NT11 | 8039511 | 3677313 | 58836012 | 88933114 |  | 221112 | 125 | 120 | 2610200086 | NA0005 | 11111 | NG1FP | [5 empty] | 40.6499 | -74.0234 | 2494 | CT02-1 | 11232
36047 | NARROWS GENERATING STATION | 2499_G_NT12 | 8039511 | 3677313 | 58836012 | 88933114a |  | 221112 | 125 | 120 | 2610200086 | NA0005 | 11111 | NG1FP | [5 empty] | 40.6499 | -74.0234 | 2494 | CT02-2 | 11232
36047 | NARROWS GENERATING STATION | 2499_G_NT13 | 8039511 | 3677313 | 58836012 | 88933114b |  | 221112 | 125 | 120 | 2610200086 | NA0005 | 11111 | NG1FP | [5 empty] | 40.6499 | -74.0234 | 2494 | CT02-3 | 11232
36047 | NARROWS GENERATING STATION | 2499_G_NT14 | 8039511 | 3677313 | 58836012 | 88933114c |  | 221112 | 125 | 120 | 2610200086 | NA0005 | 11111 | NG1FP | [5 empty] | 40.6499 | -74.0234 | 2494 | CT02-4 | 11232
36047 | NARROWS GENERATING STATION | 2499_G_NT15 | 8039511 | 3677313 | 58836012 | 88933114d |  | 221112 | 125 | 120 | 2610200086 | NA0005 | 11111 | NG1FP | [5 empty] | 40.6499 | -74.0234 |  |  | 11232
36047 | NARROWS GENERATING STATION | 2499_G_NT16 | 8039511 | 3677313 | 58836012 | 88933114e |  | 221112 | 125 | 120 | 2610200086 | NA0005 | 11111 | NG1FP | [5 empty] | 40.6499 | -74.0234 |  |  | 11232
36047 | NARROWS GENERATING STATION | 2499_G_NT17 | 8039511 | 3677313 | 58836012 | 88933114f |  | 221112 | 125 | 120 | 2610200086 | NA0005 | 11111 | NG1FP | [5 empty] | 40.6499 | -74.0234 |  |  | 11232
36047 | NARROWS GENERATING STATION | 2499_G_NT18 | 8039511 | 3677313 | 58836012 | 88933114g |  | 221112 | 125 | 120 | 2610200086 | NA0005 | 11111 | NG1FP | [5 empty] | 40.6499 | -74.0234 |  |  | 11232
36047 | NARROWS GENERATING STATION | 2499_G_NT21 | 8039511 | 64125713 | 58836012 | 88933514 |  | 221112 | 125 | 120 | 2610200086 | NA0006 | 11111 | NG2FP | [5 empty] | 40.6499 | -74.0234 |  |  | 11232
36047 | NARROWS GENERATING STATION | 2499_G_NT22 | 8039511 | 64125713 | 58836012 | 88933514a |  | 221112 | 125 | 120 | 2610200086 | NA0006 | 11111 | NG2FP | [5 empty] | 40.6499 | -74.0234 |  |  | 11232
36047 | NARROWS GENERATING STATION | 2499_G_NT23 | 8039511 | 64125713 | 58836012 | 88933514b |  | 221112 | 125 | 120 | 2610200086 | NA0006 | 11111 | NG2FP | [5 empty] | 40.6499 | -74.0234 |  |  | 11232
36047 | NARROWS GENERATING STATION | 2499_G_NT24 | 8039511 | 64125713 | 58836012 | 88933514c |  | 221112 | 125 | 120 | 2610200086 | NA0006 | 11111 | NG2FP | [5 empty] | 40.6499 | -74.0234 |  |  | 11232
36047 | NARROWS GENERATING STATION | 2499_G_NT25 | 8039511 | 64125713 | 58836012 | 88933514d |  | 221112 | 125 | 120 | 2610200086 | NA0006 | 11111 | NG2FP | [5 empty] | 40.6499 | -74.0234 |  |  | 11232
36047 | NARROWS GENERATING STATION | 2499_G_NT26 | 8039511 | 64125713 | 58836012 | 88933514e |  | 221112 | 125 | 120 | 2610200086 | NA0006 | 11111 | NG2FP | [5 empty] | 40.6499 | -74.0234 |  |  | 11232
36047 | NARROWS GENERATING STATION | 2499_G_NT27 | 8039511 | 64125713 | 58836012 | 88933514f |  | 221112 | 125 | 120 | 2610200086 | NA0006 | 11111 | NG2FP | [5 empty] | 40.6499 | -74.0234 |  |  | 11232
36047 | NARROWS GENERATING STATION | 2499_G_NT28 | 8039511 | 64125713 | 58836012 | 88933514g |  | 221112 | 125 | 120 | 2610200086 | NA0006 | 11111 | NG2FP | [5 empty] | 40.6499 | -74.0234 |  |  | 11232
36081 | RAVENSWOOD GENERATING STATION | 2500_B_10 | 8309011 | 202213 | 213512 | 20876414 |  | 221112 | 125 | 100 | 2630400024 | U00010 | 00010 | P02FP | 499 | 13.333 | 260 |  | 62.8 | 40.7597 | -73.946 | 2500 | 10 | 11101 | 63UUUUU
36081 | RAVENSWOOD GENERATING STATION | 2500_B_20 | 8309011 | 202113 | 211812 | 20876614 |  | 221112 | 125 | 100 | 2630400024 | U00020 | 00020 | P05FP | 499 | 13.5 | 260 |  | 62.8 | 40.7597 | -73.946 | 2500 | 20 | 11101 | 63UUUUU
36081 | RAVENSWOOD GENERATING STATION | 2500_B_30 | 8309011 | 203413 | 211412 | 20874014 |  | 221112 | 125 | 100 | 2630400024 | U00030 | 00030 | P09FP | 499 | 23.5 | 270 | 48750 | 112 | 40.7597 | -73.946 | 2500 | 30 | 11101 | 63UUUUU
36081 | RAVENSWOOD GENERATING STATION | 2500_G_4 | 8309011 | 64122913 | 58830212 | 88927214 |  | 221112 | 125 | 120 | 2630400024 | UCC001 | CC001 | PC2FP | 400 | 18.5 | 283 | 336 |  | 40.7597 | -73.946 | 2500 | UCC001 | 11101
36081 | RAVENSWOOD GENERATING STATION | 2500_G_4S | 8309011 | 64122913 | 58830212 | 88927214a |  | 221112 | 125 | 120 | 2630400024 | UCC001 | CC001 | PC2FP | 400 | 18.5 | 283 | 336 |  | 40.7597 | -73.946 | 2500 | UCC001 | 11101
36081 | RAVENSWOOD GENERATING STATION | 2500_G_GT1 | 8309011 | 202913 | 212112 | 20874714 |  | 221112 | 125 | 120 | 2630400024 | UCT001 | GT001 | P21FP | 28 | 10.1 | 920 | 0 | 61.9 | 40.75 | -73.94 | 2500 | CT0001 | 11101
36081 | RAVENSWOOD GENERATING STATION | 2500_G_GT10 | 8309011 | 202613 | 211612 | 20875514 |  | 221112 | 125 | 120 | 2630400024 | UCT010 | CT010 | P52FP | 35 | 12.5 | 750 |  | 60.2 | 40.7597 | -73.946 | 2500 | CT0010 | 11101
36081 | RAVENSWOOD GENERATING STATION | 2500_G_GT11 | 8309011 | 202513 | 211912 | 20875814 |  | 221112 | 125 | 120 | 2630400024 | UCT011 | CT011 | P53FP | 35 | 12.5 | 750 |  | 60.2 | 40.7597 | -73.946 | 2500 | CT0011 | 11101
36081 | RAVENSWOOD GENERATING STATION | 2500_G_GT21 | 8309011 | 201013 | 213112 | 135434814 |  | 221112 | 125 | 120 | 2630400024 | UCT201 | CT201 | P57FP | 50 | 22.6 | 1125 |  | 60.2 | 40.7597 | -73.946 | 2500 | CT02-1 | 11101
36081 | RAVENSWOOD GENERATING STATION | 2500_G_GT22 | 8309011 | 201113 | 213212 | 20879114 |  | 221112 | 125 | 120 | 2630400024 | UCT202 | CT202 | P59FP | 50 | 22.6 | 1125 |  | 60.2 | 40.7597 | -73.946 | 2500 | CT02-2 | 11101
36081 | RAVENSWOOD GENERATING STATION | 2500_G_GT23 | 8309011 | 201213 | 211212 | 20878714 |  | 221112 | 125 | 120 | 2630400024 | UCT203 | CT203 | P62FP | 50 | 22.6 | 1125 |  | 60.2 | 40.7597 | -73.946 | 2500 | CT02-3 | 11101
36081 | RAVENSWOOD GENERATING STATION | 2500_G_GT24 | 8309011 | 201313 | 212212 | 20878614 |  | 221112 | 125 | 120 | 2630400024 | UCT204 | CT204 | P65FP | 50 | 22.6 | 1125 |  | 60.2 | 40.7597 | -73.946 | 2500 | CT02-4 | 11101
36081 | RAVENSWOOD GENERATING STATION | 2500_G_GT31 | 8309011 | 201413 | 212612 | 20878214 |  | 221112 | 125 | 120 | 2630400024 | UCT301 | CT301 | P68FP | 50 | 22.6 | 1125 |  | 60.2 | 40.7597 | -73.946 | 2500 | CT03-1 | 11101
36081 | RAVENSWOOD GENERATING STATION | 2500_G_GT32 | 8309011 | 201913 | 211112 | 20877014 |  | 221112 | 125 | 120 | 2630400024 | UCT302 | CT302 | P71FP | 50 | 22.6 | 1125 |  | 60.2 | 40.7597 | -73.946 | 2500 | CT03-2 | 11101
36081 | RAVENSWOOD GENERATING STATION | 2500_G_GT33 | 8309011 | 201613 | 212012 | 20877514 |  | 221112 | 125 | 120 | 2630400024 | UCT303 | CT303 | P74FP | 50 | 22.6 | 1125 |  | 60.2 | 40.7597 | -73.946 | 2500 | CT03-3 | 11101
36081 | RAVENSWOOD GENERATING STATION | 2500_G_GT34 | 8309011 | 201513 | 213312 | 20878014 |  | 221112 | 125 | 120 | 2630400024 | UCT304 | CT304 | P77FP | 50 | 22.6 | 1125 |  | 60.2 | 40.7597 | -73.946 | 2500 | CT03-4 | 11101
36081 | RAVENSWOOD GENERATING STATION | 2500_G_GT4 | 8309011 | 202713 | 211512 | 20875214 |  | 221112 | 125 | 120 | 2630400024 | UCT004 | CT004 | P26FP | 47 | 13.7 | 1000 |  | 60.2 | 40.7597 | -73.946 | 2500 | CT0004 | 11101
36081 | RAVENSWOOD GENERATING STATION | 2500_G_GT5 | 8309011 | 201713 | 213612 | 20877314 |  | 221112 | 125 | 120 | 2630400024 | UCT005 | CT005 | P31FP | 47 | 13.7 | 1000 |  | 60.2 | 40.7597 | -73.946 | 2500 | CT0005 | 11101
36081 | RAVENSWOOD GENERATING STATION | 2500_G_GT6 | 8309011 | 201813 | 212712 | 20877214 |  | 221112 | 125 | 120 | 2630400024 | UCT006 | CT006 | P36FP | 47 | 13.7 | 1000 |  | 60.2 | 40.7597 | -73.946 | 2500 | CT0006 | 11101
36081 | RAVENSWOOD GENERATING STATION | 2500_G_GT7 | 8309011 | 203213 | 212912 | 20874314 |  | 221112 | 125 | 120 | 2630400024 | UCT007 | CT007 | P41FP | 47 | 13.7 | 1000 |  | 60.2 | 40.7597 | -73.946 | 2500 | CT0007 | 11101
36081 | RAVENSWOOD GENERATING STATION | 2500_G_GT9 | 8309011 | 202813 | 211712 | 20875014 |  | 221112 | 125 | 120 | 2630400024 | UCT009 | CT009 | P49FP | 35 | 12.5 | 750 |  | 60.2 | 40.7597 | -73.946 | 2500 | CT0009 | 11101
36061 | CON ED-59TH ST STA | 2503_G_GT1 | 7986111 | 5576513 | 5437912 | 20982914 |  | 221112 | 125 | 120 | 2620200032 | 590005 | GT001 | GTDFP | 119 | 12 | 660 | 255.6 | 68 | 40.77 | -73.99 | 2503 | CT0001 | 10019
36061 | CON ED-74TH STREET STA | 2504_G_GT1 | 7995311 | 4074513 | 3972512 | 17609214 |  | 221112 | 125 | 120 | 2620400019 | EI0001 | FUGIT1 | E03EI | 10 | 0 | 72 |  |  | 40.7682 | -73.9526 |  |  | 10021
36061 | CON ED-74TH STREET STA | 2504_G_GT2 | 7995311 | 4074513 | 3972512 | 17609214a |  | 221112 | 125 | 120 | 2620400019 | EI0001 | FUGIT1 | E03EI | 10 | 0 | 72 |  |  | 40.7682 | -73.9526 |  |  | 10021
36059 | EF BARRETT POWER STATION | 2511_B_10 | 7221611 | 7563413 | 7483112 | 21094914 |  | 221112 | 125 | 100 | 1282000553 | U00001 | 00001 | P04FP | 250 | 16 | 309 | 157.8 | 47 | 40.61 | -73.64 | 2511 | 10 | 11558
36059 | EF BARRETT POWER STATION | 2511_B_20 | 7221611 | 7563313 | 7484612 | 21095414 |  | 221112 | 125 | 100 | 1282000553 | U00002 | 00002 | P10FP | 350 | 10.2 | 309 | 157.7 | 115 | 40.61 | -73.64 | 2511 | 20 | 11558
36059 | EF BARRETT POWER STATION | 2511_G_10 | 7221611 | 7564413 | 7484012 | 21093014 |  | 221112 | 125 | 120 | 1282000553 | U00013 | 00013 | P56FP | 36 | 7.6 | 1150 | 83.3 | 110 | 40.61 | -73.64 | 2511 | U00013 | 11558
36059 | EF BARRETT POWER STATION | 2511_G_11 | 7221611 | 7563713 | 7484912 | 21094214 |  | 221112 | 125 | 120 | 1282000553 | U00014 | 00014 | P59FP | 36 | 7.6 | 1150 | 83.3 | 110 | 40.61 | -73.64 | 2511 | U00014 | 11558
36059 | EF BARRETT POWER STATION | 2511_G_12 | 7221611 | 7562513 | 7485012 | 21097014 |  | 221112 | 125 | 120 | 1282000553 | U00015 | 00015 | P62FP | 36 | 7.6 | 1150 | 83.3 | 110 | 40.61 | -73.64 | 2511 | U00015 | 11558
36059 | EF BARRETT POWER STATION | 2511_G_3 | 7221611 | 7563013 | 7484412 | 21096014 |  | 221112 | 125 | 120 | 1282000553 | U00006 | 00006 | P36FP | 52 | 9.9 | 1028 | 58.9 | 46 | 40.61 | -73.64 | 2511 | U00006 | 11558
36059 | EF BARRETT POWER STATION | 2511_G_4 | 7221611 | 7562913 | 7483812 | 21096214 |  | 221112 | 125 | 120 | 1282000553 | U00007 | 00007 | P38FP | 52 | 9.9 | 1028 | 58.9 | 46 | 40.61 | -73.64 | 2511 | U00007 | 11558
36059 | EF BARRETT POWER STATION | 2511_G_5 | 7221611 | 7562813 | 7484812 | 21096414 |  | 221112 | 125 | 120 | 1282000553 | U00008 | 00008 | P42FP | 52 | 9.9 | 1028 | 58.9 | 46 | 40.61 | -73.64 | 2511 | U00008 | 11558
36059 | EF BARRETT POWER STATION | 2511_G_6 | 7221611 | 7562713 | 7484112 | 21096614 |  | 221112 | 125 | 120 | 1282000553 | U00009 | 00009 | P45FP | 52 | 9.9 | 1028 | 58.9 | 46 | 40.61 | -73.64 | 2511 | U00009 | 11558
36059 | EF BARRETT POWER STATION | 2511_G_8 | 7221611 | 7563613 | 7484312 | 21094414 |  | 221112 | 125 | 120 | 1282000553 | U00011 | 00011 | P50FP | 52 | 9.9 | 1028 | 58.9 | 46 | 40.61 | -73.64 | 2511 | U00011 | 11558
36059 | EF BARRETT POWER STATION | 2511_G_9 | 7221611 | 7563513 | 7483712 | 21094614 |  | 221112 | 125 | 120 | 1282000553 | U00012 | 00012 | P54FP | 36 | 7.6 | 1150 | 83.3 | 110 | 40.61 | -73.64 | 2511 | U00012 | 11558
36059 | EF BARRETT POWER STATION | 2511_G_GT1 | 7221611 | 7563213 | 7483212 | 21095614 |  | 221112 | 125 | 120 | 1282000553 | U00004 | 00004 | P29FP | 52 | 9.9 | 1028 | 58.9 | 46 | 40.61 | -73.64 | 2511 | U00004 | 11558
36059 | EF BARRETT POWER STATION | 2511_G_GT2 | 7221611 | 7563113 | 7484512 | 21095814 |  | 221112 | 125 | 120 | 1282000553 | U00005 | 00005 | P32FP | 52 | 9.9 | 1028 | 58.9 | 46 | 40.61 | -73.64 | 2511 | U00005 | 11558
36103 | EAST HAMPTON GT FACILITY | 2512_G_1 | 8474611 | 293113 | 306112 | 17828014 |  | 221112 | 125 | 120 | 1472400345 | UGT001 | GT001 | P29FP | 39 | 17.1 | 1150 | 83.3 | 61.7 | 40.96 | -72.21 | 2512 | UGT001 | 11937
36103 | EAST HAMPTON GT FACILITY | 2512_G_2 | 8474611 | 292813 | 306312 | 17828314 |  | 221112 | 125 | 160 | 1472400345 | UDG002 | DG002 | P92FP | 27 | 2.2 | 851 | 2.3 | 35 | 40.96 | -72.21 |  |  | 11937
36103 | EAST HAMPTON GT FACILITY | 2512_G_3 | 8474611 | 292913 | 306212 | 17828214 |  | 221112 | 125 | 160 | 1472400345 | UDG003 | DG003 | P94FP | 27 | 2.2 | 851 | 2.3 | 35 | 40.96 | -72.21 |  |  | 11937
36103 | EAST HAMPTON GT FACILITY | 2512_G_4 | 8474611 | 293013 | 306012 | 17828114 |  | 221112 | 125 | 160 | 1472400345 | UDG004 | DG004 | P95FP | 27 | 2.2 | 851 | 2.3 | 35 | 40.96 | -72.21 |  |  | 11937
36059 | GLENWOOD MAIN POWER STATION | 2514_G_GT2 | 7222811 | 7558713 | 7479412 | 20890314 |  | 221112 | 125 | 120 | 1282200481 | U00020 | 00020 | P28FP | 59 | 20.9 | 980 | 127.8 | 35 | 40.82 | -73.64 | 2514 | U00020 | 11547
36059 | GLENWOOD MAIN POWER STATION | 2514_G_GT3 | 7222811 | 7558513 | 7479212 | 20890514 |  | 221112 | 125 | 120 | 1282200481 | U00021 | 00021 | P31FP | 59 | 20.9 | 980 | 127.8 | 35 | 40.82 | -73.64 | 2514 | U00021 | 11547
36103 | NORTHPORT POWER STATION | 2516_B_1 | 8121711 | 4705613 | 4551212 | 17615514 |  | 221112 | 125 | 100 | 1472600130 | U00001 | 00001 | P05FP | 600 | 16.8 | 325 | 306.6 | 84 | 40.92 | -73.34 | 2516 | 1 | 11768 | 63UUUUU
36103 | NORTHPORT POWER STATION | 2516_B_2 | 8121711 | 4705713 | 4551612 | 17615114 |  | 221112 | 125 | 100 | 1472600130 | U00002 | 00002 | P10FP | 600 | 16.8 | 325 | 306.6 | 84 | 40.92 | -73.34 | 2516 | 2 | 11768 | 63UUUUU
36103 | NORTHPORT POWER STATION | 2516_B_3 | 8121711 | 4705813 | 4551312 | 88916814 |  | 221112 | 125 | 100 | 1472600130 | U00003 | 00003 | P16FP | 600 | 16.8 | 325 | 306.6 | 84 | 40.92 | -73.34 | 2516 | 3 | 11768 | 63UUUUU
36103 | NORTHPORT POWER STATION | 2516_B_4 | 8121711 | 4705913 | 4551012 | 17614214 |  | 221112 | 125 | 100 | 1472600130 | U00004 | 00004 | P23FP | 600 | 16.8 | 325 | 306.6 | 84 | 40.92 | -73.34 | 2516 | 4 | 11768 | 63UUUUU
36103 | NORTHPORT POWER STATION | 2516_G_GT1 | 8121711 | 4706013 | 4551712 | 17613814 |  | 221112 | 125 | 120 | 1472600130 | UGT001 | GT001 | P29FP | 57.3 | 11.4 | 734 | 6361.4 | 61.7 | 40.92 | -73.34 | 2516 | UGT001 | 11768
36103 | PORT JEFFERSON POWER STATION | 2517_B_3 | 7981511 | 6455313 | 6413512 | 17945814 |  | 221112 | 125 | 100 | 1472200107 | U00002 | 00002 | P16FP | 425 | 10.2 | 310 | 165 | 122 | 40.94 | -73.07 | 2517 | 3 | 11777 | 63UUUUU
36103 | PORT JEFFERSON POWER STATION | 2517_B_4 | 7981511 | 6455613 | 6413312 | 17945414 |  | 221112 | 125 | 100 | 1472200107 | U00003 | 00003 | P22FP | 425 | 10.2 | 310 | 165 | 122 | 40.94 | -73.07 | 2517 | 4 | 11777 | 63UUUUU
36103 | PORT JEFFERSON POWER STATION | 2517_G_GT1 | 7981511 | 6455413 | 6413212 | 88913214 |  | 221112 | 125 | 120 | 1472200107 | UGT001 | GT001 | P28FP | 38 | 11.7 | 980 | 82 | 46 | 40.94 | -73.07 | 2517 | UGT001 | 11777
36103 | PORT JEFFERSON ENERGY CENTER | 2517_G_GT2 | 9318011 | 55407613 | 51768012 | 74235714 |  | 221112 | 125 | 120 | 1472204141 | UGT002 | GT002 | P02FP | 265 | 10 | 835 | 163.3 | 125 | 40.9495 | -73.0785 |  |  | 11777
36103 | PORT JEFFERSON ENERGY CENTER | 2517_G_GT3 | 9318011 | 55407613 | 51768012 | 74235714a |  | 221112 | 125 | 120 | 1472204141 | UGT002 | GT002 | P02FP | 265 | 10 | 835 | 163.3 | 125 | 40.9495 | -73.0785 |  |  | 11777
36103 | WADING RIVER GT FACILITY | 2518_G_GT1 | 8452511 | 575413 | 574712 | 17944914 |  | 221112 | 125 | 120 | 1472200108 | UGT013 | GT013 | P38FP | 45 | 22.1 | 920 | 127.8 | 61.7 | 40.96 | -72.86 | 7146 | UGT013 | 11786
36103 | WADING RIVER GT FACILITY | 2518_G_GT2 | 8452511 | 575613 | 574412 | 17831914 |  | 221112 | 125 | 120 | 1472200108 | UGT014 | GT014 | P41FP | 45 | 14.6 | 1040 | 79.2 | 61.7 | 40.96 | -72.86 | 7146 | UGT014 | 11786
36103 | SOUTHAMPTON GT FACILITY | 2519_G_1 | 7942611 | 2539113 | 2450112 | 17826614 |  | 221112 | 125 | 120 | 1473601438 | UGT001 | GT001 | P28FP | 38 | 11.4 | 900 | 58.9 | 60.2 | 40.9 | -72.38 |  |  | 11968
36103 | SOUTHOLD GT FACILITY | 2520_G_1 | 7942711 | 2538913 | 2449812 | 17826414 |  | 221112 | 125 | 120 | 1473800455 | UGT001 | GT001 | P28FP | 38 | 11.4 | 900 | 58.9 | 60.2 | 41.09 | -72.39 |  |  | 11944
36103 | WEST BABYLON GT FACILITY | 2521_G_4 | 8452011 | 579613 | 578712 | 18002414 |  | 221112 | 125 | 120 | 1472001046 | UGT001 | GT001 | P29FP | 46 | 20.6 | 980 | 127.8 | 61.7 | 40.69 | -73.34 | 2521 | UGT001 | 11704
36109 | AES CAYUGA | 2535_B_1 | 8542611 | 228113 | 237212 | 20574614 |  | 221112 | 125 | 100 | 7503200019 | M00001 | NEW01 | P21FP | 374 | 2.3 | 186 | 1.4 | 65 | 42.6 | -76.63 |  |  | 14882 | 63UUUUU
36109 | AES CAYUGA | 2535_B_2 | 8542611 | 228113 | 237212 | 20574614a |  | 221112 | 125 | 100 | 7503200019 | M00001 | NEW01 | P21FP | 374 | 2.3 | 186 | 1.4 | 65 | 42.6 | -76.63 |  |  | 14882 | 63UUUUU
36001 | BETHLEHEM ENERGY CENTER | 2539_G_5 | 7801011 | 64136913 | 94087512 | 106148114a |  | 221112 | 125 | 140 | 4012200044 | U00010 | ST005 | CT5FP | 26 | 0.75 | 917 |  | 60 | 42.595 | -73.7638 | 2539 | 5 | 12077
36001 | BETHLEHEM ENERGY CENTER | 2539_G_6 | 7801011 | 64136913 | 94087512 | 106148114b |  | 221112 | 125 | 140 | 4012200044 | U00010 | ST005 | CT5FP | 26 | 0.75 | 917 |  | 60 | 42.595 | -73.7638 | 2539 | 6 | 12077
36001 | BETHLEHEM ENERGY CENTER | 2539_G_7 | 7801011 | 64136913 | 94087512 | 106148114c |  | 221112 | 125 | 140 | 4012200044 | U00010 | ST005 | CT5FP | 26 | 0.75 | 917 |  | 60 | 42.595 | -73.7638 | 2539 | 7 | 12077
36001 | BETHLEHEM ENERGY CENTER | 2539_G_8 | 7801011 | 64136913 | 94087512 | 106148114d |  | 221112 | 125 | 140 | 4012200044 | U00010 | ST005 | CT5FP | 26 | 0.75 | 917 |  | 60 | 42.595 | -73.7638 | 2539 | 8 | 12077
36029 | HUNTLEY STEAM GENERATING STATION | 2549_B_67 | 8504011 | 550713 | 58947912 | 20787614 |  | 221112 | 125 | 100 | 9146400130 | U00002 | 11111 | P21FP | [5 empty] | 42.9706 | -78.9304 |  |  | 14150 | 63UUUUU
36029 | HUNTLEY STEAM GENERATING STATION | 2549_B_68 | 8504011 | 550713 | 58947912 | 20787614a |  | 221112 | 125 | 100 | 9146400130 | U00002 | 11111 | P21FP | [5 empty] | 42.9706 | -78.9304 |  |  | 14150 | 63UUUUU
36013 | DUNKIRK STEAM GENERATING STATION | 2554_B_1 | 7805611 | 2860713 | 2751512 | 18164014 |  | 221112 | 125 | 100 | 9060300021 | U00001 | 00001 | P13FP | 312 | 2.3 | 186 | 1.4 | 38.7 | 42.49 | -79.34 | 2554 | 1 | 14048 | 63UUUUU
36013 | DUNKIRK STEAM GENERATING STATION | 2554_B_2 | 7805611 | 2860813 | 2751112 | 18163714 |  | 221112 | 125 | 100 | 9060300021 | U00002 | 00002 | P22FP | 312 | 2.3 | 186 | 1.4 | 65 | 42.49 | -79.34 | 2554 | 2 | 14048 | 63UUUUU
36013 | DUNKIRK STEAM GENERATING STATION | 2554_B_3 | 7805611 | 2860913 | 2751212 | 18163514 |  | 221112 | 125 | 100 | 9060300021 | U00003 | 00003 | P32FP | 310 | 2.3 | 186 | 1.4 | 65 | 42.49 | -79.34 | 2554 | 3 | 14048 | 63UUUUU
36013 | DUNKIRK STEAM GENERATING STATION | 2554_B_4 | 7805611 | 2860913 | 2751212 | 18163514a |  | 221112 | 125 | 100 | 9060300021 | U00003 | 00003 | P32FP | 310 | 2.3 | 186 | 1.4 | 65 | 42.49 | -79.34 | 2554 | 4 | 14048 | 63UUUUU
36075 | OSWEGO HARBOR POWER | 2594_B_5 | 7980511 | 6466313 | 6433112 | 21209914 |  | 221112 | 125 | 100 | 7351200030 | U00005 | 00005 | P51FP | 700 | 2.3 | 186 | 1.4 | 58.9 | 43.45 | -76.53 | 2594 | 5 | 13126 | 63UUUUU
36075 | OSWEGO HARBOR POWER | 2594_B_6 | 7980511 | 6466613 | 6432912 | 21208814 |  | 221112 | 125 | 100 | 7351200030 | U00006 | 00006 | P62FP | 700 | 2.3 | 186 | 1.4 | 58.9 | 43.45 | -76.53 | 2594 | 6 | 13126 | 63UUUUU
01117 | EC Gaston | 26_B_1 | 949211 | 47874813 | 45417812 | 61465414 |  | 221112 | 125 | 100 | 0005 | X001 | 001 | 01 | 750 | 33.25 | 274 |  | 39.6 | 33.2446 | -86.4567 | 26 | 1 | 35186 | 63UUUUU
01117 | EC Gaston | 26_B_2 | 949211 | 47874513 | 45417812 | 61465714 |  | 221112 | 125 | 100 | 0005 | X002 | 001 | 01 | 750 | 33.25 | 274 |  | 39.6 | 33.2446 | -86.4567 | 26 | 2 | 35186 | 63UUUUU
01117 | EC Gaston | 26_B_3 | 949211 | 47875013 | 45417712 | 61465214 |  | 221112 | 125 | 100 | 0005 | X003 | 003 | 01 | 750 | 33.2 | 260 |  | 59.2 | 33.2446 | -86.4567 | 26 | 3 | 35186 | 63UUUUU
01117 | EC Gaston | 26_B_4 | 949211 | 47875113 | 45417712 | 61465114 |  | 221112 | 125 | 100 | 0005 | X004 | 003 | 01 | 750 | 33.2 | 260 |  | 59.2 | 33.2446 | -86.4567 | 26 | 4 | 35186 | 63UUUUU
01117 | EC Gaston | 26_B_5 | 949211 | 47874613 | 45417412 | 61465614 |  | 221112 | 125 | 100 | 0005 | X005 | 005 | 01 | 755 | 34 | 297 |  | 57.8 | 33.2428 | -86.4588 | 26 | 5 | 35186 | 63UUUUU
01117 | EC Gaston | 26_G_GT4 | 949211 | 47874713 | 45417512 | 61465514 |  | 221112 | 125 | 120 | 0005 | X006 | 006 | 01 | 25 | 10 | 837 | 5890.5 | 75 | 33.2443 | -86.4569 |  |  | 35186
06053 | DYNERGY MOSS LANDING LLC | 260_B_6-1 | 5684111 | 20546913 | 19802812 | 54240814 |  | 221118 | 125 | 100 | 270715577 | 2 | 2 | 1 | 500 | 19.5 | 244 | 28371.6 |  | 36.8055 | -121.7814 | 260 | 6-1 | 95039
06053 | DYNERGY MOSS LANDING LLC | 260_B_7-1 | 5684111 | 20546713 | 19802712 | 54241014 |  | 221118 | 125 | 100 | 270715577 | 3 | 3 | 1 | 500 | 19.5 | 244 | 28371.6 |  | 36.8055 | -121.7814 | 260 | 7-1 | 95039
06053 | DYNERGY MOSS LANDING LLC | 260_G_CT1A | 5684111 | 20546813 | 19802612 | 54240914 |  | 221118 | 125 | 120 | 270715577 | 4 | 4 | 1 | 145 | 18 | 190 | 15629.1 |  | 36.8055 | -121.7814 | 260 | 1A | 95039
06053 | DYNERGY MOSS LANDING LLC | 260_G_CT1B | 5684111 | 20546613 | 19802512 | 54241114 |  | 221118 | 125 | 120 | 270715577 | 5 | 5 | 1 | 145 | 18 | 190 | 15629.1 |  | 36.8055 | -121.7814 | 260 | 2A | 95039
06053 | DYNERGY MOSS LANDING LLC | 260_G_CT2A | 5684111 | 20546513 | 19802412 | 54241214 |  | 221118 | 125 | 120 | 270715577 | 6 | 6 | 1 | 145 | 18 | 190 | 15629.1 |  | 36.8055 | -121.7814 | 260 | 3A | 95039
06053 | DYNERGY MOSS LANDING LLC | 260_G_CT2B | 5684111 | 20546413 | 19802912 | 54241314 |  | 221118 | 125 | 120 | 270715577 | 7 | 7 | 1 | 145 | 18 | 190 | 15629.1 |  | 36.8055 | -121.7814 | 260 | 4A | 95039
06053 | DYNERGY MOSS LANDING LLC | 260_G_ST1 | 5684111 | ORISST1 | ORISST1 | 260_G_ST1 |  | 221118 | 125 | 400 | [9 empty] | 36.8055 | -121.7814 | 260 | ST1 | 95039
06053 | DYNERGY MOSS LANDING LLC | 260_G_ST2 | 5684111 | ORISST2 | ORISST2 | 260_G_ST2 |  | 221118 | 125 | 400 | [9 empty] | 36.8055 | -121.7814 | 260 | ST2 | 95039
36087 | BOWLINE POINT GENERATING STATION | 2625_B_1 | 8175411 | 4454713 | 4330912 | 88943114 |  | 221112 | 125 | 100 | 3392200003 | 100001 | 00001 | E01EI | 286 | 18.8 | 292 | 513.9 | 114 | 41.2 | -73.96 | 2625 | 1 | 10993 | 63UUUUU
36087 | BOWLINE POINT GENERATING STATION | 2625_B_2 | 8175411 | 4454813 | 4330812 | 20634314 |  | 221112 | 125 | 100 | 3392200003 | 100002 | 00002 | 2OLFP | 286 | 18.8 | 268 | 384.7 | 84 | 41.2 | -73.96 | 2625 | 2 | 10993 | 63UUUUU
36087 | ALLIANCE ENERGY- HILLBURN GAS TURBINE FACILITY | 2628_G_GEN1 | 7952711 | 3502213 | 3383712 | 20629814 |  | 221112 | 125 | 120 | 3392600059 | 100001 | 00001 | 1OLFP | 45 | 1.7 | 72 | 0 | 60.2 | 41.12 | -74.16 | 2628 | 001 | 10931
36071 | SHOEMAKER GAS TURBINE FACILITY | 2632_G_SHOE | 8427211 | 1626913 | 1540912 | 20364314 |  | 221112 | 125 | 120 | 3330900040 | 100001 | 00001 | 1OLFP | 45 | 1.7 | 72 | 0 | 60.2 | 41.4332 | -74.422 | 2632 | 1 | 10940
36059 | FREEPORT POWER PLANT #1 | 2678_G_2 | 7221211 | 7565913 | 7486812 | 20528314 |  | 221112 | 125 | 160 | 1282000357 | 100001 | 00001 | 103FP | 46 | 2.5 | 72 | 0 | 72.9 | 40.65 | -73.59 |  |  | 11520
36059 | FREEPORT POWER PLANT #1 | 2678_G_3 | 7221211 | 7565813 | 7486512 | 20528414 |  | 221112 | 125 | 160 | 1282000357 | 100002 | 00002 | 102FP | 40 | 2.5 | 72 | 0 | 72.9 | 40.65 | -73.59 |  |  | 11520
36059 | FREEPORT POWER PLANT #1 | 2678_G_4 | 7221211 | 7566313 | 7486412 | 20527814 |  | 221112 | 125 | 160 | 1282000357 | 100003 | 00003 | 101FP | 55 | 3 | 72 | 0 | 72.9 | 40.65 | -73.59 |  |  | 11520
36059 | FREEPORT POWER PLANT #2 | 2679_G_3 | 7221311 | 7565613 | 7486312 | 20527314 |  | 221112 | 125 | 120 | 1282000358 | 200004 | 00004 | 203FP | 80 | 8 | 72 | 0 | 61.7 | 40.64 | -73.56 |  |  | 11520
36059 | FREEPORT POWER PLANT #2 | 2679_G_CT5 | 7221311 | 64114913 | 58809912 | 88902814 |  | 221112 | 125 | 120 | 1282000358 | U00005 | EP005 | GASFP | 180 | 10.5 | 850 | 165.3 |  | 40.6448 | -73.5682 | 2679 | 5 | 11520
36013 | SAMUEL A CARLSON GENERATING STATION | 2682_G_5 | 7806011 | 2858413 | 2749412 | 18160614 |  | 221112 | 125 | 120 | 9060800053 | U00020 | 00020 | GT2FP | 200 | 12 | 790 | 155.6 | 83 | 42.09 | -79.24 | 2682 | 20 | 14701
36013 | SAMUEL A CARLSON GENERATING STATION | 2682_G_6 | 7806011 | 2858413 | 2749412 | 18160614a |  | 221112 | 125 | 120 | 9060800053 | U00020 | 00020 | GT2FP | 200 | 12 | 790 | 155.6 | 83 | 42.09 | -79.24 | 2682 | 20 | 14701
36013 | SAMUEL A CARLSON GENERATING STATION | 2682_G_7 | 7806011 | 2858413 | 2749412 | 18160614b |  | 221112 | 125 | 120 | 9060800053 | U00020 | 00020 | GT2FP | 200 | 12 | 790 | 155.6 | 83 | 42.09 | -79.24 | 2682 | 20 | 14701
36059 | ROCKVILLE CENTRE POWER PLANT | 2695_G_10 | 7221911 | ORIS10 | ORIS10 | 2695_G_10 |  | 221112 | 125 | 160 | [9 empty] | 40.6585 | -73.6401 | 2695 | 10 | 11571
36059 | ROCKVILLE CENTRE POWER PLANT | 2695_G_11 | 7221911 | ORIS11 | ORIS11 | 2695_G_11 |  | 221112 | 125 | 160 | [9 empty] | 40.6585 | -73.6401 | 2695 | 11 | 11571
36059 | ROCKVILLE CENTRE POWER PLANT | 2695_G_12 | 7221911 | ORIS12 | ORIS12 | 2695_G_12 |  | 221112 | 125 | 160 | [9 empty] | 40.6585 | -73.6401 | 2695 | 12 | 11571
36059 | ROCKVILLE CENTRE POWER PLANT | 2695_G_13 | 7221911 | ORIS13 | ORIS13 | 2695_G_13 |  | 221112 | 125 | 160 | [9 empty] | 40.6585 | -73.6401 | 2695 | 13 | 11571
36059 | ROCKVILLE CENTRE POWER PLANT | 2695_G_14 | 7221911 | ORIS14 | ORIS14 | 2695_G_14 |  | 221112 | 125 | 160 | [9 empty] | 40.6585 | -73.6401 | 2695 | 14 | 11571
36059 | ROCKVILLE CENTRE POWER PLANT | 2695_G_8 | 7221911 | 7561913 | 58811612 | 20753214 |  | 221112 | 125 | 999 | 1282000753 | 1RVCPP | 00014 | 012FP | 90 | 3.2 | 850 | 15.6 |  | 40.6585 | -73.6401 |  |  | 11571
36059 | ROCKVILLE CENTRE POWER PLANT | 2695_G_9 | 7221911 | ORIS9 | ORIS9 | 2695_G_9 |  | 221112 | 125 | 160 | [9 empty] | 40.6585 | -73.6401 | 2695 | 9 | 11571 |  | NCDAQ
37021 | Duke Energy Progress , Inc. - Asheville Steam Electric Plant | 2706_B_1 | 8392811 | 1654113 | 1569412 | 17761914 |  | 221112 | 125 | 100 | 0628 | 1 | 001 | 22 | 327 | 16.5 | 124 | 12145.2299 | 56.8 | 35.4706 | -82.5434 | 2706 | 1 | 28704 | 63UUUUU | NCDAQ
37021 | Duke Energy Progress , Inc. - Asheville Steam Electric Plant | 2706_B_2 | 8392811 | 1654213 | 1569712 | 17761814 |  | 221112 | 125 | 100 | 0628 | 2 | 002 | 22 | 327 | 16.5 | 121 | 11995.5527 | 56.1 | 35.4706 | -82.5434 | 2706 | 2 | 28704 | 63UUUUU
37021 | Duke Energy Progress , Inc. - Asheville Steam Electric Plant | 2706_G_GT1 | 8392811 | 1654313 | 1569612 | 88898914 |  | 221112 | 125 | 120 | 0628 | 3 | 003 | Oil | 60 | 16.2 | 1131 | 38400.1 | 186.3 | 35.4722 | -82.5404 | 2706 | 3 | 28704
37021 | Duke Energy Progress , Inc. - Asheville Steam Electric Plant | 2706_G_GT2 | 8392811 | 1654413 | 1569512 | 88899014 |  | 221112 | 125 | 120 | 0628 | 4 | 004 | Oil | 60 | 16.2 | 1131 | 38400.1 | 186.3 | 35.4729 | -82.5403 | 2706 | 4 | 28704
37007 | Duke Energy Progress - Blewett | 2707_G_GT1 | 15613711 | 98739113 | 95897012 | 138529614 |  | 221111 | 125 | 120 | 3700700032 | G-1 | ES1 | 1 | 28.2 | 9.6 | 965 | 7505 | 103.7 | 34.9819 | -79.877 | 2707 | 1 | 28091
37007 | Duke Energy Progress - Blewett | 2707_G_GT2 | 15613711 | 98739213 | 95897112 | 138529714 |  | 221111 | 125 | 120 | 3700700032 | G-2 | ES2 | 2 | 28.2 | 9.6 | 965 | 7505 | 103.7 | 34.9819 | -79.877 | 2707 | 2 | 28091
37007 | Duke Energy Progress - Blewett | 2707_G_GT3 | 15613711 | 98739313 | 95897212 | 138529814 |  | 221111 | 125 | 120 | 3700700032 | G-3 | ES3 | 3 | 28.2 | 9.6 | 965 | 7505 | 103.7 | 34.9819 | -79.877 | 2707 | 3 | 28091
37007 | Duke Energy Progress - Blewett | 2707_G_GT4 | 15613711 | 98739413 | 95897312 | 138529914 |  | 221111 | 125 | 120 | 3700700032 | G-4 | ES4 | 4 | 28.2 | 9.6 | 965 | 7505 | 103.7 | 34.9819 | -79.877 | 2707 | 4 | 28091
06013 | GENON DELTA LLC, PITTSBURG GEN | 271_B_5 | 6486311 | 18706313 | 18148112 | 59412514 |  | 221112 | 125 | 100 | 07130312 | 5 | 5 | 1 |  |  | 68 | 83.3 | 86.2 | 38.0279 | -121.8914 | 271 | 5 | 94565
06013 | GENON DELTA LLC, PITTSBURG GEN | 271_B_6 | 6486311 | 18706213 | 18148412 | 59412614 |  | 221112 | 125 | 100 | 07130312 | 6 | 6 | 1 |  |  | 68 | 83.3 | 86.2 | 38.0279 | -121.8914 | 271 | 6 | 94565
37145 | Progress Energy - Roxboro Plant | 2712_B_1 | 7826011 | 2214613 | 69466412 | 150539014 |  | 221112 | 125 | 100 | 3714500029 | G-29 | EP-1a | 41 | 400 | 22 | 126 | 17714.2 | 46.6 | 36.4838 | -79.0714 | 2712 | 1 | 27343 | 63UUUUU
37145 | Progress Energy - Roxboro Plant | 2712_B_2 | 7826011 | 2215413 | 69466212 | 138528614 |  | 221112 | 125 | 100 | 3714500029 | G-30 | EP-2a | 34 | 400 | 28.5 | 126 | 32088.4 | 50.3 | 36.4838 | -79.0714 | 2712 | 2 | 27343 | 63UUUUU | NCDEQ
37145 | Progress Energy - Roxboro Plant | 2712_B_3A | 7826011 | 2215313 | 69466912 | 18654414 |  | 221112 | 125 | 100 | 3714500029 | G-35 | EP-3 | 5 | 400 | 30.5004 | 128 | 34339.7905 | 47 | 36.484 | -79.0731 | 2712 | 3A | 27343 | 63UUUUU | NCDEQ
37145 | Progress Energy - Roxboro Plant | 2712_B_3B | 7826011 | 2215313 | 69466912 | 18654414a |  | 221112 | 125 | 100 | 3714500029 | G-35 | EP-3 | 5 | 400 | 30.5004 | 128 | 34339.7905 | 47 | 36.484 | -79.0731 | 2712 | 3B | 27343 | 63UUUUU
37145 | Progress Energy - Roxboro Plant | 2712_B_4A | 7826011 | 2214813 | 69466012 | 101493014 |  | 221112 | 125 | 100 | 3714500029 | G-36 | EP-4a | 18 | 400 | 30.5 | 127 | 34339 | 47 | 36.484 | -79.0731 | 2712 | 4A | 27343 | 63UUUUU
37145 | Progress Energy - Roxboro Plant | 2712_B_4B | 7826011 | 2214813 | 69466012 | 101493014a |  | 221112 | 125 | 100 | 3714500029 | G-36 | EP-4a | 18 | 400 | 30.5 | 127 | 34339 | 47 | 36.484 | -79.0731 | 2712 | 4B | 27343 | 63UUUUU
37155 | Duke Energy Progress - W. H. Weatherspoon Plant | 2716_G_GT1 | 8491111 | 278713 | 69469312 | 18769714 |  | 221112 | 125 | 120 | 3715500147 | G-27 | EP-3 | 16 | 62.9 | 19 | 1038 | 17834 | 62.9 | 34.5881 | -78.9744 | 2716 | 4 | 28358
37155 | Duke Energy Progress - W. H. Weatherspoon Plant | 2716_G_GT2 | 8491111 | 278613 | 69469512 | 18769814 |  | 221112 | 125 | 120 | 3715500147 | G-28 | EP-5 | 18 | 62.9 | 19 | 1038 | 17834 | 62.9 | 34.5881 | -78.9744 | 2716 | 5 | 28358
37155 | Duke Energy Progress - W. H. Weatherspoon Plant | 2716_G_GT3 | 8491111 | 278513 | 69469412 | 18769914 |  | 221112 | 125 | 120 | 3715500147 | G-29 | EP-4 | 20 | 62.9 | 19 | 1038 | 17834 | 62.9 | 34.5881 | -78.9744 | 2716 | 6 | 28358
37155 | Duke Energy Progress - W. H. Weatherspoon Plant | 2716_G_GT4 | 8491111 | 279113 | 69469612 | 18769314 |  | 221112 | 125 | 120 | 3715500147 | G-23 | EP-6 | 22 | 62.9 | 19 | 1038 | 17834 | 62.9 | 34.5881 | -78.9744 | 2716 | 7 | 28358 |  | NCDEQ
37071 | Duke Power Company, LLC - Allen Steam Station | 2718_B_1 | 8137511 | 4670513 | 84461012 | 17451414 |  | 221112 | 125 | 100 | 3707100039 | G-14 | ES-1 | 1 | 365 | 29.5 | 120 | 37592.0696 | 55 | 35.1915 | -81.0098 | 2718 | 1 | 28012 | 63UUUUU | NCDEQ
37071 | Duke Power Company, LLC - Allen Steam Station | 2718_B_2 | 8137511 | 4669913 | 84460312 | 17389814 |  | 221112 | 125 | 100 | 3707100039 | G-15 | ES-2 | 4 | 365 | 29.5 | 120 | 37592.0696 | 55 | 35.1915 | -81.0098 | 2718 | 2 | 28012 | 63UUUUU | NCDEQ
37071 | Duke Power Company, LLC - Allen Steam Station | 2718_B_3 | 8137511 | 4670413 | 84460412 | 17451614 |  | 221112 | 125 | 100 | 3707100039 | G-16 | ES-3 | 5 | 365 | 29.5 | 120 | 37592.0696 | 55 | 35.1915 | -81.0098 | 2718 | 3 | 28012 | 63UUUUU | NCDEQ
37071 | Duke Power Company, LLC - Allen Steam Station | 2718_B_4 | 8137511 | 4670113 | 84460512 | 17389514 |  | 221112 | 125 | 100 | 3707100039 | G-17 | ES-4 | 8 | 365 | 29.5 | 120 | 37592.0696 | 55 | 35.1915 | -81.0098 | 2718 | 4 | 28012 | 63UUUUU | NCDEQ
37071 | Duke Power Company, LLC - Allen Steam Station | 2718_B_5 | 8137511 | 4670213 | 84460612 | 17389314 |  | 221112 | 125 | 100 | 3707100039 | G-18 | ES-5 | 9 | 365 | 29.5 | 120 | 37592.0696 | 55 | 35.1915 | -81.0098 | 2718 | 5 | 28012 | 63UUUUU
37159 | Duke Energy Carolinas, LLC - Buck Steam Station | 2720_G_CT11 | 8506911 | 106141213 | 95800212 | 150551914 |  | 221112 | 125 | 120 | 3715900004 | GR1 | EP-11CC | 44 | 160 | 19 | 200 | 14970.3 | 52.8 | 35.7136 | -80.3773 |  |  | 28146
37159 | Duke Energy Carolinas, LLC - Buck Steam Station | 2720_G_CT12 | 8506911 | ORISCT12 | ORISCT12 | 2720_G_CT12 |  | 221112 | 125 | 100 |  |  |  |  | 160 | 19 | 200 | 14970.3047 | 52.8 | 35.7136 | -80.3773 | 2720 | CT12 | 28146 | NCDEQ
37159 | Duke Energy Carolinas, LLC - Buck Steam Station | 2720_G_ST10 | 8506911 | ORISST10 | ORISST10 | 2720_G_ST10 |  | 221112 | 125 | 100 |  |  |  |  | 160 | 19 | 200 | 14970.3047 | 52.8 | 35.7136 | -80.3773 | 2720 | ST10 | 28146 | NCDEQ | NCDEQ
37161 | Duke Energy Carolinas, LLC - Cliffside Steam Station | 2721_B_5 | 8300611 | 452213 | 95800612 | 18274714 |  | 221112 | 125 | 100 | 3716100028 | G-86 | EP-FGD-5 | 9 | 575 | 25 | 118 | 27587.0872 | 56.2 | 35.2153 | -81.7613 | 2721 | 5 | 28024 | 63UUUUU | NCDEQ
37161 | Duke Energy Carolinas, LLC - Cliffside Steam Station | 2721_B_6 | 8300611 | 106357513 | 109878612 | 150609814 |  | 221112 | 125 | 100 | 3716100028 | G-161 | EP-6 | 52 | 575 | 29 | 120 | 39763.28 | 60.2 | 35.2156 | -81.7622 | 2721 | 6 | 28024 |  | NCDEQ
37157 | Duke Energy Carolinas, LLC - Dan River Combined Cycle Facili | 2723_G_CT8 | 8009611 | ORISCT8 | ORISCT8 | 2723_G_CT8 |  | 221112 | 125 | 160 |  |  |  |  | 160 | 19 | 300 | 17011.7167 | 60 | 36.4861 | -79.7206 | 2723 | CT8 | 27288 |  | NCDEQ
37157 | Duke Energy Carolinas, LLC - Dan River Combined Cycle Facili | 2723_G_CT9 | 8009611 | ORISCT9 | ORISCT9 | 2723_G_CT9 |  | 221112 | 125 | 160 |  |  |  |  | 160 | 19 | 300 | 17011.7167 | 60 | 36.4861 | -79.7206 | 2723 | CT9 | 27288 |  | NCDEQ
37157 | Duke Energy Carolinas, LLC - Dan River Combined Cycle Facili | 2723_G_ST7 | 8009611 | ORISST7 | ORISST7 | 2723_G_ST7 |  | 221112 | 125 | 160 |  |  |  |  | 160 | 19 | 300 | 17011.7167 | 60 | 36.4861 | -79.7206 | 2723 | ST7 | 27288
37035 | Duke Energy Carolinas, LLC - Marshall Steam Station | 2727_B_1 | 8370411 | 75331613 | 95873912 | 101520314 |  | 325613 | 125 | 100 | 3703500073 | GR10 | CS1&2 | 54 | 315 | 29.5 | 120 |  | 55 | 35.598 | -80.9612 | 2727 | 1 | 28682 | 63UUUUU
37035 | Duke Energy Carolinas, LLC - Marshall Steam Station | 2727_B_2 | 8370411 | 75331813 | 95873912 | 101520614 |  | 325613 | 125 | 100 | 3703500073 | GR11 | CS1&2 | 56 | 315 | 29.5 | 120 |  | 55 | 35.598 | -80.9612 | 2727 | 2 | 28682 | 63UUUUU
37035 | Duke Energy Carolinas, LLC - Marshall Steam Station | 2727_B_3 | 8370411 | 408613 | 69507112 | 17773214 |  | 325613 | 125 | 100 | 3703500073 | G-1 | 3 | 5 | 315 | 29.5 | 120 |  | 55 | 35.598 | -80.9612 | 2727 | 3 | 28682 | 63UUUUU
37035 | Duke Energy Carolinas, LLC - Marshall Steam Station | 2727_B_4 | 8370411 | 408113 | 69507212 | 17773914 |  | 325613 | 125 | 100 | 3703500073 | G-2 | 4 | 8 | 315 | 29.5 | 120 |  | 55 | 35.598 | -80.9612 | 2727 | 4 | 28682 | 63UUUUU
37055 | NCEMC - Buxton | 2783_G_1A | 8135811 | 5494513 | 95919212 | 18305314 |  | 221122 | 125 | 160 | 3705500021 | G-8 | EP005 | 2 | 53 | 2.33 | 620 | 388.1 | 91 | 35.2674 | -75.5351 |  |  | 27920
37055 | NCEMC - Buxton | 2783_G_2A | 8135811 | 5494513 | 95919212 | 18305314a |  | 221122 | 125 | 160 | 3705500021 | G-8 | EP005 | 2 | 53 | 2.33 | 620 | 388.1 | 91 | 35.2674 | -75.5351 |  |  | 27920
37055 | NCEMC - Buxton | 2783_G_3A | 8135811 | 5494513 | 95919212 | 18305314b |  | 221122 | 125 | 160 | 3705500021 | G-8 | EP005 | 2 | 53 | 2.33 | 620 | 388.1 | 91 | 35.2674 | -75.5351 |  |  | 27920
37055 | NCEMC - Buxton | 2783_G_4A | 8135811 | 5494513 | 95919212 | 18305314c |  | 221122 | 125 | 160 | 3705500021 | G-8 | EP005 | 2 | 53 | 2.33 | 620 | 388.1 | 91 | 35.2674 | -75.5351 |  |  | 27920
37055 | NCEMC - Buxton | 2783_G_5A | 8135811 | 5494513 | 95919212 | 18305314d |  | 221122 | 125 | 160 | 3705500021 | G-8 | EP005 | 2 | 53 | 2.33 | 620 | 388.1 | 91 | 35.2674 | -75.5351 |  |  | 27920
38059 | RM Heskett Station | 2790_B_B1 | 8087011 | 64287213 | 59071212 | 89235414 |  | 221112 | 125 | 100 | 341 | 950 | 599 | 1014 | 300 | 7.25 | 430 | 3129.9 | 75.7 | 46.8675 | -100.8857 |  |  | 58554 | 63UUUUU
38059 | RM Heskett Station | 2790_B_B2 | 8087011 | 64287313 | 59071312 | 89235514 |  | 221112 | 125 | 100 | 341 | 951 | 600 | 1015 | 300 | 12 | 302 | 6974.3 | 61.7 | 46.8675 | -100.8857 | 2790 | B2 | 58554 | 63UUUUU
38059 | RM Heskett Station | 2790_G_3 | 8087011 | ORIS3 | ORIS3 | 2790_G_3 |  | 221112 | 125 | 780 |  |  |  |  | 100 | 1 | 75 | 166.7 |  | 46.8675 | -100.8857 | 2790 | 3 | 58554
38057 | Leland Olds Station | 2817_B_1 | 8086311 | 64283513 | 59068612 | 89231614 |  | 221112 | 125 | 100 | 338 | 480 | 151 | 531 | 350 | 18.79 | 300 | 5000 |  | 47.2825 | -101.3202 | 2817 | 1 | 58571 | 63UUUUU
38057 | Leland Olds Station | 2817_B_2 | 8086311 | 64283613 | 59068612 | 89231714 |  | 221112 | 125 | 100 | 338 | 481 | 151 | 532 | 350 | 18.79 | 300 | 5000 |  | 47.2825 | -101.3202 | 2817 | 2 | 58571 | 63UUUUU
38065 | Milton R. Young Station | 2823_B_B1 | 8087911 | 64290913 | 59073612 | 89239714 |  | 221112 | 125 | 100 | 344 | 1786 | 1296 | 2026 | 300 | 19 | 335 | 19716.7 | 70 | 47.0671 | -101.2129 | 2823 | B1 | 58530 | 63UUUUU
38065 | Milton R. Young Station | 2823_B_B2 | 8087911 | 64291013 | 59073712 | 89239814 |  | 221112 | 125 | 100 | 344 | 1787 | 1297 | 2027 | 550 | 25 | 178 | 28416.7 | 61 | 47.0671 | -101.2129 | 2823 | B2 | 58530 | 63UUUUU
38057 | Stanton Station | 2824_B_1 | 8086411 | 64288913 | 59072112 | 89237314 |  | 221112 | 125 | 100 | 342 | 541 | 164 | 597 | 255 | 15 | 300 | 2500 |  | 47.2865 | -101.3318 | 2824 | 1 | 58571 | 63UUUUU
38057 | Stanton Station | 2824_B_10 | 8086411 | 64289013 | 59072112 | 89237514 |  | 221112 | 125 | 100 | 342 | 542 | 164 | 599 | 255 | 15 | 300 | 2500 |  | 47.2865 | -101.3318 | 2824 | 10 | 58571 | 63UUUUU
39081 | Cardinal Power Plant (Cardinal Operating Company) (0641050002) | 2828_B_1 | 8115711 | 6046013 | 68446612 | 100839514 |  | 221112 | 125 | 100 | 0641050002 | B001 | 140249 | 10100501 | 1000 | 29.1 | 130 | 33166.7 |  | 40.2518 | -80.6482 | 2828 | 1 | 43913-1088 | 63UUUUU
39081 | Cardinal Power Plant (Cardinal Operating Company) (0641050002) | 2828_B_2 | 8115711 | 6045913 | 68446712 | 100839714 |  | 221112 | 125 | 100 | 0641050002 | B002 | 140252 | 10100501 | 1000 | 29.1 | 130 | 33166.7 |  | 40.2518 | -80.6482 | 2828 | 2 | 43913-1088 | 63UUUUU
39081 | Cardinal Power Plant (Cardinal Operating Company) (0641050002) | 2828_B_3 | 8115711 | 6046113 | 5902212 | 100840014 |  | 221112 | 125 | 100 | 0641050002 | B009 | 000009 | 10100501 | 900 | 24 | 122 |  | 95.8 | 40.2518 | -80.6482 | 2828 | 3 | 43913-1088 | 63UUUUU
39017 | Duke Energy, Dicks Creek Station (1409010078) | 2831_G_1 | 9303211 | 55575613 | 85927812 | 121890214 |  | 221112 | 125 | 120 | 1409010078 | B001 | 205910 | 20100201 | 62.5 | 27.6 | 625 | 26666.7 |  | 39.4651 | -84.3776 | 2831 | 1 | 45050-1029
39017 | Duke Energy, Dicks Creek Station (1409010078) | 2831_G_3 | 9303211 | 55575713 | 68614212 | 101019914 |  | 221112 | 125 | 120 | 1409010078 | B003 | 205911 | 20100201 | 28 | 13.1 | 770 | 7425 |  | 39.4651 | -84.3776 |  |  | 45050-1029
39017 | Duke Energy, Dicks Creek Station (1409010078) | 2831_G_4 | 9303211 | 55575813 | 68614312 | 101020014 |  | 221112 | 125 | 120 | 1409010078 | B004 | 205912 | 20100201 | 20.5 | 11.3 | 750 | 10600 |  | 39.4651 | -84.3776 |  |  | 45050-1029
39017 | Duke Energy, Dicks Creek Station (1409010078) | 2831_G_5 | 9303211 | 55575913 | 85927712 | 121890314 |  | 221112 | 125 | 120 | 1409010078 | B005 | 205913 | 20100201 | 20.5 | 11.3 | 750 | 10600 |  | 39.4651 | -84.3776 |  |  | 45050-1029
39061 | Duke Energy Ohio, Miami Fort Station (1431350093) | 2832_B_7 | 7738711 | 2471413 | 68659112 | 117288714 |  | 221112 | 125 | 100 | 1431350093 | B015 | 225118 | 10100202 | 800 | 23.5 | 130 | 29583.3 |  | 39.1128 | -84.8033 | 2832 | 7 | 45052-0128 | 63UUUUU
39061 | Duke Energy Ohio, Miami Fort Station (1431350093) | 2832_B_8 | 7738711 | 2470813 | 68659512 | 117288814 |  | 221112 | 125 | 100 | 1431350093 | B016 | 225121 | 10100202 | 800 | 23.5 | 130 | 29583.3 |  | 39.1128 | -84.8033 | 2832 | 8 | 45052-0128 | 63UUUUU
39061 | Duke Energy Ohio, Miami Fort Station (1431350093) | 2832_G_GT3 | 7738711 | 2471313 | 85973312 | 121933214 |  | 221112 | 125 | 120 | 1431350093 | B010 | 225114 | 20100101 | 28 | 13.1 | 770 | 7425 |  | 39.1128 | -84.8033 |  |  | 45052-0128
39061 | Duke Energy Ohio, Miami Fort Station (1431350093) | 2832_G_GT4 | 7738711 | 2471013 | 85973512 | 121933314 |  | 221112 | 125 | 120 | 1431350093 | B011 | 225115 | 20100101 | 28 | 13.1 | 770 | 7425 |  | 39.1128 | -84.8033 |  |  | 45052-0128
39061 | Duke Energy Ohio, Miami Fort Station (1431350093) | 2832_G_GT5 | 7738711 | 2470313 | 85973412 | 121933414 |  | 221112 | 125 | 120 | 1431350093 | B012 | 225116 | 20100101 | 28 | 13.1 | 770 | 7425 |  | 39.1128 | -84.8033 |  |  | 45052-0128
39061 | Duke Energy Ohio, Miami Fort Station (1431350093) | 2832_G_GT6 | 7738711 | 2470913 | 85973712 | 121933514 |  | 221112 | 125 | 120 | 1431350093 | B013 | 225117 | 20100101 | 28 | 13.1 | 770 | 7425 |  | 39.1128 | -84.8033 |  |  | 45052-0128
39093 | Avon Lake Power Plant (0247030013) | 2836_B_10 | 8130811 | 6011613 | 68141012 | 121679314 |  | 221112 | 125 | 100 | 0247030013 | B010 | 49638 | 10100501 | 524 | 10.5 | 380 | 7854.7 |  | 41.5046 | -82.0543 | 2836 | 10 | 44012-0000 | 63UUUUU
39093 | Avon Lake Power Plant (0247030013) | 2836_B_12 | 8130811 | 6011813 | 68141112 | 121679414 |  | 221112 | 125 | 100 | 0247030013 | B012 | 49639 | 10100501 | 600 | 24 | 310 | 23111.5 |  | 41.5046 | -82.0543 | 2836 | 12 | 44012-0000 | 63UUUUU
39093 | Avon Lake Power Plant (0247030013) | 2836_G_10 | 8130811 | 6011413 | 68141212 | 100555514 |  | 221112 | 125 | 120 | 0247030013 | B013 | 49640 | 20100101 | 40 | 15.3 | 999 | 16.7 |  | 41.5046 | -82.0543 | 2836 | CT10 | 44012-0000
39085 | CLEVELAND ELECTRIC ILLUMINATING CO., EASTLAKE PLANT (0243160009) | 2837_G_6 | 8149511 | 5943613 | 68138812 | 100553414 |  | 221112 | 125 | 120 | 0243160009 | B006 | 48185 | 20100101 | 30 | 16.4 | 498 | 6600 |  | 41.6748 | -81.4395 | 2837 | 6 | 44095
39031 | Conesville Power Plant (0616000000) | 2840_B_4 | 8010811 | 4031113 | 68429612 | 100824114 |  | 221112 | 125 | 100 | 0616000000 | B004 | 135225 | 10100501 | 800 | 32.64 | 290 | 44166.7 |  | 40.185 | -81.8797 | 2840 | 4 | 43811-9799 | 63UUUUU
39031 | Conesville Power Plant (0616000000) | 2840_B_5 | 8010811 | 4030913 | 68430312 | 100824414 |  | 221112 | 125 | 100 | 0616000000 | B007 | 135221 | 10100212 | 800 | 26 | 125 | 41666.7 |  | 40.185 | -81.8797 | 2840 | 5 | 43811-9799 | 63UUUUU
39031 | Conesville Power Plant (0616000000) | 2840_B_6 | 8010811 | 4031213 | 68430312 | 100824614 |  | 221112 | 125 | 100 | 0616000000 | B008 | 135221 | 10100212 | 800 | 26 | 125 | 41666.7 |  | 40.185 | -81.8797 | 2840 | 6 | 43811-9799 | 63UUUUU
39113 | DP&L Tait Generating Station (0857043333) | 2847_G_GT1 | 13572311 | 73759013 | 68547012 | 100950614 |  | 221112 | 125 | 120 | 0857043333 | P005 | 171441 | 20100201 | 92 | 15.6 | 913 | 26333.3 |  | 39.7283 | -84.2097 | 2847 | 1 | 45439-1762
39113 | DP&L Tait Generating Station (0857043333) | 2847_G_GT2 | 13572311 | 73759113 | 68546912 | 100950714 |  | 221112 | 125 | 120 | 0857043333 | P006 | 171442 | 20100201 | 92 | 15.6 | 913 | 26333.3 |  | 39.7283 | -84.2097 | 2847 | 2 | 45439-1762
39113 | DP&L Tait Generating Station (0857043333) | 2847_G_GT3 | 13572311 | 73759213 | 68546812 | 100950814 |  | 221112 | 125 | 120 | 0857043333 | P007 | 171443 | 20100201 | 92 | 15.6 | 913 | 26333.3 |  | 39.7283 | -84.2097 | 2847 | 3 | 45439-1762
39001 | DP&L, J.M. Stuart Generating Station (0701000007) | 2850_B_1 | 8101311 | 5526513 | 68508612 | 100918414 |  | 221112 | 125 | 100 | 0701000007 | B001 | 2460125 | 10100202 | 800 | 19 | 290 | 33333.3 |  | 38.6361 | -83.6939 | 2850 | 1 | 45101 | 63UUUUU
39001 | DP&L, J.M. Stuart Generating Station (0701000007) | 2850_B_2 | 8101311 | 5525913 | 68508912 | 100918614 |  | 221112 | 125 | 100 | 0701000007 | B002 | 2460129 | 10100202 | 800 | 19 | 290 | 33333.3 |  | 38.6361 | -83.6939 | 2850 | 2 | 45101 | 63UUUUU
39001 | DP&L, J.M. Stuart Generating Station (0701000007) | 2850_B_3 | 8101311 | 5525813 | 68508412 | 100918814 |  | 221112 | 125 | 100 | 0701000007 | B003 | 2460130 | 10100202 | 800 | 19 | 290 | 33333.3 |  | 38.6361 | -83.6939 | 2850 | 3 | 45101 | 63UUUUU
39001 | DP&L, J.M. Stuart Generating Station (0701000007) | 2850_B_4 | 8101311 | 5525713 | 68508512 | 100919014 |  | 221112 | 125 | 100 | 0701000007 | B004 | 154664 | 10100501 | 800 | 26 | 127 | 33333.3 |  | 38.6361 | -83.6939 | 2850 | 4 | 45101 | 63UUUUU
39155 | Niles Plant (0278060023) | 2861_G_GT1 | 7328911 | 10657813 | 85718212 | 121693714 |  | 221112 | 125 | 120 | 0278060023 | B004 | 61079 | 20100101 | 40 | 13.8 | 936 | 12000 |  | 41.1663 | -80.7467 | 2861 | CTA | 44446-1356
39081 | W. H. SAMMIS PLANT (0641160017) | 2866_B_1 | 8190811 | 4409713 | 88664712 | 100846014 |  | 221112 | 125 | 100 | 0641160017 | B007 | 4094990 | 10100202 | 850 | 55.4 | 116 | 100506.6 |  | 40.5289 | -80.6325 | 2866 | 1 | 43961-0000 | 63UUUUU
39081 | W. H. SAMMIS PLANT (0641160017) | 2866_B_2 | 8190811 | 4409613 | 88664712 | 100846114 |  | 221112 | 125 | 100 | 0641160017 | B008 | 4094990 | 10100202 | 850 | 55.4 | 116 | 100506.6 |  | 40.5289 | -80.6325 | 2866 | 2 | 43961-0000 | 63UUUUU
39081 | W. H. SAMMIS PLANT (0641160017) | 2866_B_3 | 8190811 | 4410213 | 88664712 | 100846214 |  | 221112 | 125 | 100 | 0641160017 | B009 | 4094990 | 10100202 | 850 | 55.4 | 116 | 100506.6 |  | 40.5289 | -80.6325 | 2866 | 3 | 43961-0000 | 63UUUUU
39081 | W. H. SAMMIS PLANT (0641160017) | 2866_B_4 | 8190811 | 4408813 | 88664712 | 100846314 |  | 221112 | 125 | 100 | 0641160017 | B010 | 4094990 | 10100202 | 850 | 55.4 | 116 | 100506.6 |  | 40.5289 | -80.6325 | 2866 | 4 | 43961-0000 | 63UUUUU
39081 | W. H. SAMMIS PLANT (0641160017) | 2866_B_5 | 8190811 | 4409913 | 88664712 | 100846414 |  | 221112 | 125 | 100 | 0641160017 | B011 | 4094990 | 10100202 | 850 | 55.4 | 116 | 100506.6 |  | 40.5289 | -80.6325 | 2866 | 5 | 43961-0000 | 63UUUUU
39081 | W. H. SAMMIS PLANT (0641160017) | 2866_B_6 | 8190811 | 4409813 | 88664712 | 100846514 |  | 221112 | 125 | 100 | 0641160017 | B012 | 4094990 | 10100202 | 850 | 55.4 | 116 | 100506.6 |  | 40.5289 | -80.6325 | 2866 | 6 | 43961-0000 | 63UUUUU
39081 | W. H. SAMMIS PLANT (0641160017) | 2866_B_7 | 8190811 | 4409413 | 88664712 | 100846614 |  | 221112 | 125 | 100 | 0641160017 | B013 | 4094990 | 10100202 | 850 | 55.4 | 116 | 100506.6 |  | 40.5289 | -80.6325 | 2866 | 7 | 43961-0000 | 63UUUUU
39081 | W. H. SAMMIS PLANT (0641160017) | 2866_G_B1 | 8190811 | 4408913 | 68450912 | 150411914 |  | 221112 | 125 | 999 | 0641160017 | B003 | 141287 | 20200401 | 19.9 | 3.4 | 746 | 415 |  | 40.5319 | -80.6339 |  |  | 43961-0000
39081 | W. H. SAMMIS PLANT (0641160017) | 2866_G_B2 | 8190811 | 4410313 | 68450812 | 150412014 |  | 221112 | 125 | 999 | 0641160017 | B004 | 141289 | 20200401 | 19.9 | 3.4 | 746 | 415 |  | 40.5319 | -80.6328 |  |  | 43961-0000
39093 | West Lorain Plant (0247080487) | 2869_G_1A | 6371011 | 15958113 | 88630112 | 124922814 |  | 221112 | 125 | 120 | 0247080487 | B001 | 53847 | 20100101 | 43 | 14.1 | 30 | 4955.1 |  | 41.4298 | -82.2626 | 2869 | 1A | 44053-0000
39093 | West Lorain Plant (0247080487) | 2869_G_1B | 6371011 | 15958013 | 88629912 | 124922914 |  | 221112 | 125 | 120 | 0247080487 | B002 | 53848 | 20100101 | 43 | 14.1 | 30 | 4955.1 |  | 41.4296 | -82.2637 | 2869 | 1B | 44053-0000
39093 | West Lorain Plant (0247080487) | 2869_G_2 | 6371011 | 15958213 | 88629812 | 153874314 |  | 221112 | 125 | 120 | 0247080487 | P001 | 53850 | 20100101 | 75 | 12.4 | 1000 | 24500 |  | 41.4293 | -82.2645 | 2869 | 2 | 44053-0000
39093 | West Lorain Plant (0247080487) | 2869_G_3 | 6371011 | 15958413 | 88630012 | 153874414 |  | 221112 | 125 | 120 | 0247080487 | P002 | 53851 | 20100101 | 75 | 12.4 | 1000 | 24500 |  | 41.4294 | -82.2651 | 2869 | 3 | 44053-0000
39093 | West Lorain Plant (0247080487) | 2869_G_4 | 6371011 | 15957813 | 88629612 | 153874514 |  | 221112 | 125 | 120 | 0247080487 | P003 | 53852 | 20100101 | 75 | 12.4 | 1000 | 24500 |  | 41.4294 | -82.2656 | 2869 | 4 | 44053-0000
39093 | West Lorain Plant (0247080487) | 2869_G_5 | 6371011 | 15957913 | 88630212 | 153874614 |  | 221112 | 125 | 120 | 0247080487 | P004 | 53853 | 20100101 | 75 | 12.4 | 1000 | 24500 |  | 41.4293 | -82.266 | 2869 | 5 | 44053-0000
39093 | West Lorain Plant (0247080487) | 2869_G_6 | 6371011 | 15958313 | 88629712 | 153874714 |  | 221112 | 125 | 120 | 0247080487 | P005 | 53854 | 20100101 | 75 | 12.4 | 1000 | 24500 |  | 41.4294 | -82.2665 | 2869 | 6 | 44053-0000
39167 | Muskingum River Power Plant (0684000000) | 2872_B_5 | 8130311 | 6020113 | 68489912 | 100909114 |  | 221112 | 125 | 100 | 0684000000 | B006 | 151495 | 10100501 | 828 | 22 | 315 | 35000 |  | 39.5883 | -81.6861 | 2872 | 5 | 45786 | 63UUUUU
39053 | Ohio Valley Electric Corp., Kyger Creek Station (0627000003) | 2876_B_1 | 7983011 | 6441713 | 68438112 | 100830114 |  | 221112 | 125 | 100 | 0627000003 | B001 | 136969 | 10100501 | 1000 | 29.3 | 350 | 74250 |  | 38.9196 | -82.1271 | 2876 | 2 | 45620 | 63UUUUU
39053 | Ohio Valley Electric Corp., Kyger Creek Station (0627000003) | 2876_B_2 | 7983011 | 6441513 | 68438112 | 100830314 |  | 221112 | 125 | 100 | 0627000003 | B002 | 136969 | 10100501 | 1000 | 29.3 | 350 | 74250 |  | 38.9196 | -82.1271 | 2876 | 4 | 45620 | 63UUUUU
39053 | Ohio Valley Electric Corp., Kyger Creek Station (0627000003) | 2876_B_3 | 7983011 | 6441613 | 68438112 | 100830514 |  | 221112 | 125 | 100 | 0627000003 | B003 | 136969 | 10100201 | 1000 | 29.3 | 350 | 74250 |  | 38.9196 | -82.1271 | 2876 | 3 | 45620 | 63UUUUU
39053 | Ohio Valley Electric Corp., Kyger Creek Station (0627000003) | 2876_B_4 | 7983011 | 6441313 | 68438112 | 100830714 |  | 221112 | 125 | 100 | 0627000003 | B004 | 136969 | 10100201 | 1000 | 29.3 | 350 | 74250 |  | 38.9196 | -82.1271 | 2876 | 1 | 45620 | 63UUUUU
39053 | Ohio Valley Electric Corp., Kyger Creek Station (0627000003) | 2876_B_5 | 7983011 | 6441913 | 68438112 | 100830914 |  | 221112 | 125 | 100 | 0627000003 | B005 | 136969 | 10100501 | 1000 | 29.3 | 350 | 74250 |  | 38.9196 | -82.1271 | 2876 | 5 | 45620 | 63UUUUU
39095 | Toledo Edison Co., Bay Shore Plant (0448020006) | 2878_B_1 | 8302011 | 444813 | 68391812 | 100786614 |  | 221112 | 125 | 100 | 0448020006 | B006 | 125175 | 10100801 | 300 | 12 | 303 | 9150 |  | 41.6917 | -83.4389 | 2878 | 1 | 43616-0000 | 63UUUUU
39039 | Richland Stryker Generation LLC (0320010006) | 2880_G_2 | 8257511 | ORIS2 | ORIS2 | 2880_G_2 |  | 221112 | 125 | 120 |  |  |  |  | 64.8 | 18 | 960 | 30000 |  | 41.3042 | -84.3389 | 2880 | 2 | 43512
39039 | Richland Stryker Generation LLC (0320010006) | 2880_G_3 | 8257511 | ORIS3 | ORIS3 | 2880_G_3 |  | 221112 | 125 | 120 |  |  |  |  | 64.8 | 18 | 960 | 30000 |  | 41.3042 | -84.3389 | 2880 | 3 | 43512
39039 | Richland Stryker Generation LLC (0320010006) | 2880_G_4 | 8257511 | 35613 | 88642612 | 100655314 |  | 221112 | 125 | 120 | 0320010006 | P001 | 84687 | 20100201 | 98 | 18 | 960 | 30000 |  | 41.3042 | -84.3389 | 2880 | CTG4 | 43512
39039 | Richland Stryker Generation LLC (0320010006) | 2880_G_5 | 8257511 | 35713 | 88642512 | 100655414 |  | 221112 | 125 | 120 | 0320010006 | P002 | 84686 | 20100201 | 64.8 | 18 | 960 | 30000 |  | 41.3042 | -84.3389 | 2880 | CTG5 | 43512
39039 | Richland Stryker Generation LLC (0320010006) | 2880_G_6 | 8257511 | 35213 | 68255912 | 100655514 |  | 221112 | 125 | 120 | 0320010006 | P003 | 84688 | 20100201 | 98 | 18 | 960 | 30000 |  | 41.3042 | -84.3389 | 2880 | CTG6 | 43512
39035 | Cleveland Public Power - Service Center (1318000133) | 2909_G_1 | 8250711 | 62813 | 85890612 | 100962714 |  | 221112 | 125 | 120 | 1318000133 | B001 | 178905 | 20100101 | 39 | 13.5 | 983 | 2568.8 |  | 41.4653 | -81.7132 |  |  | 44113
39035 | Cleveland Public Power - Service Center (1318000133) | 2909_G_2 | 8250711 | 62713 | 85890512 | 100962814 |  | 221112 | 125 | 120 | 1318000133 | B002 | 178906 | 20100201 | 39 | 13.5 | 983 | 2568.8 |  | 41.4653 | -81.7132 |  |  | 44113
39157 | Dover Municipal Light Plant (0679010146) | 2914_B_4 | 7345511 | 10655413 | 68485112 | 100904814 |  | 221112 | 125 | 100 | 0679010146 | B004 | 150534 | 10100601 | 120 | 7.2 | 380 | 2166.7 |  | 40.5207 | -81.4722 |  |  | 44622-1914
39017 | City of Hamilton Department of Public Utilities (1409040243) | 2917_B_7 | 8454911 | 305113 | 85935612 | 121898414 |  | 221112 | 125 | 100 | 1409040243 | B002 | 207626 | 10100601 | 77.2 | 6.7 | 360 | 1416.7 |  | 39.3825 | -84.555 |  |  | 45011
39017 | City of Hamilton Department of Public Utilities (1409040243) | 2917_B_8 | 8454911 | 304613 | 68618112 | 101022114 |  | 221112 | 125 | 100 | 1409040243 | B008 | 207627 | 10100601 | 162.8 | 7.5 | 341 | 2116.7 |  | 39.4099 | -84.5544 | 2917 | 8 | 45011 | 63UUUUU
39017 | City of Hamilton Department of Public Utilities (1409040243) | 2917_B_9 | 8454911 | 305013 | 68617912 | 101022314 |  | 221112 | 125 | 100 | 1409040243 | B009 | 207628 | 10100601 | 166 | 10.3 | 325 | 3600 |  | 39.4099 | -84.5544 | 2917 | 9 | 45011 | 63UUUUU
39169 | Orrville | 2935_B_10 | 3950711 | 34858413 | 68191112 | 100601014 |  | 221112 | 125 | 100 | 285010188 | B005 | 2292735 | 10100204 | 137 | 7 | 370 | 1333.3 | 0 | 40.8489 | -81.7656 | 2935 | 10 | 44667-0107
39169 | Department of Public Utilities, City of Orrville, Ohio (0285010188) | 2935_B_11 | 3950711 | 34858513 | 68191112 | 100601114 |  | 221112 | 125 | 100 | 0285010188 | B006 | 2292735 | 10100204 | 137 | 7 | 370 | 1333.3 |  | 40.8489 | -81.7656 |  |  | 44667-0107
39169 | Department of Public Utilities, City of Orrville, Ohio (0285010188) | 2935_B_12 | 3950711 | 34858213 | 68191212 | 100600714 |  | 221112 | 125 | 100 | 0285010188 | B001 | 65067 | 10100601 | 250 | 10 | 298 | 3901.7 |  | 40.8486 | -81.7658 |  |  | 44667-0107
39169 | Department of Public Utilities, City of Orrville, Ohio (0285010188) | 2935_B_13 | 3950711 | 34858313 | 68191212 | 100600914 |  | 221112 | 125 | 100 | 0285010188 | B004 | 65067 | 10100601 | 250 | 10 | 298 | 3901.7 |  | 40.8486 | -81.7658 |  |  | 44667-0107
39085 | PAINESVILLE MUNICIPAL ELECTRIC PLANT (0243110008) | 2936_B_3 | 8149311 | ORIS3 | ORIS3 | 2936_B_3 |  | 221112 | 125 | 999 | [9 empty] | 41.7261 | -81.2539 | 2936 | 3 | 44077-3263
39085 | PAINESVILLE MUNICIPAL ELECTRIC PLANT (0243110008) | 2936_B_4 | 8149311 | 5945413 | 85697412 | 100549014 |  | 221112 | 125 | 100 | 0243110008 | B004 | 3365387 | 10100204 | [5 empty] | 41.7261 | -81.2539 |  |  | 44077-3263
39085 | PAINESVILLE MUNICIPAL ELECTRIC PLANT (0243110008) | 2936_B_5 | 8149311 | 5945213 | 85697412 | 100548914 |  | 221112 | 125 | 100 | 0243110008 | B001 | 3365387 | 10100202 | [5 empty] | 41.7261 | -81.2539 |  |  | 44077-3263
39085 | PAINESVILLE MUNICIPAL ELECTRIC PLANT (0243110008) | 2936_G_WPCP1 | 8149311 | ORISWPCP1 | ORISWPCP1 | 2936_G_WPCP1 |  | 221112 | 125 | 999 | [9 empty] | 41.7261 | -81.2539 | 2936 | WPCP1 | 44077-3263
39109 | Piqua Municipal Power System (0855100041) | 2937_G_8 | 8497311 | 1570113 | 82017212 | 117206714 |  | 221112 | 125 | 120 | 0855100041 | B007 | 164639 | 20100101 | 41 | 11.3 | 650 | 700 |  | 40.1319 | -84.2364 |  |  | 45356-5001
39139 | SHELBY MUNICIPAL LIGHT PLANT (0370020002) | 2943_B_4 | 8448511 | 1420513 | 68313112 | 121741914 |  | 221112 | 125 | 100 | 0370020002 | B008 | 103680 | 10100202 | 190 | 8.5 | 350 | 1500 |  | 40.88 | -82.6567 |  |  | 44875-0311
39139 | SHELBY MUNICIPAL LIGHT PLANT (0370020002) | 2943_G_IC1 | 8448511 | 73650113 | 68313012 | 100706914 |  | 221112 | 125 | 160 | 0370020002 | P002 | 103682 | 20100202 | 30 | 1 | 920 | 250 |  | 40.88 | -82.6564 |  |  | 44875-0311
40109 | HORSESHOE LAKE GNRTNG STA | 2951_B_6 | 8185411 | 5362413 | 5196812 | 15579014 |  | 221112 | 125 | 100 | 1208 | 9939 | 9939 | 49719 | 177 | 15.5 | 300 | 5659 | 30 | 35.5073 | -97.1792 | 2951 | 6 | 73045
40109 | HORSESHOE LAKE GNRTNG STA | 2951_B_8 | 8185411 | 5363013 | 5196312 | 15578314 |  | 221112 | 125 | 100 | 1208 | 9942 | 9942 | 49723 | 186 | 22 | 268 | 12095 | 31.8 | 35.5082 | -97.1789 | 2951 | 8 | 73045
40109 | HORSESHOE LAKE GNRTNG STA | 2951_G_10 | 8185411 | 5362613 | 5196612 | 15578814 |  | 221112 | 125 | 120 | 1208 | 17311 | 16993 | 49726 | 45 | 9 | 852 | 146.9 | 2.3 | 35.5083 | -97.1796 | 2951 | 10 | 73045
40109 | HORSESHOE LAKE GNRTNG STA | 2951_G_9 | 8185411 | 5362513 | 5197012 | 15578914 |  | 221112 | 125 | 120 | 1208 | 17310 | 339 | 49725 | 45 | 9 | 852 | 146.9 | 2.3 | 35.5083 | -97.1796 | 2951 | 9 | 73045
40109 | HORSESHOE LAKE GNRTNG STA | 2951_G_GT7 | 8185411 | 5362713 | 5196912 | 15578714 |  | 221112 | 125 | 120 | 1208 | 9941 | 9940 | 49722 | 189 | 15.5 | 296 | 7470.5 | 39.6 | 35.5077 | -97.1793 |  |  | 73045
40109 | HORSESHOE LAKE GNRTNG STA | 2951_G_ST7 | 8185411 | 5362313 | 5196912 | 15579214 |  | 221112 | 125 | 100 | 1208 | 9940 | 9940 | 49720 | 189 | 15.5 | 296 | 7470.5 | 39.6 | 35.5077 | -97.1793 | 2951 | 7 | 73045
40101 | MUSKOGEE GNRTNG STA | 2952_B_4 | 8506011 | 535113 | 531912 | 15935114 |  | 221112 | 125 | 100 | 1209 | 9944 | 9944 | 49733 | 350 | 24 | 264 | 25200.8 | 56.2 | 35.7618 | -95.2886 | 2952 | 4 | 74434 | 63UUUUU
40101 | MUSKOGEE GNRTNG STA | 2952_B_5 | 8506011 | 535213 | 531612 | 15934914 |  | 221112 | 125 | 100 | 1209 | 9945 | 9945 | 49735 | 350 | 24 | 264 | 25200.8 | 56.2 | 35.7622 | -95.2879 | 2952 | 5 | 74434 | 63UUUUU
40101 | MUSKOGEE GNRTNG STA | 2952_B_6 | 8506011 | 535313 | 531512 | 15934714 |  | 221112 | 125 | 100 | 1209 | 9946 | 9946 | 49736 | 500 | 21.5 | 264 | 30059.8 | 81.5 | 35.7622 | -95.2872 | 2952 | 6 | 74434 | 63UUUUU
40017 | MUSTANG GNRTNG STA | 2953_B_1 | 8350811 | 908413 | 834312 | 16887614 |  | 221112 | 125 | 100 | 1205 | 9930 | 9930 | 49703 | 250 | 10.5 | 305 | 2235.3 | 25.8 | 35.4665 | -97.6707 | 2953 | 1 | 73127
40017 | MUSTANG GNRTNG STA | 2953_B_2 | 8350811 | 908313 | 834612 | 16887714 |  | 221112 | 125 | 100 | 1205 | 9931 | 9931 | 49705 | 250 | 10.5 | 290 | 2235.3 | 25.8 | 35.4665 | -97.671 | 2953 | 2 | 73127
40017 | MUSTANG GNRTNG STA | 2953_B_3 | 8350811 | 908613 | 834512 | 16887114 |  | 221112 | 125 | 100 | 1205 | 9932 | 9932 | 49707 | 167 | 12.6 | 297 | 3993.1 | 32 | 35.4663 | -97.6712 | 2953 | 3 | 73127
40017 | MUSTANG GNRTNG STA | 2953_B_4 | 8350811 | 908513 | 834412 | 16887414 |  | 221112 | 125 | 100 | 1205 | 9933 | 9933 | 49709 | 188 | 17.5 | 292 | 7668.4 | 31.9 | 35.4663 | -97.6716 | 2953 | 4 | 73127
40133 | SEMINOLE GNRTNG STA | 2956_B_1 | 8007311 | 5014213 | 4839712 | 17368414 |  | 221112 | 125 | 100 | 1210 | 9949 | 9949 | 49740 | 178 | 15 | 247 | 7867.9 | 44.5 | 34.9642 | -96.7254 | 2956 | 1 | 74849
40133 | SEMINOLE GNRTNG STA | 2956_B_2 | 8007311 | 5014313 | 4839412 | 17368214 |  | 221112 | 125 | 100 | 1210 | 9950 | 9950 | 49742 | 178 | 15 | 247 | 7867.9 | 44.5 | 34.9647 | -96.7254 | 2956 | 2 | 74849
40133 | SEMINOLE GNRTNG STA | 2956_B_3 | 8007311 | 5014013 | 4839612 | 17368914 |  | 221112 | 125 | 100 | 1210 | 9951 | 9951 | 49744 | 350 | 18 | 282 | 16562.5 | 65.1 | 34.9655 | -96.7254 | 2956 | 3 | 74849
40133 | SEMINOLE GNRTNG STA | 2956_G_GT1 | 8007311 | 5014113 | 4839512 | 17368714 |  | 221112 | 125 | 120 | 1210 | 9952 | 9952 | 49746 | 25 | 10.8 | 895 | 125 | 1.4 | 34.9642 | -96.7254 |  |  | 74849
40131 | PSO NORTHEASTERN PWR STA | 2963_B_3302 | 8212411 | 6698513 | 6664212 | 15999514 |  | 221112 | 125 | 100 | 212 | 8749 | 8749 | 41119 | 183 | 18 | 249 | 13593.8 | 53.4 | 36.4323 | -95.7011 | 2963 | 3302 | 74053
40131 | PSO NORTHEASTERN PWR STA | 2963_B_3313 | 8212411 | 6698313 | 6664412 | 15999914 |  | 221112 | 125 | 100 | 212 | 8750 | 8750 | 41121 | 600 | 27 | 250 |  | 45.3 | 36.4265 | -95.6992 | 2963 | 3313 | 74053 | 63UUUUU
40131 | PSO NORTHEASTERN PWR STA | 2963_B_3314 | 8212411 | 6698813 | 6664412 | 15999214 |  | 221112 | 125 | 100 | 212 | 8751 | 8750 | 41123 | 600 | 27 | 250 |  | 45.3 | 36.4265 | -95.6992 | 2963 | 3314 | 74053 | 63UUUUU
40131 | PSO NORTHEASTERN PWR STA | 2963_G_1 | 8212411 | 6698913 | 6664012 | 15999014 |  | 221112 | 125 | 120 | 212 | 17869 | 17535 | 41134 | 150 | 18.83 | 200 | 18000 | 64.6 | 36.4312 | -95.7011 | 2963 | 3301A | 74053
40131 | PSO NORTHEASTERN PWR STA | 2963_G_1A | 8212411 | 6698913 | 6664012 | 15999014a |  | 221112 | 125 | 120 | 212 | 17869 | 17535 | 41134 | 150 | 18.83 | 200 | 18000 | 64.6 | 36.4312 | -95.7011 | 2963 | 3301A | 74053
40131 | PSO NORTHEASTERN PWR STA | 2963_G_1B | 8212411 | 6699113 | 6664712 | 15998814 |  | 221112 | 125 | 120 | 212 | 18380 | 18069 | 41135 | 150 | 18 | 200 | 18000 | 70.7 | 36.431 | -95.7011 | 2963 | 3301B | 74053
40015 | PSO SOUTHWESTERN PWR STA | 2964_B_8002 | 8536511 | 479213 | 482112 | 16025414 |  | 221112 | 125 | 100 | 214 | 8757 | 8757 | 41150 | 141 | 10 | 340 | 2571.2 | 33 | 35.0996 | -98.3518 | 2964 | 8002 | 73005
40015 | PSO SOUTHWESTERN PWR STA | 2964_B_8003 | 8536511 | 478813 | 482212 | 16026114 |  | 221112 | 125 | 100 | 214 | 8758 | 8758 | 41152 | 140 | 14 | 275 | 8207.9 | 53.3 | 35.0992 | -98.3523 | 2964 | 8003 | 73005
40015 | PSO SOUTHWESTERN PWR STA | 2964_B_801N | 8536511 | 479313 | 482412 | 16025214 |  | 221112 | 125 | 100 | 214 | 8755 | 8755 | 41146 | 114 | 6.9 | 340 | 1257.8 | 33.6 | 35.1001 | -98.3515 | 2964 | 801N | 73005
40015 | PSO SOUTHWESTERN PWR STA | 2964_B_801S | 8536511 | 479413 | 482512 | 16025014 |  | 221112 | 125 | 100 | 214 | 8756 | 8756 | 41148 | 114 | 6.9 | 340 | 1257.9 | 33.6 | 35.0999 | -98.3517 | 2964 | 801S | 73005
40015 | PSO SOUTHWESTERN PWR STA | 2964_G_4 | 8536511 | 72254813 | 66381012 | 100013014 |  | 221112 | 125 | 120 | 214 | 37038 | 36632 | 143955 | 56 | 11.41 | 1005 | 21754.7 | 212.8 | 35.1001 | -98.3515 | 2964 | 8004 | 73005
40015 | PSO SOUTHWESTERN PWR STA | 2964_G_5 | 8536511 | 72254913 | 66380912 | 100013114 |  | 221112 | 125 | 120 | 214 | 37039 | 36633 | 143956 | 56 | 11.41 | 1005 | 22464.9 | 219.7 | 35.1001 | -98.3515 | 2964 | 8005 | 73005
40143 | PSO TULSA PWR STA | 2965_B_1402 | 8416111 | 650413 | 649612 | 16107614 |  | 221112 | 125 | 100 | 215 | 8760 | 8760 | 41158 | 184 | 9 | 340 | 2812.8 | 44.2 | 36.1161 | -95.9915 | 2965 | 1402 | 74101
40143 | PSO TULSA PWR STA | 2965_B_1404 | 8416111 | 650113 | 649512 | 16108014 |  | 221112 | 125 | 100 | 215 | 8762 | 8762 | 41160 | 184 | 9 | 340 | 2812.8 | 44.2 | 36.1169 | -95.9917 | 2965 | 1404 | 74101
40107 | PSO WELEETKA POWER STA | 2966_G_4 | 933911 | 47383713 | 44934612 | 130382914 |  | 221112 | 125 | 120 | 216 | 8763 | 8763 | 41166 | 54 | 10.2 | 900 | 7627 | 93.3 | 35.3244 | -96.1358 |  |  | 74880
40107 | PSO WELEETKA POWER STA | 2966_G_5 | 933911 | 47383613 | 44934512 | 130383014 |  | 221112 | 125 | 120 | 216 | 8764 | 8764 | 41168 | 54 | 10.2 | 900 | 7627 | 93.3 | 35.3243 | -96.1358 |  |  | 74880
40107 | PSO WELEETKA POWER STA | 2966_G_6 | 933911 | 47383813 | 44934712 | 130383214 |  | 221112 | 125 | 120 | 216 | 8765 | 8765 | 41170 | 54 | 10.2 | 900 | 7627 | 93.3 | 35.3241 | -96.1358 |  |  | 74880
48293 | LIMESTONE ELECTRIC GENERATION STATION | 298_B_LIM1 | 5650511 | 19920713 | 19263212 | 5523614 |  | 221122 | 125 | 100 | 10 | 000002 | 000002 | 000002 | 450 | 26.9 | 250 |  | 89.9 | 31.4226 | -96.2527 | 298 | LIM1 | 75846 | 63UUUUU
48293 | LIMESTONE ELECTRIC GENERATION STATION | 298_B_LIM2 | 5650511 | 19919113 | 19266412 | 5525214 |  | 221122 | 125 | 100 | 10 | 000003 | 000003 | 000003 | 450 | 26.9 | 250 |  | 89.9 | 31.4237 | -96.253 | 298 | LIM2 | 75846 | 63UUUUU
01097 | Ala Power - Barry | 3_B_1 | 1056111 | 47671513 | 45197212 | 61246814 |  | 221112 | 125 | 100 | 1001 | X001 | 001 | 01 | 600 | 25.66 | 300 | 33936.3 | 65.6 | 31.0062 | -88.0126 | 3 | 1 | 36512 | 63UUUUU
01097 | Ala Power - Barry | 3_B_2 | 1056111 | 47671213 | 45197212 | 61247114 |  | 221112 | 125 | 100 | 1001 | X002 | 001 | 01 | 600 | 25.66 | 300 | 33936.3 | 65.6 | 31.0062 | -88.0126 | 3 | 2 | 36512 | 63UUUUU
01097 | Ala Power - Barry | 3_B_3 | 1056111 | 47671313 | 45197212 | 61247014 |  | 221112 | 125 | 100 | 1001 | X003 | 001 | 01 | 600 | 25.66 | 300 | 33936.3 | 65.6 | 31.0062 | -88.0126 | 3 | 3 | 36512 | 63UUUUU
01097 | Ala Power - Barry | 3_B_4 | 1056111 | 47671413 | 45197312 | 61246914 |  | 221112 | 125 | 100 | 1001 | X004 | 004 | 01 | 600 | 13.68 | 293 |  | 136.2 | 31.007 | -88.0113 | 3 | 4 | 36512 | 63UUUUU
01097 | Ala Power - Barry | 3_B_5 | 1056111 | 47671613 | 45196712 | 61246714 |  | 221112 | 125 | 100 | 1001 | X005 | 005 | 01 | 600 | 25 | 322 |  | 92.3 | 31.0073 | -88.0106 | 3 | 5 | 36512 | 63UUUUU
01097 | Ala Power - Barry | 3_G_A1CT | 1056111 | 47671913 | 45196812 | 61246414 |  | 221112 | 125 | 140 | 1001 | X006A | 007 | 01 | 121 | 16.8 | 184 | 15629.7 | 70.5 | 31.0011 | -88.0197 | 3 | 6A | 36512
01097 | Ala Power - Barry | 3_G_A1CT2 | 1056111 | 47672013 | 45196612 | 61246314 |  | 221112 | 125 | 140 | 1001 | X006B | 008 | 01 | 121 | 16.8 | 184 | 15629.7 | 70.5 | 31.0008 | -88.0196 | 3 | 6B | 36512
01097 | Ala Power - Barry | 3_G_A1ST | 1056111 | 47671913 | 45196812 | 61246414a |  | 221112 | 125 | 140 | 1001 | X006A | 007 | 01 | 121 | 16.8 | 184 | 15629.7 | 70.5 | 31.0011 | -88.0197 | 3 | 6A | 36512
01097 | Ala Power - Barry | 3_G_A2C1 | 1056111 | 47671713 | 45197012 | 61246614 |  | 221112 | 125 | 140 | 1001 | X006C | 009 | 01 | 121 | 16.8 | 184 | 15629.7 | 70.5 | 31.0024 | -88.0201 | 3 | 7A | 36512
01097 | Ala Power - Barry | 3_G_A2C2 | 1056111 | 47671813 | 45197112 | 61246514 |  | 221112 | 125 | 140 | 1001 | X006D | 010 | 01 | 121 | 16.8 | 184 | 15629.7 | 70.5 | 31.0021 | -88.02 | 3 | 7B | 36512
01097 | Ala Power - Barry | 3_G_A2ST | 1056111 | 47671713 | 45197012 | 61246614a |  | 221112 | 125 | 140 | 1001 | X006C | 009 | 01 | 121 | 16.8 | 184 | 15629.7 | 70.5 | 31.0024 | -88.0201 | 3 | 7A | 36512
40119 | BOOMER LAKE ELEC PWR STA | 3000_B_1 | 5615011 | 21312413 | 20462912 | 15685514 |  | 221112 | 125 | 100 | 247 | 8859 | 8859 | 41339 | 71 | 6 | 325 | 921.8 | 32.6 | 36.1437 | -97.0681 |  |  | 74075
40119 | BOOMER LAKE ELEC PWR STA | 3000_B_2 | 5615011 | 21312513 | 20463012 | 15685314 |  | 221112 | 125 | 100 | 247 | 8860 | 8860 | 41341 | 72 | 5.5 | 353 | 1040.7 | 43.8 | 36.1439 | -97.0683 |  |  | 74075
40119 | BOOMER LAKE ELEC PWR STA | 3000_G_3 | 5615011 | 98406313 | 95723412 | 138331914 |  | 221112 | 125 | 160 | 247 | 21132 | 21434 | 119505 | 19 | 2.3 | 750 | 234.5 | 56.4 | 36.1423 | -97.0678 |  |  | 74075
40119 | BOOMER LAKE ELEC PWR STA | 3000_G_4 | 5615011 | 98406413 | 95723512 | 138332014 |  | 221112 | 125 | 160 | 247 | 21133 | 21435 | 119506 | 19 | 2.3 | 750 | 234.5 | 56.4 | 36.1423 | -97.0677 |  |  | 74075
40119 | BOOMER LAKE ELEC PWR STA | 3000_G_5 | 5615011 | 98406513 | 95723312 | 138332114 |  | 221112 | 125 | 160 | 247 | 21134 | 21436 | 119507 | 19 | 2.3 | 750 | 234.5 | 56.4 | 36.1423 | -97.0673 |  |  | 74075
40015 | WESTERN FARMERS ANADARKO PLT | 3006_B_1 | 1046611 | 46955513 | 44544212 | 16026214 |  | 221112 | 125 | 100 | 1699 | 10718 | 10718 | 55399 | 51 | 4.4 | 390 | 1006.8 | 66.2 | 35.0827 | -98.2264 |  |  | 73005
40015 | WESTERN FARMERS ANADARKO PLT | 3006_B_2 | 1046611 | 46955313 | 44544312 | 16026614 |  | 221112 | 125 | 100 | 1699 | 10719 | 10719 | 55401 | 51 | 4.4 | 390 | 1006.8 | 66.2 | 35.0827 | -98.2262 |  |  | 73005
40015 | WESTERN FARMERS ANADARKO PLT | 3006_B_3 | 1046611 | 46955413 | 44543912 | 16026414 |  | 221112 | 125 | 100 | 1699 | 10720 | 10720 | 55403 | 111 | 7.5 | 260 | 1798.8 | 40.7 | 35.0827 | -98.2258 | 3006 | 3 | 73005
40015 | WESTERN FARMERS ANADARKO PLT | 3006_G_10 | 1046611 | 88766913 | 85625712 | 121478414 |  | 221112 | 125 | 120 | 1699 | 44123 | 44124 | 152387 | 60 | 10 | 803 | 9793.8 | 124.7 | 35.0835 | -98.2306 | 3006 | 10 | 73005
40015 | WESTERN FARMERS ANADARKO PLT | 3006_G_11 | 1046611 | 88766813 | 85625912 | 121478514 |  | 221112 | 125 | 120 | 1699 | 44124 | 44125 | 152390 | 60 | 10 | 803 | 9793.8 | 124.7 | 35.0835 | -98.2306 | 3006 | 11 | 73005
40015 | WESTERN FARMERS ANADARKO PLT | 3006_G_4 | 1046611 | 46955213 | 44543812 | 16026814 |  | 221112 | 125 | 120 | 1699 | 10721 | 10721 | 55405 | 80 | 14.9 | 325 | 14543.2 | 83.4 | 35.0827 | -98.2252 |  |  | 73005
40015 | WESTERN FARMERS ANADARKO PLT | 3006_G_5 | 1046611 | 46955113 | 44544112 | 16027114 |  | 221112 | 125 | 120 | 1699 | 10722 | 10722 | 55407 | 80 | 14.9 | 325 | 14543.2 | 83.4 | 35.0822 | -98.2246 |  |  | 73005
40015 | WESTERN FARMERS ANADARKO PLT | 3006_G_6 | 1046611 | 46954813 | 44544412 | 16027414 |  | 221112 | 125 | 120 | 1699 | 10723 | 10723 | 55409 | 80 | 14.9 | 325 | 14543.2 | 83.4 | 35.0827 | -98.2246 |  |  | 73005
40015 | WESTERN FARMERS ANADARKO PLT | 3006_G_9 | 1046611 | 88766613 | 85626012 | 121478314 |  | 221112 | 125 | 120 | 1699 | 44118 | 44119 | 152383 | 60 | 10 | 803 | 9793.8 | 124.7 | 35.0835 | -98.2306 | 3006 | 9 | 73005
40153 | MOORELAND GNRTNG STA | 3008_B_1 | 8518611 | 527513 | 523812 | 15669814 |  | 221112 | 125 | 100 | 1701 | 10728 | 10728 | 55423 | 125 | 10 | 250 | 2450 | 31.2 | 36.4352 | -99.2254 | 3008 | 1 | 73852
40153 | MOORELAND GNRTNG STA | 3008_B_2 | 8518611 | 527413 | 523912 | 15670014 |  | 221112 | 125 | 100 | 1701 | 10729 | 10729 | 55424 | 153 | 12 | 220 | 6533.3 | 57.8 | 36.4352 | -99.2247 | 3008 | 2 | 73852
40153 | MOORELAND GNRTNG STA | 3008_B_3 | 8518611 | 527313 | 524012 | 15670114 |  | 221112 | 125 | 100 | 1701 | 10730 | 10730 | 55426 | 154 | 12 | 252 | 7516.7 | 66.5 | 36.4352 | -99.2242 | 3008 | 3 | 73852
06073 | CABRILLO POWER I LLC ENCINA POWER PLANT | 302_B_1 | 5003711 | 86059413 | 105171612 | 116286814 |  | 221118 | 125 | 100 | 37122773 | 791791 | 791791_4_102006 | 4 | 125 | 3 | 350 |  | 50 | 33.1408 | -117.3342 | 302 | 1 | 92008
06073 | CABRILLO POWER I LLC ENCINA POWER PLANT | 302_B_2 | 5003711 | 86059313 | 105171712 | 116286614 |  | 221118 | 125 | 100 | 37122773 | 792792 | 792792_4_102006 | 4 | 125 | 3 | 350 |  | 50 | 33.1408 | -117.3342 | 302 | 2 | 92008
06073 | CABRILLO POWER I LLC ENCINA POWER PLANT | 302_B_3 | 5003711 | 86059213 | 105171812 | 116286414 |  | 221118 | 125 | 100 | 37122773 | 793793 | 793793_4_102006 | 4 | 125 | 3 | 350 |  | 50 | 33.1408 | -117.3342 | 302 | 3 | 92008
06073 | CABRILLO POWER I LLC ENCINA POWER PLANT | 302_B_4 | 5003711 | 86059813 | 105171312 | 116287314 |  | 221118 | 125 | 100 | 37122773 | 177770 | 177770_4_102006 | 4 | 125 | 3 | 350 |  | 50 | 33.1408 | -117.3342 | 302 | 4 | 92008
06073 | CABRILLO POWER I LLC ENCINA POWER PLANT | 302_B_5 | 5003711 | 86059613 | 105171512 | 116287114 |  | 221118 | 125 | 100 | 37122773 | 523238 | 523238_4_102006 | 4 | 125 | 3 | 350 |  | 50 | 33.1408 | -117.3342 | 302 | 5 | 92008
42003 | GENON ENERGY INC/BRUNOT ISLE POWER PLT | 3096_G_1A | 8404911 | 98943513 | 95971112 | 138616314 |  | 221121 | 125 | 100 | 4200300158 | 031 | S1 | 1 | 33 | 11.2 | 865 | 8947.8 | 88.6 | 40.4647 | -80.0447 | 3096 | 1A | 15204
42003 | GENON ENERGY INC/BRUNOT ISLE POWER PLT | 3096_G_2A | 8404911 | 361713 | 95971212 | 14032814 |  | 221121 | 125 | 100 | 4200300158 | 001 | S2 | 1 | 69 | 12.6 | 439 | 12424.9 | 327.8 | 40.4647 | -80.0447 | 3096 | 2A | 15204
42003 | GENON ENERGY INC/BRUNOT ISLE POWER PLT | 3096_G_2B | 8404911 | 361913 | 95971212 | 89189014 |  | 221121 | 125 | 100 | 4200300158 | 002 | S2 | 1 | 69 | 12.6 | 439 | 12424.9 | 327.8 | 40.4647 | -80.0447 | 3096 | 2B | 15204
42003 | GENON ENERGY INC/BRUNOT ISLE POWER PLT | 3096_G_3 | 8404911 | 361613 | 95971212 | 89188814 |  | 221121 | 125 | 100 | 4200300158 | 003 | S2 | 1 | 69 | 12.6 | 439 | 12424.9 | 327.8 | 40.4647 | -80.0447 | 3096 | 3 | 15204
42003 | GENON ENERGY INC/BRUNOT ISLE POWER PLT | 3096_G_ST4 | 8404911 | ORISST4 | ORISST4 | 3096_G_ST4 |  | 221121 | 125 | 680 |  |  |  |  | 1 | 0.9 | 674 | 0.1 | 3.3 | 40.4647 | -80.0447 | 3096 | ST4 | 15204
42001 | GENON REMA LLC/HAMILTON | 3109_G_1 | 4713311 | 28152013 | 26996512 | 17148114 |  | 221112 | 125 | 100 | 420010869 | 101 | S01 | 1 | 50 | 1.3 | 1060 | 10900 | 0.1 | 39.9081 | -76.9902 |  |  | 17301
42001 | GENON WHOLESALE GEN LP/HUNTERSTOWN PLT | 3110_G_1 | 4713111 | 94841513 | 91637512 | 129869314 |  | 221118 | 125 | 120 | 420010122 | 601 | S601 | 2 | 51 | 0.1 | 1060 | 16858 | 0.1 | 39.8729 | -77.1668 | 3110 | 031 | 17325-7526
42001 | GENON WHOLESALE GEN LP/HUNTERSTOWN PLT | 3110_G_2 | 4713111 | 94841613 | 91637612 | 129869514 |  | 221118 | 125 | 120 | 420010122 | 602 | S602 | 2 | 51 | 0.1 | 1060 | 16858 | 0.1 | 39.8729 | -77.1668 | 3110 | 032 | 17325-7526
42001 | GENON WHOLESALE GEN LP/HUNTERSTOWN PLT | 3110_G_3 | 4713111 | 94841713 | 91637712 | 129869714 |  | 221118 | 125 | 120 | 420010122 | 603 | S603 | 2 | 51 | 0.1 | 1060 | 16858 | 0.1 | 39.8729 | -77.1668 | 3110 | 033 | 17325-7526
42041 | GENON REMA LLC/MOUNTAIN | 3111_G_1 | 6464111 | 18721213 | 18165112 | 16861714 |  | 221112 | 125 | 120 | 420410045 | 031 | S01 | 1 | 22 | 15.3 | 955 | 9748.7 | 53 | 40.1224 | -77.1757 | 3111 | 031 | 17065
42041 | GENON REMA LLC/MOUNTAIN | 3111_G_2 | 6464111 | 18721313 | 18165012 | 16861414 |  | 221112 | 125 | 120 | 420410045 | 032 | S02 | 1 | 22 | 15.3 | 955 | 9748.7 | 53 | 40.1224 | -77.1757 | 3111 | 032 | 17065
42001 | GENON REMA LLC/ORRTANNA | 3112_G_1 | 4713411 | 28151913 | 26996412 | 17148014 |  | 221112 | 125 | 100 | 420010876 | 101 | S01 | 1 | 38 | 1.2 | 1060 | 10900 | 0.1 | 39.8469 | -77.3504 |  |  | 17353
42095 | GENON REMA LLC/PORTLAND GENERATING STA | 3113_G_3 | 3881811 | 37149613 | 35401712 | 13620014 |  | 221112 | 125 | 690 | 420950011 | 101 | S03 | 1 | 26 | 11 | 900 | 3062 | 32.2 | 40.9083 | -75.079 | 3113 | 033 | 18351
42095 | GENON REMA LLC/PORTLAND GENERATING STA | 3113_G_4 | 3881811 | 37149713 | 35401812 | 13619814 |  | 221112 | 125 | 690 | 420950011 | 102 | S04 | 2 | 26 | 12 | 960 | 3918.8 | 34.8 | 40.9083 | -75.079 | 3113 | 034 | 18351
42095 | GENON REMA LLC/PORTLAND GENERATING STA | 3113_G_5 | 3881811 | 37150213 | 35401312 | 13619014 |  | 221112 | 125 | 690 | 420950011 | 103 | S05 | 1 | 142 | 19 | 1000 | 38500 | 135.8 | 40.9083 | -75.079 | 3113 | 5 | 18351
42089 | GENON REMA LLC/SHAWNEE | 3114_G_1 | 3748611 | 37854913 | 36111512 | 13885814 |  | 221112 | 125 | 100 | 420890795 | 101 | S01 | 1 | 31 | 17.2 | 1060 | 10625 | 45.7 | 41.061 | -75.0594 |  |  | 18356
42011 | GENON REMA LLC/TITUS GEN STA | 3115_G_4 | 3857011 | 37800113 | 36051012 | 17184214 |  | 221112 | 125 | 120 | 420110045 | 034 | S04 | 2 | 26 | 10 | 900 | 7222.9 | 92 | 40.3059 | -75.9084 |  |  | 19508-8144
42011 | GENON REMA LLC/TITUS GEN STA | 3115_G_5 | 3857011 | 37799613 | 36051112 | 17168514 |  | 221112 | 125 | 120 | 420110045 | 035 | S05 | 1 | 21 | 11 | 900 | 7222.9 | 76 | 40.3059 | -75.9084 |  |  | 19508-8144
42133 | GENON REMA LLC/TOLNA | 3116_G_1 | 3000911 | 38373813 | 36645212 | 15078714 |  | 221112 | 125 | 100 | 421330888 | 101 | S01 | 1 | 30 | 7.8 | 932 | 9435.6 | 197.5 | 39.7638 | -76.6372 | 3116 | 031 | 17349
42133 | GENON REMA LLC/TOLNA | 3116_G_2 | 3000911 | 38373713 | 36645112 | 15078814 |  | 221112 | 125 | 100 | 421330888 | 102 | S02 | 1 | 30 | 7.8 | 932 | 9435.6 | 197.5 | 39.7638 | -76.6372 | 3116 | 032 | 17349
42063 | GENON NE MGMT CO/CONEMAUGH PLT | 3118_B_1 | 2905911 | 38673013 | 36954912 | 13718514 |  | 221112 | 125 | 100 | 420630001 | 031 | S09 | 2 | 525 | 28 | 124 | 45000 | 73.1 | 40.3842 | -79.0611 | 3118 | 1 | 15944-9154 | 63UUUUU
42063 | GENON NE MGMT CO/CONEMAUGH PLT | 3118_B_2 | 2905911 | 38672213 | 36955112 | 13719414 |  | 221112 | 125 | 100 | 420630001 | 032 | S10 | 1 | 525 | 28 | 124 | 45000 | 73.1 | 40.3842 | -79.0611 | 3118 | 2 | 15944-9154 | 63UUUUU
42063 | GENON NE MGMT CO/CONEMAUGH PLT | 3118_G_A | 2905911 | 38672913 | 36955012 | 93065914 |  | 221112 | 125 | 160 | 420630001 | 104 | S04 | 1 | 18 | 4 | 800 | 750.3 | 59.7 | 40.3842 | -79.0611 |  |  | 15944-9154
42063 | GENON NE MGMT CO/CONEMAUGH PLT | 3118_G_B | 2905911 | 38672413 | 36955712 | 93066014 |  | 221112 | 125 | 160 | 420630001 | 105 | S05 | 1 | 18 | 4 | 800 | 750.3 | 59.7 | 40.3842 | -79.0611 |  |  | 15944-9154
42063 | GENON NE MGMT CO/CONEMAUGH PLT | 3118_G_C | 2905911 | 38673113 | 36955912 | 93066114 |  | 221112 | 125 | 160 | 420630001 | 106 | S06 | 1 | 18 | 4 | 800 | 750.3 | 59.7 | 40.3842 | -79.0611 |  |  | 15944-9154
42063 | GENON NE MGMT CO/CONEMAUGH PLT | 3118_G_D | 2905911 | 38673213 | 36955512 | 93066214 |  | 221112 | 125 | 160 | 420630001 | 107 | S07 | 1 | 18 | 4 | 800 | 750.3 | 59.7 | 40.3842 | -79.0611 |  |  | 15944-9154
42117 | GENON REMA LLC/BLOSSBURG GEN STA | 3120_G_1 | 3878511 | 37458813 | 35729512 | 14599214 |  | 221112 | 125 | 120 | 421170100 | P101 | S01 | 1 | 32 | 10 | 900 | 2167.9 | 27.6 | 41.7222 | -77.0833 |  |  | 16912
42063 | HOMER CITY GEN LP/ CENTER TWP | 3122_B_1 | 3005211 | 38366513 | 36637312 | 13552114 |  | 221112 | 125 | 100 | 420630003 | 031 | S01 | 1 | 800 | 24 | 310 | 38639.1 | 85.4 | 40.5136 | -79.1968 | 3122 | 1 | 15748-8009 | 63UUUUU
42063 | HOMER CITY GEN LP/ CENTER TWP | 3122_B_2 | 3005211 | 38366413 | 36637412 | 13552314 |  | 221112 | 125 | 100 | 420630003 | 032 | S02 | 2 | 800 | 24 | 310 | 38639.1 | 85.4 | 40.5136 | -79.1968 | 3122 | 2 | 15748-8009 | 63UUUUU
42063 | HOMER CITY GEN LP/ CENTER TWP | 3122_B_3 | 3005211 | 38366713 | 36637612 | 93066414 |  | 221112 | 125 | 100 | 420630003 | 033 | S04 | 2 | 854 | 27 | 125 | 35946.7 | 62.8 | 40.5136 | -79.1968 | 3122 | 3 | 15748-8009 | 63UUUUU
42063 | NRG WHOLESALE GEN/SEWARD GEN STA | 3130_B_1 | 3005111 | 67474613 | 36637912 | 93066614 |  | 221112 | 125 | 100 | 420630002 | 034 | S04 | 2 | 600 | 17.3 | 165 | 24533.3 | 104.4 | 40.4079 | -79.0342 | 3130 | 1 | 15944-8927 | 63UUUUU
42063 | NRG WHOLESALE GEN/SEWARD GEN STA | 3130_B_2 | 3005111 | 67474713 | 36637912 | 93066814 |  | 221112 | 125 | 100 | 420630002 | 035 | S04 | 2 | 600 | 17.3 | 165 | 24533.3 | 104.4 | 40.4079 | -79.0342 | 3130 | 2 | 15944-8927 | 63UUUUU
42033 | NRG REMA LLC/SHAWVILLE GEN STA | 3131_G_5 | 2985011 | 38387513 | 36658012 | 17041814 |  | 221112 | 125 | 160 | 420330021 | P101 | S03 | 1 | 1 | 0.1 | 320 | 24.8 | 0.1 | 41.0669 | -78.3664 |  |  | 16873-0403
42033 | NRG REMA LLC/SHAWVILLE GEN STA | 3131_G_6 | 2985011 | 38388013 | 36658012 | 17041114 |  | 221112 | 125 | 160 | 420330021 | P102 | S03 | 1 | 1 | 0.1 | 320 | 24.8 | 0.1 | 41.0669 | -78.3664 |  |  | 16873-0403
42033 | NRG REMA LLC/SHAWVILLE GEN STA | 3131_G_7 | 2985011 | 38388113 | 36658012 | 17041014 |  | 221112 | 125 | 160 | 420330021 | P103 | S03 | 1 | 1 | 0.1 | 320 | 24.8 | 0.1 | 41.0669 | -78.3664 |  |  | 16873-0403
42123 | GENON REMA LLC/WARREN GEN STA | 3132_G_3 | 3893511 | 37450213 | 35722212 | 14926414 |  | 221112 | 125 | 120 | 421230004 | 035 | S35 | 2 | 51 | 19.1 | 890 | 34702.5 | 121.1 | 41.8361 | -79.1889 | 3132 | 005 | 16365-3616
42005 | GENON NE MGMT CO/KEYSTONE STA | 3136_B_1 | 3866111 | 37164713 | 35416912 | 13753414 |  | 221112 | 125 | 100 | 420050012 | 031 | S01 | 2 | 800 | 27.2 | 301 | 55411.4 | 95.4 | 40.6602 | -79.3418 | 3136 | 1 | 15774-2305 | 63UUUUU
42005 | GENON NE MGMT CO/KEYSTONE STA | 3136_B_2 | 3866111 | 37164513 | 35416712 | 13753714 |  | 221112 | 125 | 100 | 420050012 | 032 | S02 | 2 | 800 | 27.2 | 301 | 55411.4 | 95.4 | 40.6602 | -79.3418 | 3136 | 2 | 15774-2305 | 63UUUUU
42005 | GENON NE MGMT CO/KEYSTONE STA | 3136_G_3 | 3866111 | 37165013 | 35416612 | 93011814 |  | 221112 | 125 | 120 | 420050012 | 101 | S03 | 1 | 18 | 4 | 800 | 393.3 | 31.3 | 40.6602 | -79.3418 |  |  | 15774-2305
42005 | GENON NE MGMT CO/KEYSTONE STA | 3136_G_4 | 3866111 | 37164813 | 35416312 | 93011914 |  | 221112 | 125 | 120 | 420050012 | 102 | S04 | 1 | 18 | 4 | 800 | 384.6 | 30.6 | 40.6602 | -79.3418 |  |  | 15774-2305
42005 | GENON NE MGMT CO/KEYSTONE STA | 3136_G_5 | 3866111 | 37165113 | 35416512 | 93012014 |  | 221112 | 125 | 120 | 420050012 | 103 | S05 | 1 | 18 | 4 | 800 | 403.1 | 32.1 | 40.6602 | -79.3418 |  |  | 15774-2305
42005 | GENON NE MGMT CO/KEYSTONE STA | 3136_G_6 | 3866111 | 37165513 | 35416212 | 93012114 |  | 221112 | 125 | 120 | 420050012 | 104 | S06 | 1 | 18 | 4 | 800 | 393.3 | 31.3 | 40.6602 | -79.3418 |  |  | 15774-2305
42077 | PPL MARTINS CREEK LLC/ALLENTOWN CTG SITE | 3139_G_CTG1 | 5452111 | 27541713 | 26434112 | 13468614 |  | 221112 | 125 | 120 | 420770544 | 001 | S10 | 1 | 25 | 6 | 895 | 6716.7 | 237.5 | 40.6333 | -75.5166 |  |  | 18101-1179
42077 | PPL MARTINS CREEK LLC/ALLENTOWN CTG SITE | 3139_G_CTG2 | 5452111 | 27541513 | 26433812 | 13468814 |  | 221112 | 125 | 120 | 420770544 | 002 | S20 | 1 | 25 | 6 | 895 | 6716.7 | 237.5 | 40.6333 | -75.5166 |  |  | 18101-1179
42077 | PPL MARTINS CREEK LLC/ALLENTOWN CTG SITE | 3139_G_CTG3 | 5452111 | 27541813 | 26434012 | 13468514 |  | 221112 | 125 | 120 | 420770544 | 003 | S30 | 1 | 25 | 6 | 895 | 6716.7 | 237.5 | 40.6333 | -75.5166 |  |  | 18101-1179
42077 | PPL MARTINS CREEK LLC/ALLENTOWN CTG SITE | 3139_G_CTG4 | 5452111 | 27541613 | 26433912 | 13468714 |  | 221112 | 125 | 120 | 420770544 | 004 | S40 | 1 | 25 | 6 | 895 | 6716.7 | 237.5 | 40.6333 | -75.5166 |  |  | 18101-1179
42133 | PPL BRUNNER ISLAND LLC/BRUNNER ISLAND | 3140_B_1 | 3193911 | 38702613 | 86081612 | 14416014 |  | 221112 | 125 | 100 | 421330020 | 031A | S01A | 1 | 450 | 19.6 | 130 | 39166.7 | 155.2 | 40.096 | -76.697 | 3140 | 1 | 17370 | 63UUUUU
42133 | PPL BRUNNER ISLAND LLC/BRUNNER ISLAND | 3140_B_2 | 3193911 | 38702513 | 86081612 | 14416214 |  | 221112 | 125 | 100 | 421330020 | 032 | S01A | 2 | 450 | 19.6 | 130 | 39166.7 | 155.2 | 40.096 | -76.697 | 3140 | 2 | 17370 | 63UUUUU
42133 | PPL BRUNNER ISLAND LLC/BRUNNER ISLAND | 3140_B_3 | 3193911 | 38702013 | 36984112 | 14356114 |  | 221112 | 125 | 100 | 421330020 | 033A | S03A | 1 | 600 | 19.8 | 310 | 44529.3 | 144.7 | 40.0975 | -76.6963 | 3140 | 3 | 17370 | 63UUUUU
42133 | PPL BRUNNER ISLAND LLC/BRUNNER ISLAND | 3140_G_BID1 | 3193911 | 38702213 | 36983812 | 14416514 |  | 221112 | 125 | 100 | 421330020 | 034 | S04 | 1 | 20 | 3 | 350 | 152.6 | 21.6 | 40.0975 | -76.6963 |  |  | 17370
42133 | PPL BRUNNER ISLAND LLC/BRUNNER ISLAND | 3140_G_BID2 | 3193911 | 38702313 | 36983912 | 14416414 |  | 221112 | 125 | 100 | 421330020 | 035 | S05 | 1 | 20 | 3 | 350 | 152.6 | 21.6 | 40.0975 | -76.6963 |  |  | 17370
42133 | PPL BRUNNER ISLAND LLC/BRUNNER ISLAND | 3140_G_BID3 | 3193911 | 38702413 | 36984212 | 14416314 |  | 221112 | 125 | 100 | 421330020 | 036 | S06 | 1 | 20 | 3 | 350 | 152.6 | 21.6 | 40.0975 | -76.6963 |  |  | 17370
42107 | PPL MARTINS CREEK LLC/FISHBACH CTS | 3142_G_UNT1 | 4736011 | 27907713 | 26790212 | 14772214 |  | 221112 | 125 | 120 | 421070598 | CT01 | S01 | 1 | 25 | 6 | 898 | 9550 | 337.8 | 40.7111 | -76.2001 |  |  | 17974
42107 | PPL MARTINS CREEK LLC/FISHBACH CTS | 3142_G_UNT2 | 4736011 | 27907813 | 26790112 | 14772114 |  | 221112 | 125 | 120 | 421070598 | CT02 | S02 | 1 | 25 | 6 | 898 | 9550 | 337.8 | 40.7111 | -76.2001 |  |  | 17974
42043 | PPL MARTINS CREEK LLC/HARRISBURG CTG SITE | 3143_G_CTG1 | 6660711 | 17773513 | 17281012 | 13899714 |  | 221112 | 125 | 120 | 420430209 | P101 | S01 | 1 | 25 | 6 | 895 | 6716.7 | 237.5 | 40.3278 | -76.8833 |  |  | 17104-2245
42043 | PPL MARTINS CREEK LLC/HARRISBURG CTG SITE | 3143_G_CTG2 | 6660711 | 17773413 | 17281112 | 13899814 |  | 221112 | 125 | 120 | 420430209 | P102 | S02 | 1 | 25 | 6 | 895 | 6716.7 | 237.5 | 40.3278 | -76.8833 |  |  | 17104-2245
42043 | PPL MARTINS CREEK LLC/HARRISBURG CTG SITE | 3143_G_CTG3 | 6660711 | 17773213 | 17281212 | 13900014 |  | 221112 | 125 | 120 | 420430209 | P103 | S03 | 1 | 25 | 6 | 895 | 671.7 | 23.8 | 40.3278 | -76.8833 |  |  | 17104-2245
42043 | PPL MARTINS CREEK LLC/HARRISBURG CTG SITE | 3143_G_CTG4 | 6660711 | 17773313 | 17280912 | 13899914 |  | 221112 | 125 | 120 | 420430209 | P104 | S04 | 1 | 25 | 6 | 895 | 6716.7 | 237.5 | 40.3278 | -76.8833 |  |  | 17104-2245
42079 | PPL MARTINS CREEK LLC/HARWOOD CTS | 3144_G_CTG1 | 4473111 | 27692413 | 62121312 | 14172114 |  | 221112 | 125 | 120 | 420790597 | CT01 | S02 | 1 | 25 | 6 | 895 | 6716.7 | 237.6 | 40.9528 | -75.9833 |  |  | 18202
42079 | PPL MARTINS CREEK LLC/HARWOOD CTS | 3144_G_CTG2 | 4473111 | 27692313 | 62121312 | 14172214 |  | 221112 | 125 | 120 | 420790597 | CT02 | S02 | 1 | 25 | 6 | 895 | 6716.7 | 237.6 | 40.9528 | -75.9833 |  |  | 18202
42035 | PPL MARTINS CREEK LL/LOCK HAVEN CTS | 3147_G_CTG | 6602011 | 19033913 | 18494012 | 16988414 |  | 221112 | 125 | 120 | 420350677 | P101 | S01 | 1 | 40 | 2 | 280 | 16.7 | 5.3 | 41.1167 | -77.5 |  |  | 17745
42095 | PPL MARTINS CREEK LLC/MARTINS CREEK | 3148_B_3 | 3881711 | 37150613 | 35402412 | 13621714 |  | 221112 | 125 | 100 | 420950010 | 033 | S02 | 3 | 600 | 22.5 | 300 | 47540.1 | 119.6 | 40.796 | -75.1076 | 3148 | 3 | 18063 | 63UUUUU
42095 | PPL MARTINS CREEK LLC/MARTINS CREEK | 3148_B_4 | 3881711 | 37151113 | 35402512 | 13620914 |  | 221112 | 125 | 100 | 420950010 | 034 | S03 | 3 | 600 | 22.5 | 300 | 47540.1 | 119.6 | 40.796 | -75.1076 | 3148 | 4 | 18063 | 63UUUUU
42095 | PPL MARTINS CREEK LLC/MARTINS CREEK | 3148_G_CTG1 | 3881711 | 37150713 | 35402312 | 13621414 |  | 221112 | 125 | 120 | 420950010 | 101 | S06 | 1 | 52 | 10 | 960 | 10895.6 | 138.8 | 40.796 | -75.1076 |  |  | 18063
42095 | PPL MARTINS CREEK LLC/MARTINS CREEK | 3148_G_CTG2 | 3881711 | 37151413 | 35402712 | 13620314 |  | 221112 | 125 | 120 | 420950010 | 102 | S07 | 1 | 52 | 10 | 960 | 10895.6 | 138.8 | 40.796 | -75.1076 |  |  | 18063
42095 | PPL MARTINS CREEK LLC/MARTINS CREEK | 3148_G_CTG3 | 3881711 | 37151313 | 35402212 | 13620414 |  | 221112 | 125 | 120 | 420950010 | 103 | S08 | 1 | 52 | 10 | 960 | 10895.6 | 138.8 | 40.796 | -75.1076 |  |  | 18063
42095 | PPL MARTINS CREEK LLC/MARTINS CREEK | 3148_G_CTG4 | 3881711 | 37150413 | 35402112 | 13621914 |  | 221112 | 125 | 120 | 420950010 | 104 | S09 | 1 | 52 | 10 | 960 | 10895.6 | 138.8 | 40.796 | -75.1076 |  |  | 18063
42093 | PPL MONTOUR LLC/MONTOUR SES | 3149_B_1 | 3881111 | 37158713 | 35410312 | 13680614 |  | 221112 | 125 | 100 | 420930003 | 031 | S031 | 2 | 600 | 20 | 290 | 25749.8 | 82 | 41.0701 | -76.6665 | 3149 | 1 | 17884 | 63UUUUU
42093 | PPL MONTOUR LLC/MONTOUR SES | 3149_B_2 | 3881111 | 37158913 | 35410412 | 13680314 |  | 221112 | 125 | 100 | 420930003 | 032 | S032 | 1 | 600 | 20 | 290 | 27932.8 | 88.9 | 41.0701 | -76.6665 | 3149 | 2 | 17884 | 63UUUUU
06037 | AES ALAMITOS, LLC | 315_B_1 | 4083111 | 35223713 | 101520812 | 58713614 |  | 221112 | 125 | 160 | 191026115394 | 2 | 2_1_20200301 | 1 | [5 empty] | 33.7711 | -118.1031 | 315 | 1 | 90803
06037 | AES ALAMITOS, LLC | 315_B_2 | 4083111 | 76772213 | 101521412 | 114188514 |  | 221112 | 125 | 100 | 191026115394 | 8 | 8_1_10100601 | 1 | [5 empty] | 33.7711 | -118.1031 | 315 | 2 | 90803
06037 | AES ALAMITOS, LLC | 315_B_3 | 4083111 | 76772313 | 101521512 | 114188414 |  | 221112 | 125 | 100 | 191026115394 | 9 | 9_1_10100601 | 1 | [5 empty] | 33.7711 | -118.1031 | 315 | 3 | 90803
06037 | AES ALAMITOS, LLC | 315_B_4 | 4083111 | 76772413 | 101520412 | 114188314 |  | 221112 | 125 | 100 | 191026115394 | 10 | 10_1_10100601 | 1 | [5 empty] | 33.7711 | -118.1031 | 315 | 4 | 90803
06037 | AES ALAMITOS, LLC | 315_B_5 | 4083111 | 76772613 | 101520612 | 114188114 |  | 221112 | 125 | 100 | 191026115394 | 12 | 12_1_10100601 | 1 | [5 empty] | 33.7711 | -118.1031 | 315 | 5 | 90803
06037 | AES ALAMITOS, LLC | 315_B_6 | 4083111 | 76772713 | 101520712 | 114188014 |  | 221112 | 125 | 100 | 191026115394 | 13 | 13_1_10100601 | 1 | [5 empty] | 33.7711 | -118.1031 | 315 | 6 | 90803
42109 | SUNBURY GENERATION LP/SUNBURY SES | 3152_G_CTG1 | 4737311 | 27902213 | 26785512 | 14620414 |  | 221112 | 125 | 120 | 421090002 | P139 | S039 | 1 | 52 | 14.4 | 960 | 11118 | 68.2 | 40.8379 | -76.8254 |  |  | 17876
42109 | SUNBURY GENERATION LP/SUNBURY SES | 3152_G_CTG2 | 4737311 | 27902313 | 26785712 | 14620314 |  | 221112 | 125 | 120 | 421090002 | P140 | S040 | 1 | 52 | 14.4 | 960 | 11118 | 68.2 | 40.8379 | -76.8254 |  |  | 17876
42109 | SUNBURY GENERATION LP/SUNBURY SES | 3152_G_DI2 | 4737311 | 27902013 | 26785612 | 14620614 |  | 221112 | 125 | 160 | 421090002 | P137 | S037 | 1 | 50 | 5 | 896 | 6822.6 | 0.1 | 40.8379 | -76.8254 |  |  | 17876
42041 | PPL MARTINS CREEK LLC/WEST SHORE CTG SITE | 3154_G_CTG1 | 6464511 | 18718913 | 18163312 | 16817114 |  | 221112 | 125 | 120 | 420410494 | 031 | S01 | 1 | 25 | 6 | 898 | 9550 | 0.1 | 40.2167 | -76.9167 |  |  | 17011
42041 | PPL MARTINS CREEK LLC/WEST SHORE CTG SITE | 3154_G_CTG2 | 6464511 | 18719013 | 18163212 | 16817014 |  | 221112 | 125 | 120 | 420410494 | 032 | S02 | 1 | 25 | 6 | 898 | 955 | 33.8 | 40.2167 | -76.9167 |  |  | 17011
42081 | PPL MARTINS CREEK LLC/WILLIAMSPORT CTS | 3155_G_CTG1 | 5450811 | 27550213 | 26441712 | 14168914 |  | 221112 | 125 | 120 | 420810005 | P101 | S101 | 1 | 10 | 1.5 | 1500 | 250 | 141.4 | 41.24 | -77.01 |  |  | 17701
42081 | PPL MARTINS CREEK LLC/WILLIAMSPORT CTS | 3155_G_CTG2 | 5450811 | 27550113 | 26441812 | 14169014 |  | 221112 | 125 | 120 | 420810005 | P102 | S102 | 1 | 25 | 6 | 895 | 6716.7 | 237.5 | 41.24 | -77.01 |  |  | 17701
42101 | EXELON GENERATION CO/DELAWARE STA | 3160_G_10 | 6559511 | 103757313 | 107434612 | 146816314 |  | 221118 | 125 | 100 | 4210104901 | 017 | S7 | 1 | 25 | 11 | 1025 | 10522.8 | 265.4 | 39.9671 | -75.1269 |  |  | 19137
42101 | EXELON GENERATION CO/DELAWARE STA | 3160_G_11 | 6559511 | 103757213 | 107434512 | 146816214 |  | 221118 | 125 | 100 | 4210104901 | 016 | S6 | 1 | 25 | 11 | 1025 | 10522.8 | 265.4 | 39.9671 | -75.1269 |  |  | 19137
42101 | EXELON GENERATION CO/DELAWARE STA | 3160_G_12 | 6559511 | 103757113 | 107434412 | 146816114 |  | 221118 | 125 | 100 | 4210104901 | 015 | S5 | 1 | 25 | 11 | 1025 | 10522.8 | 265.4 | 39.9671 | -75.1269 |  |  | 19137
42101 | EXELON GENERATION CO/DELAWARE STA | 3160_G_9 | 6559511 | 103757413 | 107434712 | 146816414 |  | 221118 | 125 | 100 | 4210104901 | 018 | S8 | 1 | 25 | 11 | 1090 | 12489.6 | 315.3 | 39.9671 | -75.1269 |  |  | 19137
42045 | EXELON GENERATION CO/EDDYSTONE | 3161_B_3 | 6662011 | 17764713 | 17273912 | 13780814 |  | 221112 | 125 | 100 | 420450014 | 033 | S03 | 3 | 249 | 24 | 297 | 25444.9 | 56.2 | 39.8588 | -75.3236 | 3161 | 3 | 19022-1524 | 63UUUUU
42045 | EXELON GENERATION CO/EDDYSTONE | 3161_B_4 | 6662011 | 17764613 | 17273912 | 13781114 |  | 221112 | 125 | 100 | 420450014 | 041 | S03 | 1 | 249 | 24 | 297 | 25444.9 | 56.2 | 39.8588 | -75.3236 | 3161 | 4 | 19022-1524 | 63UUUUU
42045 | EXELON GENERATION CO/EDDYSTONE | 3161_G_10 | 6662011 | 17764213 | 17272712 | 13781814 |  | 221112 | 125 | 120 | 420450014 | 037 | S04 | 1 | 32 | 11.9 | 735 | 6916.7 | 62.2 | 39.8588 | -75.3236 |  |  | 19022-1524
42045 | EXELON GENERATION CO/EDDYSTONE | 3161_G_20 | 6662011 | 17764113 | 17273112 | 13781914 |  | 221112 | 125 | 120 | 420450014 | 038 | S05 | 1 | 32 | 11.9 | 735 | 6916.7 | 62.2 | 39.8588 | -75.3236 |  |  | 19022-1524
42045 | EXELON GENERATION CO/EDDYSTONE | 3161_G_30 | 6662011 | 17765213 | 17273512 | 13780014 |  | 221112 | 125 | 120 | 420450014 | 039 | S06 | 1 | 32 | 11.9 | 735 | 6916.7 | 62.2 | 39.8588 | -75.3236 | 3161 | 30 | 19022-1524
42045 | EXELON GENERATION CO/EDDYSTONE | 3161_G_40 | 6662011 | 17765113 | 17273412 | 13780114 |  | 221112 | 125 | 120 | 420450014 | 040 | S07 | 1 | 32 | 11.9 | 735 | 6916.7 | 62.2 | 39.8588 | -75.3236 | 3161 | 40 | 19022-1524
42017 | EXELON GENERATION CO/FALLS TWP PEAK PWR PLT | 3162_G_1 | 2878411 | 37949613 | 36207612 | 17209914 |  | 221112 | 125 | 120 | 420170578 | 731 | S01 | 1 | 34 | 10 | 1090 | 12136.2 | 154.5 | 40.1788 | -74.7896 | 3162 | 1 | 19067-3607
42017 | EXELON GENERATION CO/FALLS TWP PEAK PWR PLT | 3162_G_2 | 2878411 | 37949513 | 36207712 | 17210014 |  | 221112 | 125 | 120 | 420170578 | 732 | S02 | 1 | 34 | 10 | 1090 | 12136.2 | 154.5 | 40.1788 | -74.7896 | 3162 | 2 | 19067-3607
42017 | EXELON GENERATION CO/FALLS TWP PEAK PWR PLT | 3162_G_3 | 2878411 | 37949413 | 36207512 | 17210114 |  | 221112 | 125 | 120 | 420170578 | 733 | S03 | 1 | 34 | 10 | 1090 | 12136.2 | 154.5 | 40.1788 | -74.7896 | 3162 | 3 | 19067-3607
42091 | EXELON GENERATION CO/MOSER GENERATING STATION | 3163_G_1 | 3692211 | 37043713 | 35301712 | 13735414 |  | 221112 | 125 | 120 | 420910625 | 031 | S01 | 1 | 22 | 13.4 | 1090 | 12489.6 | 88.6 | 40.3334 | -75.5833 | 3163 | 1 | 19464
42091 | EXELON GENERATION CO/MOSER GENERATING STATION | 3163_G_2 | 3692211 | 37043513 | 35301812 | 13735614 |  | 221112 | 125 | 120 | 420910625 | 032 | S02 | 1 | 22 | 13.4 | 1090 | 12489.6 | 88.6 | 40.3334 | -75.5833 | 3163 | 2 | 19464
42091 | EXELON GENERATION CO/MOSER GENERATING STATION | 3163_G_3 | 3692211 | 37043613 | 35301912 | 13735514 |  | 221112 | 125 | 120 | 420910625 | 033 | S03 | 1 | 22 | 13.4 | 1090 | 12489.6 | 88.6 | 40.3334 | -75.5833 | 3163 | 3 | 19464
42101 | EXELON GENERATING CO/RICHMOND | 3168_G_91 | 3915211 | 103756913 | 107434212 | 146815914 |  | 221122 | 125 | 120 | 4210104903 | 038 | S38 | 1 | 40 | 20 | 950 | 23333.3 | 63.7 | 39.9853 | -75.0733 | 3168 | 91 | 19137
42101 | EXELON GENERATING CO/RICHMOND | 3168_G_92 | 3915211 | 103756813 | 107434112 | 146815814 |  | 221122 | 125 | 120 | 4210104903 | 037 | S37 | 1 | 40 | 20 | 950 | 23333.3 | 63.7 | 39.9853 | -75.0733 | 3168 | 92 | 19137
42101 | EXELON GENERATION CO/SCHUYLKILL STA | 3169_G_10 | 6559811 | 103757613 | 107434912 | 146816714 |  | 221118 | 125 | 120 | 4210104904 | 007 | S7 | 1 | 29 | 12 | 1090 | 10500 | 265.4 | 39.9425 | -75.1883 |  |  | 19137
42101 | EXELON GENERATION CO/SCHUYLKILL STA | 3169_G_11 | 6559811 | 103757713 | 107435012 | 146816814 |  | 221118 | 125 | 120 | 4210104904 | 008 | S8 | 1 | 29 | 12 | 1090 | 12500 | 315.3 | 39.9425 | -75.1883 |  |  | 19137
42101 | EXELON GENERATION CO/SOUTHWARK | 3170_G_3 | 6597011 | 103757913 | 107435212 | 146817014 |  | 221118 | 125 | 100 | 4210104905 | 005 | S5 | 1 | 29 | 11 | 1025 | 10522.8 | 363.2 | 39.9136 | -75.1334 |  |  | 19137
42101 | EXELON GENERATION CO/SOUTHWARK | 3170_G_4 | 6597011 | 103758013 | 107435312 | 146817114 |  | 221118 | 125 | 100 | 4210104905 | 006 | S8 | 1 | 29 | 11 | 1025 | 10522.8 | 363.2 | 39.9136 | -75.1334 |  |  | 19137
42101 | EXELON GENERATION CO/SOUTHWARK | 3170_G_5 | 6597011 | 103758113 | 107435412 | 146817214 |  | 221118 | 125 | 100 | 4210104905 | 007 | S9 | 1 | 29 | 11 | 1025 | 10522.8 | 363.2 | 39.9136 | -75.1334 |  |  | 19137
42101 | EXELON GENERATION CO/SOUTHWARK | 3170_G_6 | 6597011 | 103758213 | 107435512 | 146817314 |  | 221118 | 125 | 100 | 4210104905 | 008 | S10 | 1 | 29 | 11 | 1025 | 10522.8 | 363.2 | 39.9136 | -75.1334 |  |  | 19137
42079 | UGI DEVELOPMENT CO/HUNLOCK CREEK | 3176_G_5 | 4742711 | 99882513 | 96777912 | 139719114 |  | 221112 | 125 | 100 | 420790014 | CT5 | S005 | 1 | 1 | 0.1 | 72 | 33.3 | 0.1 | 41.202 | -76.0701 | 3176 | CT5 | 18621
42079 | UGI DEVELOPMENT CO/HUNLOCK CREEK | 3176_G_6 | 4742711 | 99882613 | 96778012 | 139719214 |  | 221112 | 125 | 100 | 420790014 | CT6 | S006 | 1 | 1 | 0.1 | 72 | 33.3 | 0.1 | 41.202 | -76.0701 | 3176 | CT6 | 18621
44007 | DOMINION ENERGY MANCHESTER STREET, INC. | 3236_G_G10A | 5486911 | 88380613 | 26431712 | 119947114 |  | 2211 | 125 | 999 | AIR936 | 20100201 | 1 | 20100201 | 57.7 | 9.6 | 655 | 4695.2 | 64.9 | 41.8167 | -71.4042 | 3236 | 10A | 02903
44007 | DOMINION ENERGY MANCHESTER STREET, INC. | 3236_G_G11A | 5486911 | 88380613 | 26431712 | 119947114a |  | 2211 | 125 | 999 | AIR936 | 20100201 | 1 | 20100201 | 57.7 | 9.6 | 655 | 4695.2 | 64.9 | 41.8167 | -71.4042 | 3236 | 11A | 02903
44007 | DOMINION ENERGY MANCHESTER STREET, INC. | 3236_G_GE10 | 5486911 | 88380613 | 26431712 | 119947114b |  | 2211 | 125 | 999 | AIR936 | 20100201 | 1 | 20100201 | 57.7 | 9.6 | 655 | 4695.2 | 64.9 | 41.8167 | -71.4042 | 3236 | 10 | 02903
44007 | DOMINION ENERGY MANCHESTER STREET, INC. | 3236_G_GE11 | 5486911 | 88380613 | 26431712 | 119947114c |  | 2211 | 125 | 999 | AIR936 | 20100201 | 1 | 20100201 | 57.7 | 9.6 | 655 | 4695.2 | 64.9 | 41.8167 | -71.4042 | 3236 | 11 | 02903
44007 | DOMINION ENERGY MANCHESTER STREET, INC. | 3236_G_GE9A | 5486911 | 88380613 | 26431712 | 119947114d |  | 2211 | 125 | 999 | AIR936 | 20100201 | 1 | 20100201 | 57.7 | 9.6 | 655 | 4695.2 | 64.9 | 41.8167 | -71.4042 | 3236 | 9A | 02903
44007 | DOMINION ENERGY MANCHESTER STREET, INC. | 3236_G_GEN9 | 5486911 | 88380613 | 26431712 | 119947114e |  | 2211 | 125 | 999 | AIR936 | 20100201 | 1 | 20100201 | 57.7 | 9.6 | 655 | 4695.2 | 64.9 | 41.8167 | -71.4042 | 3236 | 9 | 02903
45031 | DUKE ENERGY PROGRESS | 3250_G_1 | 4951511 | 28949013 | 27725512 | 96214614 |  | 221112 | 125 | 120 | 0820-0002 | 006 | 6 | 4 | 40 | 20 | 833 | 22902.3 | 72.9 | 34.4026 | -80.158 | 3250 | 1 | 29550
45031 | DUKE ENERGY PROGRESS | 3250_G_10 | 4951511 | 28949713 | 27724712 | 14480614 |  | 221112 | 125 | 120 | 0820-0002 | 015 | 15 | 1 | 40 | 20 | 833 | 22902.3 | 72.9 | 34.4026 | -80.158 | 3250 | 10 | 29550
45031 | DUKE ENERGY PROGRESS | 3250_G_12 | 4951511 | 28949913 | 27723912 | 96214214 |  | 221112 | 125 | 120 | 0820-0002 | 017 | 17 | 4 | 60 | 19.9 | 1010 | 32968.8 | 106 | 34.4026 | -80.158 | 3250 | 12 | 29550
45031 | DUKE ENERGY PROGRESS | 3250_G_13 | 4951511 | 28950013 | 27724912 | 96214714 |  | 221112 | 125 | 120 | 0820-0002 | 018 | 18 | 4 | 60 | 19.9 | 1010 | 32968.8 | 106 | 34.4026 | -80.158 | 3250 | 13 | 29550
45031 | DUKE ENERGY PROGRESS | 3250_G_2 | 4951511 | 28949113 | 27725412 | 14481314 |  | 221112 | 125 | 120 | 0820-0002 | 007 | 7 | 1 | 40 | 20 | 833 | 22902.3 | 72.9 | 34.4026 | -80.158 | 3250 | 2 | 29550
45031 | DUKE ENERGY PROGRESS | 3250_G_3 | 4951511 | 28949213 | 27725312 | 96214414 |  | 221112 | 125 | 120 | 0820-0002 | 008 | 8 | 4 | 40 | 20 | 833 | 22902.3 | 72.9 | 34.4026 | -80.158 | 3250 | 3 | 29550
45031 | DUKE ENERGY PROGRESS | 3250_G_4 | 4951511 | 28949313 | 27723812 | 14481014 |  | 221112 | 125 | 120 | 0820-0002 | 009 | 9 | 1 | 40 | 20 | 833 | 22902.3 | 72.9 | 34.4026 | -80.158 | 3250 | 4 | 29550
45031 | DUKE ENERGY PROGRESS | 3250_G_5 | 4951511 | 28950113 | 27724012 | 96214514 |  | 221112 | 125 | 120 | 0820-0002 | 010 | 10 | 4 | 40 | 20 | 833 | 22902.3 | 72.9 | 34.4026 | -80.158 | 3250 | 5 | 29550
45031 | DUKE ENERGY PROGRESS | 3250_G_6 | 4951511 | 28949513 | 27725012 | 14480814 |  | 221112 | 125 | 120 | 0820-0002 | 011 | 11 | 1 | 40 | 20 | 833 | 22902.3 | 72.9 | 34.4026 | -80.158 | 3250 | 6 | 29550
45031 | DUKE ENERGY PROGRESS | 3250_G_7 | 4951511 | 28950213 | 27724812 | 96214314 |  | 221112 | 125 | 120 | 0820-0002 | 012 | 12 | 4 | 40 | 20 | 833 | 22902.3 | 72.9 | 34.4026 | -80.158 | 3250 | 7 | 29550
45031 | DUKE ENERGY PROGRESS | 3250_G_8 | 4951511 | 28949613 | 27724612 | 14480714 |  | 221112 | 125 | 120 | 0820-0002 | 013 | 13 | 1 | 40 | 20 | 833 | 22902.3 | 72.9 | 34.4026 | -80.158 | 3250 | 8 | 29550
45031 | DUKE ENERGY PROGRESS | 3250_G_9 | 4951511 | 28948413 | 27724212 | 14482414 |  | 221112 | 125 | 120 | 0820-0002 | 014 | 14 | 1 | 40 | 20 | 833 | 22902.3 | 72.9 | 34.4026 | -80.158 | 3250 | 9 | 29550
45007 | DUKE ENERGY LEE STEAM STATION | 3264_B_3 | 4948311 | 30083513 | 28861912 | 96063514 |  | 221112 | 125 | 100 | 0200-0004 | 003 | 3 | 6 | 213 | 9 | 323 | 6870.7 | 108 | 34.6024 | -82.4353 | 3264 | 3 | 29669 | 63UUUUU
45007 | DUKE ENERGY LEE STEAM STATION | 3264_G_7 | 4948311 | 69644613 | 63918112 | 96062414 |  | 221112 | 125 | 120 | 0200-0004 | 010 | 11 | 1 | 60 | 9 | 799 | 9771.6 | 153.6 | 34.6024 | -82.4353 | 3264 | 7C | 29669
45007 | DUKE ENERGY LEE STEAM STATION | 3264_G_8 | 4948311 | 69645513 | 63918312 | 96063814 |  | 221112 | 125 | 120 | 0200-0004 | 011 | 12 | 1 | 60 | 9 | 799 | 9771.6 | 153.6 | 34.6024 | -82.4353 | 3264 | 8C | 29669
45079 | SCE&G COIT | 3281_G_1 | 3426211 | 38861013 | 37120012 | 139794214 |  | 221112 | 125 | 120 | 1900-0132 | 001 | 2 | 3 | 26 | 10 | 865 | 5976.9 | 76.1 | 33.9804 | -81.0411 |  |  | 29200
45019 | SCE&G HAGOOD | 3285_G_4 | 2916211 | 99903613 | 96788412 | 139781414 |  | 221112 | 125 | 120 | 0560-0029 | 004 | 3 | 1 | 125 | 16 | 977 | 30159.4 | 150 | 32.8265 | -79.9626 | 3285 | HAG4 | 29405
45019 | SCE&G HAGOOD | 3285_G_5 | 2916211 | 99904013 | 96788312 | 139782014 |  | 221112 | 125 | 120 | 0560-0029 | 005 | 4 | 1 | 125 | 16 | 977 | 30159.4 | 150 | 32.8265 | -79.9626 |  |  | 29405
45019 | SCE&G HAGOOD | 3285_G_6 | 2916211 | 99903813 | 96788212 | 139781714 |  | 221112 | 125 | 120 | 0560-0029 | 006 | 5 | 1 | 125 | 16 | 977 | 30159.4 | 150 | 32.8265 | -79.9626 |  |  | 29405
45053 | SCE&G HARDEEVILLE | 3286_G_1 | 4508311 | 27624213 | 26516112 | 14962014 |  | 221112 | 125 | 120 | 1360-0019 | 001 | 1 | 1 | 30 | 11 | 775 | 8172.9 | 86 | 32.2987 | -81.0739 |  |  | 29927
45063 | SCE&G MCMEEKIN | 3287_B_MCM1 | 4041111 | 33611413 | 32061712 | 95981914 |  | 221112 | 125 | 100 | 1560-0003 | 001 | 1 | 7 | 410 | 13 | 280 | 7167.6 | 54 | 34.0558 | -81.2172 | 3287 | MCM1 | 29212 | 63UUUUU
45063 | SCE&G MCMEEKIN | 3287_B_MCM2 | 4041111 | 33611613 | 32061612 | 95981414 |  | 221112 | 125 | 100 | 1560-0003 | 002 | 2 | 5 | 410 | 13 | 280 | 6902.1 | 52 | 34.0558 | -81.2172 | 3287 | MCM2 | 29212 | 63UUUUU
06071 | GENON WEST, LP. - COOLWATER GE | 329_B_1 | 4947111 | 30095413 | 28870712 | 54540314 |  | 221118 | 125 | 100 | 360518104801880 | 21077 | 1077 | 1 | 140 | 10 | 260 | 2486.7 |  | 34.8622 | -116.854 | 329 | 1 | 92327
06071 | GENON WEST, LP. - COOLWATER GE | 329_B_2 | 4947111 | 30095913 | 28871112 | 54539514 |  | 221118 | 125 | 100 | 360518104801880 | 21078 | 1078 | 1 | 156 | 10 | 245 | 2888.3 |  | 34.8622 | -116.854 | 329 | 2 | 92327
06071 | GENON WEST, LP. - COOLWATER GE | 329_G_30 | 4947111 | 30095313 | 28870912 | 54540514 |  | 221118 | 125 | 120 | 360518104801880 | 21079 | 1079 | 1 | 250 | 20 | 294 | 2066.7 |  | 34.8622 | -116.854 | 329 | 31 | 92327
06071 | GENON WEST, LP. - COOLWATER GE | 329_G_31 | 4947111 | 30095313 | 28870912 | 54540514a |  | 221118 | 125 | 120 | 360518104801880 | 21079 | 1079 | 1 | 250 | 20 | 294 | 2066.7 |  | 34.8622 | -116.854 | 329 | 31 | 92327
06071 | GENON WEST, LP. - COOLWATER GE | 329_G_32 | 4947111 | 30096013 | 28870912 | 54539414 |  | 221118 | 125 | 120 | 360518104801880 | 21080 | 1079 | 1 | 250 | 20 | 294 | 2066.7 |  | 34.8622 | -116.854 | 329 | 32 | 92327
06071 | GENON WEST, LP. - COOLWATER GE | 329_G_40 | 4947111 | 30095613 | 28871212 | 54540114 |  | 221118 | 125 | 120 | 360518104801880 | 21081 | 1081 | 1 | 250 | 20 | 276 | 3100 |  | 34.8622 | -116.854 | 329 | 41 | 92327
06071 | GENON WEST, LP. - COOLWATER GE | 329_G_41 | 4947111 | 30095613 | 28871212 | 54540114a |  | 221118 | 125 | 120 | 360518104801880 | 21081 | 1081 | 1 | 250 | 20 | 276 | 3100 |  | 34.8622 | -116.854 | 329 | 41 | 92327
06071 | GENON WEST, LP. - COOLWATER GE | 329_G_42 | 4947111 | 30096213 | 28871212 | 54538914 |  | 221118 | 125 | 120 | 360518104801880 | 21082 | 1081 | 1 | 250 | 20 | 276 | 3100 |  | 34.8622 | -116.854 | 329 | 42 | 92327
45039 | SCE&G PARR COMBUSTION TURBINE FACILITY | 3291_G_GT1 | 8332811 | 100013 | 95512 | 11760314 |  | 221112 | 125 | 120 | 1000-0021 | 001 | 1 | 1 | 32 | 5 | 865 | 1079.9 | 55 | 34.2644 | -81.33 |  |  | 29065
45039 | SCE&G PARR COMBUSTION TURBINE FACILITY | 3291_G_GT2 | 8332811 | 100113 | 95412 | 11760114 |  | 221112 | 125 | 120 | 1000-0021 | 002 | 2 | 1 | 34 | 5 | 940 | 1566.9 | 79.8 | 34.2644 | -81.33 |  |  | 29065
45039 | SCE&G PARR COMBUSTION TURBINE FACILITY | 3291_G_GT3 | 8332811 | 100313 | 95212 | 11759714 |  | 221112 | 125 | 999 | 1000-0021 | 003 | 3 | 2 | 32 | 5 | 865 | 1079.9 | 55 | 34.2644 | -81.33 |  |  | 29065
45039 | SCE&G PARR COMBUSTION TURBINE FACILITY | 3291_G_GT4 | 8332811 | 100213 | 95312 | 11759914 |  | 221112 | 125 | 120 | 1000-0021 | 004 | 4 | 2 | 34 | 5 | 940 | 1566.9 | 79.8 | 34.2644 | -81.33 |  |  | 29065
45003 | SCE&G URQUHART | 3295_B_URQ3 | 5045611 | 32105613 | 30726212 | 96351814 |  | 221112 | 125 | 100 | 0080-0011 | 003 | 3 | 7 | 200 | 15.5 | 300 | 6906.1 | 36.6 | 33.4341 | -81.9113 | 3295 | URQ3 | 29841 | 63UUUUU
45003 | SCE&G URQUHART | 3295_G_1 | 5045611 | 69719813 | 64003112 | 96351214 |  | 221112 | 125 | 999 | 0080-0011 | 012 | 12 | 2 | 150 | 20 | 332 | 8765.1 | 27.9 | 33.4341 | -81.9113 | 3295 | URQ5 | 29841
45003 | SCE&G URQUHART | 3295_G_2 | 5045611 | 69720113 | 64003012 | 96352114 |  | 221112 | 125 | 999 | 0080-0011 | 013 | 13 | 2 | 150 | 20 | 332 | 8765.1 | 27.9 | 33.4341 | -81.9113 | 3295 | URQ6 | 29841
45003 | SCE&G URQUHART | 3295_G_CT1 | 5045611 | 69719813 | 64003112 | 96351214a |  | 221112 | 125 | 999 | 0080-0011 | 012 | 12 | 2 | 150 | 20 | 332 | 8765.1 | 27.9 | 33.4341 | -81.9113 | 3295 | URQ5 | 29841
45003 | SCE&G URQUHART | 3295_G_CT2 | 5045611 | 69720113 | 64003012 | 96352114a |  | 221112 | 125 | 999 | 0080-0011 | 013 | 13 | 2 | 150 | 20 | 332 | 8765.1 | 27.9 | 33.4341 | -81.9113 | 3295 | URQ6 | 29841
45003 | SCE&G URQUHART | 3295_G_GT1 | 5045611 | 32105713 | 30726012 | 96350414 |  | 221112 | 125 | 999 | 0080-0011 | 004 | 4 | 3 | 30 | 10 | 796 | 5969 | 76 | 33.4341 | -81.9113 |  |  | 29841
45003 | SCE&G URQUHART | 3295_G_GT2 | 5045611 | 32105513 | 30726412 | 96350814 |  | 221112 | 125 | 999 | 0080-0011 | 005 | 5 | 3 | 30 | 10 | 796 | 5953.3 | 75.8 | 33.4341 | -81.9113 |  |  | 29841
45003 | SCE&G URQUHART | 3295_G_GT3 | 5045611 | 32105213 | 30726512 | 96351014 |  | 221112 | 125 | 999 | 0080-0011 | 006 | 6 | 3 | 30 | 10 | 796 | 5953.3 | 75.8 | 33.4341 | -81.9113 |  |  | 29841
45003 | SCE&G URQUHART | 3295_G_GT4 | 5045611 | 32105013 | 64002912 | 96350614 |  | 221112 | 125 | 999 | 0080-0011 | 011 | 11 | 3 | 45 | 9 | 822 | 9192.7 | 144.5 | 33.4341 | -81.9113 | 3295 | URQ4 | 29841
45079 | SCE&G WATEREE | 3297_B_WAT1 | 7126411 | 15034313 | 91999612 | 130363714 |  | 221112 | 125 | 999 | 1900-0013 | 001 | 6 | 12 | 400 | 28 | 130 | 32881.3 | 53.4 | 33.8267 | -80.6222 | 3297 | WAT1 | 29044 | 63UUUUU
45079 | SCE&G WATEREE | 3297_B_WAT2 | 7126411 | 15034413 | 91999612 | 130364314 |  | 221112 | 125 | 999 | 1900-0013 | 002 | 6 | 9 | 400 | 28 | 130 | 32881.3 | 53.4 | 33.8267 | -80.6222 | 3297 | WAT2 | 29044 | 63UUUUU
45015 | SCE&G WILLIAMS | 3298_B_WIL1 | 8306711 | 211113 | 220512 | 96239714 |  | 221112 | 125 | 100 | 0420-0006 | 001 | 1 | 4 | 400 | 26 | 128 | 30740.9 | 57.9 | 33.0162 | -79.9286 | 3298 | WIL1 | 29445 | 63UUUUU
45015 | SCE&G WILLIAMS | 3298_G_1 | 8306711 | 211413 | 63976312 | 12142114 |  | 221112 | 125 | 999 | 0420-0006 | 004 | 6 | 1 | 88 | 6.8 | 622 | 508.4 | 14 | 33.0162 | -79.9286 | 3298 | WIL4 | 29445
45015 | SCE&G WILLIAMS | 3298_G_2 | 8306711 | 211213 | 220312 | 12142414 |  | 221112 | 125 | 999 | 0420-0006 | 005 | 5 | 1 | 31 | 7.86 | 863 | 3445 | 71 | 33.0162 | -79.9286 | 3298 | WIL5 | 29445
06037 | EL SEGUNDO ENERGY CENTER | 330_B_4 | 4084611 | 100901213 | 101528712 | 141659214 |  | 221112 | 125 | 100 | 191026115663 | 3 | 3_11_10100601 | 11 | [5 empty] | 33.9165 | -118.4276 | 330 | 4 | 90245
06071 | GEN ON WEST, LP | 331_B_3 | 4785211 | 85457213 | 104571112 | 113018114 |  | 221112 | 125 | 100 | 361026115315 | 3 | 3_1_38500101 | 1 | [5 empty] | 34.0899 | -117.5238 | 331 | 3 | 91739
06071 | GEN ON WEST, LP | 331_B_4 | 4785211 | 30670813 | 104571512 | 142814614 |  | 221112 | 125 | 160 | 361026115315 | 5 | 5_11_10100601 | 11 | [5 empty] | 34.0899 | -117.5238 | 331 | 4 | 91739
45013 | SANTEE COOPER HILTON HEAD | 3318_G_3 | 8306411 | 212613 | 221112 | 12164914 |  | 221112 | 125 | 999 | 0360-0006 | 003 | 3 | 1 | 32 | 15 | 990 | 21205.8 | 120 | 32.2099 | -80.6989 | 3318 | CT3 | 29925
45051 | SANTEE COOPER MYRTLE BEACH | 3320_G_2 | 4760911 | 32047113 | 30662512 | 11927014 |  | 221112 | 125 | 120 | 1340-0021 | 002 | 2 | 2 | 18 | 10.36 | 835 | 6010.4 | 71.3 | 33.7097 | -78.9217 |  |  | 29577
45051 | SANTEE COOPER MYRTLE BEACH | 3320_G_3 | 4760911 | 32047013 | 30662612 | 11927114 |  | 221112 | 125 | 120 | 1340-0021 | 003 | 3 | 1 | 42 | 13.08 | 898 | 8828.2 | 65.7 | 33.7097 | -78.9217 | 3320 | CT3 | 29577
45051 | SANTEE COOPER MYRTLE BEACH | 3320_G_5 | 4760911 | 32046813 | 30662412 | 11927314 |  | 221112 | 125 | 120 | 1340-0021 | 005 | 5 | 1 | 40 | 19.43 | 900 | 29650.8 | 100 | 33.7097 | -78.9217 | 3320 | CT5 | 29577
46103 | Black Hill Power & Light Company (Ben French) | 3325_G_GT1 | 6195711 | 15200113 | 14854312 | 11738714 |  | 221112 | 125 | 120 | 28.0801-02 | 2 | 2 | 1 | 35 | 13.1 | 908 | 7589 | 55.7 | 44.0892 | -103.2611 |  |  | 57702
46103 | Black Hill Power & Light Company (Ben French) | 3325_G_GT2 | 6195711 | 15200213 | 14853812 | 11738514 |  | 221112 | 125 | 120 | 28.0801-02 | 3 | 3 | 2 | 35 | 13.1 | 908 | 7589 | 55.7 | 44.0891 | -103.2609 |  |  | 57702
46103 | Black Hill Power & Light Company (Ben French) | 3325_G_GT3 | 6195711 | 15200313 | 14853312 | 11738314 |  | 221112 | 125 | 120 | 28.0801-02 | 4 | 4 | 2 | 35 | 13.1 | 908 | 7589 | 55.7 | 44.089 | -103.2608 |  |  | 57702
46103 | Black Hill Power & Light Company (Ben French) | 3325_G_GT4 | 6195711 | 15200413 | 14854212 | 11738114 |  | 221112 | 125 | 120 | 28.0801-02 | 5 | 5 | 1 | 35 | 13.1 | 908 | 7589 | 55.7 | 44.0889 | -103.2607 |  |  | 57702
06059 | AES HUNTINGTON BEACH, LLC | 335_B_1 | 5905811 | 85853413 | 103741412 | 115179714 |  | 221112 | 125 | 100 | 301026115389 | 4 | 4_1_40100295 | 1 | [5 empty] | 33.6472 | -117.9796 | 335 | 1 | 92646
06059 | AES HUNTINGTON BEACH, LLC | 335_B_2 | 5905811 | 85853313 | 103741512 | 115179614 |  | 221112 | 125 | 100 | 301026115389 | 5 | 5_1_40200110 | 1 | [5 empty] | 33.6472 | -117.9796 | 335 | 2 | 92646
47157 | Allen Fossil Plant | 3393_B_1 | 5720111 | 23030313 | 22091112 | 12025414 |  | 221112 | 125 | 100 | 00528 | BLR1 | STK1 | PRB1 | 400 | 12.7 | 277 | 20550 | 161 | 35.0742 | -90.1492 | 3393 | 1 | 38109-3014 | 63UUUUU
47157 | Allen Fossil Plant | 3393_B_2 | 5720111 | 23030813 | 22090412 | 12024814 |  | 221112 | 125 | 100 | 00528 | BLR2 | STK2 | PRB2 | 400 | 12.7 | 277 | 20550 | 161 | 35.0742 | -90.1486 | 3393 | 2 | 38109-3014 | 63UUUUU
47157 | Allen Fossil Plant | 3393_B_3 | 5720111 | 23030513 | 22091512 | 12025214 |  | 221112 | 125 | 100 | 00528 | BLR3 | STK3 | PRB3 | 400 | 12.7 | 277 | 20550 | 161 | 35.0742 | -90.1483 | 3393 | 3 | 38109-3014 | 63UUUUU
47157 | Allen Fossil Plant | 3393_G_G10 | 5720111 | 23031013 | 22091012 | 12024514 |  | 221112 | 125 | 120 | 00528 | CT10 | STK13 | DOIL10 | 52 | 19.4 | 1000 | 8631.2 | 29.2 | 35.0719 | -90.1447 |  |  | 38109-3014
47157 | Allen Fossil Plant | 3393_G_G11 | 5720111 | 23031313 | 22090912 | 12023914 |  | 221112 | 125 | 120 | 00528 | CT11 | STK14 | DOIL11 | 52 | 19.4 | 1000 | 8631.2 | 29.2 | 35.0719 | -90.1447 |  |  | 38109-3014
47157 | Allen Fossil Plant | 3393_G_G12 | 5720111 | 23029213 | 22090312 | 12027514 |  | 221112 | 125 | 120 | 00528 | CT12 | STK15 | DOIL12 | 52 | 19.4 | 1000 | 8631.2 | 29.2 | 35.0719 | -90.1444 |  |  | 38109-3014
47157 | Allen Fossil Plant | 3393_G_G13 | 5720111 | 23028913 | 22090212 | 12028014 |  | 221112 | 125 | 120 | 00528 | CT13 | STK16 | NGAS13 | 52 | 19.4 | 1000 | 8631.2 | 29.2 | 35.0719 | -90.1444 |  |  | 38109-3014
47157 | Allen Fossil Plant | 3393_G_G14 | 5720111 | 23029013 | 22090112 | 12027814 |  | 221112 | 125 | 120 | 00528 | CT14 | STK17 | DOIL14 | 52 | 19.4 | 1000 | 8631.2 | 29.2 | 35.0719 | -90.1444 |  |  | 38109-3014
47157 | Allen Fossil Plant | 3393_G_G15 | 5720111 | 23030013 | 22090612 | 12026014 |  | 221112 | 125 | 120 | 00528 | CT15 | STK18 | NGAS15 | 52 | 19.4 | 1000 | 8631.2 | 29.2 | 35.0719 | -90.1442 |  |  | 38109-3014
47157 | Allen Fossil Plant | 3393_G_G16 | 5720111 | 23030613 | 22090712 | 12025114 |  | 221112 | 125 | 120 | 00528 | CT16 | STK19 | NGAS16 | 52 | 19.4 | 1000 | 8631.2 | 29.2 | 35.0719 | -90.1442 |  |  | 38109-3014
47157 | Allen Fossil Plant | 3393_G_G17 | 5720111 | 23028813 | 22092512 | 12028214 |  | 221112 | 125 | 120 | 00528 | CT17 | STK20 | DOIL17 | 31.5 | 28 | 995 | 17364.4 | 28.1 | 35.0719 | -90.1439 | 3393 | ACT17 | 38109-3014
47157 | Allen Fossil Plant | 3393_G_G18 | 5720111 | 23029413 | 22089712 | 12027114 |  | 221112 | 125 | 120 | 00528 | CT18 | STK21 | NGAS18 | 31.5 | 28 | 995 | 17364.4 | 28.1 | 35.0719 | -90.1439 | 3393 | ACT18 | 38109-3014
47157 | Allen Fossil Plant | 3393_G_G19 | 5720111 | 23029513 | 22090012 | 12026914 |  | 221112 | 125 | 120 | 00528 | CT19 | STK22 | DOIL19 | 31.5 | 28 | 995 | 17364.4 | 28.1 | 35.0719 | -90.1433 | 3393 | ACT19 | 38109-3014
47157 | Allen Fossil Plant | 3393_G_G20 | 5720111 | 23029813 | 22091612 | 12026414 |  | 221112 | 125 | 120 | 00528 | CT20 | STK23 | DOIL20 | 31.5 | 28 | 995 | 17364.4 | 28.1 | 35.0719 | -90.1433 | 3393 | ACT20 | 38109-3014
47157 | Allen Fossil Plant | 3393_G_GT1 | 5720111 | 23030113 | 22092112 | 12025814 |  | 221112 | 125 | 120 | 00528 | CT1 | STK4 | DOIL1 | 52 | 19.4 | 1000 | 8631.2 | 29.2 | 35.0719 | -90.1458 |  |  | 38109-3014
47157 | Allen Fossil Plant | 3393_G_GT2 | 5720111 | 23029613 | 22092212 | 12026714 |  | 221112 | 125 | 120 | 00528 | CT2 | STK5 | NGAS2 | 52 | 19.4 | 1000 | 8631.2 | 29.2 | 35.0719 | -90.1456 |  |  | 38109-3014
47157 | Allen Fossil Plant | 3393_G_GT3 | 5720111 | 23029913 | 22090812 | 12026214 |  | 221112 | 125 | 120 | 00528 | CT3 | STK6 | NGAS3 | 52 | 19.4 | 1000 | 8631.2 | 29.2 | 35.0719 | -90.1456 |  |  | 38109-3014
47157 | Allen Fossil Plant | 3393_G_GT4 | 5720111 | 23031113 | 22091412 | 12024314 |  | 221112 | 125 | 120 | 00528 | CT4 | STK7 | NGAS4 | 52 | 19.4 | 1000 | 8631.2 | 29.2 | 35.0719 | -90.1453 |  |  | 38109-3014
47157 | Allen Fossil Plant | 3393_G_GT5 | 5720111 | 23030913 | 22091312 | 12024714 |  | 221112 | 125 | 120 | 00528 | CT5 | STK8 | NGAS5 | 52 | 19.4 | 1000 | 8631.2 | 29.2 | 35.0719 | -90.1453 |  |  | 38109-3014
47157 | Allen Fossil Plant | 3393_G_GT6 | 5720111 | 23031213 | 22092312 | 12024114 |  | 221112 | 125 | 120 | 00528 | CT6 | STK9 | NGAS6 | 52 | 19.4 | 1000 | 8631.2 | 29.2 | 35.0719 | -90.1453 |  |  | 38109-3014
47157 | Allen Fossil Plant | 3393_G_GT7 | 5720111 | 23029313 | 22091212 | 12027314 |  | 221112 | 125 | 120 | 00528 | CT7 | STK10 | DOIL7 | 52 | 19.4 | 1000 | 8631.2 | 29.2 | 35.0719 | -90.1451 |  |  | 38109-3014
47157 | Allen Fossil Plant | 3393_G_GT8 | 5720111 | 23028613 | 22091812 | 12028614 |  | 221112 | 125 | 120 | 00528 | CT8 | STK11 | NGAS8 | 52 | 19.4 | 1000 | 8631.2 | 29.2 | 35.0719 | -90.1451 |  |  | 38109-3014
47157 | Allen Fossil Plant | 3393_G_GT9 | 5720111 | 23028713 | 22092412 | 12028414 |  | 221112 | 125 | 120 | 00528 | CT9 | STK12 | NGAS9 | 52 | 19.4 | 1000 | 8631.2 | 29.2 | 35.0719 | -90.1451 |  |  | 38109-3014
47001 | TVA BULL RUN FOSSIL PLANT | 3396_B_1 | 6196011 | 15192413 | 83257412 | 15118914 |  | 221112 | 125 | 100 | 0009 | 001 | S-005 | 01 | 500 | 33.5 | 126 | 44048.3 | 50 | 36.0204 | -84.1552 | 3396 | 1 | 37716-6270 | 63UUUUU
47161 | TVA CUMBERLAND FOSSIL PLANT | 3399_B_1 | 4979311 | 30040513 | 83262012 | 11857614 |  | 221112 | 125 | 100 | 0011 | 001 | S-001 | 01 | 635 | 38.5 | 119 | 75050 | 64.5 | 36.3903 | -87.6519 | 3399 | 1 | 37050-2000 | 63UUUUU
47161 | TVA CUMBERLAND FOSSIL PLANT | 3399_B_2 | 4979311 | 30040713 | 83262112 | 11856614 |  | 221112 | 125 | 100 | 0011 | 002 | S-002 | 01 | 635 | 38.5 | 119 | 75050 | 64.5 | 36.3894 | -87.6519 | 3399 | 2 | 37050-2000 | 63UUUUU
47165 | TVA GALLATIN FOSSIL PLANT | 3403_B_1 | 5610411 | 22205913 | 83264712 | 122747314 |  | 221112 | 125 | 100 | 0025 | 001 | S-001 | 04 | 400 | 18.7 | 179.3 |  | 57.4 | 36.3156 | -86.4005 | 3403 | 1 | 37066-8714 | 63UUUUU
47165 | TVA GALLATIN FOSSIL PLANT | 3403_B_2 | 5610411 | 22206513 | 83264712 | 122747414 |  | 221112 | 125 | 100 | 0025 | 002 | S-001 | 04 | 400 | 18.7 | 179.3 |  | 57.4 | 36.3156 | -86.4005 | 3403 | 2 | 37066-8714 | 63UUUUU
47165 | TVA GALLATIN FOSSIL PLANT | 3403_B_3 | 5610411 | 22206413 | 83264812 | 122747514 |  | 221112 | 125 | 100 | 0025 | 003 | S-002 | 04 | 400 | 18.7 | 179.3 |  | 57.4 | 36.3151 | -86.4009 | 3403 | 3 | 37066-8714 | 63UUUUU
47165 | TVA GALLATIN FOSSIL PLANT | 3403_B_4 | 5610411 | 22206313 | 83264812 | 122747614 |  | 221112 | 125 | 100 | 0025 | 004 | S-002 | 04 | 400 | 18.7 | 179.3 |  | 57.4 | 36.3151 | -86.4009 | 3403 | 4 | 37066-8714 | 63UUUUU
47165 | TVA GALLATIN FOSSIL PLANT | 3403_G_GT1 | 5610411 | 22206213 | 83265212 | 117818414 |  | 221112 | 125 | 120 | 0025 | 005 | S-006 | 07 | 400 | 18.7 | 179.3 |  | 57.4 | 36.3171 | -86.3953 |  |  | 37066-8714
47165 | TVA GALLATIN FOSSIL PLANT | 3403_G_GT2 | 5610411 | 22206213 | 83265212 | 117818414a |  | 221112 | 125 | 120 | 0025 | 005 | S-006 | 07 | 400 | 18.7 | 179.3 |  | 57.4 | 36.3171 | -86.3953 |  |  | 37066-8714
47165 | TVA GALLATIN FOSSIL PLANT | 3403_G_GT3 | 5610411 | 22206213 | 83265212 | 117818414b |  | 221112 | 125 | 120 | 0025 | 005 | S-006 | 07 | 400 | 18.7 | 179.3 |  | 57.4 | 36.3171 | -86.3953 |  |  | 37066-8714
47165 | TVA GALLATIN FOSSIL PLANT | 3403_G_GT4 | 5610411 | 22206213 | 83265212 | 117818414c |  | 221112 | 125 | 120 | 0025 | 005 | S-006 | 07 | 400 | 18.7 | 179.3 |  | 57.4 | 36.3171 | -86.3953 |  |  | 37066-8714
47165 | TVA GALLATIN FOSSIL PLANT | 3403_G_GT5 | 5610411 | 22205813 | 83265712 | 117818814 |  | 221112 | 125 | 120 | 0025 | 008 | S-011 | 08 | 400 | 18.7 | 179.3 |  | 57.4 | 36.3185 | -86.3942 |  |  | 37066-8714
47165 | TVA GALLATIN FOSSIL PLANT | 3403_G_GT6 | 5610411 | 22205813 | 83265712 | 117818814a |  | 221112 | 125 | 120 | 0025 | 008 | S-011 | 08 | 400 | 18.7 | 179.3 |  | 57.4 | 36.3185 | -86.3942 |  |  | 37066-8714
47165 | TVA GALLATIN FOSSIL PLANT | 3403_G_GT7 | 5610411 | 22205813 | 83265712 | 117818814b |  | 221112 | 125 | 120 | 0025 | 008 | S-011 | 08 | 400 | 18.7 | 179.3 |  | 57.4 | 36.3185 | -86.3942 |  |  | 37066-8714
47165 | TVA GALLATIN FOSSIL PLANT | 3403_G_GT8 | 5610411 | 22205813 | 83265712 | 117818814c |  | 221112 | 125 | 120 | 0025 | 008 | S-011 | 08 | 400 | 18.7 | 179.3 |  | 57.4 | 36.3185 | -86.3942 |  |  | 37066-8714
47073 | TVA JOHN SEVIER FOSSIL PLANT | 3405_G_CTG1 | 4188311 | ORISCTG1 | ORISCTG1 | 3405_G_CTG1 |  | 221112 | 125 | 785 | [6 empty] | 72 | 0 | 0 | 36.3701 | -82.9756 | 3405 | CTG1 | 37857-1900
47073 | TVA JOHN SEVIER FOSSIL PLANT | 3405_G_CTG2 | 4188311 | ORISCTG2 | ORISCTG2 | 3405_G_CTG2 |  | 221112 | 125 | 785 | [6 empty] | 72 | 0 | 0 | 36.3701 | -82.9756 | 3405 | CTG2 | 37857-1900
47073 | TVA JOHN SEVIER FOSSIL PLANT | 3405_G_CTG3 | 4188311 | ORISCTG3 | ORISCTG3 | 3405_G_CTG3 |  | 221112 | 125 | 785 | [6 empty] | 72 | 0 | 0 | 36.3701 | -82.9756 | 3405 | CTG3 | 37857-1900
47073 | TVA JOHN SEVIER FOSSIL PLANT | 3405_G_STG1 | 4188311 | ORISSTG1 | ORISSTG1 | 3405_G_STG1 |  | 221112 | 125 | 785 | [6 empty] | 72 | 0 | 0 | 36.3701 | -82.9756 | 3405 | STG1 | 37857-1900
47085 | TVA JOHNSONVILLE FOSSIL PLANT | 3406_B_1 | 5720911 | 23017013 | 83259112 | 117813314 |  | 221112 | 125 | 100 | 0011 | 001 | S-001 | 03 | 600 | 32.25 | 305 | 111853.5 | 137 | 36.0298 | -87.9856 | 3406 | 1 | 37134-2003 | 63UUUUU
47085 | TVA JOHNSONVILLE FOSSIL PLANT | 3406_B_2 | 5720911 | 23016813 | 83259112 | 117813514 |  | 221112 | 125 | 100 | 0011 | 002 | S-001 | 03 | 600 | 32.25 | 305 | 111853.5 | 137 | 36.0298 | -87.9856 | 3406 | 2 | 37134-2003 | 63UUUUU
47085 | TVA JOHNSONVILLE FOSSIL PLANT | 3406_B_3 | 5720911 | 23016413 | 83259112 | 117813714 |  | 221112 | 125 | 100 | 0011 | 003 | S-001 | 03 | 600 | 32.25 | 305 | 111853.5 | 137 | 36.0298 | -87.9856 | 3406 | 3 | 37134-2003 | 63UUUUU
47085 | TVA JOHNSONVILLE FOSSIL PLANT | 3406_B_4 | 5720911 | 23016713 | 83259112 | 117813914 |  | 221112 | 125 | 100 | 0011 | 004 | S-001 | 03 | 600 | 32.25 | 305 | 111853.5 | 137 | 36.0298 | -87.9856 | 3406 | 4 | 37134-2003 | 63UUUUU
47085 | TVA JOHNSONVILLE FOSSIL PLANT | 3406_G_G10 | 5720911 | 23016213 | 83259312 | 117815014 |  | 221112 | 125 | 120 | 0011 | 012 | S-003 | 02 | 32 | 12.7 | 1034 | 26082.2 | 206 | 36.0346 | -87.984 | 3406 | JCT10 | 37134-2003
47085 | TVA JOHNSONVILLE FOSSIL PLANT | 3406_G_G11 | 5720911 | 23016213 | 83259312 | 117815014a |  | 221112 | 125 | 120 | 0011 | 012 | S-003 | 02 | 32 | 12.7 | 1034 | 26082.2 | 206 | 36.0346 | -87.984 | 3406 | JCT11 | 37134-2003
47085 | TVA JOHNSONVILLE FOSSIL PLANT | 3406_G_G12 | 5720911 | 23016213 | 83259312 | 117815014b |  | 221112 | 125 | 120 | 0011 | 012 | S-003 | 02 | 32 | 12.7 | 1034 | 26082.2 | 206 | 36.0346 | -87.984 | 3406 | JCT12 | 37134-2003
47085 | TVA JOHNSONVILLE FOSSIL PLANT | 3406_G_G13 | 5720911 | 23016213 | 83259312 | 117815014c |  | 221112 | 125 | 120 | 0011 | 012 | S-003 | 02 | 32 | 12.7 | 1034 | 26082.2 | 206 | 36.0346 | -87.984 | 3406 | JCT13 | 37134-2003
47085 | TVA JOHNSONVILLE FOSSIL PLANT | 3406_G_G14 | 5720911 | 23016213 | 83259312 | 117815014d |  | 221112 | 125 | 120 | 0011 | 012 | S-003 | 02 | 32 | 12.7 | 1034 | 26082.2 | 206 | 36.0346 | -87.984 | 3406 | JCT14 | 37134-2003
47085 | TVA JOHNSONVILLE FOSSIL PLANT | 3406_G_G15 | 5720911 | 23016213 | 83259312 | 117815014e |  | 221112 | 125 | 120 | 0011 | 012 | S-003 | 02 | 32 | 12.7 | 1034 | 26082.2 | 206 | 36.0346 | -87.984 | 3406 | JCT15 | 37134-2003
47085 | TVA JOHNSONVILLE FOSSIL PLANT | 3406_G_G16 | 5720911 | 23016213 | 83259312 | 117815014f |  | 221112 | 125 | 120 | 0011 | 012 | S-003 | 02 | 32 | 12.7 | 1034 | 26082.2 | 206 | 36.0346 | -87.984 | 3406 | JCT16 | 37134-2003
47085 | TVA JOHNSONVILLE FOSSIL PLANT | 3406_G_G17 | 5720911 | 23015513 | 83259412 | 117815114 |  | 221112 | 125 | 120 | 0011 | 015 | S-004 | 02 | 56 | 14.8 | 998 | 25620 | 149 | 36.036 | -87.9836 | 3406 | JCT17 | 37134-2003
47085 | TVA JOHNSONVILLE FOSSIL PLANT | 3406_G_G18 | 5720911 | 23015513 | 83259412 | 117815114a |  | 221112 | 125 | 120 | 0011 | 015 | S-004 | 02 | 56 | 14.8 | 998 | 25620 | 149 | 36.036 | -87.9836 | 3406 | JCT18 | 37134-2003
47085 | TVA JOHNSONVILLE FOSSIL PLANT | 3406_G_G19 | 5720911 | 23015513 | 83259412 | 117815114b |  | 221112 | 125 | 120 | 0011 | 015 | S-004 | 02 | 56 | 14.8 | 998 | 25620 | 149 | 36.036 | -87.9836 | 3406 | JCT19 | 37134-2003
47085 | TVA JOHNSONVILLE FOSSIL PLANT | 3406_G_G20 | 5720911 | 23015513 | 83259412 | 117815114c |  | 221112 | 125 | 120 | 0011 | 015 | S-004 | 02 | 56 | 14.8 | 998 | 25620 | 149 | 36.036 | -87.9836 | 3406 | JCT20 | 37134-2003
47085 | TVA JOHNSONVILLE FOSSIL PLANT | 3406_G_GT1 | 5720911 | 23016213 | 83259312 | 117815014g |  | 221112 | 125 | 120 | 0011 | 012 | S-003 | 02 | 32 | 12.7 | 1034 | 26082.2 | 206 | 36.0346 | -87.984 | 3406 | JCT1 | 37134-2003
47085 | TVA JOHNSONVILLE FOSSIL PLANT | 3406_G_GT2 | 5720911 | 23016213 | 83259312 | 117815014h |  | 221112 | 125 | 120 | 0011 | 012 | S-003 | 02 | 32 | 12.7 | 1034 | 26082.2 | 206 | 36.0346 | -87.984 | 3406 | JCT2 | 37134-2003
47085 | TVA JOHNSONVILLE FOSSIL PLANT | 3406_G_GT3 | 5720911 | 23016213 | 83259312 | 117815014i |  | 221112 | 125 | 120 | 0011 | 012 | S-003 | 02 | 32 | 12.7 | 1034 | 26082.2 | 206 | 36.0346 | -87.984 | 3406 | JCT3 | 37134-2003
47085 | TVA JOHNSONVILLE FOSSIL PLANT | 3406_G_GT4 | 5720911 | 23016213 | 83259312 | 117815014j |  | 221112 | 125 | 120 | 0011 | 012 | S-003 | 02 | 32 | 12.7 | 1034 | 26082.2 | 206 | 36.0346 | -87.984 | 3406 | JCT4 | 37134-2003
47085 | TVA JOHNSONVILLE FOSSIL PLANT | 3406_G_GT5 | 5720911 | 23016213 | 83259312 | 117815014k |  | 221112 | 125 | 120 | 0011 | 012 | S-003 | 02 | 32 | 12.7 | 1034 | 26082.2 | 206 | 36.0346 | -87.984 | 3406 | JCT5 | 37134-2003
47085 | TVA JOHNSONVILLE FOSSIL PLANT | 3406_G_GT6 | 5720911 | 23016213 | 83259312 | 117815014l |  | 221112 | 125 | 120 | 0011 | 012 | S-003 | 02 | 32 | 12.7 | 1034 | 26082.2 | 206 | 36.0346 | -87.984 | 3406 | JCT6 | 37134-2003
47085 | TVA JOHNSONVILLE FOSSIL PLANT | 3406_G_GT7 | 5720911 | 23016213 | 83259312 | 117815014m |  | 221112 | 125 | 120 | 0011 | 012 | S-003 | 02 | 32 | 12.7 | 1034 | 26082.2 | 206 | 36.0346 | -87.984 | 3406 | JCT7 | 37134-2003
47085 | TVA JOHNSONVILLE FOSSIL PLANT | 3406_G_GT8 | 5720911 | 23016213 | 83259312 | 117815014n |  | 221112 | 125 | 120 | 0011 | 012 | S-003 | 02 | 32 | 12.7 | 1034 | 26082.2 | 206 | 36.0346 | -87.984 | 3406 | JCT8 | 37134-2003
47085 | TVA JOHNSONVILLE FOSSIL PLANT | 3406_G_GT9 | 5720911 | 23016213 | 83259312 | 117815014o |  | 221112 | 125 | 120 | 0011 | 012 | S-003 | 02 | 32 | 12.7 | 1034 | 26082.2 | 206 | 36.0346 | -87.984 | 3406 | JCT9 | 37134-2003
47145 | TVA KINGSTON FOSSIL PLANT | 3407_B_1 | 4979111 | 30042113 | 91678712 | 135403214 |  | 221112 | 125 | 100 | 0013 | 001 | S-004 | 04 | 400 | 30 | 131 | 39634.7 | 56.1 | 35.9006 | -84.5195 | 3407 | 1 | 37748-8327 | 63UUUUU
47145 | TVA KINGSTON FOSSIL PLANT | 3407_B_2 | 4979111 | 30041913 | 91678712 | 135403314 |  | 221112 | 125 | 100 | 0013 | 002 | S-004 | 04 | 400 | 30 | 131 | 39634.7 | 56.1 | 35.9006 | -84.5195 | 3407 | 2 | 37748-8327 | 63UUUUU
47145 | TVA KINGSTON FOSSIL PLANT | 3407_B_3 | 4979111 | 30041613 | 91678712 | 12345414 |  | 221112 | 125 | 100 | 0013 | 003 | S-004 | 01 | 400 | 30 | 131 | 39634.7 | 56.1 | 35.9006 | -84.5195 | 3407 | 3 | 37748-8327 | 63UUUUU
47145 | TVA KINGSTON FOSSIL PLANT | 3407_B_4 | 4979111 | 30041513 | 91678712 | 12345514 |  | 221112 | 125 | 100 | 0013 | 004 | S-004 | 01 | 400 | 30 | 131 | 39634.7 | 56.1 | 35.9006 | -84.5195 | 3407 | 4 | 37748-8327 | 63UUUUU
47145 | TVA KINGSTON FOSSIL PLANT | 3407_B_5 | 4979111 | 30041713 | 91678712 | 12345314 |  | 221112 | 125 | 100 | 0013 | 005 | S-004 | 01 | 400 | 30 | 131 | 39634.7 | 56.1 | 35.9006 | -84.5195 | 3407 | 5 | 37748-8327 | 63UUUUU
47145 | TVA KINGSTON FOSSIL PLANT | 3407_B_6 | 4979111 | 30041813 | 91678712 | 12345214 |  | 221112 | 125 | 100 | 0013 | 006 | S-004 | 01 | 400 | 30 | 131 | 39634.7 | 56.1 | 35.9006 | -84.5195 | 3407 | 6 | 37748-8327 | 63UUUUU
47145 | TVA KINGSTON FOSSIL PLANT | 3407_B_7 | 4979111 | 30042513 | 91678712 | 12343314 |  | 221112 | 125 | 100 | 0013 | 007 | S-004 | 01 | 400 | 30 | 131 | 39634.7 | 56.1 | 35.9006 | -84.5195 | 3407 | 7 | 37748-8327 | 63UUUUU
47145 | TVA KINGSTON FOSSIL PLANT | 3407_B_8 | 4979111 | 30042013 | 91678712 | 12345014 |  | 221112 | 125 | 100 | 0013 | 008 | S-004 | 01 | 400 | 30 | 131 | 39634.7 | 56.1 | 35.9006 | -84.5195 | 3407 | 8 | 37748-8327 | 63UUUUU
47145 | TVA KINGSTON FOSSIL PLANT | 3407_B_9 | 4979111 | 30042313 | 91678712 | 12344614 |  | 221112 | 125 | 100 | 0013 | 009 | S-004 | 01 | 400 | 30 | 131 | 39634.7 | 56.1 | 35.9006 | -84.5195 | 3407 | 9 | 37748-8327 | 63UUUUU
06037 | LONG BEACH PEAKERS LLC | 341_G_CT1 | 4083011 | 35226513 | 101519612 | 141655714 |  | 221112 | 125 | 120 | 191026115314 | 2 | 2_11_20100201 | 11 | [5 empty] | 33.7604 | -118.2305 | 341 | 1 | 90802
06037 | LONG BEACH PEAKERS LLC | 341_G_CT2 | 4083011 | 35227213 | 101519812 | 141655814 |  | 221112 | 125 | 120 | 191026115314 | 3 | 3_11_20100201 | 11 | [5 empty] | 33.7604 | -118.2305 | 341 | 2 | 90802
06037 | LONG BEACH PEAKERS LLC | 341_G_CT3 | 4083011 | 35227413 | 101520012 | 141655914 |  | 221112 | 125 | 120 | 191026115314 | 4 | 4_11_20100201 | 11 | [5 empty] | 33.7604 | -118.2305 | 341 | 3 | 90802
06037 | LONG BEACH PEAKERS LLC | 341_G_CT4 | 4083011 | 35227113 | 101520212 | 141656014 |  | 221112 | 125 | 120 | 191026115314 | 5 | 5_11_20100201 | 11 | [5 empty] | 33.7604 | -118.2305 | 341 | 4 | 90802
48479 | LAREDO POWER STATION | 3439_G_4 | 5023911 | 71575913 | 65791712 | 99080114 |  | 221122 | 125 | 120 | 2 | 000018 | 000018 | 000018 | 90 | 13.5 | 793 |  | 68 | 27.5683 | -99.509 | 3439 | 4 | 78040
48479 | LAREDO POWER STATION | 3439_G_5 | 5023911 | 71576013 | 65792012 | 99080214 |  | 221122 | 125 | 120 | 2 | 000019 | 000019 | 000019 | 90 | 13.5 | 793 |  | 68 | 27.5683 | -99.5084 | 3439 | 5 | 78040
48355 | NUECES BAY POWER STATION | 3441_G_8 | 4189011 | 71384413 | 65627812 | 98841214 |  | 221122 | 125 | 120 | 14 | 000013 | 000014 | 000012 | 180 | 18.6 | 175 |  | 62.6 | 27.8192 | -97.4197 | 3441 | 8 | 78412
48355 | NUECES BAY POWER STATION | 3441_G_9 | 4189011 | 71384513 | 65626812 | 98841314 |  | 221122 | 125 | 120 | 14 | 000014 | 000015 | 000013 | 180 | 18.6 | 175 |  | 62.6 | 27.8191 | -97.4192 | 3441 | 9 | 78412
48469 | VICTORIA POWER PLANT | 3443_G_7 | 6497211 | 71675313 | 65894112 | 99206114 |  | 221122 | 125 | 120 | 3 | 000014 | 000014 | 000013 | 150 | 18 | 250 |  | 51.5 | 28.7891 | -97.0107 | 3443 | 9 | 77901
06111 | MANDALAY GENERATING STATION | 345_B_1 | 5705211 | 23052213 | 97659012 | 50040314 |  | 221112 | 125 | 100 | 56113413 | 1 | 1_1_10100601 | 1 | [5 empty] | 34.207 | -119.2509 | 345 | 1 | 93035
06111 | MANDALAY GENERATING STATION | 345_B_2 | 5705211 | 23051913 | 22123112 | 117424814 |  | 221112 | 125 | 100 | 56113413 | 2 | 1 | 2 | 200 | 18.9 | 263 | 8874.9 |  | 34.207 | -119.2509 | 345 | 2 | 93035
06111 | MANDALAY GENERATING STATION | 345_G_03 | 5705211 | 23051813 | 97659212 | 50040814 |  | 221112 | 125 | 120 | 56113413 | 7 | 7_2_20100201 | 2 | [5 empty] | 34.207 | -119.2509 |  |  | 93035
48113 | LAKE RAY HUBBARD | 3452_B_1 | 4836411 | 31706813 | 30323712 | 10332114 |  | 221122 | 125 | 100 | 9 | 000006 | 000002 | 000002 | 156 | 20 | 350 |  | 47 | 32.8349 | -96.5462 | 3452 | 1 | 75037
48113 | LAKE RAY HUBBARD | 3452_B_2 | 4836411 | 31706513 | 30323812 | 10332514 |  | 221122 | 125 | 100 | 9 | 000008 | 000003 | 000005 | 150 | 22.5 | 257 |  | 47 | 32.8366 | -96.5459 | 3452 | 2 | 75037
48113 | MOUNTAIN CREEK STEAM ELECTRIC STATION | 3453_B_6 | 5729911 | 21903913 | 21004612 | 10743514 |  | 221122 | 125 | 100 | 10 | 000010 | 000009 | 000004 | 167 | 9.03 | 300 |  | 41 | 32.7243 | -96.9362 | 3453 | 6 | 75201
48113 | MOUNTAIN CREEK STEAM ELECTRIC STATION | 3453_B_7 | 5729911 | 21904013 | 21004412 | 10743314 |  | 221122 | 125 | 100 | 10 | 000011 | 000011 | 000006 | 142 | 9.03 | 300 |  | 41 | 32.7247 | -96.9362 | 3453 | 7 | 75201
48113 | MOUNTAIN CREEK STEAM ELECTRIC STATION | 3453_B_8 | 5729911 | 21904113 | 21004512 | 10743214 |  | 221122 | 125 | 100 | 10 | 000012 | 000012 | 000007 | 186 | 22.48 | 300 |  | 50 | 32.7256 | -96.9365 | 3453 | 8 | 75201
48141 | NEWMAN STATION | 3456_B_1 | 4837411 | 31689213 | 30304212 | 11027214 |  | 221122 | 125 | 100 | 8 | 000001 | 000001 | 000001 | 121 | 11.16 | 300 |  | 54.1 | 31.9836 | -106.4317 | 3456 | 1 | 79901
48141 | NEWMAN STATION | 3456_B_3 | 4837411 | 31689013 | 30303712 | 11027414 |  | 221122 | 125 | 100 | 8 | 000003 | 000003 | 000003 | 128 | 11.25 | 300 |  | 33.3 | 31.9839 | -106.4317 | 3456 | 3 | 79901
48141 | NEWMAN STATION | 3456_G_4 | 4837411 | 31688813 | 30304012 | 11027614 |  | 221122 | 125 | 120 | 8 | 000012 | 000005 | 000009 | 73 | 10.2 | 300 |  | 85 | 31.9833 | -106.4319 | 3456 | **5 | 79901
48141 | NEWMAN STATION | 3456_G_5CA1 | 4837411 | 92051913 | 86242512 | 125656014 |  | 221122 | 125 | 120 | 8 | 000032 | 000019 | 000030 | 92 | 15 | 726 |  | 66 | 31.9824 | -106.4325 | 3456 | GT-6B | 79901
48141 | NEWMAN STATION | 3456_G_5CT1 | 4837411 | 92051813 | 89105712 | 125655914 |  | 221122 | 125 | 120 | 8 | 000031 | 000023 | 000029 | 112 | 17 | 184 |  | 31 | 31.9826 | -106.4317 | 3456 | GT-6A | 79901
48141 | NEWMAN STATION | 3456_G_5CT2 | 4837411 | 92051913 | 86242512 | 125656014a |  | 221122 | 125 | 120 | 8 | 000032 | 000019 | 000030 | 92 | 15 | 726 |  | 66 | 31.9824 | -106.4325 | 3456 | GT-6B | 79901
48141 | NEWMAN STATION | 3456_G_CT1 | 4837411 | 31688613 | 30303912 | 11027814 |  | 221122 | 125 | 120 | 8 | 000004 | 000004 | 000004 | 73 | 10.2 | 300 |  | 85 | 31.9833 | -106.4319 | 3456 | **4 | 79901
48141 | NEWMAN STATION | 3456_G_CT2 | 4837411 | 31688813 | 30304012 | 11027614a |  | 221122 | 125 | 120 | 8 | 000012 | 000005 | 000009 | 73 | 10.2 | 300 |  | 85 | 31.9833 | -106.4319 | 3456 | **5 | 79901
48339 | LEWIS CREEK PLANT | 3457_B_1 | 7910511 | 2568013 | 2476312 | 3062914 |  | 221122 | 125 | 100 | 7 | 000001 | 000001 | 000005 | 189 | 9.5 | 300 |  | 55.3 | 30.4355 | -95.521 | 3457 | 1 | 77378
48339 | LEWIS CREEK PLANT | 3457_B_2 | 7910511 | 2568113 | 2476212 | 3062814 |  | 221122 | 125 | 100 | 7 | 000002 | 000002 | 000004 | 189 | 9.5 | 300 |  | 55.3 | 30.4357 | -95.5205 | 3457 | 2 | 77378
48361 | SABINE PLANT | 3459_B_1 | 5730811 | 21861113 | 20953312 | 3090514 |  | 221122 | 125 | 100 | 7 | 000002 | 000013 | 000013 | 148 | 10.42 | 275 |  | 64 | 30.0236 | -93.8764 | 3459 | 1 | 77611
48361 | SABINE PLANT | 3459_B_2 | 5730811 | 21861013 | 20953712 | 3090614 |  | 221122 | 125 | 100 | 7 | 000003 | 000014 | 000011 | 148 | 10.42 | 275 |  | 64 | 30.0234 | -93.8766 | 3459 | 2 | 77611
48361 | SABINE PLANT | 3459_B_3 | 5730811 | 21860813 | 20954112 | 3091014 |  | 221122 | 125 | 100 | 7 | 000004 | 000015 | 000009 | 187 | 16 | 275 |  | 45 | 30.0231 | -93.8769 | 3459 | 3 | 77611
48361 | SABINE PLANT | 3459_B_4 | 5730811 | 21860913 | 20953212 | 3090814 |  | 221122 | 125 | 100 | 7 | 000005 | 000005 | 000008 | 200 | 22 | 245 |  | 66 | 30.0229 | -93.8774 | 3459 | 4 | 77611
48361 | SABINE PLANT | 3459_B_5 | 5730811 | 21860513 | 20953612 | 2268214 |  | 221122 | 125 | 100 | 7 | 000006 | 000006 | 000007 | 400 | 20 | 256 |  | 78 | 30.0223 | -93.8772 | 3459 | 5 | 77611
48071 | CEDAR BAYOU GEN STATION | 3460_B_CBY1 | 5847411 | 22332113 | 21441612 | 10109614 |  | 221122 | 125 | 100 | 3 | 000001 | 000001 | 000001 | 215 | 26 | 297 |  | 69.7 | 29.7502 | -94.9265 | 3460 | CBY1 | 77001
48071 | CEDAR BAYOU GEN STATION | 3460_B_CBY2 | 5847411 | 22331913 | 21442112 | 10109814 |  | 221122 | 125 | 100 | 3 | 000002 | 000002 | 000002 | 215 | 26 | 297 |  | 69.8 | 29.7504 | -94.9256 | 3460 | CBY2 | 77001
48201 | GREENS BAYOU ELECTRIC GENERATING STATION | 3464_B_GBY5 | 4777911 | 31929813 | 30555212 | 7276014 |  | 221122 | 125 | 100 | 46 | 000005 | 000005 | 000009 | 271 | 9.5 | 300 |  | 67.2 | 29.8217 | -95.2195 | 3464 | GBY5 | 77049
48201 | GREENS BAYOU ELECTRIC GENERATING STATION | 3464_G_73 | 4777911 | 31929913 | 30554512 | 7275914 |  | 221122 | 125 | 120 | 46 | 000006 | 000006 | 000010 | 45 | 12 | 500 |  | 83 | 29.8199 | -95.2229 | 3464 | GBY73 | 77049
48201 | GREENS BAYOU ELECTRIC GENERATING STATION | 3464_G_74 | 4777911 | 31930013 | 30555712 | 7275814 |  | 221122 | 125 | 120 | 46 | 000007 | 000007 | 000011 | 45 | 12 | 500 |  | 83 | 29.8197 | -95.2228 | 3464 | GBY74 | 77049
48201 | GREENS BAYOU ELECTRIC GENERATING STATION | 3464_G_81 | 4777911 | 31930213 | 30555512 | 7275614 |  | 221122 | 125 | 120 | 46 | 000008 | 000008 | 000012 | 45 | 12 | 500 |  | 83 | 29.8193 | -95.2227 | 3464 | GBY81 | 77049
48201 | Greens Bayou | 3464_G_82 | 4777911 | 31930313 | 30555612 | 7275514 |  | 221122 | 125 | 120 | 46 | 9 | 9 | 13 | 45 | 12 | 500 | 0 | 83 | 29.8192 | -95.2227 | 3464 | GBY82 | 77049 | R63-0083
48201 | GREENS BAYOU ELECTRIC GENERATING STATION | 3464_G_83 | 4777911 | 31930413 | 30555112 | 7275414 |  | 221122 | 125 | 120 | 46 | 000010 | 000010 | 000014 | 45 | 12 | 500 |  | 83 | 29.8187 | -95.2227 | 3464 | GBY83 | 77049
48201 | GREENS BAYOU ELECTRIC GENERATING STATION | 3464_G_84 | 4777911 | 31930513 | 30554412 | 7275314 |  | 221122 | 125 | 120 | 46 | 000011 | 000011 | 000015 | 45 | 12 | 500 |  | 83 | 29.8186 | -95.2228 | 3464 | GBY84 | 77049
48201 | SR BERTRON STATION | 3468_B_SRB1 | 4941311 | 31129813 | 29757112 | 7458614 |  | 221122 | 125 | 100 | 41 | 000003 | 000024 | 000004 | 168 | 10.5 | 300 |  | 51.9 | 29.7269 | -95.0593 | 3468 | SRB1 | 77571
48201 | SR BERTRON STATION | 3468_B_SRB2 | 4941311 | 31129713 | 29756912 | 7458714 |  | 221122 | 125 | 100 | 41 | 000004 | 000005 | 000005 | 168 | 10 | 300 |  | 55.7 | 29.7271 | -95.0596 | 3468 | SRB2 | 77571
48201 | SR BERTRON STATION | 3468_B_SRB3 | 4941311 | 31129613 | 29756812 | 7458914 |  | 221122 | 125 | 100 | 41 | 000005 | 000007 | 000007 | 178 | 12 | 275 |  | 46.6 | 29.7271 | -95.0604 | 3468 | SRB3 | 77571
48201 | SR BERTRON STATION | 3468_B_SRB4 | 4941311 | 31129513 | 29756212 | 7459114 |  | 221122 | 125 | 100 | 41 | 000006 | 000010 | 000010 | 178 | 12 | 275 |  | 46.6 | 29.7273 | -95.0609 | 3468 | SRB4 | 77571
48201 | SR BERTRON STATION | 3468_G_GT2 | 4941311 | 31129913 | 29756412 | 7458414 |  | 221122 | 125 | 120 | 41 | 000002 | 000002 | 000002 | 28 | 9.5 | 772 |  | 81 | 29.7278 | -95.0611 |  |  | 77571
48201 | TH WHARTON ELECTRIC GENERATING STATION | 3469_G_3 | 4926511 | 31236813 | 29877612 | 6823514 |  | 221122 | 125 | 120 | 42 | 000002 | 000002 | 000002 | 50 | 14 | 500 |  | 81 | 29.9416 | -95.5327 | 3469 | THW31 | 77052
48201 | TH WHARTON ELECTRIC GENERATING STATION | 3469_G_31 | 4926511 | 31236813 | 29877612 | 6823514a |  | 221122 | 125 | 120 | 42 | 000002 | 000002 | 000002 | 50 | 14 | 500 |  | 81 | 29.9416 | -95.5327 | 3469 | THW31 | 77052
48201 | TH WHARTON ELECTRIC GENERATING STATION | 3469_G_32 | 4926511 | 31237913 | 29879012 | 6822414 |  | 221122 | 125 | 120 | 42 | 000003 | 000003 | 000003 | 50 | 14 | 500 |  | 81 | 29.9416 | -95.5331 | 3469 | THW32 | 77052
48201 | TH WHARTON ELECTRIC GENERATING STATION | 3469_G_33 | 4926511 | 31237513 | 29877512 | 6822814 |  | 221122 | 125 | 120 | 42 | 000004 | 000004 | 000004 | 50 | 14 | 500 |  | 81 | 29.9416 | -95.5334 | 3469 | THW33 | 77052
48201 | TH WHARTON ELECTRIC GENERATING STATION | 3469_G_34 | 4926511 | 31237313 | 29878912 | 6823014 |  | 221122 | 125 | 120 | 42 | 000005 | 000005 | 000005 | 50 | 14 | 500 |  | 81 | 29.9416 | -95.5337 | 3469 | THW34 | 77052
48201 | TH WHARTON ELECTRIC GENERATING STATION | 3469_G_4 | 4926511 | 31237113 | 29878712 | 6823214 |  | 221122 | 125 | 120 | 42 | 000006 | 000006 | 000006 | 50 | 14 | 500 |  | 81 | 29.9416 | -95.5345 | 3469 | THW41 | 77052
48201 | TH WHARTON ELECTRIC GENERATING STATION | 3469_G_41 | 4926511 | 31237113 | 29878712 | 6823214a |  | 221122 | 125 | 120 | 42 | 000006 | 000006 | 000006 | 50 | 14 | 500 |  | 81 | 29.9416 | -95.5345 | 3469 | THW41 | 77052
48201 | TH WHARTON ELECTRIC GENERATING STATION | 3469_G_42 | 4926511 | 31237013 | 29877312 | 6823314 |  | 221122 | 125 | 120 | 42 | 000019 | 000021 | 000022 | 50 | 14 | 500 |  | 81 | 29.9416 | -95.5348 | 3469 | THW42 | 77052
48201 | TH WHARTON ELECTRIC GENERATING STATION | 3469_G_43 | 4926511 | 31237713 | 29877812 | 6822614 |  | 221122 | 125 | 120 | 42 | 000007 | 000007 | 000007 | 50 | 14 | 500 |  | 81 | 29.9416 | -95.5351 | 3469 | THW43 | 77052
48201 | TH WHARTON ELECTRIC GENERATING STATION | 3469_G_44 | 4926511 | 31237213 | 29877212 | 6823114 |  | 221122 | 125 | 120 | 42 | 000008 | 000008 | 000008 | 50 | 14 | 500 |  | 81 | 29.9416 | -95.5354 | 3469 | THW44 | 77052
48201 | TH WHARTON ELECTRIC GENERATING STATION | 3469_G_51 | 4926511 | 31237613 | 29879112 | 6822714 |  | 221122 | 125 | 120 | 42 | 000009 | 000009 | 000009 | 42 | 12 | 500 |  | 81 | 29.943 | -95.5327 | 3469 | THW51 | 77052
48201 | TH WHARTON ELECTRIC GENERATING STATION | 3469_G_52 | 4926511 | 31236013 | 29878212 | 6824414 |  | 221122 | 125 | 120 | 42 | 000010 | 000010 | 000010 | 42 | 12 | 500 |  | 81 | 29.943 | -95.533 | 3469 | THW52 | 77052
48201 | TH WHARTON ELECTRIC GENERATING STATION | 3469_G_53 | 4926511 | 31236913 | 29878112 | 6823414 |  | 221122 | 125 | 120 | 42 | 000011 | 000011 | 000011 | 42 | 12 | 500 |  | 81 | 29.943 | -95.5335 | 3469 | THW53 | 77052
48201 | TH WHARTON ELECTRIC GENERATING STATION | 3469_G_54 | 4926511 | 31237413 | 29877112 | 6822914 |  | 221122 | 125 | 120 | 42 | 000012 | 000012 | 000012 | 42 | 12 | 500 |  | 81 | 29.943 | -95.5337 | 3469 | THW54 | 77052
48201 | TH WHARTON ELECTRIC GENERATING STATION | 3469_G_55 | 4926511 | 31236713 | 29876912 | 6823614 |  | 221122 | 125 | 120 | 42 | 000013 | 000013 | 000013 | 42 | 12 | 500 |  | 81 | 29.943 | -95.5344 | 3469 | THW55 | 77052
48201 | TH WHARTON ELECTRIC GENERATING STATION | 3469_G_56 | 4926511 | 31236413 | 29878012 | 6823914 |  | 221122 | 125 | 120 | 42 | 000014 | 000014 | 000014 | 42 | 12 | 500 |  | 81 | 29.943 | -95.5347 | 3469 | THW56 | 77052
48201 | TH WHARTON ELECTRIC GENERATING STATION | 3469_G_GT1 | 4926511 | 31238113 | 29877712 | 6822214 |  | 221122 | 125 | 120 | 42 | 000001 | 000001 | 000001 | 28 | 9.5 | 500 |  | 81 | 29.9418 | -95.5306 |  |  | 77052
48157 | WA PARISH ELECTRIC GENERATING STATION | 3470_B_WAP1 | 3968411 | 34521613 | 32900512 | 8208014 |  | 221122 | 125 | 100 | 5 | 000002 | 000065 | 000085 | 168 | 10.5 | 300 |  | 46.4 | 29.4843 | -95.6309 | 3470 | WAP1 | 77545
48157 | WA PARISH ELECTRIC GENERATING STATION | 3470_B_WAP2 | 3968411 | 34521713 | 32901912 | 8207714 |  | 221122 | 125 | 100 | 5 | 000003 | 000024 | 000084 | 168 | 10.5 | 300 |  | 46.4 | 29.484 | -95.6314 | 3470 | WAP2 | 77545
48157 | WA PARISH ELECTRIC GENERATING STATION | 3470_B_WAP3 | 3968411 | 34522013 | 32904612 | 8207314 |  | 221122 | 125 | 100 | 5 | 000004 | 000044 | 000082 | 181 | 12.5 | 300 |  | 50.3 | 29.4847 | -95.6301 | 3470 | WAP3 | 77545
48157 | WA PARISH ELECTRIC GENERATING STATION | 3470_B_WAP4 | 3968411 | 34521913 | 32901812 | 8207514 |  | 221122 | 125 | 100 | 5 | 000005 | 000026 | 000080 | 182 | 12 | 275 |  | 64.5 | 29.4853 | -95.6298 | 3470 | WAP4 | 77545
48157 | WA PARISH ELECTRIC GENERATING STATION | 3470_B_WAP5 | 3968411 | 34521813 | 32902112 | 8207614 |  | 221122 | 125 | 100 | 5 | 000006 | 000006 | 000079 | 600 | 24 | 330 |  | 103 | 29.4787 | -95.6357 | 3470 | WAP5 | 77545 | 63UUUUU
48157 | WA PARISH ELECTRIC GENERATING STATION | 3470_B_WAP6 | 3968411 | 34525513 | 32899312 | 8203014 |  | 221122 | 125 | 100 | 5 | 000007 | 000007 | 000078 | 600 | 24 | 330 |  | 103 | 29.4779 | -95.6351 | 3470 | WAP6 | 77545 | 63UUUUU
48157 | WA PARISH ELECTRIC GENERATING STATION | 3470_B_WAP7 | 3968411 | 34525413 | 32900712 | 8203114 |  | 221122 | 125 | 100 | 5 | 000008 | 000008 | 000077 | 500 | 22 | 330 |  | 103 | 29.4765 | -95.634 | 3470 | WAP7 | 77545 | 63UUUUU
48157 | WA PARISH ELECTRIC GENERATING STATION | 3470_B_WAP8 | 3968411 | 34520213 | 32905412 | 8030214 |  | 221122 | 125 | 100 | 5 | 000014 | 000018 | 000075 | 500 | 24 | 170 |  | 84 | 29.4756 | -95.6341 | 3470 | WAP8 | 77545 | 63UUUUU
48157 | WA PARISH ELECTRIC GENERATING STATION | 3470_G_GT1 | 3968411 | 34521513 | 32902212 | 8208114 |  | 221122 | 125 | 120 | 5 | 000001 | 000001 | 000087 | 28 | 9.5 | 772 |  | 81 | 29.484 | -95.6318 |  |  | 77545
48183 | AEP KNOX LEE POWER PLANT | 3476_B_2 | 4020611 | 34366113 | 32800812 | 7875514 |  | 221122 | 125 | 100 | 7 | 000003 | 000003 | 000003 | 100 | 7.1 | 300 |  | 48.3 | 32.3767 | -94.6418 | 3476 | 2 | 75601
48183 | AEP KNOX LEE POWER PLANT | 3476_B_3 | 4020611 | 34366013 | 32800712 | 7875614 |  | 221122 | 125 | 100 | 7 | 000004 | 000004 | 000004 | 100 | 7.1 | 350 |  | 48.3 | 32.3766 | -94.6416 | 3476 | 3 | 75601
48183 | AEP KNOX LEE POWER PLANT | 3476_B_4 | 4020611 | 34366313 | 32800612 | 7875314 |  | 221122 | 125 | 100 | 7 | 000005 | 000005 | 000005 | 130 | 9.52 | 300 |  | 55.8 | 32.3765 | -94.6412 | 3476 | 4 | 75601
48183 | AEP KNOX LEE POWER PLANT | 3476_B_5 | 4020611 | 34366513 | 32800912 | 7875114 |  | 221122 | 125 | 100 | 7 | 000006 | 000006 | 000006 | 157 | 16 | 275 |  | 93.8 | 32.3767 | -94.6417 | 3476 | 5 | 75601
48343 | LONE STAR POWER PLANT | 3477_B_1 | 7652411 | 12174513 | 12089512 | 2540314 |  | 221122 | 125 | 100 | 2 | 000001 | 000001 | 000004 | 141 | 8 | 300 |  | 30 | 32.9216 | -94.7227 | 3477 | 1 | 75668
48315 | WILKES POWER PLANT | 3478_B_1 | 5613211 | 22160113 | 21256912 | 5807814 |  | 221122 | 125 | 100 | 1 | 000003 | 000003 | 000002 | 161 | 8.12 | 264 |  | 51 | 32.8478 | -94.5482 | 3478 | 1 | 75630
48315 | WILKES POWER PLANT | 3478_B_2 | 5613211 | 22159813 | 21257112 | 5808114 |  | 221122 | 125 | 100 | 1 | 000001 | 000001 | 000004 | 162 | 15 | 264 |  | 63 | 32.8482 | -94.5478 | 3478 | 2 | 75630
48315 | WILKES POWER PLANT | 3478_B_3 | 5613211 | 22160013 | 21256812 | 5807914 |  | 221122 | 125 | 100 | 1 | 000002 | 000002 | 000003 | 162 | 15 | 264 |  | 63 | 32.8486 | -94.5477 | 3478 | 3 | 75630
48303 | JONES STATION POWER PLANT | 3482_B_151B | 4030611 | 35354613 | 33576712 | 5279814 |  | 221122 | 125 | 100 | 3 | 000001 | 000001 | 000009 | 171 | 12 | 275 |  | 47 | 33.5239 | -101.7393 | 3482 | 151B | 79401
48303 | JONES STATION POWER PLANT | 3482_B_152B | 4030611 | 35354513 | 33576812 | 5279914 |  | 221122 | 125 | 100 | 3 | 000002 | 000002 | 000008 | 171 | 12 | 275 |  | 47 | 33.5238 | -101.7399 | 3482 | 152B | 79401
48303 | JONES STATION POWER PLANT | 3482_G_3 | 4030611 | 99365313 | 96284412 | 139062614 |  | 221122 | 125 | 120 | 3 | 000010 | 000012 | 000012 | 120 | 22 | 1042 |  | 75.4 | 33.5244 | -101.7382 | 3482 | 153T | 79401
48341 | MOORE COUNTY POWER PLANT | 3483_B_3 | 7651711 | 12177113 | 12092312 | 2811814 |  | 221122 | 125 | 100 | 12 | 000004 | 000002 | 000001 | 97 | 9.57 | 300 |  | 40 | 35.9671 | -101.8655 | 3483 | 3 | 79086
48375 | NICHOLS STATION POWER PLANT | 3484_B_141B | 5678011 | 22149413 | 21246612 | 2965614 |  | 221122 | 125 | 100 | 4 | 000004 | 000001 | 000008 | 160 | 14 | 275 |  | 43 | 35.2827 | -101.7459 | 3484 | 141B | 79101
48375 | NICHOLS STATION POWER PLANT | 3484_B_142B | 5678011 | 22148913 | 21246112 | 2966114 |  | 221122 | 125 | 100 | 4 | 000005 | 000002 | 000007 | 160 | 14 | 275 |  | 43 | 35.2831 | -101.7459 | 3484 | 142B | 79101
48375 | NICHOLS STATION POWER PLANT | 3484_B_143B | 5678011 | 22149313 | 21246412 | 2965714 |  | 221122 | 125 | 100 | 4 | 000006 | 000003 | 000006 | 160 | 17 | 275 |  | 43 | 35.2835 | -101.7458 | 3484 | 143B | 79101
48279 | PLANT X POWER PLANT | 3485_G_1 | 4946011 | 30118513 | 28896412 | 5823714 |  | 221122 | 125 | 100 | 4 | 000003 | 000003 | 000004 | 85 | 10.88 | 300 |  | 30.1 | 34.1664 | -102.4113 | 3485 | 111B | 79312
48279 | PLANT X POWER PLANT | 3485_G_2 | 4946011 | 30119113 | 28897012 | 5822914 |  | 221122 | 125 | 100 | 4 | 000004 | 000004 | 000005 | 147 | 11 | 275 |  | 28.5 | 34.1663 | -102.4105 | 3485 | 112B | 79312
48503 | GRAHAM STEAM ELECTRIC STATION | 3490_B_1 | 8532511 | 943013 | 868312 | 535114 |  | 221122 | 125 | 100 | 1 | 000001 | 000001 | 000005 | 177 | 11 | 294 |  | 53.4 | 33.1349 | -98.6124 | 3490 | 1 | 76450
48503 | GRAHAM STEAM ELECTRIC STATION | 3490_B_2 | 8532511 | 942913 | 868012 | 535314 |  | 221122 | 125 | 100 | 1 | 000002 | 000003 | 000003 | 163 | 10 | 278 |  | 60 | 33.1354 | -98.612 | 3490 | 2 | 76450
48439 | HANDLEY STEAM ELECTRIC STATION | 3491_B_3 | 4916711 | 29004713 | 27773212 | 3797814 |  | 221122 | 125 | 100 | 7 | 000011 | 000013 | 000010 | 184 | 12.5 | 300 |  | 64 | 32.7281 | -97.2189 | 3491 | 3 | 76002
48439 | HANDLEY STEAM ELECTRIC STATION | 3491_B_4 | 4916711 | 29005413 | 27772912 | 3157814 |  | 221122 | 125 | 100 | 7 | 000003 | 000004 | 000002 | 204 | 24.8 | 300 |  | 67 | 32.7275 | -97.2183 | 3491 | 4 | 76002
48439 | HANDLEY STEAM ELECTRIC STATION | 3491_B_5 | 4916711 | 29005213 | 27773512 | 3158014 |  | 221122 | 125 | 100 | 7 | 000004 | 000005 | 000003 | 204 | 24.8 | 300 |  | 67 | 32.7269 | -97.2178 | 3491 | 5 | 76002
48335 | MORGAN CREEK STEAM ELECTRIC STATION | 3492_G_CT1 | 4204911 | 35745413 | 34034512 | 5685314 |  | 221122 | 125 | 120 | 1 | 000006 | 000008 | 000007 | 60 | 20 | 1000 |  | 100 | 32.3342 | -100.9128 | 3492 | CT1 | 79512
48335 | MORGAN CREEK STEAM ELECTRIC STATION | 3492_G_CT2 | 4204911 | 35744913 | 34032912 | 5686014 |  | 221122 | 125 | 120 | 1 | 000007 | 000009 | 000008 | 60 | 20 | 1000 |  | 100 | 32.3339 | -100.9128 | 3492 | CT2 | 79512
48335 | MORGAN CREEK STEAM ELECTRIC STATION | 3492_G_CT3 | 4204911 | 35744713 | 34034312 | 5686214 |  | 221122 | 125 | 120 | 1 | 000008 | 000010 | 000009 | 60 | 20 | 1000 |  | 100 | 32.3336 | -100.9131 | 3492 | CT3 | 79512
48335 | MORGAN CREEK STEAM ELECTRIC STATION | 3492_G_CT4 | 4204911 | 35745013 | 34033112 | 5685914 |  | 221122 | 125 | 120 | 1 | 000009 | 000011 | 000010 | 60 | 20 | 1000 |  | 100 | 32.3328 | -100.9131 | 3492 | CT4 | 79512
48335 | MORGAN CREEK STEAM ELECTRIC STATION | 3492_G_CT5 | 4204911 | 35744813 | 34033512 | 5686114 |  | 221122 | 125 | 120 | 1 | 000010 | 000012 | 000011 | 60 | 20 | 1000 |  | 100 | 32.3325 | -100.9133 | 3492 | CT5 | 79512
48335 | MORGAN CREEK STEAM ELECTRIC STATION | 3492_G_CT6 | 4204911 | 35745713 | 34033312 | 5684914 |  | 221122 | 125 | 120 | 1 | 000011 | 000013 | 000012 | 60 | 20 | 1000 |  | 100 | 32.3322 | -100.9133 | 3492 | CT6 | 79512
48475 | PERMIAN BASIN STEAM ELECTRIC STATION | 3494_G_CT1 | 8515911 | 955213 | 877812 | 3396014 |  | 221122 | 125 | 120 | 4 | 000014 | 000015 | 000006 | 50 | 20 | 700 |  | 70 | 31.5828 | -102.9597 | 3494 | CT1 | 79756
48475 | PERMIAN BASIN STEAM ELECTRIC STATION | 3494_G_CT2 | 8515911 | 954513 | 878012 | 3396814 |  | 221122 | 125 | 120 | 4 | 000015 | 000016 | 000005 | 50 | 12 | 570 |  | 70 | 31.5833 | -102.9586 | 3494 | CT5 | 79756
48475 | PERMIAN BASIN STEAM ELECTRIC STATION | 3494_G_CT3 | 8515911 | 954413 | 878712 | 3530214 |  | 221122 | 125 | 120 | 4 | 000016 | 000017 | 000004 | 50 | 20 | 700 |  | 70 | 31.5831 | -102.9589 | 3494 | CT4 | 79756
48475 | PERMIAN BASIN STEAM ELECTRIC STATION | 3494_G_CT4 | 8515911 | 954313 | 878612 | 3530314 |  | 221122 | 125 | 120 | 4 | 000017 | 000018 | 000003 | 50 | 20 | 700 |  | 70 | 31.5831 | -102.9594 | 3494 | CT2 | 79756
48475 | PERMIAN BASIN STEAM ELECTRIC STATION | 3494_G_CT5 | 8515911 | 954213 | 878912 | 3530414 |  | 221122 | 125 | 120 | 4 | 000018 | 000019 | 000002 | 50 | 20 | 700 |  | 70 | 31.5831 | -102.9592 | 3494 | CT3 | 79756
48161 | BIG BROWN STEAM ELECTRIC STATION | 3497_B_1 | 3052111 | 37996113 | 36254512 | 7759114 |  | 221122 | 125 | 100 | 2 | 000010 | 000010 | 000078 | 450 | 22.2 | 250 |  | 77.7 | 31.8197 | -96.055 | 3497 | 1 | 75840 | 63UUUUU
48161 | BIG BROWN STEAM ELECTRIC STATION | 3497_B_2 | 3052111 | 37996413 | 36255412 | 7758214 |  | 221122 | 125 | 100 | 2 | 000011 | 000011 | 000077 | 450 | 22.2 | 250 |  | 77.7 | 31.8203 | -96.0553 | 3497 | 2 | 75840 | 63UUUUU
06111 | ORMOND BEACH GENERATING STATION | 350_B_1 | 3943511 | 35586813 | 97644412 | 49253114 |  | 221112 | 125 | 100 | 56113465 | 1 | 1_1_10100601 | 1 | [5 empty] | 34.1309 | -119.1697 | 350 | 1 | 93033
06111 | ORMOND BEACH GENERATING STATION | 350_B_2 | 3943511 | 35586513 | 97644512 | 49253414 |  | 221112 | 125 | 100 | 56113465 | 2 | 2_1_10100601 | 1 | [5 empty] | 34.1309 | -119.1697 | 350 | 2 | 93033
48309 | LAKE CREEK STEAM ELECTRIC STATION | 3502_B_ST1 | 4016711 | ORISST1 | ORISST1 | 3502_B_ST1 |  | 221122 | 125 | 400 |  |  |  |  | 40 | 3 | 70 |  | 0.1 | 31.4708 | -96.985 | 3502 | ST1 | 76701
48309 | LAKE CREEK STEAM ELECTRIC STATION | 3502_B_ST2 | 4016711 | ORISST2 | ORISST2 | 3502_B_ST2 |  | 221122 | 125 | 400 |  |  |  |  | 40 | 3 | 70 |  | 0.1 | 31.4708 | -96.985 | 3502 | ST2 | 76701
48073 | STRYKER CREEK ELECTRIC STATION | 3504_B_1 | 5729511 | 21907613 | 21008812 | 10075614 |  | 221122 | 125 | 100 | 2 | 000001 | 000001 | 000001 | 161 | 9 | 275 |  | 40.5 | 31.94 | -94.9894 | 3504 | 1 | 75201
48073 | STRYKER CREEK ELECTRIC STATION | 3504_B_2 | 5729511 | 21908113 | 21009012 | 10074914 |  | 221122 | 125 | 100 | 2 | 000002 | 000004 | 000004 | 197 | 15.5 | 300 |  | 38.4 | 31.9397 | -94.9903 | 3504 | 2 | 75201
48073 | STRYKER CREEK ELECTRIC STATION | 3504_G_D1 | 5729511 | 21908213 | 21008712 | 10074814 |  | 221122 | 125 | 160 | 2 | 000003 | 000005 | 000005 | 16 | 2 | 400 |  | 35 | 31.9403 | -94.9897 |  |  | 75201
48073 | STRYKER CREEK ELECTRIC STATION | 3504_G_D2 | 5729511 | 21908013 | 21008512 | 10075114 |  | 221122 | 125 | 160 | 2 | 000004 | 000006 | 000006 | 16 | 2 | 400 |  | 35 | 31.9403 | -94.9897 |  |  | 75201
48073 | STRYKER CREEK ELECTRIC STATION | 3504_G_D3 | 5729511 | 21907913 | 21008412 | 10075214 |  | 221122 | 125 | 160 | 2 | 000005 | 000007 | 000007 | 16 | 2 | 400 |  | 35 | 31.9403 | -94.9897 |  |  | 75201
48073 | STRYKER CREEK ELECTRIC STATION | 3504_G_D4 | 5729511 | 21907813 | 21008912 | 10075314 |  | 221122 | 125 | 160 | 2 | 000006 | 000008 | 000008 | 16 | 2 | 400 |  | 35 | 31.9403 | -94.9897 |  |  | 75201
48073 | STRYKER CREEK ELECTRIC STATION | 3504_G_D5 | 5729511 | 21907713 | 21009112 | 10075414 |  | 221122 | 125 | 160 | 2 | 000007 | 000009 | 000009 | 16 | 2 | 400 |  | 35 | 31.9403 | -94.99 |  |  | 75201
48213 | TRINIDAD STEAM ELEC STATION | 3507_B_9 | 4863311 | 29419713 | 28185612 | 6941714 |  | 221122 | 125 | 100 | 2 | 000003 | 000003 | 000003 | 175 | 16 | 250 |  | 37.8 | 32.1244 | -96.1011 | 3507 | 9 | 75163
48213 | TRINIDAD STEAM ELEC STATION | 3507_G_D1 | 4863311 | 29419613 | 28185712 | 6941814 |  | 221122 | 125 | 160 | 2 | 000004 | 000004 | 000004 | 16 | 2 | 400 |  | 35 | 32.1239 | -96.1022 |  |  | 75163
48213 | TRINIDAD STEAM ELEC STATION | 3507_G_D2 | 4863311 | 29419513 | 28185512 | 6941914 |  | 221122 | 125 | 160 | 2 | 000005 | 000005 | 000005 | 16 | 2 | 400 |  | 35 | 32.1239 | -96.1022 |  |  | 75163
48453 | DECKER CREEK POWER PLANT | 3548_B_1 | 5021711 | 28727713 | 27544012 | 3664014 |  | 221122 | 125 | 100 | 2 | 000001 | 000001 | 000001 | 177 | 22 | 275 |  | 41 | 30.3034 | -97.6124 | 3548 | 1 | 78724
48453 | DECKER CREEK POWER PLANT | 3548_B_2 | 5021711 | 28727613 | 27542612 | 3664114 |  | 221122 | 125 | 100 | 2 | 000002 | 000002 | 000002 | 234 | 10 | 300 |  | 55 | 30.304 | -97.6121 | 3548 | 2 | 78724
48453 | DECKER CREEK POWER PLANT | 3548_G_GT1 | 5021711 | 28729313 | 27543512 | 3618714 |  | 221122 | 125 | 120 | 2 | 000023 | 000023 | 000015 | 40 | 14 | 500 |  | 25 | 30.3046 | -97.6123 | 3548 | GT-1A | 78724
48453 | DECKER CREEK POWER PLANT | 3548_G_GT2 | 5021711 | 28728313 | 27542212 | 3663414 |  | 221122 | 125 | 120 | 2 | 000025 | 000025 | 000017 | 40 | 14 | 500 |  | 25 | 30.3048 | -97.6123 | 3548 | GT-2A | 78724
48453 | DECKER CREEK POWER PLANT | 3548_G_GT3 | 5021711 | 28727313 | 27543712 | 3664414 |  | 221122 | 125 | 120 | 2 | 000027 | 000027 | 000019 | 40 | 14 | 500 |  | 25 | 30.3068 | -97.6124 | 3548 | GT-3A | 78724
48453 | DECKER CREEK POWER PLANT | 3548_G_GT4 | 5021711 | 28728113 | 27543812 | 3663614 |  | 221122 | 125 | 120 | 2 | 000029 | 000029 | 000021 | 40 | 14 | 500 |  | 25 | 30.3053 | -97.6121 | 3548 | GT-4A | 78724
48061 | SILAS RAY POWER PLANT | 3559_G_10 | 6493311 | 70106813 | 64455412 | 97182514 |  | 221122 | 125 | 120 | 5 | 000008 | 000009 | 000010 | 95.1 | 10.5 | 828 |  | 41.4 | 25.9083 | -97.5281 | 3559 | 10 | 78520
48061 | SILAS RAY POWER PLANT | 3559_G_6 | 6493311 | ORIS6 | ORIS6 | 3559_G_6 |  | 221122 | 125 | 120 |  |  |  |  | 95.1 | 10.5 | 828 |  | 41.4 | 25.9083 | -97.5281 | 3559 | 6 | 78520
48061 | SILAS RAY POWER PLANT | 3559_G_9 | 6493311 | 17568213 | 17087912 | 10059814 |  | 221122 | 125 | 120 | 5 | 000006 | 000006 | 000003 | 130 | 12 | 432 |  | 75.1 | 25.9111 | -97.5214 | 3559 | 9 | 78520
06037 | AES REDONDO BEACH, LLC | 356_B_5 | 4083411 | 85687113 | 101523612 | 114307814 |  | 221112 | 125 | 100 | 191026115536 | 7 | 7_1_30183001 | 1 | [5 empty] | 33.8512 | -118.3967 | 356 | 5 | 90277
06037 | AES REDONDO BEACH, LLC | 356_B_6 | 4083411 | 35218713 | 101523712 | 58690614 |  | 221112 | 125 | 100 | 191026115536 | 8 | 8_1_30183001 | 1 | [5 empty] | 33.8512 | -118.3967 | 356 | 6 | 90277
06037 | AES REDONDO BEACH, LLC | 356_B_7 | 4083411 | 85687013 | 101523912 | 141657214 |  | 221112 | 125 | 100 | 191026115536 | 9 | 9_11_10100601 | 11 | [5 empty] | 33.8512 | -118.3967 | 356 | 7 | 90277
06037 | AES REDONDO BEACH, LLC | 356_B_8 | 4083411 | 35217313 | 101522612 | 141656914 |  | 221112 | 125 | 100 | 191026115536 | 10 | 10_11_10100601 | 11 | [5 empty] | 33.8512 | -118.3967 | 356 | 8 | 90277
48041 | ATKINS POWER STATION | 3561_G_7 | 6598311 | 17346513 | 16868012 | 12928714 |  | 221122 | 125 | 120 | 1 | 000004 | 000004 | 000004 | 35 | 11.2 | 500 |  | 26.1 | 30.6475 | -96.3725 |  |  | 77801
48085 | RAY OLINGER PLANT | 3576_B_BW2 | 5860711 | 22303913 | 21417612 | 9483914 |  | 221122 | 125 | 100 | 15 | 000001 | 000001 | 000010 | 128 | 11.7 | 300 |  | 53 | 33.0678 | -96.4533 | 3576 | BW2 | 75098
48085 | RAY OLINGER PLANT | 3576_B_BW3 | 5860711 | 22303413 | 21417912 | 9484514 |  | 221122 | 125 | 100 | 15 | 000004 | 000003 | 000009 | 146 | 8.7 | 300 |  | 46 | 33.0675 | -96.4525 | 3576 | BW3 | 75098
48085 | RAY OLINGER PLANT | 3576_B_CE1 | 5860711 | 22303513 | 21418212 | 9484414 |  | 221122 | 125 | 100 | 15 | 000005 | 000004 | 000008 | 81 | 9 | 275 |  | 74 | 33.07 | -96.4511 | 3576 | CE1 | 75098
48085 | RAY OLINGER PLANT | 3576_G_4 | 5860711 | 22303213 | 21418312 | 9484714 |  | 221122 | 125 | 120 | 15 | 000011 | 000010 | 000001 | 85 | 12 | 500 |  | 84.2 | 33.0698 | -96.4499 | 3576 | GE4 | 75098
48021 | SIM GIDEON POWER PLANT | 3601_B_1 | 3981511 | 35536213 | 33808012 | 13265214 |  | 221122 | 125 | 100 | 2 | 000001 | 000025 | 000024 | 154 | 10 | 300 |  | 45 | 30.1454 | -97.2709 | 3601 | 1 | 78602
48021 | SIM GIDEON POWER PLANT | 3601_B_2 | 3981511 | 35536513 | 33808912 | 13264914 |  | 221122 | 125 | 100 | 2 | 000002 | 000002 | 000023 | 154 | 10 | 300 |  | 45 | 30.1457 | -97.2709 | 3601 | 2 | 78602
48021 | SIM GIDEON POWER PLANT | 3601_B_3 | 3981511 | 35536413 | 33807112 | 13265014 |  | 221122 | 125 | 100 | 2 | 000003 | 000003 | 000022 | 275 | 15 | 217 |  | 35 | 30.1461 | -97.2709 | 3601 | 3 | 78602
48303 | COOKE STATION 2 | 3602_B_1 | 5655211 | 19730913 | 19064612 | 5450714 |  | 221122 | 125 | 100 | 1 | 000006 | 000007 | 000004 | 100 | 7.6 | 300 |  | 56 | 33.5213 | -101.7908 | 3602 | 1 | 79457
48303 | COOKE STATION 2 | 3602_B_2 | 5655211 | 19730613 | 19064312 | 5451014 |  | 221122 | 125 | 100 | 1 | 000007 | 000008 | 000005 | 70 | 10 | 300 |  | 70 | 33.5211 | -101.7907 | 3602 | 2 | 79457
48303 | COOKE STATION 2 | 3602_G_GT2 | 5655211 | 19731113 | 19064212 | 5450514 |  | 221122 | 125 | 120 | 1 | 000002 | 000009 | 000002 | 30 | 12.4 | 500 |  | 50 | 33.5211 | -101.7907 |  |  | 79457
48303 | COOKE STATION 2 | 3602_G_GT3 | 5655211 | 19730813 | 19064512 | 5450814 |  | 221122 | 125 | 120 | 1 | 000003 | 000003 | 000003 | 35 | 13.5 | 500 |  | 50 | 33.5212 | -101.791 |  |  | 79457
48303 | MASSENGALE STATION | 3604_G_6A | 5655311 | 19730013 | 19064112 | 5450414 |  | 221122 | 125 | 100 | 2 | 000003 | 000008 | 000005 | 50 | 7 | 280 |  | 34 | 33.6034 | -101.8411 |  |  | 79457
48303 | MASSENGALE STATION | 3604_G_7 | 5655311 | ORIS7 | ORIS7 | 3604_G_7 |  | 221122 | 125 | 120 |  |  |  |  | 75 | 10 | 350 |  | 68 | 33.6036 | -101.8411 | 3604 | 7 | 79457
48303 | MASSENGALE STATION | 3604_G_8 | 5655311 | 19730413 | 19063812 | 5412214 |  | 221122 | 125 | 120 | 2 | 000005 | 000007 | 000009 | 75 | 10 | 350 |  | 68 | 33.6036 | -101.8411 | 3604 | GT1 | 79457
48029 | LEON CREEK PLANT | 3609_G_CGT1 | 3000111 | 69916713 | 64284812 | 96869714 |  | 221122 | 125 | 120 | 3 | 000005 | 000005 | 000005 | 100 | 12 | 757 |  | 87 | 29.3528 | -98.5748 | 3609 | CGT1 | 78201
48029 | LEON CREEK PLANT | 3609_G_CGT2 | 3000111 | 69916813 | 64284212 | 96869814 |  | 221122 | 125 | 120 | 3 | 000006 | 000006 | 000006 | 100 | 12 | 757 |  | 87 | 29.3526 | -98.5749 | 3609 | CGT2 | 78201
48029 | LEON CREEK PLANT | 3609_G_CGT3 | 3000111 | 69916913 | 64284312 | 96869914 |  | 221122 | 125 | 120 | 3 | 000007 | 000007 | 000007 | 100 | 12 | 757 |  | 87 | 29.3524 | -98.5751 | 3609 | CGT3 | 78201
48029 | LEON CREEK PLANT | 3609_G_CGT4 | 3000111 | 69917013 | 64284412 | 96870014 |  | 221122 | 125 | 120 | 3 | 000008 | 000008 | 000008 | 100 | 12 | 757 |  | 87 | 29.3523 | -98.5752 | 3609 | CGT4 | 78201
48029 | CALAVERAS PLANT | 3611_B_1 | 5617211 | 21259413 | 20405412 | 12570814 |  | 221122 | 125 | 100 | 63 | 000022 | 000019 | 000031 | 240 | 20 | 275 |  | 53 | 29.308 | -98.3244 | 3611 | 1 | 78223
48029 | CALAVERAS PLANT | 3611_B_2 | 5617211 | 58498513 | 20404712 | 13396214 |  | 221122 | 125 | 100 | 63 | 000020 | 000020 | 000033 | 240 | 20 | 275 |  | 53 | 29.3081 | -98.3237 | 3611 | 2 | 78223
48029 | VH BRAUNIG PLANT | 3612_B_1 | 5616511 | 21290013 | 20439212 | 12574314 |  | 221122 | 125 | 100 | 5 | 000006 | 000002 | 000007 | 174 | 16 | 275 |  | 48 | 29.2566 | -98.3821 | 3612 | 1 | 78201
48029 | VH BRAUNIG PLANT | 3612_B_2 | 5616511 | 21290513 | 20439112 | 12573814 |  | 221122 | 125 | 100 | 5 | 000004 | 000004 | 000009 | 174 | 16 | 275 |  | 52.6 | 29.2566 | -98.3826 | 3612 | 2 | 78201
48029 | VH BRAUNIG PLANT | 3612_B_3 | 5616511 | 21290913 | 20439912 | 12573414 |  | 221122 | 125 | 100 | 5 | 000005 | 000005 | 000008 | 187 | 20 | 275 |  | 49.6 | 29.2566 | -98.383 | 3612 | 3 | 78201
48029 | VH BRAUNIG PLANT | 3612_G_5 | 5616511 | 91500713 | 88463212 | 124678014 |  | 221122 | 125 | 120 | 5 | 000018 | 000018 | 000016 | 85 | 12 | 781 |  | 87 | 29.2574 | -98.3815 | 3612 | CGT5 | 78201
48029 | VH BRAUNIG PLANT | 3612_G_6 | 5616511 | 91500813 | 88463312 | 124678114 |  | 221122 | 125 | 120 | 5 | 000019 | 000019 | 000017 | 85 | 12 | 781 |  | 87 | 29.2574 | -98.3813 | 3612 | CGT6 | 78201
48029 | VH BRAUNIG PLANT | 3612_G_7 | 5616511 | 91500913 | 88463412 | 124678214 |  | 221122 | 125 | 120 | 5 | 000020 | 000020 | 000018 | 85 | 12 | 781 |  | 87 | 29.2574 | -98.3811 | 3612 | CGT7 | 78201
48029 | VH BRAUNIG PLANT | 3612_G_8 | 5616511 | 91501013 | 88463512 | 124678314 |  | 221122 | 125 | 120 | 5 | 000021 | 000021 | 000019 | 85 | 12 | 781 |  | 87 | 29.2574 | -98.3808 | 3612 | CGT8 | 78201
48363 | RW MILLER PLANT | 3628_B_1 | 7926611 | 2550113 | 2461412 | 3085014 |  | 221122 | 125 | 100 | 1 | 000002 | 000002 | 000002 | 66 | 9.9 | 350 |  | 50.6 | 32.6586 | -98.3092 | 3628 | 1 | 76484
48363 | RW MILLER PLANT | 3628_B_2 | 7926611 | 2549913 | 2460912 | 3085214 |  | 221122 | 125 | 100 | 1 | 000003 | 000003 | 000003 | 145 | 10.5 | 350 |  | 55.1 | 32.6582 | -98.3094 | 3628 | 2 | 76484
48363 | RW MILLER PLANT | 3628_B_3 | 7926611 | 2550413 | 2461112 | 3084714 |  | 221122 | 125 | 100 | 1 | 000001 | 000001 | 000001 | 154 | 12.75 | 350 |  | 81.7 | 32.658 | -98.3096 | 3628 | 3 | 76484
48363 | RW MILLER PLANT | 3628_G_4 | 7926611 | 2550213 | 2461012 | 3084914 |  | 221122 | 125 | 120 | 1 | 000005 | 000005 | 000005 | 50 | 12 | 500 |  | 60.6 | 32.6568 | -98.3114 | 3628 | **4 | 76484
48363 | RW MILLER PLANT | 3628_G_5 | 7926611 | 2550313 | 2461312 | 3084814 |  | 221122 | 125 | 120 | 1 | 000006 | 000006 | 000006 | 50 | 12 | 500 |  | 60.6 | 32.6566 | -98.3116 | 3628 | **5 | 76484
48163 | PEARSALL POWER PLANT | 3630_B_1 | 3930211 | 37423513 | 35695612 | 8197614 |  | 221122 | 125 | 100 | 2 | 000001 | 000001 | 000003 | 68 | 7 | 300 |  | 33.8 | 28.9277 | -99.0915 |  |  | 78061
48163 | PEARSALL POWER PLANT | 3630_B_2 | 3930211 | 37423713 | 35695712 | 8197414 |  | 221122 | 125 | 100 | 2 | 000002 | 000002 | 000002 | 68 | 7 | 300 |  | 33.8 | 28.9278 | -99.0917 |  |  | 78061
48163 | PEARSALL POWER PLANT | 3630_B_3 | 3930211 | 37423613 | 35695812 | 8197514 |  | 221122 | 125 | 100 | 2 | 000003 | 000003 | 000001 | 68 | 7 | 300 |  | 33.8 | 28.928 | -99.0919 |  |  | 78061
48163 | PEARSALL POWER PLANT | 3630_G_10A | 3930211 | 92108013 | 89149312 | 125706414 |  | 221122 | 125 | 160 | 2 | 000014 | 000014 | 000014 | 80 | 4 | 698 |  | 77.8 | 28.9309 | -99.0929 |  |  | 78061
48163 | PEARSALL POWER PLANT | 3630_G_11A | 3930211 | 92108113 | 89149412 | 125706514 |  | 221122 | 125 | 160 | 2 | 000015 | 000015 | 000015 | 80 | 4 | 698 |  | 77.8 | 28.9309 | -99.0929 |  |  | 78061
48163 | PEARSALL POWER PLANT | 3630_G_12A | 3930211 | 92108213 | 89149512 | 125706614 |  | 221122 | 125 | 160 | 2 | 000016 | 000016 | 000016 | 80 | 4 | 698 |  | 77.8 | 28.9308 | -99.0929 |  |  | 78061
48163 | PEARSALL POWER PLANT | 3630_G_13A | 3930211 | 92108313 | 89149612 | 125706714 |  | 221122 | 125 | 160 | 2 | 000017 | 000017 | 000017 | 80 | 4 | 698 |  | 77.8 | 28.9304 | -99.0923 |  |  | 78061
48163 | PEARSALL POWER PLANT | 3630_G_14A | 3930211 | 92108413 | 89149712 | 125706814 |  | 221122 | 125 | 160 | 2 | 000018 | 000018 | 000018 | 80 | 4 | 698 |  | 77.8 | 28.9303 | -99.0923 |  |  | 78061
48163 | PEARSALL POWER PLANT | 3630_G_15A | 3930211 | 92109613 | 89149812 | 125708014 |  | 221122 | 125 | 160 | 2 | 000030 | 000019 | 000030 | 80 | 4 | 698 |  | 77.8 | 28.9303 | -99.0922 |  |  | 78061
48163 | PEARSALL POWER PLANT | 3630_G_16A | 3930211 | 92108513 | 89149912 | 125706914 |  | 221122 | 125 | 160 | 2 | 000019 | 000020 | 000019 | 80 | 4 | 698 |  | 77.8 | 28.9302 | -99.0922 |  |  | 78061
48163 | PEARSALL POWER PLANT | 3630_G_17A | 3930211 | 92108613 | 89150012 | 125707014 |  | 221122 | 125 | 160 | 2 | 000020 | 000021 | 000020 | 80 | 4 | 698 |  | 77.8 | 28.9302 | -99.0921 |  |  | 78061
48163 | PEARSALL POWER PLANT | 3630_G_18A | 3930211 | 92108713 | 89150112 | 125707114 |  | 221122 | 125 | 160 | 2 | 000021 | 000022 | 000021 | 80 | 4 | 698 |  | 77.8 | 28.9302 | -99.0921 |  |  | 78061
48163 | PEARSALL POWER PLANT | 3630_G_19A | 3930211 | 92108813 | 89150212 | 125707214 |  | 221122 | 125 | 160 | 2 | 000022 | 000023 | 000022 | 80 | 4 | 698 |  | 77.8 | 28.9301 | -99.092 |  |  | 78061
48163 | PEARSALL POWER PLANT | 3630_G_1A | 3930211 | 92107113 | 89148412 | 125705514 |  | 221122 | 125 | 160 | 2 | 000005 | 000005 | 000005 | 80 | 4 | 698 |  | 77.8 | 28.9313 | -99.0934 |  |  | 78061
48163 | PEARSALL POWER PLANT | 3630_G_20A | 3930211 | 92108913 | 89150312 | 125707314 |  | 221122 | 125 | 160 | 2 | 000023 | 000024 | 000023 | 80 | 4 | 698 |  | 77.8 | 28.9301 | -99.0919 |  |  | 78061
48163 | PEARSALL POWER PLANT | 3630_G_21A | 3930211 | 92109013 | 89150412 | 125707414 |  | 221122 | 125 | 160 | 2 | 000024 | 000025 | 000024 | 80 | 4 | 698 |  | 77.8 | 28.93 | -99.0919 |  |  | 78061
48163 | PEARSALL POWER PLANT | 3630_G_22A | 3930211 | 92109113 | 89150512 | 125707514 |  | 221122 | 125 | 160 | 2 | 000025 | 000026 | 000025 | 80 | 4 | 698 |  | 77.8 | 28.93 | -99.0918 |  |  | 78061
48163 | PEARSALL POWER PLANT | 3630_G_23A | 3930211 | 92109213 | 89150612 | 125707614 |  | 221122 | 125 | 160 | 2 | 000026 | 000027 | 000026 | 80 | 4 | 698 |  | 77.8 | 28.9299 | -99.0918 |  |  | 78061
48163 | PEARSALL POWER PLANT | 3630_G_24A | 3930211 | 92109313 | 89150712 | 125707714 |  | 221122 | 125 | 160 | 2 | 000027 | 000028 | 000027 | 80 | 4 | 698 |  | 77.8 | 28.9299 | -99.0917 |  |  | 78061
48163 | PEARSALL POWER PLANT | 3630_G_2A | 3930211 | 92107213 | 89148512 | 125705614 |  | 221122 | 125 | 160 | 2 | 000006 | 000006 | 000006 | 80 | 4 | 698 |  | 77.8 | 28.9313 | -99.0934 |  |  | 78061
48163 | PEARSALL POWER PLANT | 3630_G_3A | 3930211 | 92107313 | 89148612 | 125705714 |  | 221122 | 125 | 160 | 2 | 000007 | 000007 | 000007 | 80 | 4 | 698 |  | 77.8 | 28.9313 | -99.0934 |  |  | 78061
48163 | PEARSALL POWER PLANT | 3630_G_4A | 3930211 | 92107413 | 89148712 | 125705814 |  | 221122 | 125 | 160 | 2 | 000008 | 000008 | 000008 | 80 | 4 | 698 |  | 77.8 | 28.9312 | -99.0933 |  |  | 78061
48163 | PEARSALL POWER PLANT | 3630_G_5A | 3930211 | 92107513 | 89148812 | 125705914 |  | 221122 | 125 | 160 | 2 | 000009 | 000009 | 000009 | 80 | 4 | 698 |  | 77.8 | 28.9312 | -99.0932 |  |  | 78061
48163 | PEARSALL POWER PLANT | 3630_G_6A | 3930211 | 92107613 | 89148912 | 125706014 |  | 221122 | 125 | 160 | 2 | 000010 | 000010 | 000010 | 80 | 4 | 698 |  | 77.8 | 28.9311 | -99.0932 |  |  | 78061
48163 | PEARSALL POWER PLANT | 3630_G_7A | 3930211 | 92107713 | 89149012 | 125706114 |  | 221122 | 125 | 160 | 2 | 000011 | 000011 | 000011 | 80 | 4 | 698 |  | 77.8 | 28.931 | -99.0931 |  |  | 78061
48163 | PEARSALL POWER PLANT | 3630_G_8A | 3930211 | 92107813 | 89149112 | 125706214 |  | 221122 | 125 | 160 | 2 | 000012 | 000012 | 000012 | 80 | 4 | 698 |  | 77.8 | 28.931 | -99.0931 |  |  | 78061
48163 | PEARSALL POWER PLANT | 3630_G_9A | 3930211 | 92107913 | 89149212 | 125706314 |  | 221122 | 125 | 160 | 2 | 000013 | 000013 | 000013 | 80 | 4 | 698 |  | 77.8 | 28.931 | -99.093 |  |  | 78061
48469 | SOUTH TEXAS ELECTRIC COOP | 3631_G_1 | 5863011 | 22230713 | 21346712 | 3268214 |  | 221122 | 125 | 120 | 9 | 000002 | 000002 | 000013 | 27 | 10.3 | 500 |  | 9.6 | 28.8925 | -97.1352 |  |  | 77976
48469 | SOUTH TEXAS ELECTRIC COOP | 3631_G_10 | 5863011 | 71565913 | 65781612 | 99068914 |  | 221122 | 125 | 120 | 9 | 000015 | 000015 | 000015 | 111 | 13.1 | 500 |  | 40 | 28.8953 | -97.1344 | 3631 | CT7 | 77976
48469 | SOUTH TEXAS ELECTRIC COOP | 3631_G_2 | 5863011 | 22230513 | 21346112 | 3268414 |  | 221122 | 125 | 120 | 9 | 000003 | 000003 | 000012 | 27 | 10.3 | 500 |  | 9.6 | 28.8925 | -97.1353 |  |  | 77976
48469 | SOUTH TEXAS ELECTRIC COOP | 3631_G_4 | 5863011 | 22230213 | 21345912 | 3268714 |  | 221122 | 125 | 160 | 9 | 000011 | 000011 | 000004 | 11 | 2 | 700 |  | 35 | 28.8923 | -97.1351 |  |  | 77976
48469 | SOUTH TEXAS ELECTRIC COOP | 3631_G_5 | 5863011 | 22230313 | 21345512 | 3268614 |  | 221122 | 125 | 160 | 9 | 000012 | 000012 | 000003 | 11 | 2 | 700 |  | 35 | 28.8924 | -97.1352 |  |  | 77976
48469 | SOUTH TEXAS ELECTRIC COOP | 3631_G_7 | 5863011 | 71565913 | 65781612 | 99068914a |  | 221122 | 125 | 120 | 9 | 000015 | 000015 | 000015 | 111 | 13.1 | 500 |  | 40 | 28.8953 | -97.1344 | 3631 | CT7 | 77976
48469 | SOUTH TEXAS ELECTRIC COOP | 3631_G_8 | 5863011 | 71566013 | 65781712 | 99069014 |  | 221122 | 125 | 120 | 9 | 000016 | 000016 | 000016 | 111 | 13.1 | 500 |  | 40 | 28.8953 | -97.1347 | 3631 | CT8 | 77976
48469 | SOUTH TEXAS ELECTRIC COOP | 3631_G_9 | 5863011 | 71566113 | 65781912 | 99069114 |  | 221122 | 125 | 120 | 9 | 000017 | 000017 | 000017 | 111 | 13.1 | 500 |  | 40 | 28.895 | -97.135 | 3631 | CT9 | 77976
49035 | Pacificorp Energy: Gadsby Power Plant | 3648_B_1 | 7559311 | 11942113 | 11835312 | 231914 |  | 221118 | 125 | 100 | 10355 | 4025 | 2942 | 1 | 250 | 11 | 258 | 5512 | 58 | 40.7686 | -111.92 | 3648 | 1 | 84116
49035 | Pacificorp Energy: Gadsby Power Plant | 3648_B_2 | 7559311 | 11942213 | 11835212 | 231814 |  | 221118 | 125 | 100 | 10355 | 9143 | 2943 | 1 | 250 | 11 | 244 | 5987 | 62.9 | 40.7686 | -111.92 | 3648 | 2 | 84116
49035 | Pacificorp Energy: Gadsby Power Plant | 3648_B_3 | 7559311 | 11942313 | 11835012 | 231714 |  | 221118 | 125 | 100 | 10355 | 9144 | 1280 | 1 | 250 | 11 | 258 | 6555 | 68.9 | 40.7686 | -111.92 | 3648 | 3 | 84116
49035 | Pacificorp Energy: Gadsby Power Plant | 3648_G_4 | 7559311 | 11941413 | 66149612 | 234414 |  | 221118 | 125 | 120 | 10355 | 174520 | 20693 | 1 | 81 | 12 | 828 | 9852 | 87.1 | 40.7686 | -111.92 | 3648 | 4 | 84116
49035 | Pacificorp Energy: Gadsby Power Plant | 3648_G_5 | 7559311 | 11941513 | 66149712 | 234314 |  | 221118 | 125 | 160 | 10355 | 174521 | 20694 | 1 | 81 | 12 | 828 | 9852 | 87.1 | 40.7686 | -111.92 | 3648 | 5 | 84116
49035 | Pacificorp Energy: Gadsby Power Plant | 3648_G_6 | 7559311 | 11941613 | 66149812 | 234214 |  | 221118 | 125 | 160 | 10355 | 174522 | 20695 | 1 | 81 | 12 | 828 | 9852 | 87.1 | 40.7686 | -111.92 | 3648 | 6 | 84116
49011 | Bountiful City Light and Power: Power Plant | 3665_G_1A | 5067311 | 25964713 | 24904112 | 99738414 |  | 221118 | 125 | 290 | 10120 | 3622 | 1681 | 2 | 44.8 | 1.08 | 655 | 61.4 | 67 | 40.8852 | -111.88 |  |  | 84010
49011 | Bountiful City Light and Power: Power Plant | 3665_G_IC8 | 5067311 | 25964613 | 24904012 | 173514 |  | 221118 | 125 | 290 | 10120 | 171807 | 20550 | 1 | 50 | 3.5 | 903 | 334.7 | 34.8 | 40.8852 | -111.88 |  |  | 84010
49049 | Provo City Power: Power Plant | 3686_G_5 | 6282311 | 15488513 | 15150512 | 99799514 |  | 221112 | 125 | 290 | 10795 | 13284 | 3623 | 1 | 47 | 2.4 | 749 | 492 | 108.8 | 40.2409 | -111.66 |  |  | 84601
49049 | Provo City Power: Power Plant | 3686_G_6 | 6282311 | 15488613 | 15150312 | 18414 |  | 221112 | 125 | 290 | 10795 | 13286 | 3624 | 1 | 47 | 2.4 | 673 | 534 | 118 | 40.2409 | -111.66 |  |  | 84601
49049 | Provo City Power: Power Plant | 3686_G_7 | 6282311 | 15488713 | 15150412 | 99799614 |  | 221112 | 125 | 290 | 10795 | 13288 | 3625 | 1 | 47 | 2.4 | 690 | 504 | 111.4 | 40.2409 | -111.66 |  |  | 84601
49049 | Provo City Power: Power Plant | 3686_G_8 | 6282311 | 15488813 | 15150212 | 18114 |  | 221112 | 125 | 290 | 10795 | 13290 | 3626 | 1 | 47 | 2.4 | 719 | 485 | 107.2 | 40.2409 | -111.66 |  |  | 84601
50023 | Green Mountain Power Unit #5 Berlin | 3734_G_GT1 | 15579011 | 98200513 | 95535812 | 137257614 |  | 22111 | 125 | 120 | 248 | 1 | 1 | 1 | 40 | 11.2 | 865 | 16733.3 |  | 44.2479 | -72.6052 |  |  | 05602
51167 | American Electric Power-Clinch River Plant | 3775_B_1 | 5763511 | 21755613 | 20851612 | 771214 |  | 221112 | 125 | 100 | 10236 | 1 | 1 | 2 | 450 | 15.6 | 280 |  | 102.1 | 36.9327 | -82.1981 | 3775 | 1 | 24225-0157 | 63UUUUU
51167 | American Electric Power-Clinch River Plant | 3775_B_2 | 5763511 | 21755513 | 20851612 | 771414 |  | 221112 | 125 | 100 | 10236 | 2 | 1 | 2 | 450 | 15.6 | 280 |  | 102.1 | 36.9327 | -82.1981 | 3775 | 2 | 24225-0157 | 63UUUUU
51167 | American Electric Power-Clinch River Plant | 3775_B_3 | 5763511 | 21755313 | 20851512 | 771814 |  | 221112 | 125 | 100 | 10236 | 3 | 2 | 2 | 450 | 12.5 | 275 |  | 92 | 36.9327 | -82.1981 | 3775 | 3 | 24225-0157 | 63UUUUU
51065 | Dominion - Bremo Power Station | 3796_B_3 | 6631311 | 17179613 | 16706712 | 325214 |  | 221112 | 125 | 100 | 40199 | 1 | 1 | 1 | 200 | 12 | 314 | 4700 | 41.5 | 37.7088 | -78.2878 | 3796 | 3 | 23022 | 63UUUUU
51065 | Dominion - Bremo Power Station | 3796_B_4 | 6631311 | 17179313 | 16706912 | 326114 |  | 221112 | 125 | 100 | 40199 | 2 | 2 | 2 | 200 | 15 | 264 | 7916.7 | 44.8 | 37.7088 | -78.2878 | 3796 | 4 | 23022 | 63UUUUU
51041 | Dominion Virginia Power- Chesterfield | 3797_B_3 | 4181011 | 33878613 | 32331712 | 949414 |  | 221112 | 125 | 100 | 50396 | 3 | 2 | 2 | 200 | 13 | 288 | 6105.7 | 46 | 37.3816 | -77.3821 | 3797 | 3 | 23831 | 63UUUUU
51041 | Dominion Virginia Power- Chesterfield | 3797_B_4 | 4181011 | 33878713 | 32333112 | 949214 |  | 221112 | 125 | 100 | 50396 | 4 | 3 | 1 | 200 | 13 | 324 | 9689.5 | 73 | 37.3816 | -77.3821 | 3797 | 4 | 23831 | 63UUUUU
51041 | Dominion Virginia Power- Chesterfield | 3797_B_5 | 4181011 | 33878813 | 32332112 | 949014 |  | 221112 | 125 | 100 | 50396 | 6 | 4 | 2 | 200 | 17 | 265 | 16115.6 | 71 | 37.3816 | -77.3821 | 3797 | 5 | 23831 | 63UUUUU
51041 | Dominion Virginia Power- Chesterfield | 3797_B_6 | 4181011 | 33877713 | 32332812 | 951014 |  | 221112 | 125 | 100 | 50396 | 8 | 5 | 1 | 419 | 20 | 264 | 31415.9 | 100 | 37.3816 | -77.3821 | 3797 | 6 | 23831 | 63UUUUU
51041 | Dominion Virginia Power- Chesterfield | 3797_G_CT7 | 4181011 | 33877613 | 32331912 | 951214 |  | 221112 | 125 | 120 | 50396 | 1 | 1 | 1 | 413 | 26 | 257 | 34032.6 | 64.1 | 37.3762 | -77.3819 | 3797 | 7 | 23831
51041 | Dominion Virginia Power- Chesterfield | 3797_G_CT8 | 4181011 | 33878413 | 32331912 | 949714 |  | 221112 | 125 | 120 | 50396 | 2 | 1 | 2 | 413 | 26 | 257 | 34032.6 | 64.1 | 37.3762 | -77.3819 | 3797 | **8A | 23831
51041 | Dominion Virginia Power- Chesterfield | 3797_G_CW7 | 4181011 | ORISCW7 | ORISCW7 | 3797_G_CW7 |  | 221112 | 125 | 100 |  |  |  |  | 200 | 17 | 265 | 16115.6 | 71 | 37.3816 | -77.3821 | 3797 | CW7 | 23831 | 63UUUUU
51041 | Dominion Virginia Power- Chesterfield | 3797_G_CW8 | 4181011 | ORISCW8 | ORISCW8 | 3797_G_CW8 |  | 221112 | 125 | 100 |  |  |  |  | 200 | 17 | 265 | 16115.6 | 71 | 37.3816 | -77.3821 | 3797 | CW8 | 23831 | 63UUUUU
51159 | Dominion - Northern Neck CT Station | 3800_G_GT1 | 9049611 | 58389513 | 49269912 | 68517214 |  | 221112 | 125 | 120 | 40198 | 1 | 1 | 1 | 27 | 8.2 | 1030 | 7129.4 | 135 | 37.9486 | -76.7105 |  |  | 22572
51159 | Dominion - Northern Neck CT Station | 3800_G_GT2 | 9049611 | 58389613 | 50416312 | 68517314 |  | 221112 | 125 | 120 | 40198 | 2 | 2 | 1 | 27 | 8.2 | 1030 | 7129.4 | 135 | 37.9486 | -76.7105 |  |  | 22572
51159 | Dominion - Northern Neck CT Station | 3800_G_GT3 | 9049611 | 58389713 | 50111312 | 68517414 |  | 221112 | 125 | 120 | 40198 | 3 | 3 | 1 | 27 | 8.2 | 1030 | 7129.4 | 135 | 37.9486 | -76.7105 |  |  | 22572
51159 | Dominion - Northern Neck CT Station | 3800_G_GT4 | 9049611 | 58389813 | 49845712 | 68517514 |  | 221112 | 125 | 120 | 40198 | 4 | 4 | 1 | 27 | 8.2 | 1030 | 7129.4 | 135 | 37.9486 | -76.7105 |  |  | 22572
51550 | Dominion - Chesapeake Energy Center | 3803_B_3 | 5040211 | 28680913 | 27498412 | 2061314 |  | 221112 | 125 | 100 | 60163 | 3 | 3 | 1 | 200 | 12 | 284 | 7831.2 | 69.2 | 36.7711 | -76.302 | 3803 | 3 | 23323 | 63UUUUU
51550 | Dominion - Chesapeake Energy Center | 3803_B_4 | 5040211 | 28681013 | 27499112 | 2061114 |  | 221112 | 125 | 100 | 60163 | 4 | 4 | 2 | 200 | 14 | 228 | 10775.7 | 70 | 36.7711 | -76.302 | 3803 | 4 | 23323 | 63UUUUU
51550 | Dominion - Chesapeake Energy Center | 3803_G_6 | 5040211 | 28681613 | 27499312 | 2059614 |  | 221112 | 125 | 120 | 60163 | 10 | 8 | 1 | 28 | 9.1 | 793 | 3500 | 52.7 | 36.7703 | -76.302 |  |  | 23323
51550 | Dominion - Chesapeake Energy Center | 3803_G_GT1 | 5040211 | 28680513 | 27499212 | 2062014 |  | 221112 | 125 | 120 | 60163 | 5 | 5 | 1 | 19 | 12.8 | 1100 | 6746.7 | 51.7 | 36.7703 | -76.302 |  |  | 23323
51550 | Dominion - Chesapeake Energy Center | 3803_G_GT2 | 5040211 | 28680613 | 27499512 | 2061714 |  | 221112 | 125 | 120 | 60163 | 6 | 6 | 1 | 28 | 9.1 | 793 | 3500 | 52.7 | 36.7703 | -76.302 |  |  | 23323
51550 | Dominion - Chesapeake Energy Center | 3803_G_GT4 | 5040211 | 28680713 | 27499612 | 2061514 |  | 221112 | 125 | 120 | 60163 | 8 | 7 | 1 | 28 | 9.1 | 793 | 3500 | 52.7 | 36.7703 | -76.302 |  |  | 23323
51153 | Dominion - Possum Point Power Station | 3804_B_3 | 7520511 | 12373413 | 12308112 | 2113714 |  | 221112 | 125 | 100 | 70225 | 3 | 3 | 2 | 174 | 13 | 262 | 5635 | 42.4 | 38.5379 | -77.281 | 3804 | 3 | 22026
51153 | Dominion - Possum Point Power Station | 3804_B_4 | 7520511 | 12373313 | 12308012 | 2113914 |  | 221112 | 125 | 100 | 70225 | 4 | 4 | 2 | 175 | 14 | 258 | 10839.8 | 70.4 | 38.5379 | -77.281 | 3804 | 4 | 22026
51153 | Dominion - Possum Point Power Station | 3804_B_5 | 7520511 | 12374013 | 12307912 | 1110814 |  | 221112 | 125 | 100 | 70225 | 5 | 5 | 1 | 359 | 23 | 285 | 36431.6 | 87.6 | 38.5379 | -77.281 | 3804 | 5 | 22026 | 63UUUUU
51153 | Dominion - Possum Point Power Station | 3804_G_6A | 7520511 | 58400313 | 54174712 | 76656714 |  | 221112 | 125 | 120 | 70225 | 14 | 9 | 1 | 358 | 19 | 175 | 18080 | 63.8 | 38.5391 | -77.2786 | 3804 | 6A | 22026
51153 | Dominion - Possum Point Power Station | 3804_G_6B | 7520511 | 58400613 | 54174812 | 76657014 |  | 221112 | 125 | 120 | 70225 | 17 | 10 | 1 | 358 | 19 | 175 | 18080 | 63.8 | 38.5391 | -77.2786 | 3804 | 6B | 22026
51153 | Dominion - Possum Point Power Station | 3804_G_6ST | 7520511 | ORIS6ST | ORIS6ST | 3804_G_6ST |  | 221112 | 125 | 100 |  |  |  |  | 21 | 8.2 | 890 | 1584.3 | 30 | 38.5391 | -77.2786 | 3804 | 6ST | 22026
51199 | Dominion - Yorktown Power Station | 3809_B_1 | 4565211 | 27836613 | 26725412 | 428014 |  | 221112 | 125 | 100 | 60137 | 6 | 3 | 4 | 324 | 17 | 264 | 24401.6 | 107.5 | 37.2146 | -76.4606 | 3809 | 1 | 23692 | 63UUUUU
51199 | Dominion - Yorktown Power Station | 3809_B_3 | 4565211 | 27836713 | 26725512 | 427614 |  | 221112 | 125 | 100 | 60137 | 3 | 2 | 1 | 489 | 22.5 | 289 | 43733.3 | 109.9 | 37.2146 | -76.4606 | 3809 | 3 | 23692 | 63UUUUU
17197 | Midwest Generation LLC | 384_B_71 | 7973011 | 2981413 | 2848812 | 43333214 |  | 221112 | 125 | 100 | 197809AAO | 0031 | 0017 | 01 | 549 | 17 | 300 | 19966.7 |  | 41.4952 | -88.124 | 384 | 71 | 60436 | 63UUUUU
17197 | Midwest Generation LLC | 384_B_72 | 7973011 | 2981413 | 2848812 | 43333214a |  | 221112 | 125 | 100 | 197809AAO | 0031 | 0017 | 01 | 549 | 17 | 300 | 19966.7 |  | 41.4952 | -88.124 | 384 | 72 | 60436 | 63UUUUU
17197 | Midwest Generation LLC | 384_B_81 | 7973011 | 2980313 | 2848812 | 43334514 |  | 221112 | 125 | 100 | 197809AAO | 0033 | 0017 | 02 | 549 | 17 | 300 | 19966.7 |  | 41.4952 | -88.124 | 384 | 81 | 60436 | 63UUUUU
17197 | Midwest Generation LLC | 384_B_82 | 7973011 | 2980313 | 2848812 | 43334514a |  | 221112 | 125 | 100 | 197809AAO | 0033 | 0017 | 02 | 549 | 17 | 300 | 19966.7 |  | 41.4952 | -88.124 | 384 | 82 | 60436 | 63UUUUU
53041 | TransAlta Centralia Generation, LLC | 3845_B_BW21 | 6281311 | 15505513 | 15167512 | 1293214 |  | 221112 | 125 | 120 | 754 | 1247 | 222 | 1242 | 470 | 29.8 | 135 | 43326.4 |  | 46.7558 | -122.8566 | 3845 | BW21 | 98531 | 63UUUUU
53041 | TransAlta Centralia Generation, LLC | 3845_B_BW22 | 6281311 | 15504813 | 15168012 | 1293914 |  | 221112 | 125 | 120 | 754 | 1250 | 223 | 1244 | 470 | 29.8 | 135 | 43326.4 |  | 46.7558 | -122.8566 | 3845 | BW22 | 98531 | 63UUUUU
06025 | IMPERIAL IRRIGATION DISTRICT | 389_B_4 | 6515911 | 19300813 | 18677112 | 60346314 |  | 221112 | 125 | 100 | 13151115 | 4 | 4 | 2 | 107 | 9 | 300 | 3466.7 |  | 32.8038 | -115.5375 | 389 | 4 | 92243
06025 | IMPERIAL IRRIGATION DISTRICT | 389_G_2A | 6515911 | 19300613 | 18677012 | 60346714 |  | 221112 | 125 | 120 | 13151115 | 2 | 2 | 1 | 100 | 9.1 | 300 | 1750 |  | 32.8038 | -115.5375 | 389 | 2-2 | 92243
54079 | APPALACHIAN POWER COMPANY - JOHN E AMOS PLANT | 3935_B_1 | 6789111 | 71712813 | 107542412 | 99267514 |  | 221112 | 125 | 100 | 0006 | 001 | 13 | 2 | 903 | 33.75 | 128 | 44750 | 50 | 38.4731 | -81.8233 | 3935 | 1 | 25177 | 63UUUUU
54079 | APPALACHIAN POWER COMPANY - JOHN E AMOS PLANT | 3935_B_2 | 6789111 | 71712913 | 93126212 | 99267714 |  | 221112 | 125 | 100 | 0006 | 002 | 14 | 2 | 903 | 33.75 | 128 | 44750 | 50 | 38.4731 | -81.8233 | 3935 | 2 | 25177 | 63UUUUU
54079 | APPALACHIAN POWER COMPANY - JOHN E AMOS PLANT | 3935_B_3 | 6789111 | 71713013 | 65922412 | 99267914 |  | 221112 | 125 | 100 | 0006 | 003 | 3 | 2 | 903 | 42.5 | 128 | 71233.3 | 50.2 | 38.4731 | -81.8233 | 3935 | 3 | 25177 | 63UUUUU
54061 | MONONGAHELA POWER CO.- FORT MARTIN POWER | 3943_B_1 | 6773611 | 71939313 | 107540912 | 99660614 |  | 221112 | 125 | 999 | 0001 | 001 | 1 | 2 | 550 | 24.75 | 126 | 27704 | 57.6 | 39.7092 | -79.9286 | 3943 | 1 | 26541 | 63UUUUU
54061 | MONONGAHELA POWER CO.- FORT MARTIN POWER | 3943_B_2 | 6773611 | 71939413 | 107541012 | 99660814 |  | 221112 | 125 | 999 | 0001 | 002 | 2 | 2 | 550 | 24.75 | 126 | 27704 | 57.6 | 39.7092 | -79.9286 | 3943 | 2 | 26541 | 63UUUUU
54033 | ALLEGHENY ENERGY SUPPLY CO, LLC-HARRISON | 3944_B_1 | 6271711 | 71923213 | 107531812 | 99639714 |  | 221112 | 125 | 999 | 0015 | 001 | 1 | 3 | 1001 | 26 | 150 | 29201.1 | 55 | 39.3836 | -80.3161 | 3944 | 1 | 26366 | 63UUUUU
54033 | ALLEGHENY ENERGY SUPPLY CO, LLC-HARRISON | 3944_B_2 | 6271711 | 71923313 | 107531912 | 99640014 |  | 221112 | 125 | 999 | 0015 | 002 | 2 | 2 | 1001 | 26 | 150 | 29201.1 | 55 | 39.3836 | -80.3161 | 3944 | 2 | 26366 | 63UUUUU
54033 | ALLEGHENY ENERGY SUPPLY CO, LLC-HARRISON | 3944_B_3 | 6271711 | 71923413 | 107532012 | 99640214 |  | 221112 | 125 | 999 | 0015 | 003 | 3 | 1 | 1001 | 26 | 150 | 29201.1 | 55 | 39.3836 | -80.3161 | 3944 | 3 | 26366 | 63UUUUU
54051 | MITCHELL PLANT | 3948_B_1 | 6902311 | 71766013 | 65964612 | 99377614 |  | 221112 | 125 | 100 | 0005 | 001 | 11 | 2 | 1000 | 33.75 | 128 | 43774.4 | 48.9 | 39.8295 | -80.8175 | 3948 | 1 | 26041 | 63UUUUU
54051 | MITCHELL PLANT | 3948_B_2 | 6902311 | 71766113 | 65964312 | 99377714 |  | 221112 | 125 | 100 | 0005 | 002 | 22 | 1 | 1000 | 33.75 | 128 | 43774.4 | 48.9 | 39.8295 | -80.8175 | 3948 | 2 | 26041 | 63UUUUU
54023 | Dominion Resources, Inc. - MOUNT STORM POWER STATION | 3954_B_1 | 6257011 | 71961613 | 66073312 | 99690214 |  | 221112 | 125 | 999 | 0003 | 001 | 1 | 2 | 743 | 29 | 115 | 63266.7 | 95.8 | 39.2004 | -79.265 | 3954 | 1 | 26739 | 63UUUUU
54023 | Dominion Resources, Inc. - MOUNT STORM POWER STATION | 3954_B_2 | 6257011 | 71961713 | 66073312 | 99690414 |  | 221112 | 125 | 999 | 0003 | 002 | 1 | 2 | 743 | 29 | 115 | 63266.7 | 95.8 | 39.2004 | -79.265 | 3954 | 2 | 26739 | 63UUUUU
54023 | Dominion Resources, Inc. - MOUNT STORM POWER STATION | 3954_B_3 | 6257011 | 71961813 | 66073412 | 99690714 |  | 221112 | 125 | 999 | 0003 | 003 | 3 | 3 | 579 | 21 | 115 | 30833.3 | 89 | 39.2004 | -79.265 | 3954 | 3 | 26739 | 63UUUUU
55003 | Xcel Energy Bay Front Generating Station | 3982_B_1 | 6228411 | 15552413 | 15212312 | 67828414 |  | 221112 | 125 | 100 | 802033320 | B20 | S10 | 05 | 171 | 4.987 | 300 |  | 120.5 | 46.5873 | -90.9014 | 3982 | 1 | 54806
55003 | Xcel Energy Bay Front Generating Station | 3982_B_2 | 6228411 | 15552113 | 15212112 | 67829214 |  | 221112 | 125 | 100 | 802033320 | B21 | S11 | 05 | 171 | 4.987 | 300 |  | 120.5 | 46.5873 | -90.9014 | 3982 | 2 | 54806
55003 | Xcel Energy Bay Front Generating Station | 3982_B_5 | 6228411 | 15552213 | 15212212 | 67828714 |  | 221112 | 125 | 100 | 802033320 | B24 | S13 | 2 | 195 | 6.102 | 300 |  | 64.4 | 46.5873 | -90.9014 | 3982 | 5 | 54806 | 63UUUUU
55099 | Xcel Energy-Flambeau Generating Station | 3984_G_1 | 6838711 | 13305513 | 13135412 | 116521314 |  | 221112 | 125 | 100 | 851009280 | P30 | S10 | 01 | 60 | 9.482 | 735 |  | 21.9 | 45.9352 | -90.4433 |  |  | 54552
06037 | LA CITY, DWP HARBOR GENERATING STATION | 399_G_10A | 5683211 | 76189613 | 103086912 | 142262814 |  | 221112 | 125 | 140 | 191026800170 | 9 | 9_11_20100201 | 11 | [5 empty] | 33.7705 | -118.2657 | 399 | **10A | 90744
06037 | LA CITY, DWP HARBOR GENERATING STATION | 399_G_10B | 5683211 | 76189713 | 103084612 | 142261914 |  | 221112 | 125 | 140 | 191026800170 | 10 | 10_11_20100201 | 11 | [5 empty] | 33.7705 | -118.2657 | 399 | **10B | 90744
06037 | LA CITY, DWP HARBOR GENERATING STATION | 399_G_GT10 | 5683211 | 76189813 | 103084812 | 142262014 |  | 221112 | 125 | 120 | 191026800170 | 11 | 11_11_20100201 | 11 | [5 empty] | 33.7705 | -118.2657 | 399 | 10 | 90744
06037 | LA CITY, DWP HARBOR GENERATING STATION | 399_G_GT11 | 5683211 | 76189913 | 103085012 | 142262114 |  | 221112 | 125 | 120 | 191026800170 | 12 | 12_11_20100201 | 11 | [5 empty] | 33.7705 | -118.2657 | 399 | 11 | 90744
06037 | LA CITY, DWP HARBOR GENERATING STATION | 399_G_GT12 | 5683211 | 76190013 | 103085212 | 142262214 |  | 221112 | 125 | 120 | 191026800170 | 13 | 13_11_20100201 | 11 | [5 empty] | 33.7705 | -118.2657 | 399 | 12 | 90744
06037 | LA CITY, DWP HARBOR GENERATING STATION | 399_G_GT13 | 5683211 | 76190113 | 103085412 | 142262314 |  | 221112 | 125 | 120 | 191026800170 | 14 | 14_11_20100201 | 11 | [5 empty] | 33.7705 | -118.2657 | 399 | 13 | 90744
06037 | LA CITY, DWP HARBOR GENERATING STATION | 399_G_GT14 | 5683211 | 76190213 | 103085612 | 142262414 |  | 221112 | 125 | 120 | 191026800170 | 15 | 15_11_20100201 | 11 | [5 empty] | 33.7705 | -118.2657 | 399 | 14 | 90744
55025 | Madison Gas & Elec Fitchburg Generating Stat | 3991_G_1 | 7467711 | 11325013 | 11253512 | 67460814 |  | 221112 | 125 | 120 | 113016200 | P01 | S01 | 01 | 35 | 0.984 | 630 |  | 21.9 | 43.015 | -89.4605 | 3991 | 1 | 53711
55025 | Madison Gas & Elec Fitchburg Generating Stat | 3991_G_2 | 7467711 | 11325113 | 11253612 | 67460614 |  | 221112 | 125 | 120 | 113016200 | P02 | S02 | 01 | 35 | 0.984 | 630 |  | 21.9 | 43.015 | -89.4605 | 3991 | 2 | 53711
55025 | Madison Gas & Electric Co Blount St Stn | 3992_B_8 | 7465411 | 11334613 | 88884912 | 67479914 |  | 221112 | 125 | 100 | 113004430 | B28 | B28 | 01 |  |  | 70 |  | 3.3 | 43.0792 | -89.3739 | 3992 | 8 | 53703 | 63UUUUU
55025 | Madison Gas & Electric Co Blount St Stn | 3992_B_9 | 7465411 | 11334313 | 88884812 | 67480414 |  | 221112 | 125 | 100 | 113004430 | B29 | B29 | 01 |  |  | 70 |  | 3.3 | 43.0792 | -89.3739 | 3992 | 9 | 53703 | 63UUUUU
06037 | LA CITY, DWP HAYNES GENERATING STATION | 400_B_1 | 5796711 | 86017913 | 102966112 | 142213414 |  | 221112 | 125 | 120 | 191026800074 | 8 | 8_11_10100601 | 11 | [5 empty] | 33.7597 | -118.0994 | 400 | 1 | 90803
06037 | LA CITY, DWP HAYNES GENERATING STATION | 400_B_2 | 5796711 | 21563513 | 102965412 | 56182114 |  | 221112 | 125 | 100 | 191026800074 | 4 | 4_1_50300901 | 1 | [5 empty] | 33.7597 | -118.0994 | 400 | 2 | 90803
06037 | LA CITY, DWP HAYNES GENERATING STATION | 400_G_10 | 5796711 | 86018013 | 102965712 | 142213214 |  | 221112 | 125 | 100 | 191026800074 | 6 | 6_11_10100601 | 11 | [5 empty] | 33.7597 | -118.0994 | 400 | 10 | 90803
06037 | LA CITY, DWP HAYNES GENERATING STATION | 400_G_8 | 5796711 | ORIS8 | ORIS8 | 400_G_8 |  | 221112 | 125 | 400 | [9 empty] | 33.7597 | -118.0994 | 400 | 8 | 90803
06037 | LA CITY, DWP HAYNES GENERATING STATION | 400_G_9 | 5796711 | 86018113 | 102965312 | 142213114 |  | 221112 | 125 | 100 | 191026800074 | 3 | 3_11_20200301 | 11 | [5 empty] | 33.7597 | -118.0994 | 400 | 9 | 90803
55063 | Xcel Energy-French Island Generating Plant | 4005_G_4 | 4958811 | 30848313 | 29515012 | 67022714 |  | 221112 | 103 | 160 | 632022820 | P31 | S13 | 01 | 47 | 16.995 | 912 |  | 16.1 | 43.8291 | -91.2597 | 4005 | 4 | 54603
55017 | Xcel Energy-Wheaton Generating Station | 4014_G_1 | 6870311 | 13263313 | 13098512 | 67946214 |  | 221112 | 125 | 100 | 609042720 | P30 | S10 | 01 | 38 | 22.572 | 1000 |  | 41.3 | 44.8857 | -91.5159 | 4014 | 1 | 54703
55017 | Xcel Energy-Wheaton Generating Station | 4014_G_2 | 6870311 | 13262913 | 13098212 | 67946914 |  | 221112 | 125 | 100 | 609042720 | P31 | S11 | 02 | 38 | 22.572 | 1000 |  | 41.3 | 44.8857 | -91.5159 | 4014 | 2 | 54703
55017 | Xcel Energy-Wheaton Generating Station | 4014_G_3 | 6870311 | 13263013 | 13098412 | 67946714 |  | 221112 | 125 | 100 | 609042720 | P32 | S12 | 01 | 38 | 22.572 | 1000 |  | 41.3 | 44.8857 | -91.5159 | 4014 | 3 | 54703
55017 | Xcel Energy-Wheaton Generating Station | 4014_G_4 | 6870311 | 13263113 | 13098712 | 67946514 |  | 221112 | 125 | 100 | 609042720 | P33 | S13 | 01 | 38 | 22.572 | 1000 |  | 41.3 | 44.8857 | -91.5159 | 4014 | 4 | 54703
55017 | Xcel Energy-Wheaton Generating Station | 4014_G_5 | 6870311 | 13263413 | 13098612 | 67946014 |  | 221112 | 125 | 100 | 609042720 | P34 | S14 | 01 | 35 | 23.983 | 795 |  | 48.5 | 44.8857 | -91.5159 | 4014 | 5 | 54703
55017 | Xcel Energy-Wheaton Generating Station | 4014_G_6 | 6870311 | 13263213 | 13098312 | 67946314 |  | 221112 | 125 | 100 | 609042720 | P35 | S15 | 01 | 35 | 23.983 | 795 |  | 48.5 | 44.8857 | -91.5159 | 4014 | 6 | 54703
06037 | LA CITY, DWP SCATTERGOOD GENERATING STN | 404_B_1 | 13909011 | 85871813 | 102969412 | 142213914 |  | 221112 |  | 100 | 191026800075 | 33 | 33_11_10100701 | 11 | [5 empty] | 33.9227 | -118.4309 | 404 | 1 | 90293
06037 | LA CITY, DWP SCATTERGOOD GENERATING STN | 404_B_2 | 13909011 | 85871913 | 102969212 | 142213814 |  | 221112 |  | 100 | 191026800075 | 32 | 32_11_10100601 | 11 | [5 empty] | 33.9227 | -118.4309 | 404 | 2 | 90293
06037 | LA CITY, DWP SCATTERGOOD GENERATING STN | 404_G_4 | 13909011 | ORIS4 | ORIS4 | 404_G_4 |  | 221112 |  | 450 | [9 empty] | 33.9227 | -118.4309 | 404 | 4 | 90293
06037 | LA CITY, DWP SCATTERGOOD GENERATING STN | 404_G_5 | 13909011 | ORIS5 | ORIS5 | 404_G_5 |  | 221112 |  | 450 | [9 empty] | 33.9227 | -118.4309 | 404 | 5 | 90293
55089 | Wisconsin Electric Power Company, D/B/A We Energies-Port Washington | 4040_G_1CT1 | 6229211 | 64827313 | 88912812 | 89916514 |  | 221112 | 125 | 140 | 246004000 | P11 | S11 | 01 | 210 | 18.996 | 180 |  | 33.8 | 43.3842 | -87.8689 | 4040 | 11 | 53074
55089 | Wisconsin Electric Power Company, D/B/A We Energies-Port Washington | 4040_G_1CT2 | 6229211 | 64827413 | 88912712 | 89916614 |  | 221112 | 125 | 140 | 246004000 | P12 | S12 | 01 | 210 | 18.996 | 180 |  | 33.8 | 43.3842 | -87.8689 | 4040 | 12 | 53074
55089 | Wisconsin Electric Power Company, D/B/A We Energies-Port Washington | 4040_G_2CT1 | 6229211 | 64827613 | 59510312 | 89916814 |  | 221112 | 125 | 140 | 246004000 | P21 | S21 | 01 | 210 | 18.996 | 180 |  | 33.8 | 43.3842 | -87.8689 | 4040 | 21 | 53074
55089 | Wisconsin Electric Power Company, D/B/A We Energies-Port Washington | 4040_G_2CT2 | 6229211 | 64827713 | 59510412 | 89916914 |  | 221112 | 125 | 140 | 246004000 | P22 | S22 | 01 | 210 | 18.996 | 180 |  | 33.8 | 43.3842 | -87.8689 | 4040 | 22 | 53074
55089 | Wisconsin Electric Power Company, D/B/A We Energies-Port Washington | 4040_G_ST1 | 6229211 | ORISST1 | ORISST1 | 4040_G_ST1 |  | 221112 | 125 | 100 |  |  |  |  | 25 | 0.492 | 215 |  | 167.5 | 43.3842 | -87.8689 | 4040 | ST1 | 53074
55089 | Wisconsin Electric Power Company, D/B/A We Energies-Port Washington | 4040_G_ST2 | 6229211 | ORISST2 | ORISST2 | 4040_G_ST2 |  | 221112 | 125 | 100 |  |  |  |  | 25 | 0.492 | 215 |  | 167.5 | 43.3842 | -87.8689 | 4040 | ST2 | 53074
55079 | Wisconsin Electric Power Company, D/B/A We Energies-Oak Creek Station | 4041_B_5 | 6330411 | 15438713 | 15104212 | 66382914 |  | 221112 | 125 | 100 | 241007690 | B25 | S13 | 02 | 454 | 19.094 | 237 |  | 74.8 | 42.8492 | -87.8338 | 4041 | 5 | 53154 | 63UUUUU
55079 | Wisconsin Electric Power Company, D/B/A We Energies-Oak Creek Station | 4041_B_6 | 6330411 | 15438813 | 15104212 | 66382714 |  | 221112 | 125 | 100 | 241007690 | B26 | S13 | 01 | 454 | 19.094 | 237 |  | 74.8 | 42.8492 | -87.8338 | 4041 | 6 | 53154 | 63UUUUU
55079 | Wisconsin Electric Power Company, D/B/A We Energies-Oak Creek Station | 4041_B_7 | 6330411 | 15438413 | 15104312 | 66383414 |  | 221112 | 125 | 100 | 241007690 | B27 | S14 | 03 | 557 | 17.29 | 256 |  | 91.3 | 42.8492 | -87.8338 | 4041 | 7 | 53154 | 63UUUUU
55079 | Wisconsin Electric Power Company, D/B/A We Energies-Oak Creek Station | 4041_B_8 | 6330411 | 15438613 | 15104312 | 66383114 |  | 221112 | 125 | 100 | 241007690 | B28 | S14 | 01 | 557 | 17.29 | 256 |  | 91.3 | 42.8492 | -87.8338 | 4041 | 8 | 53154 | 63UUUUU
55079 | Wisconsin Electric Power Company, D/B/A We Energies-Valley Station | 4042_B_1 | 6330511 | 15438313 | 15104012 | 66381914 |  | 221112 | 125 | 100 | 241007800 | B21 | S11 | 01 | 400 | 10.991 | 280 |  | 59.2 | 43.0309 | -87.9244 | 4042 | 1 | 53233 | 63UUUUU
55079 | Wisconsin Electric Power Company, D/B/A We Energies-Valley Station | 4042_B_2 | 6330511 | 15438213 | 15104012 | 66382114 |  | 221112 | 125 | 100 | 241007800 | B22 | S11 | 02 | 400 | 10.991 | 280 |  | 59.2 | 43.0309 | -87.9244 | 4042 | 2 | 53233 | 63UUUUU
55079 | Wisconsin Electric Power Company, D/B/A We Energies-Valley Station | 4042_B_3 | 6330511 | 15438113 | 15104112 | 66382314 |  | 221112 | 125 | 100 | 241007800 | B23 | S12 | 01 | 400 | 10.991 | 280 |  | 56.8 | 43.0309 | -87.9244 | 4042 | 3 | 53233 | 63UUUUU
55079 | Wisconsin Electric Power Company, D/B/A We Energies-Valley Station | 4042_B_4 | 6330511 | 15438013 | 15104112 | 66382514 |  | 221112 | 125 | 100 | 241007800 | B24 | S12 | 02 | 400 | 10.991 | 280 |  | 56.8 | 43.0309 | -87.9244 | 4042 | 4 | 53233 | 63UUUUU
55117 | WPL - Edgewater Generating Station | 4050_B_4 | 7692911 | 11354913 | 11278312 | 66576514 |  | 221112 | 125 | 100 | 460033090 | B24 | S11 | 01 | 549.9 | 16.995 | 297 |  | 74.3 | 43.7198 | -87.71 | 4050 | 4 | 53081 | 63UUUUU
55117 | WPL - Edgewater Generating Station | 4050_B_5 | 7692911 | 11354813 | 11278412 | 66576714 |  | 221112 | 125 | 100 | 460033090 | B25 | S12 | 02 | 549.9 | 16.995 | 272 |  | 95.4 | 43.7198 | -87.71 | 4050 | 5 | 53081 | 63UUUUU
55105 | WPL - Rock River Generating Station | 4057_G_3 | 6877711 | 12967913 | 12842012 | 66353414 |  | 221112 | 125 | 160 | 154003740 | P30 | S12 | 00 | 55 | 13.976 | 788 |  | 34.4 | 42.5831 | -89.0292 | 4057 | CT3 | 53511
55105 | WPL - Rock River Generating Station | 4057_G_5 | 6877711 | 12967713 | 12842312 | 66353714 |  | 221112 | 125 | 160 | 154003740 | P32 | S14 | 00 | 50 | 10.499 | 707 |  | 81.1 | 42.5831 | -89.0292 |  |  | 53511
55105 | WPL - Rock River Generating Station | 4057_G_6 | 6877711 | 12967813 | 12842412 | 66353514 |  | 221112 | 125 | 160 | 154003740 | P33 | S15 | 00 | 50 | 14.009 | 707 |  | 45.5 | 42.5831 | -89.0292 |  |  | 53511
55105 | WPL - Sheepskin Generating Station | 4059_G_1 | 7660311 | 11397513 | 11315012 | 116491014 |  | 221112 | 125 | 160 | 154009900 | P30 | S10 | 00 | 33.1 | 14.469 | 750 |  | 36.9 | 42.8326 | -89.1133 |  |  | 53534
55009 | Wi Public Service Corp - Jp Pulliam Plant | 4072_B_7 | 5295111 | 25987713 | 24925912 | 67796414 |  | 221112 | 125 | 100 | 405031990 | B26 | S13 | 01 | 377 | 10.991 | 320 |  | 39.7 | 44.5406 | -88.0133 | 4072 | 7 | 54303 | 63UUUUU
55009 | Wi Public Service Corp - Jp Pulliam Plant | 4072_B_8 | 5295111 | 25987813 | 24925512 | 67796214 |  | 221112 | 125 | 100 | 405031990 | B27 | S14 | 01 | 377 | 15.584 | 335 |  | 28.4 | 44.5406 | -88.0133 | 4072 | 8 | 54303 | 63UUUUU
55009 | Wi Public Service Corp - Jp Pulliam Plant | 4072_G_31 | 5295111 | 64944313 | 59629512 | 90044114 |  | 221112 | 125 | 160 | 405031990 | P32 | S32 | 01 | 57 | 16.01 | 954 |  | 100 | 44.5397 | -88.0083 | 4072 | 32 | 54303
55075 | Wisconsin Public Service Corp-West Marinette Plant | 4076_G_31 | 7096511 | 14823813 | 109937312 | 66435014 |  | 221112 | 125 | 160 | 438089190 | B01 | S01A | 01 | 30.5 | 8.99 | 1090 |  | 83 | 45.0858 | -87.69 |  |  | 54157
55075 | Wisconsin Public Service Corp-West Marinette Plant | 4076_G_32 | 7096511 | 14823713 | 109937412 | 66435114 |  | 221112 | 125 | 160 | 438089190 | B02 | S02A | 01 | 41.5 | 10.302 | 1090 |  | 63 | 45.0858 | -87.69 |  |  | 54157
55075 | Wisconsin Public Service Corp-West Marinette Plant | 4076_G_33 | 7096511 | 14823613 | 14506812 | 66435414 |  | 221112 | 125 | 160 | 438089190 | B03 | S03 | 01 | 55.5 | 13.615 | 990 |  | 210 | 45.0858 | -87.69 | 4076 | **33 | 54157
55073 | Wisconsin Public Service Corporation- Weston Plant | 4078_B_2 | 7078511 | 14849713 | 14531512 | 66826214 |  | 221112 | 125 | 100 | 737009020 | B02 | S02 | 01 | 242.6 | 11.909 | 335 |  | 51.4 | 44.8579 | -89.6502 | 4078 | 2 | 54474 | 63UUUUU
55073 | Wisconsin Public Service Corporation- Weston Plant | 4078_B_3 | 7078511 | 14849613 | 14530812 | 66826414 |  | 221112 | 125 | 100 | 737009020 | B03 | S03 | 01 | 496.2 | 16.01 | 329 |  | 107 | 44.8579 | -89.6502 | 4078 | 3 | 54474 | 63UUUUU
55073 | Wisconsin Public Service Corporation- Weston Plant | 4078_B_4 | 7078511 | 65134613 | 59806312 | 90280314 |  | 221112 | 125 | 100 | 737009020 | B04 | S04 | 01 | 500 | 20.013 | 171 |  | 75 | 44.8579 | -89.6502 | 4078 | 4 | 54474 | 63UUUUU
55073 | Wisconsin Public Service Corporation- Weston Plant | 4078_G_31 | 7078511 | 14849513 | 14531412 | 66826514 |  | 221112 | 125 | 160 | 737009020 | B11 | S11 | 01 | 30.6 | 8.432 | 850 |  | 112.5 | 44.8579 | -89.6502 |  |  | 54474
55073 | Wisconsin Public Service Corporation- Weston Plant | 4078_G_32 | 7078511 | 14849413 | 14530212 | 66826714 |  | 221112 | 125 | 160 | 737009020 | B12 | S12 | 01 | 23 | 8.104 | 850 |  | 225.1 | 44.8579 | -89.6502 | 4078 | 32A | 54474
06037 | LA CITY, DWP VALLEY GENERATING STATION | 408_G_5 | 5681911 | 85757913 | 103129112 | 114683514 |  | 221118 | 125 | 120 | 191026800193 | 18 | 18_1_40600135 | 1 | [5 empty] | 34.2419 | -118.3903 | 408 | 5 | 91352
06037 | LA CITY, DWP VALLEY GENERATING STATION | 408_G_6 | 5681911 | 85757813 | 103129212 | 114683414 |  | 221118 | 125 | 140 | 191026800193 | 19 | 19_1_40299997 | 1 | [5 empty] | 34.2419 | -118.3903 | 408 | 6 | 91352
06037 | LA CITY, DWP VALLEY GENERATING STATION | 408_G_7 | 5681911 | 85757713 | 103129512 | 114683314 |  | 221118 | 125 | 140 | 191026800193 | 20 | 20_1_38500101 | 1 | [5 empty] | 34.2419 | -118.3903 | 408 | 7 | 91352
06037 | LA CITY, DWP VALLEY GENERATING STATION | 408_G_8 | 5681911 | 85757613 | 103129612 | 114683214 |  | 221118 | 125 | 140 | 191026800193 | 21 | 21_1_30688801 | 1 | [5 empty] | 34.2419 | -118.3903 | 408 | 8 | 91352
55071 | Manitowoc Public Utilities | 4125_B_8 | 7179611 | 64983613 | 14439412 | 90098914 |  | 221112 | 125 | 100 | 436035930 | B28 | S20 | 05 | 250 | 14.009 | 168 |  | 7.4 | 44.0818 | -87.6558 | 4125 | 8 | 54220
55071 | Manitowoc Public Utilities | 4125_B_9 | 7179611 | 64983513 | 14439112 | 90098414 |  | 221112 | 125 | 100 | 436035930 | B09 | S10 | 04 | 250 | 12.008 | 340 |  | 21.4 | 44.0818 | -87.6558 | 4125 | 9 | 54220 | 63UUUUU
55071 | Manitowoc Public Utilities | 4125_G_IC2 | 7179611 | ORISIC2 | ORISIC2 | 4125_G_IC2 |  | 221112 | 125 | 785 | [6 empty] | 70 |  | 3.3 | 44.082 | -87.6558 | 4125 | IC2 | 54220
55139 | Menasha | 4127_B_B23 | 8317211 | 159413 | 167312 | 159413 |  | 221330 |  |  | 471033640 | B23 |  |  | 150 | 7 | 380 |  | 26.5 | 44.2001 | -88.4584 |  |  | 54952
55139 | Menasha | 4127_B_B24 | 8317211 | 159513 | 167412 | 159513 |  | 221330 |  |  | 471033640 | B24 |  |  | 249.9 | 12.2 | 374 | 6589.7 | 55.8 | 44.2001 | -88.4584 |  |  | 54952
55057 | New Lisbon | 4130_G_2 | 6779211 | 13136613 | 12979812 | 67052914 |  | 22112 |  |  | 729011580 | B21 |  |  | 34 | 2 | 620 |  | 50 | 43.8798 | -90.1645 |  |  | 53950
55057 | New Lisbon | 4130_G_5 | 6779211 | 13136513 | 12979512 | 67053014 |  | 22112 |  |  | 729011580 | B51 |  |  | 31 | 2 | 580 |  | 103.2 | 43.8798 | -90.1645 |  |  | 53950
55057 | New Lisbon | 4130_G_6 | 6779211 | 65130113 | 59801812 | 90273514 |  | 22112 |  |  | 729011580 | B61 |  |  | 40 | 1.5 | 852 |  | 384 | 43.8798 | -90.1645 |  |  | 53950
55057 | New Lisbon | 4130_G_7 | 6779211 | 65130113 | 59801912 | 90273614 |  | 22112 |  |  | 729011580 | B71 |  |  | 40 | 1.5 | 852 |  | 384 | 43.8798 | -90.1645 |  |  | 53950
55123 | Dairyland Power Coop Genoa Station-Eop | 4143_B_1 | 7711211 | 12416813 | 12346812 | 66238914 |  | 221112 | 125 | 100 | 663020930 | B20 | S10 | 02 | 500 | 15.125 | 313 |  | 91.1 | 43.5592 | -91.2333 | 4143 | 1 | 54632 | 63UUUUU
55043 | E J Stoneman Station | 4146_B_B1 | 6748311 | 13167813 | 13008512 | 67508014 |  | 221112 | 125 | 100 | 122003640 | B21 | S11 | 02 | 205 | 8.005 | 325 |  | 71.1 | 42.7083 | -90.9853 | 4146 | B1 | 53806
55043 | E J Stoneman Station | 4146_B_B2 | 6748311 | 13167713 | 13008512 | 67508314 |  | 221112 | 125 | 100 | 122003640 | B22 | S11 | 01 | 205 | 8.005 | 325 |  | 71.1 | 42.7083 | -90.9853 | 4146 | B2 | 53806
56009 | Dave Johnston | 4158_B_BW41 | 6418211 | 72195213 | 66318112 | 99946214 |  | 221112 | 125 | 100 | 00644 | 2179 | 2179 | 2179 | 500 | 11 | 293 | 8833.3 | 93 | 42.8375 | -105.776 | 4158 | BW41 | 82633 | 63UUUUU
56009 | Dave Johnston | 4158_B_BW42 | 6418211 | 72195413 | 66317712 | 99946414 |  | 221112 | 125 | 100 | 00644 | 2192 | 2192 | 2192 | 500 | 11 | 307 | 8966.7 | 94 | 42.8378 | -105.776 | 4158 | BW42 | 82633 | 63UUUUU
56009 | Dave Johnston | 4158_B_BW43 | 6418211 | 72194713 | 66318312 | 99945714 |  | 221112 | 125 | 100 | 00644 | 2193 | 2193 | 2193 | 500 | 15 | 341 | 21883.3 | 109 | 42.8381 | -105.777 | 4158 | BW43 | 82633 | 63UUUUU
56009 | Dave Johnston | 4158_B_BW44 | 6418211 | 72194813 | 66318212 | 99945814 |  | 221112 | 125 | 100 | 00644 | 2194 | 2194 | 2194 | 250 | 23 | 127 | 22833.3 | 28 | 42.8385 | -105.777 | 4158 | BW44 | 82633 | 63UUUUU
56023 | Naughton Power Plant | 4162_B_1 | 8419211 | 94469013 | 91262912 | 129217614 |  | 221112 | 125 | 100 | 00647 | 43130 | 42851 | 43039 | 200 | 14 | 280 | 13333.3 | 59.4 | 41.7575 | -110.598 | 4162 | 1 | 83101 | 63UUUUU
56023 | Naughton Power Plant | 4162_B_2 | 8419211 | 94466813 | 91264912 | 129215414 |  | 221112 | 125 | 100 | 00647 | 43131 | 42852 | 43040 | 224 | 16 | 280 | 18333.3 | 60.7 | 41.7577 | -110.597 | 4162 | 2 | 83101 | 63UUUUU
56023 | Naughton Power Plant | 4162_B_3 | 8419211 | 94466513 | 91260812 | 129215114 |  | 221112 | 125 | 100 | 00647 | 43132 | 42853 | 43041 | 450 | 26.5 | 122 | 23333.3 | 66.3 | 41.7589 | -110.596 | 4162 | 3 | 83101 | 63UUUUU
48231 | POWER LANE STEAM PLANT | 4195_B_1 | 5655711 | 19719813 | 19053112 | 4890514 |  | 221122 | 125 | 100 | 9 | 000002 | 000002 | 000005 | 48 | 7 | 300 |  | 47 | 33.1707 | -96.1267 |  |  | 75401
48231 | POWER LANE STEAM PLANT | 4195_B_2 | 5655711 | 19719913 | 19052712 | 4890414 |  | 221122 | 125 | 100 | 9 | 000003 | 000003 | 000004 | 51 | 7 | 300 |  | 47 | 33.1706 | -96.1268 | 4195 | 2 | 75401
48231 | POWER LANE STEAM PLANT | 4195_B_3 | 5655711 | 19719713 | 19053012 | 4890614 |  | 221122 | 125 | 100 | 9 | 000001 | 000001 | 000006 | 70 | 8 | 300 |  | 47 | 33.1704 | -96.1268 | 4195 | 3 | 75401
48231 | POWER LANE STEAM PLANT | 4195_G_EP | 5655711 | 91523413 | 88483212 | 124713114 |  | 221122 | 125 | 160 | 9 | 000008 | 000008 | 000008 | 65 | 4 | 698 |  | 77.8 | 33.1682 | -96.1262 |  |  | 75401
48231 | POWER LANE STEAM PLANT | 4195_G_EP2 | 5655711 | 91523513 | 88483312 | 124713214 |  | 221122 | 125 | 160 | 9 | 000009 | 000009 | 000009 | 65 | 4 | 698 |  | 77.8 | 33.1682 | -96.1262 |  |  | 75401
48231 | POWER LANE STEAM PLANT | 4195_G_EP3 | 5655711 | 91523613 | 88483412 | 124713314 |  | 221122 | 125 | 160 | 9 | 000010 | 000010 | 000010 | 65 | 4 | 698 |  | 77.8 | 33.1681 | -96.1263 |  |  | 75401
06099 | TURLOCK IRRIGATION DISTRICT | 4256_G_1 | 5704811 | 23054713 | 22125312 | 49984314 |  | 221118 |  | 120 | 5014302246 | 1 | 1 | 1 | 31 | 13.5 | 900 | 8802.1 |  | 37.4971 | -120.9048 |  |  | 95380
06099 | TURLOCK IRRIGATION DISTRICT | 4256_G_2 | 5704811 | 23054613 | 22125412 | 49984414 |  | 221118 |  | 120 | 5014302246 | 2 | 2 | 1 | 31 | 13.5 | 900 | 8143.3 |  | 37.4971 | -120.9048 |  |  | 95380
26059 | MI SO CENTRAL POWER AGENCY | 4259_B_1 | 7779111 | 3630113 | 3497112 | 28137814 |  | 221112 | 125 | 100 | B6611 | EU0003 | SV0001 | 10100202 | 250 | 9.4 | 132 | 3208.8 | 46.2 | 42.0192 | -84.4532 | 4259 | 1 | 49252 | 63UUUUU
48121 | SPENCER GENERATING STATION | 4266_B_4 | 3115511 | 38301113 | 36572112 | 10670814 |  | 221122 | 125 | 100 | 2 | 000004 | 000004 | 000004 | 80 | 7 | 300 |  | 39.8 | 33.1983 | -97.1058 | 4266 | 4 | 76201
48121 | SPENCER GENERATING STATION | 4266_B_5 | 3115511 | 38301213 | 36572312 | 10670714 |  | 221122 | 125 | 100 | 2 | 000005 | 000005 | 000005 | 80 | 7.5 | 300 |  | 88.4 | 33.1974 | -97.1063 | 4266 | 5 | 76201
55011 | Dairyland Power Coop Alma Site | 4271_B_B1 | 4958511 | 30851313 | 29517512 | 67741414 |  | 221112 | 125 | 100 | 606034110 | B25 | S11 | 02 | 700 | 17.487 | 315 |  | 83.7 | 44.3078 | -91.905 | 4271 | B1 | 54610 | 63UUUUU
08101 | BLACK HILLS ELECTRIC- PUEBLO POWER PLANT | 460_G_IC1 | 4368111 | 36419413 | 34678612 | 47961114 |  | 221112 | 125 | 160 | CO0000000810100 | 101-0008-003 | 101-0008-S003 | 101-0008-003-01 | 15 | 2 | 537 |  | 124.6 | 38.2666 | -104.6151 |  |  | 81003-3432
08101 | BLACK HILLS ELECTRIC- PUEBLO POWER PLANT | 460_G_IC2 | 4368111 | 36419413 | 34678612 | 47961114a |  | 221112 | 125 | 160 | CO0000000810100 | 101-0008-003 | 101-0008-S003 | 101-0008-003-01 | 15 | 2 | 537 |  | 124.6 | 38.2666 | -104.6151 |  |  | 81003-3432
08101 | BLACK HILLS ELECTRIC- PUEBLO POWER PLANT | 460_G_IC3 | 4368111 | 36419413 | 34678612 | 47961114b |  | 221112 | 125 | 160 | CO0000000810100 | 101-0008-003 | 101-0008-S003 | 101-0008-003-01 | 15 | 2 | 537 |  | 124.6 | 38.2666 | -104.6151 |  |  | 81003-3432
08101 | BLACK HILLS ELECTRIC- PUEBLO POWER PLANT | 460_G_IC4 | 4368111 | 36419413 | 34678612 | 47961114c |  | 221112 | 125 | 160 | CO0000000810100 | 101-0008-003 | 101-0008-S003 | 101-0008-003-01 | 15 | 2 | 537 |  | 124.6 | 38.2666 | -104.6151 |  |  | 81003-3432
08101 | BLACK HILLS ELECTRIC- PUEBLO POWER PLANT | 460_G_IC5 | 4368111 | 36419413 | 34678612 | 47961114d |  | 221112 | 125 | 160 | CO0000000810100 | 101-0008-003 | 101-0008-S003 | 101-0008-003-01 | 15 | 2 | 537 |  | 124.6 | 38.2666 | -104.6151 |  |  | 81003-3432
08003 | PUBLIC SERVICE CO ALAMOSA PLT | 464_G_CT1 | 2136511 | 43024113 | 40932412 | 50403614 |  | 221112 | 125 | 160 | CO0000000800300 | 003-0007-001 | 003-0007-S001 | 003-0007-001-01 | 34 | 12.6 | 970 |  | 150 | 37.4692 | -105.8837 |  |  | 81101-2922
08003 | PUBLIC SERVICE CO ALAMOSA PLT | 464_G_CT2 | 2136511 | 43024213 | 40932312 | 50403514 |  | 221112 | 125 | 160 | CO0000000800300 | 003-0007-002 | 003-0007-S002 | 003-0007-002-01 | 34 | 12.6 | 970 |  | 150 | 37.4692 | -105.8837 |  |  | 81101-2922
08031 | PUBLIC SERVICE CO - ARAPAHOE | 465_B_4 | 1699811 | 44962813 | 42678712 | 50853214 |  | 221112 | 125 | 100 | CO0000000803100 | 031-0008-004 | 031-0008-S004 | 031-0008-004-01 | 250 | 15.75 | 268 |  | 18.1 | 39.6701 | -105.0033 | 465 | 4 | 80223 | 63UUUUU
08001 | PUBLIC SERVICE CO CHEROKEE PLT | 469_B_4 | 3555811 | 36702513 | 92788512 | 49794414 |  | 221112 | 125 | 100 | CO0000000800100 | 001-0001-004 | 001-0001-S004 | 001-0001-004-01 | 400 | 22 | 267 |  | 45.7 | 39.8078 | -104.9648 | 469 | 4 | 80216 | 63UUUUU
08001 | PUBLIC SERVICE CO CHEROKEE PLT | 469_G_5 | 3555811 | ORIS5 | ORIS5 | 469_G_5 |  | 221112 | 125 | 300 | [6 empty] | 72 |  |  | 39.8077 | -104.965 | 469 | 5 | 80216
08001 | PUBLIC SERVICE CO CHEROKEE PLT | 469_G_6 | 3555811 | ORIS6 | ORIS6 | 469_G_6 |  | 221112 | 125 | 300 | [6 empty] | 72 |  |  | 39.8077 | -104.965 | 469 | 6 | 80216
08001 | PUBLIC SERVICE CO CHEROKEE PLT | 469_G_7 | 3555811 | ORIS7 | ORIS7 | 469_G_7 |  | 221112 | 125 | 300 | [6 empty] | 72 |  |  | 39.8077 | -104.965 | 469 | 7 | 80216
01033 | TVA | 47_B_1 | 7212811 | 10817613 | 10769812 | 61092614 |  | 221112 | 125 | 100 | 0010 | X009 | 009 | 01 | 602 | 26.2 | 306 | 49131.4 | 90.8 | -87.852 | 34.7459 | 47 | 1 | 35674 | 63UUUUU
01033 | TVA | 47_G_GT1 | 7212811 | 10817713 | 10769012 | 61092514 |  | 221112 | 125 | 120 | 0010 | X001 | 001 | 01 | 31.8 | 12.7 | 940 | 18433.3 | 145.6 | 34.7368 | -87.852 | 47 | CCT1 | 35674
01033 | TVA | 47_G_GT2 | 7212811 | 10817213 | 10769412 | 61093014 |  | 221112 | 125 | 120 | 0010 | X002 | 002 | 01 | 31.8 | 12.7 | 940 | 18433.3 | 145.6 | 34.7368 | -87.852 | 47 | CCT2 | 35674
01033 | TVA | 47_G_GT3 | 7212811 | 10817813 | 10769912 | 61092414 |  | 221112 | 125 | 120 | 0010 | X003 | 003 | 01 | 31.8 | 12.7 | 940 | 18433.3 | 145.6 | 34.7368 | -87.852 | 47 | CCT3 | 35674
01033 | TVA | 47_G_GT4 | 7212811 | 10817913 | 10769612 | 61092314 |  | 221112 | 125 | 120 | 0010 | X004 | 004 | 01 | 31.8 | 12.7 | 940 | 18433.3 | 145.6 | 34.7368 | -87.852 | 47 | CCT4 | 35674
01033 | TVA | 47_G_GT5 | 7212811 | 10818013 | 10769712 | 61092214 |  | 221112 | 125 | 120 | 0010 | X005 | 005 | 01 | 31.8 | 12.7 | 940 | 18433.3 | 145.6 | 34.7368 | -87.852 | 47 | CCT5 | 35674
01033 | TVA | 47_G_GT6 | 7212811 | 10818113 | 10769512 | 61092114 |  | 221112 | 125 | 120 | 0010 | X006 | 006 | 01 | 31.8 | 12.7 | 940 | 18433.3 | 145.6 | 34.7369 | -87.841 | 47 | CCT6 | 35674
01033 | TVA | 47_G_GT7 | 7212811 | 10817413 | 10769312 | 61092814 |  | 221112 | 125 | 120 | 0010 | X007 | 007 | 01 | 31.8 | 12.7 | 940 | 18433.3 | 145.6 | 34.7369 | -87.841 | 47 | CCT7 | 35674
01033 | TVA | 47_G_GT8 | 7212811 | 10817513 | 10770012 | 61092714 |  | 221112 | 125 | 120 | 0010 | X008 | 008 | 01 | 31.8 | 12.7 | 940 | 18433.3 | 145.6 | 34.7369 | -87.841 | 47 | CCT8 | 35674
08101 | PUBLIC SERVICE CO COMANCHE PLT | 470_B_1 | 4367811 | 36421513 | 34680112 | 48010414 |  | 221112 | 125 | 100 | CO0000000810100 | 101-0003-001 | 101-0003-S001 | 101-0003-001-01 | 500 | 24.56 | 160 |  | 44.3 | 38.2085 | -104.5753 | 470 | 1 | 81006-2101 | 63UUUUU
08101 | PUBLIC SERVICE CO COMANCHE PLT | 470_B_2 | 4367811 | 36421413 | 34680712 | 48010514 |  | 221112 | 125 | 100 | CO0000000810100 | 101-0003-002 | 101-0003-S002 | 101-0003-002-01 | 500 | 23.9 | 160 |  | 44.3 | 38.2085 | -104.5753 | 470 | 2 | 81006-2101 | 63UUUUU
08101 | PUBLIC SERVICE CO COMANCHE PLT | 470_B_3 | 4367811 | 96094413 | 92884412 | 134111714 |  | 221112 | 125 | 100 | CO0000000810100 | 101-0003-014 | 101-0003-S014 | 101-0003-014-01 | 500 | 29 | 160 |  | 73.2 | 38.2081 | -104.5747 | 470 | 3 | 81006-2101 | 63UUUUU
08077 | PUBLIC SERVICE CO FRUITA STA | 471_G_1 | 4456711 | 36379513 | 34637712 | 48300514 |  | 221112 | 125 | 120 | CO0000000807700 | 077-0035-001 | 077-0035-S001 | 077-0035-001-02 | 30 | 16.92 | 900 |  | 83 | 39.16 | -108.7331 |  |  | 81521
08013 | PUBLIC SERVICE CO - VALMONT | 477_B_5 | 778211 | 45916413 | 43631912 | 50860514 |  | 221112 | 125 | 100 | CO0000000801300 | 013-0001-001 | 013-0001-S001 | 013-0001-001-01 | 250 | 28 | 262 |  | 17 | 40.0193 | -105.2019 | 477 | 5 | 80301 | 63UUUUU
08013 | PUBLIC SERVICE CO - VALMONT | 477_G_6 | 778211 | 45916213 | 43631712 | 156034014 |  | 221112 | 125 | 160 | CO0000000801300 | 013-0001-002 | 013-0001-S002 | 013-0001-002-03 | 32 | 14.27 | 900 |  | 137 | 40.0193 | -105.2019 |  |  | 80301
08041 | COLORADO SPRINGS UTILITIES MARTIN DRAKE | 492_B_5 | 4391711 | 36145313 | 34409812 | 50295714 |  | 221112 | 125 | 100 | CO0000000804100 | 041-0004-004 | 041-0004-S004 | 041-0004-004-01 | 200 | 10.6 | 320 |  | 54 | 38.8247 | -104.8325 | 492 | 5 | 80903-4040 | 63UUUUU
08041 | COLORADO SPRINGS UTILITIES MARTIN DRAKE | 492_B_6 | 4391711 | 36145413 | 34410012 | 50295614 |  | 221112 | 125 | 100 | CO0000000804100 | 041-0004-005 | 041-0004-S005 | 041-0004-005-01 | 200 | 12.6 | 320 |  | 54 | 38.8247 | -104.8325 | 492 | 6 | 80903-4040 | 63UUUUU
08041 | COLORADO SPRINGS UTILITIES MARTIN DRAKE | 492_B_7 | 4391711 | 36145513 | 34409912 | 50295514 |  | 221112 | 125 | 100 | CO0000000804100 | 041-0004-006 | 041-0004-S006 | 041-0004-006-01 | 250 | 15 | 310 |  | 60.2 | 38.8247 | -104.8325 | 492 | 7 | 80903-4040 | 63UUUUU
08041 | COLO SPRINGS UTILITIES - BIRDSALL PLANT | 493_B_1 | 4391611 | 36145613 | 34410312 | 50297314 |  | 221112 | 125 | 100 | CO0000000804100 | 041-0003-001 | 041-0003-S001 | 041-0003-001-01 | 142 | 7.6 | 310 |  | 33.3 | 38.8813 | -104.8171 |  |  | 80907
08041 | COLO SPRINGS UTILITIES - BIRDSALL PLANT | 493_B_2 | 4391611 | 36145713 | 34410412 | 50297214 |  | 221112 | 125 | 100 | CO0000000804100 | 041-0003-002 | 041-0003-S002 | 041-0003-002-01 | 142 | 7.6 | 310 |  | 33.3 | 38.8813 | -104.8171 |  |  | 80907
08041 | COLO SPRINGS UTILITIES - BIRDSALL PLANT | 493_B_3 | 4391611 | 36145813 | 34410612 | 50297114 |  | 221112 | 125 | 100 | CO0000000804100 | 041-0003-003 | 041-0003-S003 | 041-0003-003-01 | 142 | 7.6 | 315 |  | 46.6 | 38.8813 | -104.8171 |  |  | 80907
48299 | Thomas C Ferguson | 4937_G_CT-1 | 5655011 | 19733613 | 19065712 | 5550614 |  | 221122 |  |  |  | 2 | 00001 |  | 184 | 20 | 275 |  | 36 | 30.5577 | -98.3715 |  |  | 78654
48299 | Thomas C Ferguson | 4937_G_CT-2 | 5655011 | 19733613 | 19065712 | 5550614a |  | 221122 |  |  |  | 2 | 00001 |  | 184 | 20 | 275 |  | 36 | 30.5577 | -98.3715 |  |  | 78654
48355 | BARNEY M DAVIS POWER STATION | 4939_B_1 | 5611911 | 22180913 | 21285412 | 5794514 |  | 221122 | 125 | 100 | 47 | 000002 | 000002 | 000002 | 160 | 15 | 275 |  | 56.8 | 27.6067 | -97.311 | 4939 | 1 | 78412
48355 | BARNEY M DAVIS POWER STATION | 4939_G_3 | 5611911 | 90278613 | 86238312 | 122229914 |  | 221122 | 125 | 120 | 47 | 000014 | 000014 | 000014 | 180 | 18.6 | 175 |  | 62.6 | 27.6078 | -97.3107 | 4939 | 3 | 78412
48355 | BARNEY M DAVIS POWER STATION | 4939_G_4 | 5611911 | 90278713 | 86238412 | 122230014 |  | 221122 | 125 | 120 | 47 | 000015 | 000015 | 000015 | 180 | 18.6 | 175 |  | 62.6 | 27.6077 | -97.3103 | 4939 | 4 | 78412
40143 | PSO RIVERSIDE JENKS PWR STA | 4940_B_1501 | 8186111 | 5349913 | 5184012 | 16108714 |  | 221112 | 125 | 100 | 213 | 8753 | 8753 | 41137 | 300 | 18 | 249 | 13593.8 | 53.4 | 35.998 | -95.9572 | 4940 | 1501 | 74037
40143 | PSO RIVERSIDE JENKS PWR STA | 4940_B_1502 | 8186111 | 5350213 | 5183512 | 16108414 |  | 221112 | 125 | 100 | 213 | 8754 | 8754 | 41139 | 300 | 18 | 249 | 13593.8 | 53.4 | 35.9976 | -95.9566 | 4940 | 1502 | 74037
40143 | PSO RIVERSIDE JENKS PWR STA | 4940_G_3 | 8186111 | 72254613 | 66380812 | 100012814 |  | 221112 | 125 | 120 | 213 | 41734 | 41570 | 149560 | 92 | 15 | 1004 | 8333.3 | 47.2 | 35.9988 | -95.9585 | 4940 | 1503 | 74037
40143 | PSO RIVERSIDE JENKS PWR STA | 4940_G_4 | 8186111 | 72254713 | 66380712 | 100012914 |  | 221112 | 125 | 120 | 213 | 41741 | 41577 | 149568 | 92 | 15 | 1004 | 8333.3 | 47.2 | 35.999 | -95.9582 | 4940 | 1504 | 74037
88780 | NAVAJO GENERATING STATION | 4941_B_1 | 13606211 | 79759513 | 70891312 | 103055514 | 780 | 221112 | 125 | 100 | NN-ROP 05-06 | 1 | 1 | 0212 | 775 | 24.49 | 122 | 49926 | 106 | 36.905 | -111.3892 | 4941 | 1 | 86040 | 63UUUUU
88780 | NAVAJO GENERATING STATION | 4941_B_2 | 13606211 | 79759713 | 73090512 | 103055714 | 780 | 221112 | 125 | 100 | NN-ROP 05-06 | 2 | 2 | 0212 | 775 | 24.49 | 122 | 49926 | 106 | 36.905 | -111.3892 | 4941 | 2 | 86040 | 63UUUUU
88780 | NAVAJO GENERATING STATION | 4941_B_3 | 13606211 | 79759613 | 70891412 | 103055614 | 780 | 221112 | 125 | 100 | NN-ROP 05-06 | 3 | 3 | 0212 | 775 | 24.49 | 122 | 49926 | 106 | 36.905 | -111.3892 | 4941 | 3 | 86040 | 63UUUUU
01071 | TVA | 50_B_7 | 1018911 | 47716813 | 45252812 | 61324514 |  | 221112 | 125 | 100 | 0008 | X007 | 007 | 01 | 500 | 20.8 | 175 | 31746.8 | 93.9 | 34.8867 | -85.7526 | 50 | 7 | 35772 | 63UUUUU
01071 | TVA | 50_B_8 | 1018911 | 47717013 | 45252912 | 61324314 |  | 221112 | 125 | 100 | 0008 | X008 | 008 | 01 | 500 | 24.2 | 180 | 34012.6 | 70.9 | 34.8867 | -85.7526 | 50 | 8 | 35772 | 63UUUUU
25003 | PITTSFIELD GENERATING COMPANY LP | 50002_G_GEN1 | 7220511 | 87515113 | 83732512 | 118635014 |  | 221112 | 125 | 120 | 1170006 | 1 | 1 | 2 | 208 | 12 | 260 |  | 74 | 42.456 | -73.221 | 50002 | 1 | 01201-0000
25003 | PITTSFIELD GENERATING COMPANY LP | 50002_G_GEN2 | 7220511 | 87515313 | 83732712 | 118636414 |  | 221112 | 125 | 120 | 1170006 | 2 | 2 | 3 | 208 | 12 | 260 |  | 74 | 42.456 | -73.221 | 50002 | 2 | 01201-0000
25003 | PITTSFIELD GENERATING COMPANY LP | 50002_G_GEN3 | 7220511 | 87515413 | 83732812 | 118636714 |  | 221112 | 125 | 120 | 1170006 | 3 | 3 | 1 | 208 | 12 | 260 |  | 74 | 42.456 | -73.221 | 50002 | 3 | 01201-0000
25003 | PITTSFIELD GENERATING COMPANY LP | 50002_G_GEN4 | 7220511 | 9979413 | 9834712 | 118635414 |  | 221112 | 125 | 120 | 1170006 | 14 | 14 | 1 | 65 | 0.5 | 70 |  | 10 | 42.4555 | -73.222 | 50002 | 4 | 01201-0000
34039 | Cogen Technologies Linden Venture, L.P. | 50006_G_GTG1 | 7990011 | 5104513 | 4922012 | 91356114 |  | 221112 | 125 | 120 | 41809 | U1 | PT1 | OS6 | 190 | 15 | 250 | 12200 |  | 40.6401 | -74.2189 | 50006 | 009001 | 07036
34039 | Cogen Technologies Linden Venture, L.P. | 50006_G_GTG2 | 7990011 | 5104913 | 4922312 | 91355714 |  | 221112 | 125 | 120 | 41809 | U2 | PT2 | OS5 | 190 | 15 | 250 | 12200 |  | 40.6401 | -74.2189 | 50006 | 008001 | 07036
34039 | Cogen Technologies Linden Venture, L.P. | 50006_G_GTG3 | 7990011 | 5104413 | 4922212 | 91355314 |  | 221112 | 125 | 120 | 41809 | U3 | PT3 | OS4 | 190 | 15 | 250 | 12200 |  | 40.6401 | -74.2189 | 50006 | 007001 | 07036
34039 | Cogen Technologies Linden Venture, L.P. | 50006_G_GTG4 | 7990011 | 5105013 | 4922112 | 91354914 |  | 221112 | 125 | 120 | 41809 | U4 | PT4 | OS4 | 190 | 15 | 250 | 12200 |  | 40.6401 | -74.2189 | 50006 | 006001 | 07036
34039 | Cogen Technologies Linden Venture, L.P. | 50006_G_GTG5 | 7990011 | 5105213 | 4921712 | 91354314 |  | 221112 | 125 | 120 | 41809 | U5 | PT5 | OS5 | 190 | 15 | 250 | 12200 |  | 40.6401 | -74.2189 | 50006 | 005001 | 07036
34039 | Cogen Technologies Linden Venture, L.P. | 50006_G_GTG6 | 7990011 | 65946113 | 60847212 | 91353714 |  | 221112 | 125 | 120 | 41809 | U6 | PT6 | OS3 | 190 | 18 | 250 | 15184 |  | 40.6401 | -74.2189 | 50006 | 004001 | 07036
34039 | Cogen Technologies Linden Venture, L.P. | 50006_G_STG1 | 7990011 | 5104513 | 4922012 | 91356114a |  | 221112 | 125 | 120 | 41809 | U1 | PT1 | OS6 | 190 | 15 | 250 | 12200 |  | 40.6401 | -74.2189 | 50006 | 009001 | 07036
34039 | Cogen Technologies Linden Venture, L.P. | 50006_G_STG2 | 7990011 | ORISSTG2 | ORISSTG2 | 50006_G_STG2 |  | 221112 | 125 | 690 | [9 empty] | 40.6401 | -74.2189 | 50006 | STG2 | 07036
34039 | Cogen Technologies Linden Venture, L.P. | 50006_G_STG3 | 7990011 | 5105213 | 4921712 | 91354314a |  | 221112 | 125 | 120 | 41809 | U5 | PT5 | OS5 | 190 | 15 | 250 | 12200 |  | 40.6401 | -74.2189 | 50006 | 005001 | 07036
42107 | NORTHEASTERN POWER CO/MCADOO COGEN | 50039_B_1 | 4105211 | 67563513 | 33284712 | 93179814 |  | 221112 | 125 | 100 | 421070054 | 031 | S01 | 2 | 250 | 7.5 | 350 | 3839 | 86.9 | 40.8738 | -75.9929 | 50039 | 031 | 18237 | 63UUUUU
06023 | HUMBOLDT REDWOOD COMPANY - SAWMILL | 50049_B_BLRA | 15664711 | 100111013 | 97076612 | 140243414 |  | 321113 | 135 | 100 | 120620970 | 9 | 9_2_10200501 | 2 | [5 empty] | 40.7924 | -124.1981 |  |  | 95565
06023 | HUMBOLDT REDWOOD COMPANY - SAWMILL | 50049_B_BLRB | 15664711 | 100111113 | 97076712 | 140243614 |  | 321113 | 135 | 100 | 120620970 | 10 | 10_2_10200501 | 2 | [5 empty] | 40.7924 | -124.1981 |  |  | 95565
06023 | HUMBOLDT REDWOOD COMPANY - SAWMILL | 50049_B_BLRC | 15664711 | 100111213 | 97076812 | 140243814 |  | 321113 | 135 | 100 | 120620970 | 11 | 11_2_10200501 | 2 | [5 empty] | 40.7924 | -124.1981 |  |  | 95565
06077 | COUNTY OF SAN JOAQUIN | 50062_G_GEN1 | 10084011 | 57778213 | 49440912 | 68562714 |  | 221118 |  | 160 | 3914305388 | 1 | 1 | 1 |  |  | 68 | 83.3 | 60.2 | 37.6986 | -121.4083 |  |  | 00000
06107 | SIERRA POWER CORPORATION | 50068_G_WEST | 14014311 | 85078813 | 77747412 | 112015114 |  | 221118 |  | 100 | 541430834 | 3 | 3 | 1 | 72 | 5.1 | 350 | 500 |  | 35.9555 | -119.0438 |  |  | 93270
42045 | FPL ENERGY MH50 LP/MARCUS HOOK | 50074_G_GEN1 | 4724511 | 67456613 | 26606812 | 93049114 |  | 221112 | 125 | 120 | 420450220 | 731 | S031 | 1 | 100 | 12 | 369 | 9016.7 | 79.7 | 39.8099 | -75.4275 | 50074 | 001 | 19061
16003 | TAMARACK MILLS LLC | 50099_G_GEN1 | 947111 | 47918513 | 45456712 | 45767214 |  | 321113 | 135 | 100 | 00300001 | 010 | 010 | 1 | 75 | 7.2 | 153 | 700.3 | 17.2 | 44.9532 | -116.386 |  |  | 83654
48277 | PARIS GENERATION | 50109_G_GEN1 | 6431011 | 16595313 | 16141512 | 5313714 |  | 221122 | 125 | 120 | 13 | 000001 | 000001 | 000001 | 90 | 14 | 500 |  | 57 | 33.6969 | -95.5575 | 50109 | HRSG1 | 75460
48277 | PARIS GENERATION | 50109_G_GEN2 | 6431011 | 16595113 | 16141612 | 5313914 |  | 221122 | 125 | 120 | 13 | 000002 | 000002 | 000002 | 90 | 14 | 500 |  | 55 | 33.6972 | -95.5575 | 50109 | HRSG2 | 75460
48277 | PARIS GENERATION | 50109_G_GEN3 | 6431011 | 16595413 | 16141312 | 5313614 |  | 221122 | 125 | 160 | 13 | 000006 | 000006 | 000004 | 14 | 1 | 500 |  | 88 | 33.6974 | -95.5578 |  |  | 75460
06089 | SIERRA PACIFIC IND. - BURNEY | 50110_B_BLR1 | 6575511 | 17934313 | 17425612 | 49771914 |  | 321113 | 135 | 100 | 45162818 | 2 | 2 | 1 | 100 | 8.3 | 350 | 2541.7 |  | 40.8743 | -121.7038 |  |  | 96013
06063 | SIERRA PACIFIC INDUSTRIES | 50112_B_BLR1 | 3270411 | 38962113 | 97116512 | 53805114 |  | 321113 | 135 | 100 | 3204223 | 3 | 3_1_10200907 | 1 | [5 empty] | 39.936 | -120.9365 |  |  | 95971
06063 | SIERRA PACIFIC INDUSTRIES | 50112_B_BLR2 | 3270411 | 38962013 | 97116712 | 53805214 |  | 321113 | 135 | 100 | 3204223 | 5 | 5_1_10200907 | 1 | 100 | 4 | 250 |  | 30 | 39.936 | -120.9365 |  |  | 95971
06029 | U.S. BORAX | 50115_G_GEN1 | 5813511 | 21476813 | 20588612 | 59804114 |  | 212391 | 170 | 160 | 15051228 | 1310 | 1006 | 1 |  |  | 340 | 488.3 | 27.7 | 35.0283 | -117.7033 |  |  | 93516
53065 | Vaagen Brothers Lumber Inc | 50120_G_0001 | 6164811 | 15571413 | 15229212 | 2143414 |  | 321912 | 135 | 690 | 52 | 560 | 792 | 280 | 50 | 4.8 | 407 | 570 | 31.5 | 48.5485 | -117.915 |  |  | 99114
48485 | WF COGENERATION PLANT | 50127_G_GTA | 5127311 | 25206313 | 24183112 | 3231714 |  | 221122 | 125 | 120 | 27 | 000001 | 000001 | 000001 | 50 | 7.5 | 300 |  | 46.4 | 33.8608 | -98.5875 |  |  | 76310
48485 | WF COGENERATION PLANT | 50127_G_GTB | 5127311 | 25206213 | 24183012 | 3231814 |  | 221122 | 125 | 120 | 27 | 000002 | 000002 | 000002 | 50 | 7.5 | 300 |  | 46.4 | 33.8608 | -98.5875 |  |  | 76310
48485 | WF COGENERATION PLANT | 50127_G_GTC | 5127311 | 25206113 | 24182912 | 3231914 |  | 221122 | 125 | 120 | 27 | 000003 | 000003 | 000003 | 50 | 7.5 | 300 |  | 46.4 | 33.8608 | -98.5875 |  |  | 76310
42007 | G F Weaton Power Station | 50130_B_BLR1 | 7991511 | 5082613 | 4895112 | 13463314 |  | 331410 | 177 | 100 | 420070032 | 34 | S01 | 1 | 275 | 11 | 300 | 7333.4 | 77.1 | 40.6706 | -80.3365 | 50130 | 34 | 15061-2210 | R63-0040&R63-0142
42007 | G F Weaton Power Station | 50130_B_BLR2 | 7991511 | 5082613 | 4895112 | 13570314 |  | 331410 | 177 | 100 | 420070032 | 35 | S01 | 1 | 275 | 11 | 300 | 7333.4 | 77.1 | 40.6706 | -80.3365 | 50130 | 35 | 15061-2210 | R63-0040&R63-0142
06019 | COALINGA COGENERATION CO | 50131_G_K100 | 6515311 | 19308013 | 18684612 | 60629614 |  | 221118 | 125 | 120 | 101430354 | 2 | 2 | 1 | 49 | 10.7 | 250 | 3717.1 |  | 36.1854 | -120.379 | 50131 | 1 | 93210
06029 | SYCAMORE COGENERATION CO | 50134_G_GTAG | 3945411 | 35566313 | 33858512 | 58342914 |  | 221118 |  | 120 | 151430511 | 1 | 1 | 1 | 63 | 14.5 | 250 | 7453.5 |  | 35.452 | -118.9853 |  |  | 00000
06029 | SYCAMORE COGENERATION CO | 50134_G_GTBG | 3945411 | 35566413 | 33858612 | 58465414 |  | 221118 |  | 120 | 151430511 | 2 | 2 | 1 | 63 | 14.5 | 250 | 7398.3 |  | 35.452 | -118.9853 |  |  | 00000
06029 | SYCAMORE COGENERATION CO | 50134_G_GTCG | 3945411 | 35565913 | 33858412 | 58343314 |  | 221118 |  | 120 | 151430511 | 3 | 3 | 1 | 63 | 14.5 | 250 | 7505.5 |  | 35.452 | -118.9853 |  |  | 00000
06029 | SYCAMORE COGENERATION CO | 50134_G_GTDG | 3945411 | 35566013 | 33858712 | 58343214 |  | 221118 |  | 120 | 151430511 | 4 | 4 | 1 | 63 | 14.5 | 250 | 7468.3 |  | 35.452 | -118.9853 |  |  | 00000
48481 | NEWGULF POWER FACILITY | 50137_G_GEN1 | 8516011 | 953713 | 877412 | 3716814 |  | 221122 | 125 | 120 | 49 | 000001 | 000001 | 000001 | 72 | 18.5 | 550 |  | 60 | 29.2641 | -95.8988 | 50137 | 1 | 77462
48203 | SNIDER INDUSTRIES SAWMILL | 50141_G_WGN1 | 4846511 | 29653913 | 28420212 | 4738614 |  | 321113 | 135 | 100 | 16 | 000003 | 000003 | 000008 | 55 | 4.17 | 280 |  | 53 | 32.5782 | -94.3748 |  |  | 75670
48057 | SEADRIFT PLANT | 50150_G_GE11 | 5846511 | 22434313 | 21568512 | 9522514 |  | 325110 | 129 | 120 | 3 | 001150 | 001153 | 000351 | 9 | 8.9 | 99 |  | 73 | 28.5084 | -96.7713 |  |  | 77983
48057 | SEADRIFT PLANT | 50150_G_GEN6 | 5846511 | 22455513 | 21542312 | 9794114 |  | 325110 | 129 | 120 | 3 | 000143 | 000139 | 000484 | 75 | 6 | 293 |  | 74 | 28.5097 | -96.769 |  |  | 77983
48057 | SEADRIFT PLANT | 50150_G_GEN8 | 5846511 | 22455413 | 21539312 | 9794214 |  | 325110 | 129 | 120 | 3 | 000142 | 000138 | 000483 | 75 | 6 | 315 |  | 74 | 28.5097 | -96.769 |  |  | 77983
22089 | Union Carbide Corp - St Charles Operations | 50152_G_CGN1 | 7202911 | 79906913 | 71046012 | 103216914 |  | 325110 | 129 | 120 | 2083 | SR0829 | RP0829 | PR0829 | 140 | 18 | 228 | 16433.4 | 64.6 | 29.9838 | -90.446 |  |  | 70057
22089 | Union Carbide Corp - St Charles Operations | 50152_G_CGN2 | 7202911 | 79892413 | 71033412 | 103202414 |  | 325110 | 129 | 120 | 2083 | SR0830 | RP0830 | PR0830 | 140 | 18 | 228 | 16433.4 | 64.6 | 29.9839 | -90.4464 |  |  | 70057
22089 | Union Carbide Corp - St Charles Operations | 50152_G_CSTG | 7202911 | ORISCSTG | ORISCSTG | 50152_G_CSTG |  | 325110 | 129 | 999 | [6 empty] | 70 | 0.1 | 0.1 | 29.9825 | -90.443 | 50152 | CSTG | 70057
22089 | Union Carbide Corp - St Charles Operations | 50152_G_STG | 7202911 | ORISSTG | ORISSTG | 50152_G_STG |  | 325110 | 129 | 999 | [6 empty] | 70 | 0.1 | 0.1 | 29.9825 | -90.443 | 50152 | STG | 70057
06029 | BERRY PETROLEUM COMPANY | 50170_G_GEN1 | 295911 | 50803613 | 47796212 | 60649614 |  | 221118 |  | 120 | 1514302265 | 1 | 1 | 1 | 60 | 11.4 | 370 | 17966.7 |  | 35.1658 | -119.3716 |  |  | 00000
28087 | Weyerhaeuser NR Company, Columbus Cellulose Fibers | 50184_B_COMB | 8215811 | 5737313 | 5561812 | 24805214 |  | 32211 | 133 | 100 | 2808700044 | 110 | 116 | 1 | 251 | 15 | 340 | 9361.1 | 53 | 33.3608 | -88.458 |  |  | 39703
28087 | Weyerhaeuser NR Company, Columbus Cellulose Fibers | 50184_B_PKG | 8215811 | 5737713 | 5561912 | 24804814 |  | 32211 | 133 | 100 | 2808700044 | 115 | 115 | 1 | 165 | 6 | 410 | 1732.3 | 61.3 | 33.3608 | -88.458 |  |  | 39703
37117 | Domtar Paper Company, LLC | 50189_B_1HFB | 8049311 | 6349013 | 69384612 | 19345814 |  | 322121 | 133 | 100 | 3711700069 | G-143 | EP-64-70-0000 | 31 | 250 | 18 | 383 | 23083.3 | 90.7 | 35.8617 | -76.7797 |  |  | 27962
37117 | Domtar Paper Company, LLC | 50189_B_2HFB | 8049311 | 6351613 | 69386512 | 19066814 |  | 322121 | 133 | 100 | 3711700069 | G-148 | EP-65-70-0100 | 32 | 250 | 9 | 350 | 6447.9 | 101.4 | 35.8617 | -76.7797 |  |  | 27962
36063 | WPS Power Niagara | 50202_B_1 | 7762611 | 1830413 | 1742512 | 17442914 | [8 empty] | 220 | 8 |  |  | 58.9 | 43.0839 | -79.0069 | 50202 | 1 | 14304
33009 | PINETREE POWER - BETHLEHEM | 50208_B_B1 | 7868311 | 3382613 | 3270012 | 21326814 |  | 221118 | 125 | 100 | 3300900026 | 001 | 1 | 1 | 197 | 7.5 | 420 | 2385.7 | 54 | 44.3278 | -71.6803 |  |  | 03574
23009 | VERSO BUCKSPORT, LLC | 50243_G_GEN2 | 8387311 | ORISGEN2 | ORISGEN2 | 50243_G_GEN2 |  | 322110 | 133 | 690 |  |  |  |  | 113 | 2 | 157 | 1223.3 | 389.4 | 44.5745 | -68.8111 | 50243 | GEN2 | 04416
23009 | VERSO BUCKSPORT, LLC | 50243_G_GEN3 | 8387311 | 391413 | 392812 | 125536414 |  | 322110 | 133 | 100 | 2300900004 | 004 | 2 | 004-7 | 362 | 10.5 | 350 | 5166.7 | 59.7 | 44.5743 | -68.8037 |  |  | 04416
23009 | VERSO BUCKSPORT, LLC | 50243_G_GEN4 | 8387311 | 391213 | 392512 | 125537114 |  | 322110 | 133 | 120 | 2300900004 | 006 | 4 | 006-1 | 250 | 19 | 410 | 23915.7 | 84.4 | 44.5744 | -68.803 | 50243 | GEN4 | 04416
23009 | VERSO BUCKSPORT, LLC | 50243_G_GEN5 | 8387311 | ORISGEN5 | ORISGEN5 | 50243_G_GEN5 |  | 322110 | 133 | 690 |  |  |  |  | 113 | 2 | 157 | 1223.3 | 389.4 | 44.5745 | -68.8111 | 50243 | GEN5 | 04416
36033 | BORALEX NEW YORK LP | 50277_B_BLR1 | 6373511 | 15954113 | 15573812 | 20642614 |  | 221112 | 125 | 100 | 5163400022 | U00001 | 00001 | 002FP | 180 | 4.8 | 377 | 13.9 | 47 | 44.89 | -74.07 |  |  | 12920
42069 | PEI POWER CORP/ARCHBALD | 50279_G_Gen2 | 3022411 | 38354113 | 36624312 | 13987214 |  | 221112 | 125 | 100 | 420690022 | 034 | S034 | 1 | 237 | 11 | 817 | 8906.4 | 93.7 | 41.4816 | -75.539 | 50279 | 2 | 18403-2046
36059 | TBG COGEN FACILITY | 50292_G_GEN1 | 7223311 | 7556813 | 7477512 | 135426414 |  | 221112 | 125 | 120 | 1282400947 | U00001 | 00001 | GTGFP |  |  | 72 | 0 | 85 | 40.74 | -73.49 | 50292 | GT1 | 11801
36059 | TBG COGEN FACILITY | 50292_G_GEN2 | 7223311 | 7556813 | 7477512 | 135426414a |  | 221112 | 125 | 120 | 1282400947 | U00001 | 00001 | GTGFP |  |  | 72 | 0 | 85 | 40.74 | -73.49 | 50292 | GT2 | 11801
36059 | TBG COGEN FACILITY | 50292_G_GEN3 | 7223311 | 7556813 | 7477512 | 135426414b |  | 221112 | 125 | 120 | 1282400947 | U00001 | 00001 | GTGFP |  |  | 72 | 0 | 85 | 40.74 | -73.49 | 50292 | GT3 | 11801
36059 | TBG COGEN FACILITY | 50292_G_GEN4 | 7223311 | 7556813 | 7477512 | 135426414c |  | 221112 | 125 | 120 | 1282400947 | U00001 | 00001 | GTGFP |  |  | 72 | 0 | 85 | 40.74 | -73.49 | 50292 | GT4 | 11801
36059 | TBG COGEN FACILITY | 50292_G_GEN5 | 7223311 | 64116413 | 58813912 | 88911214 |  | 221112 | 125 | 120 | 1282400947 | U00002 | 00002 | 003FP | 80 | 9.2 | 72 | 0 |  | 40.7465 | -73.4992 | 50292 | GT3 | 11801
36059 | TBG COGEN FACILITY | 50292_G_GEN6 | 7223311 | 64116513 | 58814112 | 88911414 |  | 221112 | 125 | 120 | 1282400947 | U00003 | 11111 | GSHFP | [5 empty] | 40.7465 | -73.4992 | 50292 | GT4 | 11801
36059 | TBG COGEN FACILITY | 50292_G_GEN7 | 7223311 | 64116513 | 58814112 | 88911414a |  | 221112 | 125 | 120 | 1282400947 | U00003 | 11111 | GSHFP | [5 empty] | 40.7465 | -73.4992 | 50292 | GT4 | 11801
06011 | WADHAM ENERGY LTD PARTNERSHIP | 50293_B_BLR100 | 75711 | 51955813 | 48754812 | 58868314 |  | 221118 | 125 | 100 | 06160655 | 1 | 1 | 1 | 170 | 7 | 213 | 1789.5 |  | 39.0976 | -122.0864 |  |  | 95987
06089 | WHEELABRATOR LASSEN, INC. | 50298_G_GEN1 | 737011 | 46041913 | 43712212 | 49591014 |  | 221118 | 125 | 120 | 45162874 | 2 | 2 | 1 | 75 | 12 | 320 | 4850 |  | 40.433 | -122.27 |  |  | 96007
06077 | RIPON COGENERATION | 50299_G_GEN1 | 1224911 | 43730413 | 41548312 | 52284114 |  | 221118 |  | 120 | 391430770 | 3 | 3 | 1 | 71 | 12 | 317 | 3821.7 |  | 37.7334 | -121.1207 |  |  | 95366
42043 | NRG ENERGY CTR PAXTON LLC/HARRISBURG | 50373_G_GEN1 | 6465211 | 18718213 | 18162312 | 14065814 |  | 221330 | 125 | 100 | 420430013 | 031 | S01 | 1 | 225 | 12 | 220 | 253.8 | 2.2 | 40.2641 | -76.8771 |  |  | 17101-2440
42043 | NRG ENERGY CTR PAXTON LLC/HARRISBURG | 50373_G_GEN2 | 6465211 | 18718113 | 18162212 | 155833014 |  | 221330 | 125 | 100 | 420430013 | 033 | S02 | 3 | 223 | 12 | 350 | 1180.7 | 10.4 | 40.2641 | -76.8771 |  |  | 17101-2440
34013 | Newark Bay Cogeneration Partnership, L.P. | 50385_G_GEN1 | 7464111 | 11647913 | 11552212 | 22999414 |  | 221112 | 125 | 120 | 07617 | U1 | PT1 | OS1 | 175 | 11 | 250 | 8016.7 |  | 40.7202 | -74.1303 | 50385 | 1001 | 07105
34013 | Newark Bay Cogeneration Partnership, L.P. | 50385_G_GEN2 | 7464111 | 11647813 | 11552112 | 22999614 |  | 221112 | 125 | 120 | 07617 | U2 | PT2 | OS1 | 175 | 11 | 250 | 8850 |  | 40.7202 | -74.1303 | 50385 | 2001 | 07105
34013 | Newark Bay Cogeneration Partnership, L.P. | 50385_G_GEN3 | 7464111 | ORISGEN3 | ORISGEN3 | 50385_G_GEN3 |  | 221112 | 125 | 100 | [9 empty] | 40.7202 | -74.1303 | 50385 | GEN3 | 07105
06013 | PHILLIPS 66 CARBON PLANT | 50388_B_K1 | 5812811 | 21488913 | 20598112 | 60617014 |  | 324199 | 157 | 210 | 07130321360 | 1 | 5 | 2 | 100 | 4 | 80 | 83.3 | 102.2 | 38.0159 | -122.2374 |  |  | 94572
06013 | PHILLIPS 66 CARBON PLANT | 50388_B_K2 | 5812811 | 21488013 | 20598012 | 60618014 |  | 324199 | 157 | 210 | 07130321360 | 2 | 6 | 1 | 100 | 4 | 80 | 83.3 | 102.2 | 38.0159 | -122.2374 |  |  | 94572
41019 | Dillard | 50396_B_BLR1 | 8219211 | 68314613 | 62712512 | 94189214 |  | 321219 | 134 | 100 | 10-0025 | Boiler 1 | STK-1 | P-2 | 111 | 10.3 | 152 | 1833.1 | 22 | 43.0896 | -123.4144 |  |  | 97432
41019 | Dillard | 50396_B_BLR2 | 8219211 | 68314713 | 62712612 | 94189414 |  | 321219 | 134 | 100 | 10-0025 | Boiler 2 | STK-2 | P-2 | 99 | 8.3 | 154 | 1785.5 | 33 | 43.0896 | -123.4144 |  |  | 97432
41019 | Dillard | 50396_B_BLR6 | 8219211 | 68314813 | 62712712 | 94189614 |  | 321219 | 134 | 100 | 10-0025 | Boiler 6 | STK-3 | P-2 | 119 | 12 | 152 | 2940.5 | 26 | 43.0896 | -123.4144 |  |  | 97432
42133 | PH GLATFELTER CO/SPRING GROVE | 50397_B_1PB035 | 4966111 | 28925013 | 27701212 | 154845714 |  | 322121 | 133 | 100 | 421330016 | 035 | S10 | 6 | 300 | 8 | 340 | 5450 | 108.4 | 39.8698 | -76.8661 | 50397 | 035 | 17362-1000
42133 | PH GLATFELTER CO/SPRING GROVE | 50397_B_3PB033 | 4966111 | 28926113 | 27701212 | 93209214 |  | 322121 | 133 | 100 | 421330016 | 033 | S10 | 3 | 300 | 8 | 340 | 5450 | 108.4 | 39.8698 | -76.8661 |  |  | 17362-1000
42133 | PH GLATFELTER CO/SPRING GROVE | 50397_B_4PB034 | 4966111 | 28926613 | 27701212 | 93209314 |  | 322121 | 133 | 100 | 421330016 | 034 | S10 | 3 | 300 | 8 | 340 | 5450 | 108.4 | 39.8698 | -76.8661 | 50397 | 034 | 17362-1000
42133 | PH GLATFELTER CO/SPRING GROVE | 50397_B_5PB036 | 4966111 | 28925713 | 27700812 | 93209514 |  | 322121 | 133 | 100 | 421330016 | 036 | S16 | 1 | 225 | 9 | 320 | 3666.7 | 57.7 | 39.8698 | -76.8661 | 50397 | 036 | 17362-1000 | 63UUUUU
01097 | Mobile Energy Services Company | 50407_B_7PB | 1060811 | 47308113 | 44849012 | 61123514 |  | 322121 | 125 | 100 | 2021 | X003 | 003 | 01 | 291 | 18.5 | 392 | 15533.3 | 57.8 | 30.7359 | -88.0497 |  |  | 36610
01097 | Mobile Energy Services Company | 50407_B_8PB | 1060811 | 47308213 | 44849012 | 61123414 |  | 322121 | 125 | 100 | 2021 | X004 | 003 | 01 | 291 | 18.5 | 392 | 15533.3 | 57.8 | 30.7359 | -88.0497 |  |  | 36610
42045 | KIMBERLY CLARK PA LLC/CHESTER OPR | 50410_B_10 | 6595211 | 17836013 | 17335912 | 93038514 |  | 322121 | 133 | 100 | 420450016 | 035 | S12 | 4 | 295 | 8 | 375 | 5993.7 | 119.3 | 39.8434 | -75.3607 | 50410 | 035 | 19013 | 63UUUUU
26161 | UNIVERSITY OF MICHIGAN | 50431_G_TG1 | 8146111 | 6974513 | 6908512 | 26930614 |  | 611310 | 148 | 120 | M0675 | RG0216 | SV0002 | 20200203 | 159 | 14 | 290 | 2884.8 | 18.7 | 42.2839 | -83.7312 |  |  | 48109
26161 | UNIVERSITY OF MICHIGAN | 50431_G_TG10 | 8146111 | 6974313 | 6908512 | 26930914 |  | 611310 | 148 | 100 | M0675 | RG0215 | SV0002 | 10300601 | 159 | 14 | 290 | 2884.8 | 18.7 | 42.2839 | -83.7312 |  |  | 48109
26161 | UNIVERSITY OF MICHIGAN | 50431_G_TG7 | 8146111 | ORISTG7 | ORISTG7 | 50431_G_TG7 |  | 611310 | 148 | 160 | [6 empty] | 397 | 186.4 | 23.3 | 42.2839 | -83.7312 | 50431 | TG7 | 48109
26161 | UNIVERSITY OF MICHIGAN | 50431_G_TG8 | 8146111 | 6975113 | 6907912 | 26929814 |  | 611310 | 148 | 100 | M0675 | EU0203 | SV0003 | 10300602 | 34 | 3 | 275 | 112.6 | 15.9 | 42.2846 | -83.7397 |  |  | 48109
26161 | UNIVERSITY OF MICHIGAN | 50431_G_TG9 | 8146111 | 6974413 | 109198012 | 26930814 |  | 611310 | 148 | 100 | M0675 | RG0214 | SV0001 | 10300501 | 242 | 14 | 306 | 1476.7 | 9.6 | 42.2839 | -83.7312 |  |  | 48109
23005 | S D WARREN CO - WESTBROOK | 50447_B_17 | 7946611 | 1913113 | 1819212 | 125544114 |  | 322121 | 133 | 100 | 2300500138 | 002 | 2 | 002-3 | 345 | 18 | 350 | 4000 | 15.9 | 43.6834 | -70.3536 |  |  | 04092
23005 | S D WARREN CO - WESTBROOK | 50447_B_18 | 7946611 | 1913013 | 1819212 | 125544414 |  | 322121 | 133 | 100 | 2300500138 | 003 | 2 | 003-3 | 345 | 18 | 350 | 4000 | 15.9 | 43.6834 | -70.3536 |  |  | 04092
23005 | S D WARREN CO - WESTBROOK | 50447_B_21 | 7946611 | 1913213 | 1819412 | 125545714 |  | 322121 | 133 | 100 | 2300500138 | 001 | 1 | 001-9 | 360 | 10.5 | 335 | 7083.3 | 81.8 | 43.6834 | -70.3536 |  |  | 04092
36121 | INDECK-SILVER SPRINGS COGENERATION | 50449_G_GEN1 | 7814811 | 3615513 | 3480812 | 21090714 |  | 221112 | 125 | 140 | 9563200010 | S00001 | 00001 | 400FP | 135 | 11.5 | 290 | 109.4 | 64 | 42.65 | -78.07 | 50449 | 1 | 14550
36121 | INDECK-SILVER SPRINGS COGENERATION | 50449_G_GEN2 | 7814811 | 3615513 | 3480812 | 21090714a |  | 221112 | 125 | 140 | 9563200010 | S00001 | 00001 | 400FP | 135 | 11.5 | 290 | 109.4 | 64 | 42.65 | -78.07 | 50449 | 1 | 14550
36075 | INDECK-OSWEGO LIMITED PARTNERSHIP | 50450_G_GEN1 | 8538911 | 462613 | 468812 | 89010814 |  | 221112 | 125 | 140 | 7351200005 | W00001 | 00001 | P02FP | 150 | 11 | 225 | 95 | 60 | 43.46 | -76.49 | 50450 | 1 | 13126
36075 | INDECK-OSWEGO LIMITED PARTNERSHIP | 50450_G_GEN2 | 8538911 | 462613 | 468812 | 89010814a |  | 221112 | 125 | 140 | 7351200005 | W00001 | 00001 | P02FP | 150 | 11 | 225 | 95 | 60 | 43.46 | -76.49 | 50450 | 1 | 13126
36029 | INDECK-YERKES ENERGY SERVICES | 50451_G_GEN1 | 8504111 | 549913 | 548112 | 21199814 |  | 221112 | 125 | 120 | 9146400153 | Y00001 | 00001 | 007FP | 150 | 9.8 | 232 | 91.7 | 74 | 42.96 | -78.91 |  |  | 14150
36029 | INDECK-YERKES ENERGY SERVICES | 50451_G_GEN2 | 8504111 | 549813 | 58916012 | 21199914 |  | 221112 | 125 | 100 | 9146400153 | Y00002 | 11111 | 010FP | [5 empty] | 42.9673 | -78.9179 | 50451 | 1 | 14150
36091 | INDECK-CORINTH ENERGY CENTER | 50458_G_GEN1 | 7819511 | 3429313 | 3306012 | 18074314 |  | 221112 | 125 | 120 | 5412600028 | U00001 | 00001 | 101FP | 237 | 15 | 275 | 220.8 | 75 | 43.24 | -73.8 | 50458 | 1 | 12822
36091 | INDECK-CORINTH ENERGY CENTER | 50458_G_GEN2 | 7819511 | 3429213 | 58898512 | 88995214 |  | 221112 | 125 | 290 | 5412600028 | EI0001 | SC224 | E02EI | 26.5 | 1.4 | 490 | 1.6 |  | 43.2492 | -73.8096 |  |  | 12822
06111 | E.F. OXNARD LLC | 50464_G_GEN1 | 1589611 | 100160213 | 97450712 | 140301814 |  | 221112 | 125 | 999 | 561134214 | 6 | 6_1_20100201 | 1 | [5 empty] | 34.1978 | -119.1628 |  |  | 93030
48355 | CORPUS CHRISTI PLANT | 50475_G_GEN1 | 5862111 | 22253413 | 21366312 | 2462014 |  | 325110 | 129 | 100 | 89 | 000111 | 000109 | 000033 | 75 | 11.25 | 350 |  | 65 | 27.8111 | -97.5957 |  |  | 78412
12051 | U.S. SUGAR CORPORATION | 50482_B_B2 | 769911 | 46275813 | 43951612 | 92831214 |  | 311314 | 154 | 100 | 0510003 | 2 | 2 | 4 | 213 | 6.1 | 160 | 2565.6 | 87 | 26.7347 | -80.9381 |  |  | 33440 | SLT-0001
12051 | U.S. SUGAR CORPORATION | 50482_B_B4 | 769911 | 46275913 | 43952012 | 92831314 |  | 311314 | 154 | 100 | 0510003 | 9 | 9 | 3 | 150 | 8.2 | 160 | 4683.3 | 88.7 | 26.7347 | -80.9381 |  |  | 33440 | SLT-0001
12051 | U.S. SUGAR CORPORATION | 50482_B_B7 | 769911 | 46276413 | 43951312 | 48496414 |  | 311314 | 154 | 100 | 0510003 | 14 | 14 | 2 | 72 | 6.4 | 426 | 1936.3 | 60.1 | 26.7351 | -80.9387 |  |  | 33440 | SLT-0001
12051 | U.S. SUGAR CORPORATION | 50482_B_B8 | 769911 | 67299413 | 61912912 | 92832414 |  | 311314 | 154 | 100 | 0510003 | 28 | 28 | 3 | 199 | 13 | 330 | 6666.7 | 50.2 | 26.735 | -80.9386 |  |  | 33440 | SLT-0001
22019 | Eagle US 2 LLC - Lake Charles Complex | 50489_G_C1 | 7354911 | 82296913 | 73328412 | 105822314 |  | 325180 | 164 | 100 | 1255 | SR008 | RP008 | PR008 | 80 | 17.5 | 350 | 11593.5 | 48.2 | 30.2259 | -93.2942 |  |  | 70669
22019 | Eagle US 2 LLC - Lake Charles Complex | 50489_G_C2 | 7354911 | 82305813 | 73341712 | 105832014 |  | 325180 | 164 | 100 | 1255 | SR009 | RP009 | 009-1 | 80 | 17.6 | 350 | 11604.7 | 47.7 | 30.2253 | -93.2942 |  |  | 70669
22019 | Eagle US 2 LLC - Lake Charles Complex | 50489_G_C4 | 7354911 | 82297013 | 73330512 | 105822414 |  | 325180 | 164 | 100 | 1255 | SR010 | RP010 | PR010 | 82 | 15.8 | 299 | 12295.4 | 62.7 | 30.2254 | -93.2945 |  |  | 70669
22019 | Eagle US 2 LLC - Lake Charles Complex | 50489_G_C5 | 7354911 | 82303113 | 73348112 | 105829214 |  | 325180 | 164 | 100 | 1255 | SR011 | RP011 | PR011 | 82 | 15.8 | 302 | 12367.9 | 63.1 | 30.2251 | -93.2945 |  |  | 70669
06029 | DOUBLE C LIMITED | 50493_G_DC1 | 410111 | 49233613 | 46588412 | 59725814 |  | 221118 |  | 120 | 1514301119 | 1 | 1 | 1 | 60 | 8 | 280 | 1869.5 |  | 35.5006 | -119.0461 |  |  | 93308
06029 | DOUBLE C LIMITED | 50493_G_DC2 | 410111 | 49233713 | 46588512 | 59725714 |  | 221118 |  | 120 | 1514301119 | 2 | 2 | 1 | 60 | 8 | 280 | 1862.4 |  | 35.5006 | -119.0461 |  |  | 93308
06029 | KERN FRONT LIMITED | 50494_G_KF1 | 5813711 | 21469513 | 20582912 | 59725614 |  | 221118 | 106 | 120 | 1514301120 | 1 | 1 | 1 | 60 | 8 | 275 | 1716.9 |  | 35.5157 | -119.04 |  |  | 93308
06029 | KERN FRONT LIMITED | 50494_G_KF2 | 5813711 | 21469613 | 20582812 | 59725514 |  | 221118 | 106 | 120 | 1514301120 | 2 | 2 | 1 | 60 | 8 | 275 | 1762 |  | 35.5157 | -119.04 |  |  | 93308
06029 | HIGH SIERRA LIMITED | 50495_G_HS1 | 14108911 | 84884813 | 77471712 | 111655314 |  | 221118 |  | 120 | 1514301118 | 1 | 1 | 1 | 60 | 8 | 285 | 1900.6 |  | 35.509 | -119.0305 |  |  | 93308
06029 | HIGH SIERRA LIMITED | 50495_G_HS2 | 14108911 | 84884713 | 77471612 | 111655214 |  | 221118 |  | 120 | 1514301118 | 2 | 2 | 1 | 60 | 8 | 285 | 1889.4 |  | 35.509 | -119.0305 |  |  | 93308
34017 | Bayonne Plant Holding, L.L.C. | 50497_G_GTG1 | 7591211 | 11873413 | 11778312 | 19476914 |  | 221112 | 125 | 120 | 12174 | U1 | PT1 | OS1 | 100 | 10 | 225 | 6439.9 |  | 40.6518 | -74.097 | 50497 | 001001 | 07002
34017 | Bayonne Plant Holding, L.L.C. | 50497_G_GTG2 | 7591211 | 11873313 | 11778412 | 91703914 |  | 221112 | 125 | 120 | 12174 | U2 | PT2 | OS8 | 100 | 10 | 225 | 6439.9 |  | 40.6518 | -74.097 | 50497 | 002001 | 07002
34017 | Bayonne Plant Holding, L.L.C. | 50497_G_GTG3 | 7591211 | 11873213 | 11778012 | 91703814 |  | 221112 | 125 | 120 | 12174 | U3 | PT3 | OS15 | 100 | 10 | 225 | 6439.9 |  | 40.6518 | -74.097 | 50497 | 004001 | 07002
34017 | Bayonne Plant Holding, L.L.C. | 50497_G_STG1 | 7591211 | 11873213 | 11778012 | 91703814a |  | 221112 | 125 | 120 | 12174 | U3 | PT3 | OS15 | 100 | 10 | 225 | 6439.9 |  | 40.6518 | -74.097 | 50497 | 004001 | 07002
09003 | CAP DIST ENERGY CTR COGEN ASSO | 50498_G_GTG | 844911 | 46195913 | 43865112 | 48271414 |  | 221330 | 125 | 120 | T075 P0766 C083 | P0064 | 001 | 01 | 234 | 11 | 249 | 5958.1 | 62.7 | 41.7625 | -72.6916 | 50498 | GT | 06106-1354
09003 | CAP DIST ENERGY CTR COGEN ASSO | 50498_G_STG | 844911 | 46196113 | 43865212 | 48271114 |  | 221330 | 125 | 100 | T075 P0766 C083 | P0065 | 002 | 02 | 234 | 4 | 200 | 769.5 | 61.2 | 41.7625 | -72.6916 |  |  | 06106-1354
06081 | IPT SRI COGENERATION INC | 50537_G_GEN1 | 575411 | 45868113 | 43581712 | 53033514 |  | 221112 | 125 | 120 | 4113033011 | 1 | 1 | 1 |  |  | 350 | 226.7 | 58.7 | 37.456 | -122.179 |  |  | 94025
06037 | HARBOR COGENERATION CO, LLC | 50541_G_GEN1 | 13500111 | 77452513 | 102052212 | 141830314 |  | 221112 | 125 | 120 | 191026156741 | 2 | 2_11_20100201 | 11 | [5 empty] | 33.757 | -118.2719 |  |  | 90744
06037 | HARBOR COGENERATION CO, LLC | 50541_G_ST1 | 13500111 | 77452513 | 102052212 | 141830314a |  | 221112 | 125 | 120 | 191026156741 | 2 | 2_11_20100201 | 11 | [5 empty] | 33.757 | -118.2719 |  |  | 90744
06037 | HARBOR COGENERATION CO, LLC | 50541_G_ST2 | 13500111 | 77452513 | 102052212 | 141830314b |  | 221112 | 125 | 120 | 191026156741 | 2 | 2_11_20100201 | 11 | [5 empty] | 33.757 | -118.2719 |  |  | 90744
37083 | Rosemary Power Station | 50555_G_GEN1 | 8286911 | 455213 | 69376012 | 18414614 |  | 221112 | 125 | 120 | 3708300170 | G-1 | CT1 | 8 | 145 | 15 | 230 | 12652.8 | 71.6 | 36.4535 | -77.6627 | 50555 | 1 | 27870
37083 | Rosemary Power Station | 50555_G_GEN2 | 8286911 | 455013 | 69376112 | 18414914 |  | 221112 | 125 | 120 | 3708300170 | G-2 | CT2 | 9 | 145 | 11 | 230 | 5901.6 | 62.1 | 36.4535 | -77.6627 | 50555 | 2 | 27870
37083 | Rosemary Power Station | 50555_G_GEN3 | 8286911 | 454813 | 69375812 | 18415314 |  | 221112 | 125 | 100 | 3708300170 | G-4 | Aux2 | 4 | 155 | 4 | 310 | 366.9 | 29.2 | 36.4535 | -77.6627 |  |  | 27870
40109 | POWERSMITH COGENERATION PLT | 50558_G_GT01 | 8185511 | 5362113 | 5196212 | 16859014 |  | 221330 | 125 | 120 | 1407 | 10016 | 10016 | 51118 | 78 | 14.2 | 275 | 40850 | 257.9 | 35.4411 | -97.6492 |  |  | 73179
40109 | POWERSMITH COGENERATION PLT | 50558_G_ST01 | 8185511 | 5362213 | 5196112 | 16858914 |  | 221330 | 125 | 150 | 1407 | 13363 | 13370 | 51119 | 78 | 14.2 | 275 | 40850 | 257.9 | 35.4411 | -97.6492 |  |  | 73179
06109 | PACIFIC-ULTRAPOWER CHINESE STA | 50560_B_B101 | 5705711 | 23048113 | 22118312 | 50421314 |  | 221112 | 125 | 100 | 55043312 | 1 | 1 | 1 | 122 | 8 | 384 | 1862.1 |  | 37.8766 | -120.4791 |  |  | 95327
34015 | Eagle Point Power Generation LLC | 50561_G_GTG1 | 16662211 | 107406013 | 110910812 | 152184714 |  | 221112 | 125 | 120 | 56220 | U99 | PT99999 | OS8 | [5 empty] | 39.8615 | -75.1522 |  |  | 08093-1702
34015 | Eagle Point Power Generation LLC | 50561_G_GTG2 | 16662211 | 107406013 | 110910812 | 152184714a |  | 221112 | 125 | 120 | 56220 | U99 | PT99999 | OS8 | [5 empty] | 39.8615 | -75.1522 |  |  | 08093-1702
34015 | Eagle Point Power Generation LLC | 50561_G_STG1 | 16662211 | 107406013 | 110910812 | 152184714b |  | 221112 | 125 | 120 | 56220 | U99 | PT99999 | OS8 | [5 empty] | 39.8615 | -75.1522 |  |  | 08093-1702
42107 | WPS WESTWOOD GEN LLC/GEN STA | 50611_B_031 | 4735811 | 27908813 | 26791012 | 14775714 |  | 221112 | 125 | 100 | 421070023 | 031 | S01 | 1 | 320 | 8.5 | 350 | 4786 | 84.4 | 40.6175 | -76.4541 | 50611 | 031 | 17981-1716 | 63UUUUU
06029 | MCKITTRICK LIMITED | 50612_G_GEN1 | 13890611 | 85205713 | 77946212 | 112258014 |  | 221118 |  | 120 | 1514301251 | 1 | 1 | 1 | 74 | 11.8 | 285 | 3706 |  | 35.3128 | -119.6673 |  |  | 93308
48245 | BEAUMONT REFINERY | 50625_B_24 | 4862411 | ORIS24 | ORIS24 | 50625_B_24 |  | 324110 | 126 | 999 | [9 empty] | 30.0653 | -94.0738 | 50625 | 24 | 77701
48245 | BEAUMONT REFINERY | 50625_B_33 | 4862411 | ORIS33 | ORIS33 | 50625_B_33 |  | 324110 | 126 | 999 | [9 empty] | 30.0653 | -94.0738 | 50625 | 33 | 77701
48245 | BEAUMONT REFINERY | 50625_B_34 | 4862411 | ORIS34 | ORIS34 | 50625_B_34 |  | 324110 | 126 | 999 | [9 empty] | 30.0653 | -94.0738 | 50625 | 34 | 77701
48245 | BEAUMONT REFINERY | 50625_B_41 | 4862411 | ORIS41 | ORIS41 | 50625_B_41 |  | 324110 | 126 | 999 | [9 empty] | 30.0653 | -94.0738 | 50625 | 41 | 77701
48245 | BEAUMONT REFINERY | 50625_B_42 | 4862411 | ORIS42 | ORIS42 | 50625_B_42 |  | 324110 | 126 | 999 | [9 empty] | 30.0653 | -94.0738 | 50625 | 42 | 77701
48245 | BEAUMONT REFINERY | 50625_B_43 | 4862411 | ORIS43 | ORIS43 | 50625_B_43 |  | 324110 | 126 | 999 | [9 empty] | 30.0653 | -94.0738 | 50625 | 43 | 77701
48245 | BEAUMONT REFINERY | 50625_G_ETG | 4862411 | ORISETG | ORISETG | 50625_G_ETG |  | 324110 | 126 | 999 | [9 empty] | 30.0653 | -94.0738 | 50625 | ETG | 77701
48245 | BEAUMONT REFINERY | 50625_G_TG24 | 4862411 | 29518213 | 28265112 | 5479214 |  | 324110 | 126 | 120 | 18 | 000439 | 000453 | 000367 | 142 | 11 | 310 |  | 70 | 30.0583 | -94.0772 |  |  | 77701
48245 | BEAUMONT REFINERY | 50625_G_TG41 | 4862411 | 71060413 | 65329612 | 98448614 |  | 324110 | 126 | 180 | 18 | 000788 | 000822 | 000700 | 40 | 3 | 560 |  | 30 | 30.0573 | -94.0661 | 50625 | 61STK1 | 77701
48245 | BEAUMONT REFINERY | 50625_G_TG42 | 4862411 | 71060513 | 65323812 | 98448714 |  | 324110 | 126 | 180 | 18 | 000789 | 000823 | 000701 | 40 | 3 | 560 |  | 30 | 30.0573 | -94.0661 | 50625 | 61STK2 | 77701
48245 | BEAUMONT REFINERY | 50625_G_TG43 | 4862411 | 71060613 | 65323912 | 98448814 |  | 324110 | 126 | 180 | 18 | 000790 | 000824 | 000702 | 40 | 3 | 560 |  | 30 | 30.0573 | -94.0661 | 50625 | 61STK3 | 77701
16069 | CLEARWATER PAPER CORP - PPD & CPD | 50637_B_1PWR | 7321711 | 8314013 | 8199612 | 46691014 |  | 322130 | 133 | 100 | 06900001 | 250 | 250 | 1 | 83 | 7.9 | 475 | 1176.4 | 24 | 46.4282 | -116.973 |  |  | 83501
16069 | CLEARWATER PAPER CORP - PPD & CPD | 50637_B_2PWR | 7321711 | 8310913 | 8203212 | 46688114 |  | 322130 | 133 | 100 | 06900001 | 253 | 253 | 1 | 83 | 6.9 | 348 | 2206.2 | 59 | 46.4282 | -116.974 |  |  | 83501
16069 | CLEARWATER PAPER CORP - PPD & CPD | 50637_B_4PWR | 7321711 | 8312513 | 8200312 | 87377914 |  | 322130 | 133 | 100 | 06900001 | 781 | 781 | 2 | 300 | 13.5 | 410 | 6155.1 | 43 | 46.4258 | -116.967 |  |  | 83501
05011 | POTLATCH LAND & LUMBER,LLC-WARREN LUMBER | 50640_B_BLR1 | 7737111 | 2882413 | 2776212 | 150307314 |  | 321113 | 135 | 100 | 0501100004 | 002 | 2 | 1 | 70 | 6.5 | 300 | 2296.3 | 69.2 | 33.6203 | -92.0783 |  |  | 71671
23007 | REENERGY STRATTON LLC | 50650_B_BLR1 | 5676911 | 22710913 | 21769712 | 125951414 |  | 221117 | 125 | 100 | 2300700023 | 001 | 1 | 001-2 | 290 | 9 | 350 | 4766.7 | 72 | 45.1405 | -70.4263 |  |  | 04982
08123 | THERMO POWER & ELEC (SEE ALSO 123/0321) | 50676_G_GEN1 | 2568111 | 40903213 | 39021012 | 48095514 |  | 221112 | 125 | 160 | CO0000000812300 | 123-0126-001 | 123-0126-S001 | 123-0126-001-01 | 93 | 9.33 | 338 |  | 88.9 | 40.4091 | -104.6847 |  |  | 80631
08123 | THERMO POWER & ELEC (SEE ALSO 123/0321) | 50676_G_GEN2 | 2568111 | 40903313 | 39020912 | 48095414 |  | 221112 | 125 | 120 | CO0000000812300 | 123-0126-002 | 123-0126-S002 | 123-0126-002-01 | 93 | 9.33 | 338 |  | 88.9 | 40.4091 | -104.6847 |  |  | 80631
08123 | THERMO POWER & ELEC (SEE ALSO 123/0321) | 50676_G_GEN3 | 2568111 | 40903213 | 39021012 | 48095514a |  | 221112 | 125 | 160 | CO0000000812300 | 123-0126-001 | 123-0126-S001 | 123-0126-001-01 | 93 | 9.33 | 338 |  | 88.9 | 40.4091 | -104.6847 |  |  | 80631
08123 | THERMO COGEN PARTNERSHIP - JM SHAFER | 50707_G_LMA | 4223811 | 36292013 | 34548712 | 47973614 |  | 221112 | 125 | 120 | CO0000000812300 | 123-0250-001 | 123-0250-S001 | 123-0250-001-01 | 100 | 9.5 | 313 |  | 70 | 40.098 | -104.7738 | 50707 | S001 | 80621
08123 | THERMO COGEN PARTNERSHIP - JM SHAFER | 50707_G_LMB | 4223811 | 68875613 | 63242812 | 94871714 |  | 221112 | 125 | 120 | CO0000000812300 | 123-0250-002 | 123-0250-S002 | 123-0250-002-01 | 100 | 9.5 | 313 |  | 70 | 40.0981 | -104.7741 | 50707 | S002 | 80621
08123 | THERMO COGEN PARTNERSHIP - JM SHAFER | 50707_G_LMC | 4223811 | 68875713 | 63242912 | 94871814 |  | 221112 | 125 | 120 | CO0000000812300 | 123-0250-003 | 123-0250-S003 | 123-0250-003-01 | 100 | 9.5 | 313 |  | 70 | 40.0981 | -104.7741 | 50707 | S003 | 80621
08123 | THERMO COGEN PARTNERSHIP - JM SHAFER | 50707_G_LMD | 4223811 | 68875813 | 63243012 | 94871914 |  | 221112 | 125 | 120 | CO0000000812300 | 123-0250-004 | 123-0250-S004 | 123-0250-004-01 | 100 | 9.5 | 313 |  | 70 | 40.0981 | -104.7741 | 50707 | S004 | 80621
08123 | THERMO COGEN PARTNERSHIP - JM SHAFER | 50707_G_LME | 4223811 | 68875913 | 63243112 | 94872014 |  | 221112 | 125 | 120 | CO0000000812300 | 123-0250-005 | 123-0250-S005 | 123-0250-005-01 | 100 | 9.5 | 313 |  | 70 | 40.0981 | -104.7741 | 50707 | S005 | 80621
08123 | THERMO COGEN PARTNERSHIP - JM SHAFER | 50707_G_STA | 4223811 | 36292013 | 34548712 | 47973614a |  | 221112 | 125 | 120 | CO0000000812300 | 123-0250-001 | 123-0250-S001 | 123-0250-001-01 | 100 | 9.5 | 313 |  | 70 | 40.098 | -104.7738 | 50707 | S001 | 80621
08123 | THERMO COGEN PARTNERSHIP - JM SHAFER | 50707_G_STB | 4223811 | 68875713 | 63242912 | 94871814a |  | 221112 | 125 | 120 | CO0000000812300 | 123-0250-003 | 123-0250-S003 | 123-0250-003-01 | 100 | 9.5 | 313 |  | 70 | 40.0981 | -104.7741 | 50707 | S003 | 80621
08123 | STARK THERMO, INC. | 50709_G_GEN1 | 4231711 | 36367913 | 34625912 | 47896214 |  | 221112 | 125 | 120 | CO0000000812300 | 123-0412-001 | 123-0412-S001 | 123-0412-001-01 | 100 | 9.5 | 310 |  | 70 | 40.4424 | -104.6888 |  |  | 80631-9517
33003 | PINETREE POWER - TAMWORTH | 50739_B_0100 | 5209311 | 26128113 | 25064612 | 22254214 |  | 221118 | 125 | 100 | 3300300019 | 001 | 1 | 1 | 197 | 8.5 | 420 | 3001.8 | 52.9 | 43.836 | -71.1971 |  |  | 03890
36065 | STERLING ENERGY FACILITY | 50744_G_GEN1 | 7243711 | 7486713 | 7417312 | 20523714 |  | 221112 | 125 | 140 | 6301400011 | 1CMBTN | 00001 | GENFP | 150 | 11 | 72 | 0 | 60.2 | 43.07 | -75.6 | 50744 | 00001 | 13461
36065 | STERLING ENERGY FACILITY | 50744_G_GEN2 | 7243711 | 7486713 | 7417312 | 20523714a |  | 221112 | 125 | 140 | 6301400011 | 1CMBTN | 00001 | GENFP | 150 | 11 | 72 | 0 | 60.2 | 43.07 | -75.6 | 50744 | 00001 | 13461
06085 | O L S ENERGY-AGNEWS | 50748_G_GEN2 | 1267311 | 43493813 | 41334412 | 110905314 |  | 221112 |  | 999 | 4313036044 | 1 | 1 | 1 | 50 | 7.9 | 300 | 3015.3 |  | 37.4094 | -121.9254 |  |  | 95134
26113 | Viking Energy of McBain | 50770_B_B1 | 8226611 | 6629413 | 6596912 | 29163314 |  | 221118 | 125 | 100 | N1160 | EU0003 | SV0001 | 10100601 | 150 | 6 | 337 | 1766.7 | 62.5 | 44.204 | -85.2202 |  |  | 49657
26001 | Viking Energy of Lincoln, LLC | 50772_B_B1 | 5737411 | 22977113 | 22025112 | 30290614 |  | 221118 | 125 | 100 | N0890 | EU0003 | SV0001 | 10100601 | 150 | 6 | 360 | 926.3 | 32.8 | 44.6807 | -83.4199 |  |  | 48742
42025 | PANTHER CREEK PARTNERS/NESQUEHONING PLT | 50776_B_BLR1 | 7889011 | 2746913 | 2664212 | 13404414 |  | 221112 | 125 | 100 | 420250023 | 031 | S01 | 1 | 350 | 7.5 | 350 | 9021.2 | 204.2 | 40.8557 | -75.8768 | 50776 | 1 | 18240-2242 | 63UUUUU
42025 | PANTHER CREEK PARTNERS/NESQUEHONING PLT | 50776_B_BLR2 | 7889011 | 2746813 | 2664212 | 13404614 |  | 221112 | 125 | 100 | 420250023 | 032 | S01 | 1 | 350 | 7.5 | 350 | 9021.2 | 204.2 | 40.8557 | -75.8768 | 50776 | 2 | 18240-2242 | 63UUUUU
34023 | EFS Parlin Holdings, LLC | 50799_G_GEN1 | 6719511 | 12843913 | 12745712 | 20040314 |  | 221112 | 125 | 100 | 18061 | U1 | PT2 | OS11 | 213 | 11.58 | 292 | 6633 |  | 40.4614 | -74.3269 |  |  | 08859
34023 | EFS Parlin Holdings, LLC | 50799_G_GEN2 | 6719511 | 12843913 | 12745712 | 20040314a |  | 221112 | 125 | 100 | 18061 | U1 | PT2 | OS11 | 213 | 11.58 | 292 | 6633 |  | 40.4614 | -74.3269 |  |  | 08859
34023 | EFS Parlin Holdings, LLC | 50799_G_GEN3 | 6719511 | 12843913 | 12745712 | 20040314b |  | 221112 | 125 | 100 | 18061 | U1 | PT2 | OS11 | 213 | 11.58 | 292 | 6633 |  | 40.4614 | -74.3269 |  |  | 08859
34023 | EFS Parlin Holdings, LLC | 50799_G_GEN4 | 6719511 | 12843913 | 12745712 | 20040314c |  | 221112 | 125 | 100 | 18061 | U1 | PT2 | OS11 | 213 | 11.58 | 292 | 6633 |  | 40.4614 | -74.3269 |  |  | 08859
08099 | LAMAR LIGHT & POWER/ARKANSAS RIVER POWER | 508_G_5 | 4229911 | 36114313 | 34377712 | 48138014 |  | 221112 | 125 | 120 | CO0000000809900 | 099-0006-003 | 099-0006-S003 | 099-0006-003-01 | 33 | 4.38 | 600 |  | 72.6 | 38.0904 | -102.6152 |  |  | 81052
45041 | ROCKTENN CP LLC | 50806_B_PB1 | 4758811 | 32072713 | 30697712 | 11687514 |  | 322110 | 133 | 100 | 1040-0003 | 015 | 4 | 4 | 274 | 9 | 363 | 4586.8 | 72.1 | 34.1515 | -79.5592 |  |  | 29506
45041 | ROCKTENN CP LLC | 50806_B_PB3 | 4758811 | 32072713 | 30697712 | 11687514a |  | 322110 | 133 | 100 | 1040-0003 | 015 | 4 | 4 | 274 | 9 | 363 | 4586.8 | 72.1 | 34.1515 | -79.5592 |  |  | 29506
45041 | ROCKTENN CP LLC | 50806_B_PB4 | 4758811 | 32072513 | 63990012 | 96293614 |  | 322110 | 133 | 999 | 1040-0003 | 016 | 12 | 8 |  |  | 72 | 0.2 | 1 | 34.1515 | -79.5592 | 50806 | 16 | 29506
48201 | ALTURA COGEN | 50815_G_GEN1 | 6429411 | 16632413 | 16178712 | 6470314 |  | 221121 | 125 | 120 | 387 | 000003 | 000003 | 000009 | 60 | 10 | 300 |  | 60.2 | 29.8159 | -95.1084 | 50815 | ENG101 | 77530
48201 | ALTURA COGEN | 50815_G_GEN2 | 6429411 | 16632313 | 16178312 | 6470414 |  | 221121 | 125 | 120 | 387 | 000005 | 000005 | 000007 | 60 | 10 | 300 |  | 64.2 | 29.8159 | -95.1088 | 50815 | ENG201 | 77530
48201 | ALTURA COGEN | 50815_G_GEN3 | 6429411 | 16631813 | 16178512 | 6470914 |  | 221121 | 125 | 120 | 387 | 000004 | 000004 | 000008 | 60 | 9 | 300 |  | 64.2 | 29.8159 | -95.1092 | 50815 | ENG301 | 77530
48201 | ALTURA COGEN | 50815_G_GEN4 | 6429411 | 16632613 | 16178112 | 6470114 |  | 221121 | 125 | 120 | 387 | 000001 | 000001 | 000011 | 60 | 9 | 300 |  | 64.2 | 29.8159 | -95.1096 | 50815 | ENG401 | 77530
48201 | ALTURA COGEN | 50815_G_GEN5 | 6429411 | 16632513 | 16178612 | 6470214 |  | 221121 | 125 | 120 | 387 | 000002 | 000002 | 000010 | 60 | 9 | 300 |  | 64.2 | 29.8145 | -95.1089 | 50815 | ENG501 | 77530
48201 | ALTURA COGEN | 50815_G_GEN6 | 6429411 | 16632413 | 16178712 | 6470314a |  | 221121 | 125 | 120 | 387 | 000003 | 000003 | 000009 | 60 | 10 | 300 |  | 60.2 | 29.8159 | -95.1084 | 50815 | ENG101 | 77530
48201 | ALTURA COGEN | 50815_G_GEN7 | 6429411 | 16632013 | 16178012 | 6470714 |  | 221121 | 125 | 120 | 387 | 000013 | 000007 | 000003 | 106 | 15 | 300 |  | 69.3 | 29.8159 | -95.1103 | 50815 | ENG601 | 77530
34011 | Cumberland Energy Center | 5083_G_CUMB | 7201911 | 10062713 | 9918412 | 22220014 |  | 221112 | 125 | 120 | 75508 | U1 | PT1 | OS2 | 65 | 13.417 | 800 | 21666.7 |  | 39.3817 | -74.9733 | 5083 | 004001 | 08332
34011 | Cumberland Energy Center | 5083_G_CUMB2 | 7201911 | 10062813 | 9918512 | 22219814 |  | 221112 | 125 | 120 | 75508 | U4 | PT4 | OS1 | 145 | 13.5 | 778 | 15043.5 |  | 39.3817 | -74.9733 | 5083 | 05001 | 08332
26101 | TES Filer City Station | 50835_B_1 | 4856911 | 82791313 | 29241412 | 106415014 |  | 221112 | 125 | 100 | N1685 | RG0017 | SV0016 | 10100911 | 250 | 6.333 | 177 | 2307.3 | 73.2 | 44.21 | -86.29 | 50835 | 1 | 49634 | 63UUUUU
26101 | TES Filer City Station | 50835_B_2 | 4856911 | 82791313 | 29241412 | 106415014a |  | 221112 | 125 | 100 | N1685 | RG0017 | SV0016 | 10100911 | 250 | 6.333 | 177 | 2307.3 | 73.2 | 44.21 | -86.29 | 50835 | 2 | 49634 | 63UUUUU
06001 | PE BERKELEY, INC | 50849_G_GEN1 | 10707511 | 58653313 | 75211212 | 109289514 |  | 221112 | 125 | 999 | 01130311326 | 40 | 1 | 2 | 53 | 9.1 | 340 | 3073.3 |  | 37.8699 | -122.2588 |  |  | 94720
06001 | PE BERKELEY, INC | 50849_G_GEN2 | 10707511 | ORISGEN2 | ORISGEN2 | 50849_G_GEN2 |  | 221112 | 125 | 290 |  |  |  |  | 53 | 9.1 | 340 | 3073.3 |  | 37.8699 | -122.2588 | 50849 | GEN2 | 94720
06071 | OLS ENERGY-CHINO | 50850_G_GEN1 | 3414111 | 39532813 | 104772412 | 142891914 |  | 221118 |  | 100 | 36102647781 | 1 | 1_11_10100602 | 11 | [5 empty] | 33.99 | -117.6814 |  |  | 91710
06071 | OLS ENERGY-CHINO | 50850_G_GEN2 | 3414111 | ORISGEN2 | ORISGEN2 | 50850_G_GEN2 |  | 221118 |  | 400 | [9 empty] | 33.99 | -117.6814 | 50850 | GEN2 | 91710
06111 | CI POWER COGENERATION PLANT | 50851_G_GEN1 | 1605311 | 45209613 | 97720912 | 50044914 |  | 221112 | 125 | 100 | 5611341267 | 1 | 1_1_10300602 | 1 | [5 empty] | 34.1637 | -119.0437 |  |  | 93012
06111 | CI POWER COGENERATION PLANT | 50851_G_GEN2 | 1605311 | 45209713 | 97721012 | 50044814 |  | 221112 | 125 | 120 | 5611341267 | 2 | 2_1_20100201 | 1 | [5 empty] | 34.1637 | -119.0437 |  |  | 93012
34003 | Elmwood Park Power, LLC | 50852_G_GEN1 | 7202611 | 10057613 | 9911712 | 22277014 |  | 221112 | 125 | 140 | 02624 | U2 | PT2 | OS2 | 140 | 14 | 284 | 7350 |  | 40.9053 | -74.1306 | 50852 | 002001 | 07407
34003 | Elmwood Park Power, LLC | 50852_G_GEN2 | 7202611 | 10057613 | 9911712 | 22277014a |  | 221112 | 125 | 140 | 02624 | U2 | PT2 | OS2 | 140 | 14 | 284 | 7350 |  | 40.9053 | -74.1306 | 50852 | 002001 | 07407
06053 | SARGENT CANYON COGENERATION C | 50864_G_K100 | 2096311 | 43068913 | 96948212 | 53651214 |  | 221118 | 125 | 120 | 2707151299 | 1 | 1_1_20100201 | 1 | [5 empty] | 35.9546 | -120.8621 | 50864 | 1 | 93450
06053 | SALINAS RIVER COGENERATION COM | 50865_G_K100 | 2096011 | 43069213 | 96915912 | 53651514 |  | 221118 | 125 | 120 | 2707151222 | 1 | 1_1_20100201 | 1 | [5 empty] | 35.9533 | -120.8644 | 50865 | 1 | 93450
42107 | WHEELABRATOR FRACKVILLE/MOREA PLT | 50879_B_BLR1 | 8331411 | 108013 | 98712 | 155847614 |  | 221112 | 125 | 100 | 421070022 | 031 | S01 | 3 | 311 | 9 | 350 | 2516.7 | 39.6 | 40.7821 | -76.1782 | 50879 | GEN1 | 17931-2340 | 63UUUUU
06089 | WHEELABRATOR SHASTA E.C.I. | 50881_B_BLR1 | 1673711 | 44284013 | 77201612 | 49768214 |  | 221118 | 125 | 100 | 45162843 | 2 | 2 | 1 | 173 | 7.5 | 350 | 1153.6 |  | 40.4306 | -122.2777 |  |  | 96007
06089 | WHEELABRATOR SHASTA E.C.I. | 50881_B_BLR2 | 1673711 | 44284113 | 77201712 | 49768114 |  | 221118 | 125 | 100 | 45162843 | 1 | 1 | 1 | 173 | 7.5 | 350 | 1153.6 |  | 40.4306 | -122.2777 |  |  | 96007
06089 | WHEELABRATOR SHASTA E.C.I. | 50881_B_BLR3 | 1673711 | 84787813 | 77201512 | 111439314 |  | 221118 | 125 | 100 | 45162843 | 3 | 3 | 1 | 173 | 7.5 | 350 | 1153.6 |  | 40.4306 | -122.2777 |  |  | 96007
42095 | NORTHAMPTON GEN CO/NORTHAMPTON | 50888_B_BLR1 | 6558911 | 17966613 | 17460812 | 93159514 |  | 221112 | 125 | 100 | 420950536 | 001 | S01 | 7 | 275 | 9.5 | 270 | 6295.2 | 88.9 | 40.6925 | -75.4783 | 50888 | NGC01 | 18067-9728 | 63UUUUU
41023 | Co-Gen Co. LLC | 50921_G_GEN1 | 8349911 | 912913 | 106731512 | 17054814 |  | 221330 | 183 | 100 | 12-0001 | PS-1 | BLR | P-1 | 115.5 | 5.6 | 354 |  | 47.5 | 44.45 | -118.69 |  |  | 97869
30111 | YELLOWSTONE POWER PLANT | 50931_B_BLR1 | 5270711 | 24917913 | 23907812 | 21497214 |  | 221118 | 125 | 100 | 111-0023 | 1 | 1 | 1 | 199 | 8 | 330 | 7166.7 | 157 | 45.8083 | -108.427 |  |  | 59101 | 63UUUUU
30111 | YELLOWSTONE POWER PLANT | 50931_B_BLR2 | 5270711 | 24918013 | 23907912 | 118221514 |  | 221118 | 125 | 100 | 111-0023 | 2 | 2 | 2 | 145 | 2 | 430 | 1066.7 | 210 | 45.8083 | -108.427 |  |  | 59101
12049 | HARDEE POWER PARTNERS LIMITED | 50949_G_GEN1 | 769811 | 46276813 | 43952512 | 48500414 |  | 2211 | 125 | 120 | 0490015 | 1 | 1 | 2 | 90 | 14.5 | 236 | 12797.6 | 77.5 | 27.6364 | -81.9636 | 50949 | CT1A | 33834-6817 | SLT-0001
12049 | HARDEE POWER PARTNERS LIMITED | 50949_G_GEN2 | 769811 | 46277113 | 43952412 | 48499814 |  | 2211 | 125 | 120 | 0490015 | 2 | 2 | 2 | 90 | 14.5 | 245 | 12516.9 | 75.8 | 27.6364 | -81.9636 | 50949 | CT1B | 33834-6817 | SLT-0001
12049 | HARDEE POWER PARTNERS LIMITED | 50949_G_GEN3 | 769811 | 46276813 | 43952512 | 48500414a |  | 2211 | 125 | 120 | 0490015 | 1 | 1 | 2 | 90 | 14.5 | 236 | 12797.6 | 77.5 | 27.6364 | -81.9636 | 50949 | CT1A | 33834-6817 | SLT-0001
12049 | HARDEE POWER PARTNERS LIMITED | 50949_G_GEN4 | 769811 | 46276913 | 43952612 | 48500214 |  | 2211 | 125 | 120 | 0490015 | 3 | 3 | 2 | 75 | 17.9 | 986 | 23728.7 | 94.3 | 27.6373 | -81.9528 | 50949 | CT2A | 33834-6817 | SLT-0001
12049 | HARDEE POWER PARTNERS LIMITED | 50949_G_GEN5 | 769811 | 46277013 | 43952712 | 48500014 |  | 2211 | 125 | 120 | 0490015 | 5 | 5 | 1 | 85 | 14.8 | 999 | 24425.3 | 142 | 27.6389 | -81.9747 | 50949 | CT2B | 33834-6817 | SLT-0001
49007 | Sunnyside Cogeneration Associates: Sunnyside Cogeneration Facility | 50951_B_1 | 5066411 | 25975713 | 24913912 | 236114 |  | 221112 | 125 | 100 | 10096 | 11096 | 3236 | 1 | 250 | 8.5 | 280 | 5183.3 | 91.3 | 39.5481 | -110.38 |  |  | 84520 | 63UUUUU
51760 | Dominion - Bellemeade Power Station | 50966_G_1 | 5083411 | 25876113 | 24819012 | 76734314 |  | 221112 | 125 | 120 | 50988 | 20 | 1 | 2 | 90 | 13.5 | 300 | 14766.7 | 103.2 | 37.496 | -77.4332 | 50966 | 1 | 23222
51760 | Dominion - Bellemeade Power Station | 50966_G_2 | 5083411 | 25876513 | 24818712 | 76734514 |  | 221112 | 125 | 120 | 50988 | 21 | 2 | 2 | 90 | 13.5 | 300 | 14766.7 | 103.2 | 37.496 | -77.4332 | 50966 | 2 | 23222
51760 | Dominion - Bellemeade Power Station | 50966_G_3 | 5083411 | 25876113 | 24819012 | 76734314a |  | 221112 | 125 | 120 | 50988 | 20 | 1 | 2 | 90 | 13.5 | 300 | 14766.7 | 103.2 | 37.496 | -77.4332 | 50966 | 1 | 23222
12081 | TROPICANA MANUFACTURING COMPANY, INC. | 50971_G_GEN1 | 537811 | 67275313 | 61896112 | 92786714 |  | 311421 |  | 120 | 0810007 | 26 | 26 | 2 | 67 | 12 | 268 | 5731.3 | 50.7 | 27.4833 | -82.548 |  |  | 34208
42121 | SCRUBGRASS GENERATING CO LP/KENNERDELL PLT | 50974_B_UNIT 1 | 4760211 | 32052813 | 30668312 | 15378114 |  | 221112 | 125 | 100 | 421210013 | 031 | S31 | 2 | 362 | 10.8 | 340 | 7333.3 | 80.7 | 41.2678 | -79.8114 | 50974 | 1 | 16374-3305 | 63UUUUU
42121 | SCRUBGRASS GENERATING CO LP/KENNERDELL PLT | 50974_B_UNIT 2 | 4760211 | 32052513 | 30668312 | 15378614 |  | 221112 | 125 | 100 | 421210013 | 032 | S31 | 2 | 362 | 10.8 | 340 | 7333.3 | 80.7 | 41.2678 | -79.8114 | 50974 | 2 | 16374-3305 | 63UUUUU
12085 | INDIANTOWN COGENERATION, L.P. | 50976_B_AAB01 | 717611 | 46335713 | 44009512 | 45906414 |  | 2211 | 125 | 100 | 0850102 | 1 | 1 | 3 | 495 | 16 | 140 | 18728.3 | 93.2 | 27.0393 | -80.5147 | 50976 | 01 | 34956 | SLT-0001&ARP-0001&63UUUUU
36067 | CARR STREET GENERATING STATION | 50978_G_GEN1 | 7435811 | 7947913 | 7844412 | 18152414 |  | 221112 | 125 | 140 | 7312600127 | 1TURBS | 00001 | TBGFP | 125 | 10.5 | 215 | 84.1 | 58 | 43.06 | -76.08 |  |  | 13057
36067 | CARR STREET GENERATING STATION | 50978_G_GEN2 | 7435811 | 7947913 | 7844412 | 18152414a |  | 221112 | 125 | 140 | 7312600127 | 1TURBS | 00001 | TBGFP | 125 | 10.5 | 215 | 84.1 | 58 | 43.06 | -76.08 |  |  | 13057
36067 | CARR STREET GENERATING STATION | 50978_G_GEN3 | 7435811 | 7947913 | 7844412 | 18152414b |  | 221112 | 125 | 140 | 7312600127 | 1TURBS | 00001 | TBGFP | 125 | 10.5 | 215 | 84.1 | 58 | 43.06 | -76.08 |  |  | 13057
41019 | Co-Gen II, LLC | 50993_G_GEN1 | 8403511 | 374113 | 62711912 | 16262314 |  | 221330 | 183 | 100 | 10-0002 | PS-1 | STK-1 | P-1 | 90 | 6.67 | 321 | 1956.7 | 56 | 42.96 | -123.36 |  |  | 97469
22031 | CLECO Power LLC - Dolet Hills Power Station | 51_B_1 | 7354411 | 80274313 | 71393212 | 103614814 |  | 221112 | 125 | 100 | 585 | UNIT 1 | BOILR1 | LIGBRN | 500 | 25 | 163 | 40722 | 83 | 32.031 | -93.5688 | 51 | 1 | 71052 | 63UUUUU
50005 | Ryegate Associates | 51026_B_BLR1 | 7774911 | 1689513 | 1614512 | 347714 |  | 22111 | 125 | 100 | 601 | 1 | 1 | 2 | 212.2 | 6.5 | 329 | 1415.9 | 41.9 | 44.2132 | -72.0585 | 51026 | 1 | 05042
44007 | OCEAN STATE POWER | 51030_G_GEN1 | 3040211 | 88343013 | 36617312 | 119909514 |  | 221112 | 125 | 120 | AIR2998 | 20100201 | 1 | 20100201 | 57.7 | 9.6 | 655 | 4695.2 | 64.9 | 42.0089 | -71.6773 | 51030 | 1 | 02830
44007 | OCEAN STATE POWER | 51030_G_GEN2 | 3040211 | 88343013 | 36617312 | 119909514a |  | 221112 | 125 | 120 | AIR2998 | 20100201 | 1 | 20100201 | 57.7 | 9.6 | 655 | 4695.2 | 64.9 | 42.0089 | -71.6773 | 51030 | 2 | 02830
44007 | OCEAN STATE POWER | 51030_G_GEN3 | 3040211 | 88343013 | 36617312 | 119909514b |  | 221112 | 125 | 120 | AIR2998 | 20100201 | 1 | 20100201 | 57.7 | 9.6 | 655 | 4695.2 | 64.9 | 42.0089 | -71.6773 | 51030 | 3 | 02830
51117 | Dominion-Mecklenburg Power Station | 52007_B_BLR1 | 5748311 | 21783213 | 20877312 | 102214 |  | 221112 | 125 | 100 | 30861 | 1 | 1 | 4 | 275 | 12.5 | 160 | 7783.3 | 63.4 | 36.6012 | -78.5317 | 52007 | 1 | 23927 | 63UUUUU
51117 | Dominion-Mecklenburg Power Station | 52007_B_BLR2 | 5748311 | 21783313 | 20877312 | 101814 |  | 221112 | 125 | 100 | 30861 | 2 | 1 | 1 | 275 | 12.5 | 160 | 7783.3 | 63.4 | 36.6012 | -78.5317 | 52007 | 2 | 23927 | 63UUUUU
51085 | Doswell Limited Partnership Doswell Energy Center | 52019_G_GEN1 | 6631811 | 17175613 | 16703512 | 68414 |  | 221112 | 125 | 120 | 51018 | 1 | 1 | 4 | 190 | 18 | 240 | 16795 | 66 | 37.8175 | -77.4415 | 52019 | 501 | 23005
51085 | Doswell Limited Partnership Doswell Energy Center | 52019_G_GEN2 | 6631811 | 17175713 | 16703312 | 68214 |  | 221112 | 125 | 120 | 51018 | 2 | 2 | 4 | 190 | 18 | 240 | 16795 | 66 | 37.8175 | -77.4415 | 52019 | 502 | 23005
51085 | Doswell Limited Partnership Doswell Energy Center | 52019_G_GEN3 | 6631811 | 17175613 | 16703512 | 68414a |  | 221112 | 125 | 120 | 51018 | 1 | 1 | 4 | 190 | 18 | 240 | 16795 | 66 | 37.8175 | -77.4415 | 52019 | 501 | 23005
51085 | Doswell Limited Partnership Doswell Energy Center | 52019_G_GEN4 | 6631811 | 17175813 | 16702912 | 67814 |  | 221112 | 125 | 120 | 51018 | 3 | 3 | 1 | 190 | 18 | 240 | 16795 | 66 | 37.8175 | -77.4415 | 52019 | 601 | 23005
51085 | Doswell Limited Partnership Doswell Energy Center | 52019_G_GEN5 | 6631811 | 17176213 | 16703612 | 66814 |  | 221112 | 125 | 120 | 51018 | 4 | 4 | 4 | 190 | 18 | 240 | 16795 | 66 | 37.8175 | -77.4415 | 52019 | 602 | 23005
51085 | Doswell Limited Partnership Doswell Energy Center | 52019_G_GEN6 | 6631811 | 17175813 | 16702912 | 67814a |  | 221112 | 125 | 120 | 51018 | 3 | 3 | 1 | 190 | 18 | 240 | 16795 | 66 | 37.8175 | -77.4415 | 52019 | 601 | 23005
51085 | Doswell Limited Partnership Doswell Energy Center | 52019_G_GEN7 | 6631811 | 17176113 | 16703212 | 67114 |  | 221112 | 125 | 120 | 51018 | 8 | 8 | 1 | 80 | 18 | 1116 | 16795 | 66 | 37.8175 | -77.4414 | 52019 | CT1 | 23005
25005 | DARTMOUTH POWER ASSOCATES | 52026_G_GEN1 | 5057311 | 87522313 | 83737912 | 118658114 |  | 221112 | 125 | 140 | 1200025 | 1 | 1 | 2 | 168 | 11.8 | 258 |  | 45.8 | 41.673 | -70.999 | 52026 | 1 | 02747-0000
25005 | DARTMOUTH POWER ASSOCATES | 52026_G_GEN2 | 5057311 | 87522313 | 83737912 | 118658114a |  | 221112 | 125 | 140 | 1200025 | 1 | 1 | 2 | 168 | 11.8 | 258 |  | 45.8 | 41.673 | -70.999 | 52026 | 1 | 02747-0000
25005 | DARTMOUTH POWER ASSOCATES | 52026_G_GEN3 | 5057311 | 25269613 | 83738112 | 118658914 |  | 221112 | 125 | 120 | 1200025 | 14 | 5 | 2 | 80 | 10 | 812 |  | 71.5 | 41.673 | -70.999 | 52026 | 2 | 02747-0000
36059 | TRIGEN CENTRL UTILITY PLT - MITCHL FIELD | 52056_G_GT1 | 7222111 | 7561213 | 7481812 | 20966714 |  | 22121 | 125 | 140 | 1282001015 | 1GTADB | 00004 | GTGFP | 125 | 12 | 300 |  | 32.4 | 40.726 | -73.5897 | 52056 | 00004 | 11530
36059 | TRIGEN CENTRL UTILITY PLT - MITCHL FIELD | 52056_G_ST1 | 7222111 | 7561313 | 7481912 | 20966414 |  | 22121 | 125 | 100 | 1282001015 | 1SBSGU | 00001 | GASFP | 50 | 4 | 415 | 309.2 | 24.6 | 40.72 | -73.58 |  |  | 11530
48331 | SANDOW 5 GENERATING PLANT | 52071_B_5A | 13408411 | 90269113 | 86230212 | 122214814 |  | 221122 | 125 | 100 | 12 | 000001 | 000001 | 000001 | 335 | 16 | 162 |  | 75 | 30.5674 | -97.0605 | 52071 | 5A | 76567
48331 | SANDOW 5 GENERATING PLANT | 52071_B_5B | 13408411 | 90269213 | 86230312 | 122214914 |  | 221122 | 125 | 100 | 12 | 000002 | 000002 | 000002 | 335 | 16 | 162 |  | 75 | 30.5672 | -97.061 | 52071 | 5B | 76567
51550 | Dominion - Elizabeth River CT Station | 52087_G_GEN1 | 6682611 | 13202113 | 13040812 | 1866214 |  | 221112 | 125 | 120 | 61108 | 1 | 1 | 2 | 85 | 15 | 1001 | 25416.6 | 143.8 | 36.7745 | -76.3118 | 52087 | CT-1 | 23323
51550 | Dominion - Elizabeth River CT Station | 52087_G_GEN2 | 6682611 | 13202213 | 13040912 | 1866014 |  | 221112 | 125 | 120 | 61108 | 2 | 2 | 1 | 85 | 15 | 1001 | 25416.6 | 143.8 | 36.7745 | -76.3118 | 52087 | CT-2 | 23323
51550 | Dominion - Elizabeth River CT Station | 52087_G_GEN3 | 6682611 | 13202013 | 13041012 | 1866414 |  | 221112 | 125 | 120 | 61108 | 3 | 3 | 1 | 85 | 15 | 1001 | 25416.6 | 143.8 | 36.7745 | -76.3118 | 52087 | CT-3 | 23323
48167 | TEXAS CITY COGENERATION | 52088_G_GEN1 | 3930911 | 37403513 | 35674612 | 7591214 |  | 221122 | 125 | 120 | 52 | 000001 | 000001 | 000001 | 85 | 13 | 500 |  | 47 | 29.377 | -94.9417 | 52088 | GT-C | 77590
48167 | TEXAS CITY COGENERATION | 52088_G_GEN2 | 3930911 | 37403613 | 35674512 | 7591114 |  | 221122 | 125 | 120 | 52 | 000003 | 000003 | 000003 | 85 | 13 | 500 |  | 47 | 29.377 | -94.9417 | 52088 | GT-A | 77590
48167 | TEXAS CITY COGENERATION | 52088_G_GEN3 | 3930911 | 37403713 | 35674712 | 7591014 |  | 221122 | 125 | 120 | 52 | 000002 | 000002 | 000002 | 85 | 13 | 500 |  | 47 | 29.377 | -94.9417 | 52088 | GT-B | 77590
48167 | TEXAS CITY COGENERATION | 52088_G_GEN4 | 3930911 | 37403513 | 35674612 | 7591214a |  | 221122 | 125 | 120 | 52 | 000001 | 000001 | 000001 | 85 | 13 | 500 |  | 47 | 29.377 | -94.9417 | 52088 | GT-C | 77590
06029 | KERN RIVER COGENERATION CO | 52107_G_101A | 4197011 | 33772313 | 32227812 | 57085814a |  | 221118 | 125 | 120 | 15143088 | 1 | 1 | 1 | 63 | 14.5 | 250 | 7551.7 |  | 35.445 | -118.9854 |  |  | 00000
06029 | KERN RIVER COGENERATION CO | 52107_G_101B | 4197011 | 33772413 | 32227912 | 57085714a |  | 221118 | 125 | 120 | 15143088 | 2 | 2 | 1 | 63 | 14.5 | 250 | 7778.6 |  | 35.4407 | -118.9612 |  |  | 00000
51143 | Dominion-Pittsylvania Power Station | 52118_B_101 | 7473111 | 12377613 | 12311812 | 2119414 |  | 221118 | 125 | 100 | 30871 | 1 | 1 | 1 | 175 | 12.6 | 390 | 7811.7 | 62.6 | 37.1047 | -79.2761 |  |  | 24563
51143 | Dominion-Pittsylvania Power Station | 52118_B_102 | 7473111 | 12377913 | 12311712 | 2119114 |  | 221118 | 125 | 100 | 30871 | 2 | 2 | 1 | 175 | 12.6 | 390 | 7811.7 | 62.6 | 37.1047 | -79.2761 |  |  | 24563
51143 | Dominion-Pittsylvania Power Station | 52118_B_103 | 7473111 | 12377713 | 12311412 | 2119314 |  | 221118 | 125 | 100 | 30871 | 3 | 3 | 1 | 175 | 12.6 | 390 | 7811.7 | 62.6 | 37.1047 | -79.2761 |  |  | 24563
48227 | BIG SPRING COGENERATION | 52176_G_GEN1 | 5649311 | 19944613 | 19290912 | 4346114 |  | 221122 | 125 | 120 | 16 | 000001 | 000001 | 000012 | 90 | 14 | 300 |  | 46 | 32.2732 | -101.4222 | 52176 | 1 | 79721
48227 | BIG SPRING COGENERATION | 52176_G_GEN2 | 5649311 | 19945013 | 19290412 | 4345714 |  | 221122 | 125 | 120 | 16 | 000002 | 000002 | 000010 | 90 | 14 | 300 |  | 82 | 32.2734 | -101.4222 | 52176 | 2 | 79721
48227 | BIG SPRING COGENERATION | 52176_G_GEN3 | 5649311 | 19944913 | 19290812 | 4345814 |  | 221122 | 125 | 160 | 16 | 000003 | 000003 | 000008 | 14 | 1 | 200 |  | 75 | 32.2729 | -101.4223 |  |  | 79721
06101 | YUBA CITY COGENERATION | 52186_G_GEN1 | 1371511 | 43620013 | 41450612 | 49851714 |  | 221118 | 125 | 120 | 51160813001 | 1 | 1 | 1 |  |  | 68 | 83.3 | 61.9 | 39.185 | -121.688 |  |  | 95992
10003 | Delaware City Refinery | 52193_B_BLR1 | 588311 | ORISBLR1 | ORISBLR1 | 52193_B_BLR1 |  | 32411 | 126 | 999 | [7 empty] | 0 | 0 | 39.5886 | -75.6356 | 52193 | BLR1 | 19706
10003 | Delaware City Refinery | 52193_B_BLR2 | 588311 | 46180313 | 43834312 | 49135814 |  | 32411 | 126 | 999 | 1000300016 | 069 | 68 | 2 | 500 | 20 | 250 | 12808.8 | 40.8 | 39.5953 | -75.6342 | 52193 | DCPP2 | 19706
10003 | Delaware City Refinery | 52193_B_BLR3 | 588311 | 46161313 | 43834312 | 48916014 |  | 32411 | 126 | 999 | 1000300016 | 070 | 68 | 2 | 500 | 20 | 250 | 12808.8 | 40.8 | 39.5953 | -75.6342 | 52193 | DCPP3 | 19706
10003 | Delaware City Refinery | 52193_B_BLR4 | 588311 | 46161413 | 43834312 | 48915714 |  | 32411 | 126 | 999 | 1000300016 | 067 | 68 | 2 | 500 | 20 | 250 | 12808.8 | 40.8 | 39.5953 | -75.6342 | 52193 | DCPP4 | 19706
10003 | Delaware City Refinery | 52193_B_HRSG 1 | 588311 | 46178313 | 43841112 | 146444314 |  | 32411 | 126 | 999 | 1000300016 | 527 | 527 | 4 | 160 | 13 | 275 | 10550 | 79.5 | 39.5964 | -75.6325 | 52193 | MECCU1 | 19706
10003 | Delaware City Refinery | 52193_B_HRSG 2 | 588311 | 46177613 | 43841212 | 146444414 |  | 32411 | 126 | 999 | 1000300016 | 528 | 528 | 4 | 160 | 13 | 275 | 10550 | 79.5 | 39.5967 | -75.6325 | 52193 | MECCU2 | 19706
10003 | Delaware City Refinery | 52193_G_CT1 | 588311 | 46178313 | 43841112 | 146444314a |  | 32411 | 126 | 999 | 1000300016 | 527 | 527 | 4 | 160 | 13 | 275 | 10550 | 79.5 | 39.5964 | -75.6325 | 52193 | MECCU1 | 19706
10003 | Delaware City Refinery | 52193_G_CT2 | 588311 | 46177613 | 43841212 | 146444414a |  | 32411 | 126 | 999 | 1000300016 | 528 | 528 | 4 | 160 | 13 | 275 | 10550 | 79.5 | 39.5967 | -75.6325 | 52193 | MECCU2 | 19706
08107 | PUBLIC SERVICE CO HAYDEN PLT | 525_B_H1 | 4458511 | 36377413 | 34635012 | 51224614 |  | 221112 | 125 | 100 | CO0000000810700 | 107-0001-001 | 107-0001-S001 | 107-0001-001-01 | 250 | 22 | 170 |  | 35 | 40.4871 | -107.1857 | 525 | H1 | 81639 | 63UUUUU
08107 | PUBLIC SERVICE CO HAYDEN PLT | 525_B_H2 | 4458511 | 36377313 | 34634912 | 51224714 |  | 221112 | 125 | 100 | CO0000000810700 | 107-0001-002 | 107-0001-S002 | 107-0001-002-01 | 395 | 24 | 292 |  | 35 | 40.4871 | -107.1857 | 525 | H2 | 81639 | 63UUUUU
08085 | TRI-STATE GENERATION AND TRANSMISSION AS | 527_B_1 | 3457111 | 36572413 | 34832212 | 51253014 |  | 221112 | 125 | 100 | CO0000000808500 | 085-0001-001 | 085-0001-S001 | 085-0001-001-01 | 215 | 12 | 256 |  | 76.6 | 38.2382 | -108.5073 | 527 | 1 | 81424 | 63UUUUU
01039 | PowerSouth Energy Coop - McWilliams | 533_G_1 | 967611 | 47843913 | 45386112 | 60937314 |  | 221112 | 125 | 140 | 0001 | X004 | 004 | 01 | 112 | 17 | 438 | 18720 | 82.5 | 31.4 | -86.4741 | 533 | **4 | 36038
01039 | PowerSouth Energy Coop - McWilliams | 533_G_2 | 967611 | 47843913 | 45386112 | 60937314a |  | 221112 | 125 | 140 | 0001 | X004 | 004 | 01 | 112 | 17 | 438 | 18720 | 82.5 | 31.4 | -86.4741 | 533 | **4 | 36038
01039 | PowerSouth Energy Coop - McWilliams | 533_G_3 | 967611 | 47843913 | 45386112 | 60937314b |  | 221112 | 125 | 140 | 0001 | X004 | 004 | 01 | 112 | 17 | 438 | 18720 | 82.5 | 31.4 | -86.4741 | 533 | **4 | 36038
01039 | PowerSouth Energy Coop - McWilliams | 533_G_4 | 967611 | 47843913 | 45386112 | 60937314c |  | 221112 | 125 | 140 | 0001 | X004 | 004 | 01 | 112 | 17 | 438 | 18720 | 82.5 | 31.4 | -86.4741 | 533 | **4 | 36038
01039 | PowerSouth Energy Coop - McWilliams | 533_G_VAN1 | 967611 | 47844013 | 45385912 | 60937214 |  | 221112 | 125 | 140 | 0001 | X006A | 006A | 01 | 150 | 22 | 190 | 17233.3 | 45.4 | 31.4 | -86.4741 | 533 | **V1 | 36038
01039 | PowerSouth Energy Coop - McWilliams | 533_G_VAN2 | 967611 | 47844113 | 45386012 | 60937114 |  | 221112 | 125 | 140 | 0001 | X006B | 006B | 01 | 150 | 22 | 190 | 17233.3 | 45.4 | 31.4 | -86.4741 | 533 | **V2 | 36038
01039 | PowerSouth Energy Coop - McWilliams | 533_G_VAN3 | 967611 | 47844013 | 45385912 | 60937214a |  | 221112 | 125 | 140 | 0001 | X006A | 006A | 01 | 150 | 22 | 190 | 17233.3 | 45.4 | 31.4 | -86.4741 | 533 | **V1 | 36038
06067 | SACRAMENTO POWER AUTHORITY DBA WOOD GOUP POWER OP (F#5133) | 535_G_1 | 686311 | 45774913 | 76946812 | 54490614 |  | 221112 |  | 120 | 341624138 | 1 | 1 | 2 | 100 | 14.7 | 1000 | 26666.7 |  | 38.6544 | -121.394 |  |  | 95652
21049 | East KY Power - J K Smith Station | 54_G_GT1 | 5163011 | 86750613 | 82875612 | 117332714 |  | 221112 | 125 | 999 | 2104900027 | EU 1 | EU 1 | 2 | 71 | 18 | 968 | 40000 | 157.2 | 37.8824 | -84.1025 | 54 | SCT1 | 40391
21049 | East KY Power - J K Smith Station | 54_G_GT10 | 5163011 | 86751213 | 82876412 | 117333814 |  | 221112 | 125 | 999 | 2104900027 | EU 10 | EU 10 | 1 | 213.2 | 12 | 750 | 6073.7 | 53.7 | 37.8824 | -84.1025 | 54 | SCT10 | 40391
21049 | East KY Power - J K Smith Station | 54_G_GT2 | 5163011 | 86750813 | 82875712 | 117333114 |  | 221112 | 125 | 999 | 2104900027 | EU 2 | EU 2 | 2 | 71 | 18 | 968 | 40000 | 157.2 | 37.8824 | -84.1025 | 54 | SCT2 | 40391
21049 | East KY Power - J K Smith Station | 54_G_GT3 | 5163011 | 86750913 | 82875812 | 117333314 |  | 221112 | 125 | 999 | 2104900027 | EU 3 | EU 3 | 2 | 71 | 18 | 968 | 40000 | 157.2 | 37.8824 | -84.1025 | 54 | SCT3 | 40391
21049 | East KY Power - J K Smith Station | 54_G_GT4 | 5163011 | 86750713 | 82875912 | 117332914 |  | 221112 | 125 | 999 | 2104900027 | EU 4 | EU 4 | 2 | 150 | 18 | 955 | 44566.7 | 175.1 | 37.8824 | -84.1025 | 54 | SCT4 | 40391
21049 | East KY Power - J K Smith Station | 54_G_GT5 | 5163011 | 86750413 | 82876012 | 117332414 |  | 221112 | 125 | 999 | 2104900027 | EU 5 | EU 5 | 2 | 150 | 18 | 955 | 44566.7 | 175.1 | 37.8824 | -84.1025 | 54 | SCT5 | 40391
21049 | East KY Power - J K Smith Station | 54_G_GT6 | 5163011 | 86751113 | 82876112 | 117333714 |  | 221112 | 125 | 999 | 2104900027 | EU 6 | EU 6 | 2 | 150 | 18 | 955 | 44566.7 | 175.1 | 37.8824 | -84.1025 | 54 | SCT6 | 40391
21049 | East KY Power - J K Smith Station | 54_G_GT7 | 5163011 | 86751013 | 82876212 | 117333514 |  | 221112 | 125 | 999 | 2104900027 | EU 7 | EU 7 | 2 | 150 | 18 | 955 | 44566.7 | 175.1 | 37.8824 | -84.1025 | 54 | SCT7 | 40391
21049 | East KY Power - J K Smith Station | 54_G_GT9 | 5163011 | 86750513 | 82876312 | 117332514 |  | 221112 | 125 | 999 | 2104900027 | EU 9 | EU 9 | 1 | 213.2 | 12 | 750 | 6073.7 | 53.7 | 37.8824 | -84.1025 | 54 | SCT9 | 40391
09009 | Connecticut Jet Power LLC, Branford Substation | 540_G_UN10 | 16708311 | 107730213 | 111229212 | 152588214 |  | 221112 | 125 | 120 | T014 P0004 C077 | R0008 | 001 | 20100901 | 33 | 12.6 | 700 | 10466.7 |  | 41.2886 | -72.8146 | 540 | 10 | 06405
36083 | RENSSELAER COGEN FACILITY | 54034_G_GEN1 | 7863911 | 3601013 | 3465912 | 20641114 |  | 221112 | 125 | 120 | 4381400029 | 1GTDBS | 00001 | BW1FP | 150 | 11.5 | 266 | 131.9 | 76 | 42.62 | -73.74 | 54034 | 1GTDBS | 12144
36083 | RENSSELAER COGEN FACILITY | 54034_G_GEN2 | 7863911 | 3601013 | 3465912 | 20641114a |  | 221112 | 125 | 120 | 4381400029 | 1GTDBS | 00001 | BW1FP | 150 | 11.5 | 266 | 131.9 | 76 | 42.62 | -73.74 | 54034 | 1GTDBS | 12144
37083 | Roanoke Valley Energy Facility | 54035_B_BLR1 | 8048111 | 6362813 | 69496412 | 19272214 |  | 221112 | 125 | 100 | 3708300174 | G-7 | EP-1 | 1 | 375 | 12 | 165 | 7916.8 | 70 | 36.4365 | -77.6175 | 54035 | 1 | 27890 | 63UUUUU
36063 | LOCKPORT COGENERATION FACILITY | 54041_G_GEN1 | 7417511 | 7977913 | 7874312 | 17439814 |  | 221112 | 125 | 120 | 9292600016 | U3GTDB | 00006 | DCTFP | 100 | 13 | 1002 | 11945.9 | 90 | 43.16 | -78.74 |  |  | 14094
36063 | LOCKPORT COGENERATION FACILITY | 54041_G_GEN2 | 7417511 | 7977913 | 7874312 | 17439814a |  | 221112 | 125 | 120 | 9292600016 | U3GTDB | 00006 | DCTFP | 100 | 13 | 1002 | 11945.9 | 90 | 43.16 | -78.74 |  |  | 14094
36063 | LOCKPORT COGENERATION FACILITY | 54041_G_GEN3 | 7417511 | 7977913 | 7874312 | 17439814b |  | 221112 | 125 | 120 | 9292600016 | U3GTDB | 00006 | DCTFP | 100 | 13 | 1002 | 11945.9 | 90 | 43.16 | -78.74 |  |  | 14094
36063 | LOCKPORT COGENERATION FACILITY | 54041_G_GEN4 | 7417511 | 7977913 | 7874312 | 17439814c |  | 221112 | 125 | 120 | 9292600016 | U3GTDB | 00006 | DCTFP | 100 | 13 | 1002 | 11945.9 | 90 | 43.16 | -78.74 |  |  | 14094
44007 | PAWTUCKET POWER ASSOCIATES | 54056_G_GEN1 | 4834311 | 88343613 | 84592812 | 119910114 |  | 221112 | 125 | 999 | AIR3000 | 20100201 | 20100201 | 20100201 | [5 empty] | 41.861 | -71.407 | 54056 | 1 | 02860
44007 | PAWTUCKET POWER ASSOCIATES | 54056_G_GEN2 | 4834311 | 88343613 | 84592812 | 119910114a |  | 221112 | 125 | 999 | AIR3000 | 20100201 | 20100201 | 20100201 | [5 empty] | 41.861 | -71.407 | 54056 | 1 | 02860
36009 | INDECK OLEAN ENERGY CENTER | 54076_G_GEN1 | 8433511 | 591513 | 591312 | 89041014 |  | 221112 | 125 | 120 | 9041200042 | O00001 | 00001 | 700FP | 175 | 10 | 205 | 91.5 | 70 | 42.086 | -78.4543 | 54076 | 1 | 14760
36009 | INDECK OLEAN ENERGY CENTER | 54076_G_GEN2 | 8433511 | 591513 | 591312 | 89041014sa |  | 221112 | 125 | 120 | 9041200042 | O00001 | 00001 | 700FP | 175 | 10 | 205 | 91.5 | 70 | 42.086 | -78.4543 | 54076 | 1 | 14760
51760 | Spruance Genco LLC | 54081_B_1A | 4039911 | 33619313 | 32069312 | 1320714 |  | 221112 | 125 | 100 | 51033 | 1 | 1 | 1 | 250 | 8.6 | 180 | 3245.5 | 55.9 | 37.4556 | -77.4308 |  |  | 23234 | 63UUUUU
51760 | Spruance Genco LLC | 54081_B_1B | 4039911 | 33619313 | 32069312 | 1320714a |  | 221112 | 125 | 100 | 51033 | 1 | 1 | 1 | 250 | 8.6 | 180 | 3245.5 | 55.9 | 37.4556 | -77.4308 |  |  | 23234 | 63UUUUU
51760 | Spruance Genco LLC | 54081_B_2A | 4039911 | 33619413 | 32069012 | 1319714 |  | 221112 | 125 | 100 | 51033 | 2 | 2 | 6 | 250 | 8.6 | 180 | 3245.5 | 55.9 | 37.4556 | -77.4308 |  |  | 23234 | 63UUUUU
51760 | Spruance Genco LLC | 54081_B_2B | 4039911 | 33619413 | 32069012 | 1319714a |  | 221112 | 125 | 100 | 51033 | 2 | 2 | 6 | 250 | 8.6 | 180 | 3245.5 | 55.9 | 37.4556 | -77.4308 |  |  | 23234 | 63UUUUU
51760 | Spruance Genco LLC | 54081_B_3A | 4039911 | 33619513 | 32069612 | 1318614 |  | 221112 | 125 | 100 | 51033 | 3 | 3 | 1 | 250 | 8.6 | 180 | 3245.5 | 55.9 | 37.4556 | -77.4308 |  |  | 23234 | 63UUUUU
51760 | Spruance Genco LLC | 54081_B_3B | 4039911 | 33619513 | 32069612 | 1318614a |  | 221112 | 125 | 100 | 51033 | 3 | 3 | 1 | 250 | 8.6 | 180 | 3245.5 | 55.9 | 37.4556 | -77.4308 |  |  | 23234 | 63UUUUU
51760 | Spruance Genco LLC | 54081_B_4A | 4039911 | 33619613 | 32069112 | 1317614 |  | 221112 | 125 | 100 | 51033 | 4 | 4 | 1 | 250 | 8.6 | 180 | 3245.5 | 55.9 | 37.4556 | -77.4308 |  |  | 23234 | 63UUUUU
51760 | Spruance Genco LLC | 54081_B_4B | 4039911 | 33619613 | 32069112 | 1317614a |  | 221112 | 125 | 100 | 51033 | 4 | 4 | 1 | 250 | 8.6 | 180 | 3245.5 | 55.9 | 37.4556 | -77.4308 |  |  | 23234 | 63UUUUU
36081 | KIAC COGENERATION PLANT-JFK AIRPORT | 54114_G_GEN1 | 8310711 | 97071513 | 94084812 | 135435914 |  | 221112 | 125 | 120 | 2630800096 | U00001 | E0001 | GT5FP | 110 | 9.5 | 261 |  | 70 | 40.6462 | -73.7818 | 54114 | GT1 | 11430
36081 | KIAC COGENERATION PLANT-JFK AIRPORT | 54114_G_GEN2 | 8310711 | 97071613 | 94084912 | 135436114 |  | 221112 | 125 | 120 | 2630800096 | U00002 | E0002 | GT6FP | 110 | 9.5 | 261 |  | 70 | 40.6462 | -73.7818 | 54114 | GT2 | 11430
36081 | KIAC COGENERATION PLANT-JFK AIRPORT | 54114_G_GEN3 | 8310711 | 97071513 | 94084812 | 135435914a |  | 221112 | 125 | 120 | 2630800096 | U00001 | E0001 | GT5FP | 110 | 9.5 | 261 |  | 70 | 40.6462 | -73.7818 | 54114 | GT1 | 11430
36063 | FORTISTAR NORTH TONAWANDA INC | 54131_G_GEN1 | 7417211 | 7978813 | 7875512 | 17442014 |  | 221112 | 125 | 120 | 9291200059 | U00001 | 00001 | PO1FP | 165 | 10.5 | 222 | 128 | 74 | 43.04 | -78.85 | 54131 | NTCT1 | 14120
36063 | FORTISTAR NORTH TONAWANDA INC | 54131_G_GEN2 | 7417211 | 7979113 | 7875812 | 17441714 |  | 221112 | 125 | 160 | 9291200059 | U00002 | 00002 | PO7FP | 68 | 1.4 | 918 | 2.7 | 115 | 43.04 | -78.85 |  |  | 14120
36103 | NISSEQUOGUE COGEN PARTNERS PLANT | 54149_G_GEN1 | 8452911 | 574413 | 573412 | 17828814 |  | 221112 | 125 | 120 | 1472202441 | 100001 | P0001 | GASFP | 218 | 9 | 326 | 155 | 117 | 40.91 | -73.12 | 54149 | 1 | 11794
09001 | CONNECTICUT JET POWER, LLC | 542_G_UN10 | 2722511 | 41011413 | 39116912 | 47358414 |  | 221112 | 125 | 120 | T067 P0017 C077 | R0052 | 001 | 01 | 33 | 12.6 | 750 | 13783.3 | 110.5 | 41.0286 | -73.5976 | 542 | 10 | 06830
09001 | CONNECTICUT JET POWER, LLC | 542_G_UN11 | 2722511 | 41011313 | 39116712 | 47358514 |  | 221112 | 125 | 120 | T067 P0017 C077 | R0053 | 002 | 01 | 33 | 12.6 | 700 | 13783.3 | 110.5 | 41.0286 | -73.5976 | 542 | 11 | 06830
09001 | CONNECTICUT JET POWER, LLC | 542_G_UN12 | 2722511 | 41011213 | 39116812 | 47358614 |  | 221112 | 125 | 120 | T067 P0017 C077 | R0054 | 003 | 01 | 33 | 12.6 | 750 | 13783.3 | 110.5 | 41.0286 | -73.5976 | 542 | 12 | 06830
09001 | CONNECTICUT JET POWER, LLC | 542_G_UN13 | 2722511 | 99525313 | 85101312 | 140171314 |  | 221112 | 125 | 120 | T067 P0017 C077 | P0097-Y2011 | 004 | 20100901 | 40 | 14 | 860 | 11050 | 71.8 | 41.029 | -73.5981 | 542 | 13 | 06830
09001 | CONNECTICUT JET POWER, LLC | 542_G_un14 | 2722511 | 99525213 | 85101412 | 140171214 |  | 221112 | 125 | 120 | T067 P0017 C077 | P0098-Y2011 | 005 | 20100901 | 40 | 14 | 860 | 11050 | 71.8 | 41.029 | -73.5981 | 542 | 14 | 06830
06077 | PORT OF STOCKTON | 54238_B_N64514 | 13889511 | ORISN64514 | ORISN64514 | 54238_B_N64514 |  | 488320 |  | 999 | [9 empty] | 37.9454 | -121.3232 | 54238 | N64514 | 95203
06077 | PORT OF STOCKTON | 54238_B_N64516 | 13889511 | ORISN64516 | ORISN64516 | 54238_B_N64516 |  | 488320 |  | 999 | [9 empty] | 37.9454 | -121.3232 | 54238 | N64516 | 95203
53057 | MARCH POINT COGENERATION | 54268_G_GTG1 | 6282611 | 15475913 | 15138512 | 1964814 |  | 221112 | 125 | 120 | 4 | 1549 | 195 | 1601 | 80 | 11 | 400 | 7000 | 73.7 | 48.4664 | -122.5591 |  |  | 98221-9340
53057 | MARCH POINT COGENERATION | 54268_G_GTG2 | 6282611 | 15476013 | 15138412 | 1964614 |  | 221112 | 125 | 120 | 4 | 1547 | 197 | 1597 | 80 | 12 | 400 | 7000 | 61.9 | 48.4664 | -122.5591 |  |  | 98221-9340
53057 | MARCH POINT COGENERATION | 54268_G_GTG3 | 6282611 | 15476113 | 15138612 | 1964414 |  | 221112 | 125 | 120 | 4 | 1548 | 196 | 1598 | 80 | 11 | 400 | 7000 | 73.7 | 48.4664 | -122.5591 |  |  | 98221-9340
53057 | MARCH POINT COGENERATION | 54268_G_STG1 | 6282611 | ORISSTG1 | ORISSTG1 | 54268_G_STG1 |  | 221112 | 125 | 120 |  |  |  |  | 80 | 11 | 400 | 7000 | 73.7 | 48.4664 | -122.5591 | 54268 | STG1 | 98221-9340
32003 | Saguaro Power Company | 54271_G_CTG1 | 8177511 | 67158213 | 61802212 | 92569114 |  | 22111 | 125 | 120 | 0393 | 01 | 01 | 1 | 81 | 12 | 414 |  | 70 | 36.0402 | -115.0109 |  |  | 89009
32003 | Saguaro Power Company | 54271_G_CTG2 | 8177511 | 67158313 | 61802312 | 92569214 |  | 22111 | 125 | 120 | 0393 | 02 | 02 | 1 | 81 | 12 | 414 |  | 70 | 36.0406 | -115.0109 |  |  | 89009
32003 | Saguaro Power Company | 54271_G_STG | 8177511 | 67158213 | 61802212 | 92569114a |  | 22111 | 125 | 120 | 0393 | 01 | 01 | 1 | 81 | 12 | 414 |  | 70 | 36.0402 | -115.0109 |  |  | 89009
51099 | SEI Birchwood Power Facility | 54304_B_1A | 6148811 | 15313013 | 14982212 | 677014 |  | 221112 | 125 | 100 | 40809 | 1 | 1 | 2 | 402 | 15.8 | 150 | 11760 | 59.9 | 38.2644 | -77.3145 | 54304 | 001 | 22485 | 63UUUUU
44007 | OCEAN STATE POWER | 54324_G_GEN1 | 3040211 | 88343013 | 36617312 | 119909514c |  | 221112 | 125 | 120 | AIR2998 | 20100201 | 1 | 20100201 | 57.7 | 9.6 | 655 | 4695.2 | 64.9 | 42.0089 | -71.6773 | 54324 | 1 | 02830
44007 | OCEAN STATE POWER | 54324_G_GEN2 | 3040211 | 88343013 | 36617312 | 119909514d |  | 221112 | 125 | 120 | AIR2998 | 20100201 | 1 | 20100201 | 57.7 | 9.6 | 655 | 4695.2 | 64.9 | 42.0089 | -71.6773 | 54324 | 2 | 02830
44007 | OCEAN STATE POWER | 54324_G_GEN3 | 3040211 | 88343013 | 36617312 | 119909514e |  | 221112 | 125 | 120 | AIR2998 | 20100201 | 1 | 20100201 | 57.7 | 9.6 | 655 | 4695.2 | 64.9 | 42.0089 | -71.6773 | 54324 | 3 | 02830
48215 | W R COWLEY SUGAR HOUSE | 54338_G_GEND | 6429211 | 90149513 | 86122412 | 122062414 |  | 311314 | 154 | 100 | 15 | 000022 | 000022 | 000013 | 83.8 | 9.66 | 334 |  | 43.8 | 26.2706 | -97.8676 |  |  | 78593
32003 | Nevada Cogeneration Associates #2 | 54349_G_GTA | 7758511 | 67157513 | 61802112 | 92568414 |  | 22111 | 125 | 120 | 0391 | 01 | 01 | 1 | 70 | 6.9 | 417 |  | 84 | 36.2232 | -114.8781 |  |  | 89124
32003 | Nevada Cogeneration Associates #2 | 54349_G_GTB | 7758511 | 67157913 | 1753412 | 92568814 |  | 22111 | 125 | 120 | 0391 | 02 | 02 | 1 | 70 | 6.9 | 417 |  | 84 | 36.223 | -114.8781 |  |  | 89124
32003 | Nevada Cogeneration Associates #2 | 54349_G_GTC | 7758511 | 67158013 | 1753912 | 92568914 |  | 22111 | 125 | 120 | 0391 | 03 | 03 | 1 | 70 | 6.9 | 417 |  | 84 | 36.2227 | -114.8781 |  |  | 89124
32003 | Nevada Cogen Associates 2 Black Mountain | 54349_G_STM | 7758511 | 67157513 | 61802112 | 92568415 |  | 22111 | 125 | 120 | 0 | 0 | 0 | 1 | 70 | 6.9 | 417 |  | 84 | 36.2227 | -114.8781 | 54349 | STM | 89124
32003 | Nevada Cogeneration Associates #1 | 54350_G_GTA | 7756911 | 67156613 | 61800712 | 92566414 |  | 22111 | 125 | 120 | 0360 | 01 | 01 | 1 | 70 | 6.9 | 422 |  | 84 | 36.3412 | -114.9194 |  |  | 89110
32003 | Nevada Cogeneration Associates #1 | 54350_G_GTB | 7756911 | 67156913 | 1760212 | 92566714 |  | 22111 | 125 | 120 | 0360 | 02 | 02 | 1 | 70 | 6.9 | 422 |  | 84 | 36.3415 | -114.9194 |  |  | 89110
32003 | Nevada Cogeneration Associates #1 | 54350_G_GTC | 7756911 | 67157013 | 1760512 | 92566814 |  | 22111 | 125 | 120 | 0360 | 03 | 03 | 1 | 70 | 6.9 | 422 |  | 84 | 36.3417 | -114.9194 |  |  | 89110
32003 | Nevada Cogen Assoc1 GarnetVly | 54350_G_STM | 7756911 | 67156613 | 61800712 | 92566414a |  | 221112 | 125 | 100 | 360 | 1 | 1 | 1 | 70 | 6.9 | 422 | 0 | 84 | 36.3412 | -114.9194 | 54350 | STM | 89110
12105 | ORANGE COGENERATION LIMITED PARTNERSHIP | 54365_G_APC1 | 3197811 | 39670813 | 37869912 | 45805114 |  | 2211 | 125 | 120 | 1050231 | 1 | 1 | 1 | 100 | 11 | 230 | 4977.5 | 52.4 | 27.8708 | -81.8342 | 54365 | 1 | 33830 | SLT-0001&ARP-0001
12105 | ORANGE COGENERATION LIMITED PARTNERSHIP | 54365_G_APC2 | 3197811 | 39670713 | 37870012 | 45805214 |  | 2211 | 125 | 120 | 1050231 | 2 | 2 | 1 | 100 | 11 | 230 | 4977.5 | 52.4 | 27.8708 | -81.8342 | 54365 | 2 | 33830 | SLT-0001&ARP-0001
12105 | ORANGE COGENERATION LIMITED PARTNERSHIP | 54365_G_APC3 | 3197811 | 67212913 | 61848112 | 92667114 |  | 2211 | 125 | 100 | 1050231 | 3 | 3 | 3 | 65 | 3.7 | 305 | 495.5 | 46 | 27.8708 | -81.8342 |  |  | 33830 | SLT-0001&ARP-0001
06029 | OILDALE ENERGY LLC | 54371_G_ODC1 | 424911 | 49800013 | 47071812 | 58809314 |  | 221118 | 125 | 120 | 15143073 | 2 | 2 | 1 |  |  | 68 | 83.3 | 47.9 | 35.4175 | -119.0112 |  |  | 93308
08013 | UNIV OF COLO - BOULDER BUFFALO POWER | 54372_G_GT1 | 1342411 | 44038313 | 41835912 | 51350914 |  | 221330 | 183 | 160 | CO0000000801300 | 013-0553-003 | 013-0553-S003 | 013-0553-003-01 | 60 | 6 | 325 |  | 49.2 | 40.0076 | -105.2693 |  |  | 80309
08013 | UNIV OF COLO - BOULDER BUFFALO POWER | 54372_G_GT2 | 1342411 | 44038413 | 41836112 | 51350814 |  | 221330 | 183 | 160 | CO0000000801300 | 013-0553-005 | 013-0553-S005 | 013-0553-005-01 | 60 | 6 | 325 |  | 42.8 | 40.0076 | -105.2693 |  |  | 80309
08013 | UNIV OF COLO - BOULDER BUFFALO POWER | 54372_G_ST1 | 1342411 | 90875013 | 86939512 | 123254114 |  | 221330 | 183 | 100 | CO0000000801300 | 013-0553-006 | 013-0553-S006 | 013-0553-006-01 | 60 | 6 | 325 |  | 8.3 | 40.0075 | -105.2692 |  |  | 80309
09009 | DEVON POWER, LLC | 544_G_10 | 590011 | 46136913 | 43811512 | 49104514 |  | 221112 | 125 | 120 | T105 P0014 C077 | P0026 | 001 | 01 | 40 | 12.5 | 855 | 9604.2 | 78.3 | 41.2073 | -73.1191 | 544 | 10 | 06460
09009 | DEVON POWER, LLC | 544_G_11 | 590011 | 46136613 | 43811312 | 49105314 |  | 221112 | 125 | 120 | T105 P0014 C077 | P0040 | 008 | 02 | 43 | 5.8 | 841 | 7660.2 | 289.9 | 41.2073 | -73.1191 | 544 | 11 | 06460
09009 | DEVON POWER, LLC | 544_G_12 | 590011 | 46136113 | 43811612 | 49106114 |  | 221112 | 125 | 120 | T105 P0014 C077 | P0041 | 009 | 01 | 43 | 5.8 | 841 | 7660.2 | 289.9 | 41.2073 | -73.1191 | 544 | 12 | 06460
09009 | DEVON POWER, LLC | 544_G_13 | 590011 | 46136513 | 43811712 | 49105514 |  | 221112 | 125 | 120 | T105 P0014 C077 | P0042 | 010 | 02 | 43 | 5.8 | 841 | 7660.2 | 289.9 | 41.2073 | -73.1191 | 544 | 13 | 06460
09009 | DEVON POWER, LLC | 544_G_14 | 590011 | 46136213 | 43811412 | 49105914 |  | 221112 | 125 | 120 | T105 P0014 C077 | P0043 | 011 | 01 | 43 | 5.8 | 841 | 7660.2 | 289.9 | 41.2073 | -73.1191 | 544 | 14 | 06460
06029 | OILDALE ENERGY LLC | 54410_G_CTG | 424911 | 49800013 | 47071812 | 58809314a |  | 221118 | 125 | 120 | 15143073 | 2 | 2 | 1 |  |  | 68 | 83.3 | 47.9 | 35.4175 | -119.0112 |  |  | 93308
26165 | Cadillac Renewable Energy Facility | 54415_B_101613 | 6180011 | 82794013 | 73788212 | 106420714 |  | 221118 | 125 | 100 | N1395 | EU0006 | SV0001 | 10100902 | 188 | 8 | 320 | 2216.7 | 44.1 | 44.2612 | -85.4346 | 54415 | EUBLR | 49601
12069 | QUANTUM LAKE POWER, LP | 54423_G_GT1 | 1970211 | 41785513 | 39844912 | 92640314 |  | 221112 | 125 | 140 | 0694801 | 3 | 4 | 3 | 80 | 10 | 650 | 50 | 0.6 | 28.9172 | -81.677 | 54423 | EU003 | 32784 | SLT-0001
12069 | QUANTUM LAKE POWER, LP | 54423_G_GT2 | 1970211 | 41785413 | 39844812 | 92640414 |  | 221112 | 125 | 140 | 0694801 | 4 | 5 | 3 | 80 | 10 | 650 | 50 | 0.6 | 28.9172 | -81.677 | 54423 | EU004 | 32784 | SLT-0001
12069 | QUANTUM LAKE POWER, LP | 54423_G_ST1 | 1970211 | ORISST1 | ORISST1 | 54423_G_ST1 |  | 221112 | 125 | 160 |  |  |  |  | 12 | 1 | 617 |  | 72.9 | 28.9165 | -81.6761 | 54423 | ST1 | 32784
12101 | QUANTUM PASCO POWER, LP | 54424_G_GT1 | 2712411 | 41364313 | 39449112 | 46293814 |  | 221118 | 125 | 120 | 1010071 | 1 | 1 | 2 | 275 | 4.8 | 310 | 1174.4 | 64.9 | 28.3747 | -82.1764 | 54424 | EU001 | 33523-2845 | ARP-0001&SLT-0001
12101 | QUANTUM PASCO POWER, LP | 54424_G_GT2 | 2712411 | 41364413 | 39448912 | 46293614 |  | 221118 | 125 | 120 | 1010071 | 2 | 2 | 2 | 275 | 4.8 | 299 | 1174.4 | 64.9 | 28.3747 | -82.1764 | 54424 | EU002 | 33523-2845 | SLT-0001&ARP-0001
12101 | QUANTUM PASCO POWER, LP | 54424_G_ST1 | 2712411 | 41364213 | 39449012 | 46294014 |  | 221118 | 125 | 160 | 1010071 | 4 | 4 | 1 | 15 | 0.2 | 617 | 3.5 | 72.9 | 28.3747 | -82.1764 |  |  | 33523-2845
12105 | MULBERRY COGEN FACILITY | 54426_G_GT1 | 2312411 | 39754313 | 37955712 | 48379214 |  | 2211 | 125 | 120 | 1050217 | 1 | 1 | 1 | 125 | 15 | 220 | 11322.1 | 64.1 | 27.8489 | -81.8864 | 54426 | 1 | 33830-8425 | SLT-0001&ARP-0001
12105 | MULBERRY COGEN FACILITY | 54426_G_ST1 | 2312411 | 39754313 | 37955712 | 48379214a |  | 2211 | 125 | 120 | 1050217 | 1 | 1 | 1 | 125 | 15 | 220 | 11322.1 | 64.1 | 27.8489 | -81.8864 | 54426 | 1 | 33830-8425 | SLT-0001&ARP-0001
12095 | ORLANDO COGEN LIMITED, L.P. | 54466_G_GEN1 | 2694911 | 41375413 | 39461912 | 48621914 |  | 221118 | 125 | 120 | 0950203 | 1 | 1 | 1 | 115 | 15.7 | 240 | 12580.2 | 65 | 28.4422 | -81.4178 | 54466 | 1 | 32809-7651 | SLT-0001&ARP-0001
06035 | MT. LASSEN POWER | 54468_B_BLR1 | 53211 | 52025213 | 48810712 | 58588914 |  | 221122 | 125 | 100 | 18081416 | 7 | 1 | 1 | 125 | 5 | 225 | 66.7 |  | 40.3038 | -121.0007 |  |  | 96137
06007 | PACIFIC OROVILLE POWER, INC. | 54469_B_BLR1 | 877111 | 48007713 | 45541712 | 59161214 |  | 221112 | 125 | 100 | 04160438 | 24501 | 24001 | 1 | 100 | 7 | 350 | 1211.3 |  | 39.481 | -121.564 |  |  | 95965
06007 | PACIFIC OROVILLE POWER, INC. | 54469_B_BLR2 | 877111 | 48007713 | 45541712 | 59161214a |  | 221112 | 125 | 100 | 04160438 | 24501 | 24001 | 1 | 100 | 7 | 350 | 1211.3 |  | 39.481 | -121.564 |  |  | 95965
53073 | PSE SUMAS | 54476_G_GEN1 | 6212511 | 15565113 | 15222312 | 1137714 |  | 221112 | 125 | 120 | 48 | 1750 | 1560 | 2453 | 93 | 14.5 | 265 | 4000 | 24.2 | 48.9928 | -122.254 | 54476 | CT-1 | 98295
53073 | PSE SUMAS | 54476_G_GEN2 | 6212511 | 15565113 | 15222312 | 1137714a |  | 221112 | 125 | 120 | 48 | 1750 | 1560 | 2453 | 93 | 14.5 | 265 | 4000 | 24.2 | 48.9928 | -122.254 | 54476 | CT-1 | 98295
06007 | OROVILLE COGENERATION, L.P. | 54477_G_GEN2 | 124511 | 51503413 | 98080012 | 59013814 |  | 221112 | 125 | 160 | 04160456 | 1 | 1_1_20200204 | 1 | [5 empty] | 39.5163 | -121.6052 |  |  | 95965
22033 | Formosa Plastics Corp Louisiana | 54518_G_GT2 | 7354711 | 79967613 | 71096512 | 103282114 |  | 325211 | 173 | 120 | 288 | EQT003 | EQT003 | EQT003 | 105 | 10 | 346 | 6955.1 | 88.6 | 30.4962 | -91.189 |  |  | 70805
22033 | Formosa Plastics Corp Louisiana | 54518_G_GT3 | 7354711 | 79967813 | 71095312 | 103282314 |  | 325211 | 173 | 120 | 288 | EQT009 | EQT009 | EQT009 | 110 | 10 | 260 | 5935.6 | 75.6 | 30.4971 | -91.1864 |  |  | 70805
36049 | LYONSDALE BIOMASS LLC | 54526_B_00001 | 8469711 | 569513 | 568112 | 20969114 |  | 221112 | 125 | 100 | 6233800012 | U00001 | 00001 | 100FP | 185 | 6.2 | 416 | 1902.1 | 62 | 43.61 | -75.3 |  |  | 13433
12105 | WHEELABRATOR RIDGE ENERGY INC. | 54529_B_0001 | 2312311 | 39754413 | 37956012 | 92665414 |  | 2211 | 125 | 100 | 1050216 | 1 | 1 | 1 | 325 | 10 | 170 | 3693.3 | 47 | 28.0278 | -81.8389 | 54529 | 001 | 33823 | SLT-0001
53073 | PSE Ferndale Generating Station | 54537_G_CT1A | 6212611 | 15564813 | 15222212 | 2142514 |  | 221112 | 125 | 120 | 31 | 1677 | 211 | 2554 | 180 | 14 | 210 | 137.5 | 0.9 | 48.8416 | -122.688 | 54537 | CT-1A | 98248-9596
53073 | PSE Ferndale Generating Station | 54537_G_CT1B | 6212611 | 15564713 | 15222112 | 2142714 |  | 221112 | 125 | 120 | 31 | 1678 | 212 | 2556 | 180 | 14 | 210 | 137.5 | 0.9 | 48.8416 | -122.689 | 54537 | CT-1B | 98248-9596
53073 | PSE Ferndale Generating Station | 54537_G_ST1 | 6212611 | 15564813 | 15222212 | 2142514a |  | 221112 | 125 | 120 | 31 | 1677 | 211 | 2554 | 180 | 14 | 210 | 137.5 | 0.9 | 48.8416 | -122.688 | 54537 | CT-1A | 98248-9596
13147 | Hartwell Energy Facility | 54538_G_MAG1 | 2612411 | 97989113 | 95375612 | 136935914 |  | 221112 | 125 | 120 | 14700021 | H101 | ST1 | U1GAS | 79 | 22.5 | 1105 | 46758 | 117 | 34.3393 | -82.8196 | 70454 | MAG1 | 30643
13147 | Hartwell Energy Facility | 54538_G_MAG2 | 2612411 | 97989213 | 95375512 | 136936014 |  | 221112 | 125 | 120 | 14700021 | H102 | ST2 | U2GAS | 79 | 22.5 | 1105 | 46758 | 117 | 34.3391 | -82.82 | 70454 | MAG2 | 30643
36075 | INDEPENDENCE STATION | 54547_G_1 | 8539211 | 461113 | 467212 | 20334014 |  | 221112 | 125 | 120 | 7355600040 | 100GTU | 00001 | GTBFP | 195 | 18.5 | 200 | 170.5 | 38 | 43.49 | -76.44 | 54547 | 1 | 13126
36075 | INDEPENDENCE STATION | 54547_G_2 | 8539211 | 461113 | 467212 | 20334014a |  | 221112 | 125 | 120 | 7355600040 | 100GTU | 00001 | GTBFP | 195 | 18.5 | 200 | 170.5 | 38 | 43.49 | -76.44 | 54547 | 2 | 13126
36075 | INDEPENDENCE STATION | 54547_G_3 | 8539211 | 461113 | 467212 | 20334014b |  | 221112 | 125 | 120 | 7355600040 | 100GTU | 00001 | GTBFP | 195 | 18.5 | 200 | 170.5 | 38 | 43.49 | -76.44 | 54547 | 3 | 13126
36075 | INDEPENDENCE STATION | 54547_G_4 | 8539211 | 461113 | 467212 | 20334014c |  | 221112 | 125 | 120 | 7355600040 | 100GTU | 00001 | GTBFP | 195 | 18.5 | 200 | 170.5 | 38 | 43.49 | -76.44 | 54547 | 4 | 13126
36075 | INDEPENDENCE STATION | 54547_G_5 | 8539211 | 461013 | 467512 | 20334114 |  | 221112 | 125 | 100 | 7355600040 | 100AUX | 00005 | AXGFP | 195 | 6 | 341 | 42.4 | 90 | 43.49 | -76.44 |  |  | 13126
36075 | INDEPENDENCE STATION | 54547_G_6 | 8539211 | 461013 | 467512 | 20334114a |  | 221112 | 125 | 100 | 7355600040 | 100AUX | 00005 | AXGFP | 195 | 6 | 341 | 42.4 | 90 | 43.49 | -76.44 |  |  | 13126
17031 | Corn Products International Inc | 54556_B_BLR10 | 946411 | 59371113 | 55960612 | 85463114 |  | 311221 | 159 | 100 | 031012ABI | 0234 | 0306 | 01 | 250 | 12 | 301 | 5552.6 |  | 41.778 | -87.8211 | 54556 | B10 | 60501
17031 | Corn Products International Inc | 54556_B_BLR5 | 946411 | 47924013 | 45467812 | 47014214 |  | 311221 | 159 | 100 | 031012ABI | 0046 | 0046 | 01 | 119 | 5.54 | 351 | 2120 |  | 41.7776 | -87.8231 | 54556 | B05 | 60501
17031 | Corn Products International Inc | 54556_B_BLR6 | 946411 | 47926013 | 45463612 | 47012214 |  | 311221 | 159 | 100 | 031012ABI | 0160 | 0158 | 01 | 200 | 10 | 320 | 3500 |  | 41.7775 | -87.823 | 54556 | B06 | 60501
17031 | Corn Products International Inc | 54556_B_BLR7 | 946411 | 59373413 | 55960812 | 85463014 |  | 311221 | 159 | 100 | 031012ABI | 0233 | 0305 | 01 | 175 | 7.51 | 344 | 2676.7 |  | 41.7774 | -87.8226 | 54556 | B07 | 60501
17031 | Corn Products International Inc | 54556_G_TG03 | 946411 | 47923013 | 45464312 | 47278614 |  | 311221 | 159 | 120 | 031012ABI | 0154 | 0154 | 01 | 32 | 3.5 | 795 | 833.3 |  | 41.7785 | -87.821 |  |  | 60501
17031 | Corn Products International Inc | 54556_G_TG04 | 946411 | 59371913 | 55963712 | 85462014 |  | 311221 | 159 | 120 | 031012ABI | 0198 | 0202 | 01 | 32 | 3.5 | 812 | 845 |  | 41.7785 | -87.821 |  |  | 60501
36019 | SARANAC POWER PARTNERS COGENERATION FAC | 54574_G_GEN1 | 8375111 | 1671213 | 1592412 | 17849614 |  | 221112 | 125 | 160 | 5094200106 | U00001 | 00001 | GT1FP | 160 | 16 | 72 | 0 | 60.2 | 44.71 | -73.45 | 54574 | 00001 | 12901
36019 | SARANAC POWER PARTNERS COGENERATION FAC | 54574_G_GEN2 | 8375111 | 1671313 | 1592612 | 17849014 |  | 221112 | 125 | 120 | 5094200106 | U00002 | 00002 | GD2FP | 160 | 16 | 72 | 0 | 64.9 | 44.71 | -73.45 | 54574 | 00002 | 12901
36019 | SARANAC POWER PARTNERS COGENERATION FAC | 54574_G_GEN3 | 8375111 | 1671413 | 1592712 | 17848714 |  | 221112 | 125 | 100 | 5094200106 | U00003 | 00003 | AXNFP | 120 | 5 | 72 | 0 | 13.4 | 44.71 | -73.45 |  |  | 12901
25017 | TANNER STREET GENERATION LLC | 54586_G_TRENT | 5233811 | 87523113 | 83738312 | 123095814 |  | 221112 | 125 | 160 | 1210362 | 7 | 1 | 2 | 160 | 12.1 | 400 |  | 75 | 42.6313 | -71.3126 | 54586 | 2 | 01852-0000
36089 | MASSENA ENERGY FACILITY | 54592_G_GEN1 | 7968411 | 3491713 | 3373112 | 20363414 |  | 221112 | 125 | 120 | 6405800046 | 100GTU | 00001 | TDGFP |  |  | 72 | 0 | 64.9 | 44.94 | -74.89 | 54592 | 001 | 13662
36089 | MASSENA ENERGY FACILITY | 54592_G_GEN2 | 7968411 | 3491913 | 58879912 | 20363214 |  | 221112 | 125 | 120 | 6405800046 | U00002 | SC181 | 002EI | 57.3 | 11.4 | 734 | 106 |  | 44.95 | -74.8926 |  |  | 13662
36037 | BATAVIA POWER PLANT | 54593_G_GEN1 | 8462711 | 1616913 | 1529212 | 89029614 |  | 221112 | 125 | 120 | 8180200045 | 1CMBTN | 00001 | ALLFP | 150 | 11 | 72 | 0 | 60.2 | 42.98 | -78.15 | 54593 | 1 | 14020
36037 | BATAVIA POWER PLANT | 54593_G_GEN2 | 8462711 | ORISGEN2 | ORISGEN2 | 54593_G_GEN2 |  | 221112 | 125 | 120 |  |  |  |  | 150 | 11 | 72 | 0 | 60.2 | 42.98 | -78.15 | 54593 | GEN2 | 14020
09011 | MONTVILLE POWER, LLC | 546_B_5 | 552611 | 48259613 | 45776812 | 48211414 |  | 221112 | 125 | 100 | T107 P0005 C077 | R0017 | 003 | 02 | 250 | 11.3 | 300 | 5833.3 | 58.2 | 41.4293 | -72.1003 | 546 | 5 | 06382-2615 | 63UUUUU
09011 | MONTVILLE POWER, LLC | 546_B_6 | 552611 | 48259513 | 45776912 | 48211614 |  | 221112 | 125 | 100 | T107 P0005 C077 | R0020 | 004 | 01 | 390 | 18 | 600 | 30333.3 | 119.2 | 41.4293 | -72.1003 | 546 | 6 | 06382-2615 | 63UUUUU
09011 | MONTVILLE POWER, LLC | 546_G_10 | 552611 | 48259413 | 45777312 | 48211714 |  | 221112 | 125 | 160 | T107 P0005 C077 | R0021 | 005 | 01 | 24 | 3.5 | 900 | 415 | 43.1 | 41.4293 | -72.1003 |  |  | 06382-2615
09011 | MONTVILLE POWER, LLC | 546_G_11 | 552611 | 48259213 | 45777112 | 48212014 |  | 221112 | 125 | 160 | T107 P0005 C077 | R0022 | 006 | 01 | 24 | 3.5 | 900 | 415 | 43.1 | 41.4293 | -72.1003 |  |  | 06382-2615
25027 | PINETREE POWER FITCHBURG INC | 54620_B_B1 | 6637711 | 87334713 | 83608412 | 118357214 |  | 221118 | 125 | 100 | 1180061 | 1 | 1 | 4 | 180 | 6 | 330 |  | 39 | 42.543 | -71.8531 | 54620 | 1 | 01473-1647
06029 | MT POSO COGENERATION COMPANY | 54626_B_BL01 | 4197111 | 33770513 | 32226612 | 57689814 |  | 221118 | 125 | 100 | 15143091 | 3 | 3 | 1 | 170 | 8.5 | 300 | 3941.9 |  | 35.577 | -119.006 |  |  | 93380 | 63UUUUU
12099 | NEW HOPE POWER COMPANY | 54627_B_A | 919611 | 46528013 | 44205712 | 92700014 |  | 2211 | 125 | 100 | 0990332 | 1 | 1 | 5 | 199 | 10 | 295 | 4100 | 52.2 | 26.5828 | -80.7475 |  |  | 33493 | SLT-0001
12099 | NEW HOPE POWER COMPANY | 54627_B_B | 919611 | 46528113 | 44206012 | 46009714 |  | 2211 | 125 | 100 | 0990332 | 2 | 2 | 5 | 199 | 10 | 295 | 4100 | 52.2 | 26.5822 | -80.7556 |  |  | 33493 | SLT-0001
12099 | NEW HOPE POWER COMPANY | 54627_B_C | 919611 | 46528213 | 44205912 | 46009314 |  | 2211 | 125 | 100 | 0990332 | 3 | 3 | 1 | 199 | 10 | 295 | 4100 | 52.2 | 26.5822 | -80.7556 |  |  | 33493 | SLT-0001
42107 | SCHUYLKILL ENERGY RES/ST NICHOLAS COGEN | 54634_B_1 | 8406511 | 352313 | 370612 | 14775314 |  | 221112 | 125 | 100 | 421070024 | CU031 | EP031 | 2 | 310 | 11 | 365 | 7906.6 | 83.3 | 40.8225 | -76.1734 | 54634 | 1 | 17976-1900 | 63UUUUU
48245 | PORT NECHES PLANT | 54637_G_GCG1 | 4945211 | 30212713 | 28993412 | 5518214 |  | 325110 | 129 | 120 | 6 | 000200 | 000278 | 000125 | 85 | 10.5 | 351 |  | 81 | 29.9626 | -93.9292 |  |  | 77651
48245 | PORT NECHES PLANT | 54637_G_GCG2 | 4945211 | 30212613 | 28959312 | 5518314 |  | 325110 | 129 | 120 | 6 | 000201 | 000279 | 000124 | 85 | 10.5 | 351 |  | 81 | 29.9623 | -93.9292 |  |  | 77651
34029 | Essential Power Operating Company LLC | 54640_G_GEN1 | 8174211 | 4463313 | 4340612 | 91375814 |  | 221112 | 125 | 120 | 78896 | U4 | PT4 | OS3 | 175 | 15 | 354 | 13600 |  | 40.0624 | -74.1686 |  |  | 08701
34029 | Essential Power Operating Company LLC | 54640_G_GEN2 | 8174211 | 4463313 | 4340612 | 91375814a |  | 221112 | 125 | 120 | 78896 | U4 | PT4 | OS3 | 175 | 15 | 354 | 13600 |  | 40.0624 | -74.1686 |  |  | 08701
34029 | Essential Power Operating Company LLC | 54640_G_GEN3 | 8174211 | 4463313 | 4340612 | 91375814b |  | 221112 | 125 | 120 | 78896 | U4 | PT4 | OS3 | 175 | 15 | 354 | 13600 |  | 40.0624 | -74.1686 |  |  | 08701
12105 | QUANTUM AUBURNDALE POWER, LP | 54658_G_CT | 8515211 | 958813 | 882612 | 45806114 |  | 2211 | 125 | 120 | 1050221 | 1 | 1 | 2 | 160 | 18 | 203 | 13995.8 | 55 | 28.0545 | -81.8058 | 54658 | 1 | 33823-4079 | SLT-0001&ARP-0001
12105 | QUANTUM AUBURNDALE POWER, LP | 54658_G_ST | 8515211 | 958813 | 882612 | 45806114a |  | 2211 | 125 | 120 | 1050221 | 1 | 1 | 2 | 160 | 18 | 203 | 13995.8 | 55 | 28.0545 | -81.8058 | 54658 | 1 | 33823-4079 | SLT-0001&ARP-0001
48039 | OYSTER CREEK COGENERATION POWER UNIT 8 | 54676_G_G81 | 4897811 | 29106113 | 27878612 | 13273914 |  | 325110 | 125 | 120 | 104 | 000001 | 000001 | 000001 | 125 | 14.75 | 281 |  | 46.5 | 28.9805 | -95.3427 | 54676 | GT81 | 77541
48039 | OYSTER CREEK COGENERATION POWER UNIT 8 | 54676_G_G82 | 4897811 | 29106013 | 27878412 | 13274014 |  | 325110 | 125 | 120 | 104 | 000002 | 000002 | 000002 | 125 | 14.75 | 281 |  | 46.5 | 28.9801 | -95.3423 | 54676 | GT82 | 77541
48039 | OYSTER CREEK COGENERATION POWER UNIT 8 | 54676_G_G83 | 4897811 | 29105413 | 27879012 | 13274614 |  | 325110 | 125 | 120 | 104 | 000003 | 000003 | 000003 | 125 | 14.75 | 281 |  | 46.5 | 28.9795 | -95.3416 | 54676 | GT83 | 77541
48039 | OYSTER CREEK COGENERATION POWER UNIT 8 | 54676_G_G84 | 4897811 | 29106113 | 27878612 | 13273914a |  | 325110 | 125 | 120 | 104 | 000001 | 000001 | 000001 | 125 | 14.75 | 281 |  | 46.5 | 28.9805 | -95.3427 | 54676 | GT81 | 77541
22087 | Rain CII Carbon LLC - Chalmette Coke Plant & CT Terminal | 54677_B_HRB | 5608111 | 79986713 | 71112112 | 103301314 |  | 324199 | 157 | 100 | 2557 | S199 | R199 | P199 | 129 | 9 | 360 | 3666.7 | 58 | 29.9343 | -89.9767 |  |  | 70043
04027 | YUMA COGENERATION ASSOCIATES | 54694_G_GEN1 | 1013311 | 48095013 | 45641312 | 61072414 |  | 221112 | 125 | 140 | 492 | 001 | 1 | 1 | 85 | 10.5 | 340 | 7266.7 | 83.9 | 32.7289 | -114.6539 |  |  | 85364
04027 | YUMA COGENERATION ASSOCIATES | 54694_G_GEN2 | 1013311 | 48095013 | 45641312 | 61072414a |  | 221112 | 125 | 140 | 492 | 001 | 1 | 1 | 85 | 10.5 | 340 | 7266.7 | 83.9 | 32.7289 | -114.6539 |  |  | 85364
48245 | PORT NECHES ASU COGEN PLANT | 54748_G_G1 | 6158311 | 15887413 | 15504812 | 4709914 |  | 325120 |  | 120 | 141 | 000001 | 000001 | 000001 | 100 | 12 | 500 |  | 0.1 | 29.9782 | -93.9522 |  |  | 77651
06073 | GOAL LINE LP | 54749_G_CTG | 593911 | 78730613 | 105192012 | 116375514 |  | 221118 |  | 120 | 3712278469 | 911504 | 911504_11_20100 | 11 | [5 empty] | 33.112 | -117.0894 |  |  | 92025
06073 | GOAL LINE LP | 54749_G_STG | 593911 | ORISSTG | ORISSTG | 54749_G_STG |  | 221118 |  | 100 | [9 empty] | 33.112 | -117.0894 | 54749 | STG | 92025
26049 | GENESEE POWER STATION LIMITED PARTNERSHIP | 54751_G_GEN1 | 6472811 | 17731913 | 17250812 | 27942014 |  | 221118 | 125 | 100 | N3570 | EU0009 | SV0001 | 10100911 | 220 | 7.83 | 337 | 3330.8 | 69.2 | 43.085 | -83.6701 | 54751 | 01 | 48505
37083 | Roanoke Valley Energy Facility | 54755_B_BLR2 | 8048111 | 6362913 | 69495912 | 19272114 |  | 221112 | 125 | 100 | 3708300174 | G-27 | EP-15 | 4 | 380 | 6.5 | 160 | 2455.5 | 74 | 36.4365 | -77.6175 | 54755 | 2 | 27890 | 63UUUUU
41059 | Hermiston Generating Company, L.P. | 54761_G_GEN1 | 8518911 | 72158513 | 66282612 | 99908214 |  | 221112 | 125 | 120 | 30-0113 | PS-1 | STK-1 | P-1 | 64.8 | 11.4 | 650 |  | 61.9 | 45.8042 | -119.37 | 54761 | 1 | 97838
41059 | Hermiston Generating Company, L.P. | 54761_G_GEN2 | 8518911 | 72158513 | 66282612 | 99908214a |  | 221112 | 125 | 120 | 30-0113 | PS-1 | STK-1 | P-1 | 64.8 | 11.4 | 650 |  | 61.9 | 45.8042 | -119.37 | 54761 | 1 | 97838
41059 | Hermiston Generating Company, L.P. | 54761_G_GEN3 | 8518911 | 72158613 | 66282712 | 99908314 |  | 221112 | 125 | 120 | 30-0113 | PS-2 | STK-2 | P-1 | 64.8 | 11.4 | 650 |  | 61.9 | 45.8042 | -119.37 | 54761 | 2 | 97838
41059 | Hermiston Generating Company, L.P. | 54761_G_GEN4 | 8518911 | 72158613 | 66282712 | 99908314a |  | 221112 | 125 | 120 | 30-0113 | PS-2 | STK-2 | P-1 | 64.8 | 11.4 | 650 |  | 61.9 | 45.8042 | -119.37 | 54761 | 2 | 97838
06029 | LIVE OAK LIMITED | 54768_G_GEN1 | 456011 | 48853413 | 46265312 | 60604014 |  | 221118 |  | 120 | 151430172 | 1 | 1 | 1 | 74 | 11 | 285 | 3822.8 |  | 35.4962 | -119.0091 |  |  | 93308
19103 | UNIVERSITY OF IOWA MAIN POWER PLANT | 54775_B_BLR10 | 12807411 | 67871613 | 62415912 | 93644914 |  | 611310 | 148 | 100 | 52-01-005-02 | 000001050 | 000000666 | 000000937 | 198 | 6.667 | 340 | 1635.2 |  | 41.6574 | -91.54 |  |  | 52242-1523
19103 | UNIVERSITY OF IOWA MAIN POWER PLANT | 54775_B_BLR11 | 12807411 | 67871713 | 62417512 | 93645214 |  | 611310 | 148 | 100 | 52-01-005-02 | 000001053 | 000144881 | 000005177 | 198 | 5 | 250 | 1235.8 |  | 41.6574 | -91.54 |  |  | 52242-1523
19103 | UNIVERSITY OF IOWA MAIN POWER PLANT | 54775_B_BLR8 | 12807411 | 67871513 | 62415812 | 93644814 |  | 611310 | 148 | 100 | 52-01-005-02 | 000001047 | 000000664 | 000000934 | 80 | 4 | 389 | 1269.5 |  | 41.6574 | -91.54 |  |  | 52242-1523
42101 | GRAYS FERRY COGEN PARTNERSHIP/PHILA | 54785_G_GEN1 | 6531511 | 103763413 | 107437712 | 146823314 |  | 221118 | 125 | 100 | 4210104944 | 003 | S2 | 2 | 280 | 10.6 | 338 | 5891.3 | 223.1 | 39.9425 | -75.1886 | 54785 | 25 | 19146
42101 | GRAYS FERRY COGEN PARTNERSHIP/PHILA | 54785_G_GEN2 | 6531511 | 103763213 | 107437612 | 146822914 |  | 221118 | 125 | 120 | 4210104944 | 001 | S1 | 2 | 255 | 18 | 254 | 16382.5 | 211.3 | 39.9425 | -75.1886 | 54785 | 2 | 19146
33009 | PLYMOUTH COLLEGE COGENERATION LP | 54803_G_A | 7868411 | 3382313 | 3269712 | 21326414 |  | 221112 | 125 | 160 | 3300900115 | 001 | 1 | 1 | 70 | 2.3 | 480 | 244.6 | 58.9 | 43.7642 | -71.6883 |  |  | 03264
33009 | PLYMOUTH COLLEGE COGENERATION LP | 54803_G_B | 7868411 | 3382413 | 3269812 | 21326214 |  | 221112 | 125 | 160 | 3300900115 | 002 | 2 | 1 | 70 | 1.7 | 811 | 162.9 | 71.7 | 43.7642 | -71.6883 |  |  | 03264
25027 | MILFORD POWER LP | 54805_G_GT-1 | 6468611 | 87855913 | 83971712 | 119251914 |  | 221112 | 125 | 120 | 1201504 | 1 | 1 | 1 | 125 | 19 | 271 |  | 44 | 42.1289 | -71.5116 | 54805 | 1 | 01757-0000
25027 | MILFORD POWER LP | 54805_G_ST-1 | 6468611 | 87855913 | 83971712 | 119251914a |  | 221112 | 125 | 120 | 1201504 | 1 | 1 | 1 | 125 | 19 | 271 |  | 44 | 42.1289 | -71.5116 | 54805 | 1 | 01757-0000
48251 | JOHNSON COUNTY GENERATION FACILITY | 54817_G_GT-1 | 6364211 | 15353013 | 15020712 | 5348714 |  | 221122 | 125 | 120 | 34 | 000001 | 000001 | 000003 | 132 | 10 | 300 |  | 60 | 32.3993 | -97.4086 | 54817 | EAST | 76031
48251 | JOHNSON COUNTY GENERATION FACILITY | 54817_G_ST-1 | 6364211 | 15353213 | 15020712 | 5348514 |  | 221122 | 125 | 100 | 34 | 000003 | 000001 | 000001 | 132 | 10 | 300 |  | 60 | 32.3993 | -97.4086 |  |  | 76031
24033 | Panda Brandywine | 54832_G_1 | 6413611 | 88021313 | 84206212 | 119442014 |  | 221112 | 125 | 140 | 033-2200 | 033-2200-5-0844 | 033-2200-5-0844 | 10100501-2 | 165 | 15 | 219 |  | 63 | 38.6678 | -76.8673 | 54832 | 1 | 20613
24033 | Panda Brandywine | 54832_G_2 | 6413611 | 88021413 | 84206312 | 119442214 |  | 221112 | 125 | 140 | 033-2200 | 033-2200-5-0845 | 033-2200-5-0845 | 10100501-2 | 165 | 15 | 219 |  | 63 | 38.6678 | -76.8673 | 54832 | 2 | 20613
24033 | Panda Brandywine | 54832_G_3 | 6413611 | 88021313 | 84206212 | 119442014a |  | 221112 | 125 | 140 | 033-2200 | 033-2200-5-0844 | 033-2200-5-0844 | 10100501-2 | 165 | 15 | 219 |  | 63 | 38.6678 | -76.8673 | 54832 | 1 | 20613
51109 | Dominion-Gordonsville Power Station | 54844_G_GOR1 | 5040011 | 28682813 | 27500512 | 263614 |  | 221112 | 125 | 120 | 40808 | 1 | 1 | 2 | 150 | 14.3 | 280 | 14775.8 | 91.3 | 38.1242 | -78.2036 | 54844 | 1 | 22942
51109 | Dominion-Gordonsville Power Station | 54844_G_GOR2 | 5040011 | 28683013 | 27500412 | 263214 |  | 221112 | 125 | 120 | 40808 | 3 | 2 | 2 | 150 | 14.3 | 280 | 14775.8 | 92 | 38.1258 | -78.205 | 54844 | 2 | 22942
51109 | Gordonsville Energy LP | 54844_G_GOR3 | 5040011 | 28682913 | 27500512 | 263314 |  | 221112 | 125 | 100 | 40808 | 2 | 1 | 2 | 150 | 14.3 | 280 | 14775.8 | 91.3 | 38.1242 | -78.2036 | 54844 | GOR3 | 22942
51109 | Gordonsville Energy LP | 54844_G_GOR4 | 5040011 | 28683113 | 27500412 | 262914 |  | 221112 | 125 | 100 | 40808 | 4 | 2 | 2 | 150 | 14.3 | 280 | 14775.8 | 92 | 38.1258 | -78.205 | 54844 | GOR4 | 22942
23021 | Greenville Steam | 54852_B_1 | 5252711 | 25344013 | 24299812 | 125969414 |  | 221112 | 125 | 100 | 2302100014 | 2 | 2 | 002-1 | 88 | 1.2 | 525 | 20 | 17.7 | 45.4545 | -69.6095 | 54852 | 1 | 4442
32003 | Nevada Sun Peak Partnerships | 54854_G_5657 | 10626511 | 58434713 | 54206112 | 76709714 |  | 22111 | 125 | 120 | 0423 | 01 | 01 | 1 | 19.8 | 15.4 | 806 |  | 123.4 | 36.1373 | -115.0353 |  |  | 89122
32003 | Nevada Sun Peak Partnerships | 54854_G_5658 | 10626511 | 58434813 | 54206012 | 76709514 |  | 22111 | 125 | 120 | 0423 | 02 | 02 | 1 | 19.8 | 15.4 | 806 |  | 123.4 | 36.1373 | -115.0347 |  |  | 89122
32003 | Nevada Sun Peak Partnerships | 54854_G_5659 | 10626511 | 58434913 | 54205912 | 76709414 |  | 22111 | 125 | 120 | 0423 | 03 | 03 | 1 | 19.8 | 15.4 | 806 |  | 123.4 | 36.1373 | -115.0342 |  |  | 89122
36047 | BROOKLYN NAVY YARD COGENERATION PLANT | 54914_G_01 | 8105011 | 4819613 | 4664012 | 20762114 |  | 221112 | 125 | 120 | 2610100185 | U00001 | 00001 | E04EI | 310 | 17 | 240 | 263.6 | 70 | 40.7 | -73.96 | 54914 | 1 | 11205
36047 | BROOKLYN NAVY YARD COGENERATION PLANT | 54914_G_02 | 8105011 | 4819713 | 4663912 | 20761114 |  | 221112 | 125 | 120 | 2610100185 | U00002 | 00002 | 02BFP | 310 | 17 | 240 | 263.6 | 70 | 40.7 | -73.96 | 54914 | 2 | 11205
36047 | BROOKLYN NAVY YARD COGENERATION PLANT | 54914_G_03 | 8105011 | 4819813 | 4664112 | 20761014 |  | 221112 | 125 | 120 | 2610100185 | U00003 | 00003 | 005EI | 135 | 1.2 | 690 | 3.2 | 55.1 | 40.7 | -73.96 |  |  | 11205
36047 | BROOKLYN NAVY YARD COGENERATION PLANT | 54914_G_04 | 8105011 | 4819913 | 4664212 | 20760914 |  | 221112 | 125 | 120 | 2610100185 | U00004 | 00004 | 006EI | 135 | 1.2 | 690 | 3.2 | 55.1 | 40.7 | -73.96 |  |  | 11205
26105 | Michigan Power Limited Partnership | 54915_G_G001 | 4190311 | 34937913 | 109238612 | 29034914 |  | 221112 | 125 | 120 | N4975 | RG0012 | SV0003 | 20200203 | 100 | 15 | 252 | 14206.5 | 80.4 | 43.9422 | -86.4243 | 54915 | 1 | 49431
26105 | Michigan Power Limited Partnership | 54915_G_G101 | 4190311 | 34937913 | 109238612 | 29034914a |  | 221112 | 125 | 120 | N4975 | RG0012 | SV0003 | 20200203 | 100 | 15 | 252 | 14206.5 | 80.4 | 43.9422 | -86.4243 | 54915 | 1 | 49431
39051 | Sauder Woodworking Cogeneration Facility (0326000079) | 54974_G_UNT1 | 10698611 | 58689313 | 68267412 | 100666514 |  | 221112 | 125 | 100 | 0326000079 | B008 | 88501 | 10100903 | 99.6 | 4.8 | 400 | 530.9 |  | 41.5156 | -84.2933 |  |  | 43502
39051 | Sauder Woodworking Cogeneration Facility (0326000079) | 54974_G_UNT2 | 10698611 | 58689413 | 68267412 | 100666614 |  | 221112 | 125 | 100 | 0326000079 | B009 | 88501 | 10100903 | 99.6 | 4.8 | 400 | 530.9 |  | 41.5156 | -84.2933 |  |  | 43502
53065 | Avista | 550_B_1 | 6210511 | 15570613 | 15228812 | 88374614 |  | 221118 | 125 | 690 | 53 | 730 | 793 | 1225 | 180 | 10 | 390 | 4733 | 60.3 | 48.6203 | -118.11 |  |  | 99141
53065 | Avista | 550_G_2 | 6210511 | 15570713 | 15228712 | 2143014 |  | 221118 | 125 | 120 | 53 | 731 | 794 | 1226 | 50 | 4 | 343 | 1280 | 101.9 | 48.6203 | -118.112 |  |  | 99141
27163 | LSP Cottage Grove Cogeneration Facility | 55010_G_CTG1 | 6785711 | 13590213 | 13395712 | 103014214 |  | 221122 | 125 | 120 | 2716300087 | EU001 | SV001 | EU001PD002 | 213 | 18 | 281 | 21033.3 |  | 44.7954 | -92.9124 | 55010 | 01 | 55016
27163 | LSP Cottage Grove Cogeneration Facility | 55010_G_STG1 | 6785711 | 13590113 | 13395712 | 27735714 |  | 221122 | 125 | 100 | 2716300087 | EU002 | SV001 | EU002PD001 | 213 | 18 | 281 | 21033.3 |  | 44.7954 | -92.9124 |  |  | 55016
55055 | LSP - Whitewater, Limited Partnership | 55011_G_CTG1 | 7049311 | 14657813 | 14358612 | 67060114 |  | 221112 | 125 | 120 | 128085210 | B01 | S01 | 02 | 175 | 17.979 | 227 |  | 66.1 | 42.8551 | -88.7299 | 55011 | 01 | 53190
55055 | LSP - Whitewater, Limited Partnership | 55011_G_STG1 | 7049311 | 14657813 | 14358612 | 67060114a |  | 221112 | 125 | 120 | 128085210 | B01 | S01 | 02 | 175 | 17.979 | 227 |  | 66.1 | 42.8551 | -88.7299 | 55011 | 01 | 53190
48039 | SWEENY COGENERATION FACILITY | 55015_G_GEN1 | 5632311 | 21218413 | 20371712 | 12728714 |  | 221330 | 183 | 120 | 135 | 000001 | 000001 | 000001 | 100 | 16 | 400 |  | 60 | 29.073 | -95.7448 | 55015 | 1 | 77463
48039 | SWEENY COGENERATION FACILITY | 55015_G_GEN2 | 5632311 | 21218713 | 20372112 | 12728414 |  | 221330 | 183 | 120 | 135 | 000002 | 000002 | 000002 | 100 | 16 | 400 |  | 60 | 29.0727 | -95.7451 | 55015 | 2 | 77463
48039 | SWEENY COGENERATION FACILITY | 55015_G_GEN3 | 5632311 | 21218313 | 20371812 | 12728814 |  | 221330 | 183 | 120 | 135 | 000003 | 000003 | 000003 | 100 | 16 | 400 |  | 60 | 29.0725 | -95.7453 | 55015 | 3 | 77463
48039 | SWEENY COGENERATION FACILITY | 55015_G_GEN4 | 5632311 | 21217913 | 20371612 | 12729214 |  | 221330 | 183 | 120 | 135 | 000014 | 000014 | 000014 | 100 | 16 | 400 |  | 60 | 29.0721 | -95.7457 | 55015 | 4 | 77463
25005 | DIGHTON POWER LLC | 55026_G_UNT1 | 6624211 | 87454013 | 83692812 | 118540214 |  | 221112 | 125 | 140 | 1200276 | 1 | 1 | 1 | 150 | 17 | 200 |  | 56.5 | 41.8313 | -71.1244 | 55026 | 1 | 02715-0000
55009 | Wisconsin Public Service Corp - De Pere Energy Center | 55029_G_CT01 | 7642611 | 11426713 | 11340612 | 67747914 |  | 221121 | 125 | 100 | 405170920 | B01 | S01 | 01 | 65 | 19.98 | 1000 |  | 148.8 | 44.4475 | -88.0681 | 55029 | B01 | 54115
23007 | VERSO PAPER COGENERATION FACILITY | 55031_G_CT01 | 5677011 | 94542613 | 21769312 | 129282114 |  | 221112 | 125 | 120 | 2300700033 | 011 | 1 | 011-1 | 212 | 12.7 | 313 | 9006.9 | 70.6 | 44.5064 | -70.2424 | 55031 | CT01 | 04239
23007 | VERSO PAPER COGENERATION FACILITY | 55031_G_CT02 | 5677011 | 94542713 | 21769512 | 129282314 |  | 221112 | 125 | 120 | 2300700033 | 013 | 2 | 013-1 | 212 | 12.7 | 318 | 8884.6 | 69.6 | 44.5064 | -70.2424 | 55031 | CT02 | 04239
23007 | VERSO PAPER COGENERATION FACILITY | 55031_G_CT03 | 5677011 | 94542813 | 21769412 | 129282514 |  | 221112 | 125 | 120 | 2300700033 | 015 | 3 | 015-1 | 212 | 12.7 | 315 | 9000 | 70 | 44.5064 | -70.2424 | 55031 | CT03 | 04239
13153 | Mid-Georgia Cogen LP | 55040_G_CT1 | 15560111 | 98129513 | 95461912 | 137133914 |  | 221112 | 125 | 120 | 15300042 | T1 | STC1 | T1GAS | 160 | 17 | 225 | 10057 | 44.3 | 32.4854 | -83.6039 | 55040 | 1 | 31047
13153 | Mid-Georgia Cogen LP | 55040_G_CT2 | 15560111 | 98129613 | 95462012 | 137134114 |  | 221112 | 125 | 120 | 15300042 | T2 | STC2 | T2GAS | 160 | 17 | 225 | 10057 | 44.3 | 32.4851 | -83.6039 | 55040 | 2 | 31047
13153 | Mid-Georgia Cogen LP | 55040_G_ST1 | 15560111 | 98129413 | 95461812 | 137133714 |  | 221112 | 125 | 100 | 15300042 | B1 | STB1 | B1GAS | 160 | 3 | 330 | 461 | 65.2 | 32.485 | -83.6041 |  |  | 31047
25013 | BERKSHIRE POWER COMPANY LLC | 55041_G_GEN2 | 6013111 | 87604413 | 83795912 | 118809814 |  | 221112 | 125 | 120 | 0420067 | 1 | 1 | 2 | 125 | 18 | 357 |  | 81 | 42.0481 | -72.6479 | 55041 | 1 | 01001-0000
09001 | BRIDGEPORT ENERGY LLC | 55042_G_GEN1 | 754511 | 46284913 | 43960512 | 47337314 |  | 221112 | 125 | 120 | T015 P0862 C068 | P0190 | 005 | 02 | 130 | 16.5 | 193 | 16024 | 74.9 | 41.1705 | -73.1845 | 55042 | BE1 | 06604-5512
09001 | BRIDGEPORT ENERGY LLC | 55042_G_GEN2 | 754511 | 46285013 | 85096112 | 47337014 |  | 221112 | 125 | 120 | T015 P0862 C068 | P0191 | 006 | 02 | 130 | 16.5 | 193 | 16024 | 74.9 | 41.1688 | -73.1842 | 55042 | BE2 | 06604-5512
09001 | BRIDGEPORT ENERGY LLC | 55042_G_GEN3 | 754511 | 46284913 | 43960512 | 47337314a |  | 221112 | 125 | 120 | T015 P0862 C068 | P0190 | 005 | 02 | 130 | 16.5 | 193 | 16024 | 74.9 | 41.1705 | -73.1845 | 55042 | BE1 | 06604-5512
45021 | CHEROKEE COUNTY COGENERATION | 55043_G_GT1 | 3763611 | 37023113 | 35280912 | 15196414 |  | 221112 | 125 | 120 | 0600-0060 | 001 | 1 | 1 | 98 | 12.3 | 208 | 8911.7 | 75 | 35.0724 | -81.6137 | 55043 | CCCP1 | 29340
45021 | CHEROKEE COUNTY COGENERATION | 55043_G_ST1 | 3763611 | 37023113 | 35280912 | 15196414a |  | 221112 | 125 | 120 | 0600-0060 | 001 | 1 | 1 | 98 | 12.3 | 208 | 8911.7 | 75 | 35.0724 | -81.6137 | 55043 | CCCP1 | 29340
48201 | PASADENA COGENERATION | 55047_G_CTG1 | 6422111 | 16816813 | 16367512 | 8904014 |  | 221122 | 125 | 120 | 1474 | 000002 | 000002 | 000009 | 125 | 12 | 500 |  | 72 | 29.7253 | -95.1767 | 55047 | CG-1 | 77506
48201 | PASADENA COGENERATION | 55047_G_CTG2 | 6422111 | 16817013 | 16367912 | 8903814 |  | 221122 | 125 | 120 | 1474 | 000007 | 000007 | 000004 | 125 | 20 | 225 |  | 72 | 29.7264 | -95.1767 | 55047 | CG-2 | 77506
48201 | PASADENA COGENERATION | 55047_G_CTG3 | 6422111 | 16816913 | 16367812 | 8903914 |  | 221122 | 125 | 120 | 1474 | 000008 | 000008 | 000003 | 125 | 20 | 225 |  | 72 | 29.7244 | -95.1767 | 55047 | CG-3 | 77506
48201 | PASADENA COGENERATION | 55047_G_STG1 | 6422111 | 16816513 | 16367612 | 8904314 |  | 221122 | 125 | 100 | 1474 | 000001 | 000001 | 000010 | 130 | 5.25 | 350 |  | 30.3 | 29.7258 | -95.1769 |  |  | 77506
48201 | PASADENA COGENERATION | 55047_G_STG2 | 6422111 | 16816613 | 16367612 | 8904214 |  | 221122 | 125 | 100 | 1474 | 000006 | 000001 | 000001 | 130 | 5.25 | 350 |  | 30.3 | 29.7258 | -95.1769 |  |  | 77506
44005 | TIVERTON POWER | 55048_G_UNT1 | 3038311 | 88360413 | 84609612 | 119926914 |  | 221112 | 125 | 999 | AIR3810 | 20100201 | 20100201 | 20100201 | [5 empty] | 41.6417 | -71.17 | 55048 | 1 | 02878
44005 | TIVERTON POWER | 55048_G_UNT2 | 3038311 | 88360413 | 84609612 | 119926914a |  | 221112 | 125 | 999 | AIR3810 | 20100201 | 20100201 | 20100201 | [5 empty] | 41.6417 | -71.17 | 55048 | 1 | 02878
06089 | SIERRA PACIFIC IND. - ANDERSON | 55049_G_GEN1 | 6576611 | 17904613 | 77136412 | 49767414 |  | 321113 | 135 | 100 | 45162848 | 1 | 1 | 1 | 72 | 5 | 370 | 950 |  | 40.4706 | -122.3203 |  |  | 96007
22047 | Georgia Gulf Chemicals & Vinyls LLC - Plaquemine Division | 55051_G_X773 | 7227011 | 80974613 | 72095012 | 104405514 |  | 325211 | 173 | 120 | 2455 | SR0125 | RP0125 | PR0131 | 100 | 16 | 447 | 16085 | 80 | 30.2672 | -91.1843 |  |  | 70764
22047 | Georgia Gulf Chemicals & Vinyls LLC - Plaquemine Division | 55051_G_X774 | 7227011 | 80977513 | 72100512 | 104408614 |  | 325211 | 173 | 120 | 2455 | SR0126 | RP0126 | PR0132 | 100 | 16 | 447 | 16085 | 80 | 30.2672 | -91.1843 |  |  | 70764
22047 | Georgia Gulf Chemicals & Vinyls LLC - Plaquemine Division | 55051_G_X775 | 7227011 | 80981713 | 72102412 | 104412914 |  | 325211 | 173 | 120 | 2455 | SR0127 | RP0127 | PR0133 | 100 | 16 | 447 | 16085 | 80 | 30.2672 | -91.1843 |  |  | 70764
13149 | Tenaska Georgia Generating Station | 55061_G_GTG1 | 15558711 | 97956613 | 95346312 | 136904914 |  | 221112 | 125 | 120 | 14900004 | CT01 | SCT1 | CT01NG | 70 | 20 | 1134 | 38533 | 123 | 33.3526 | -84.9997 | 55061 | CT1 | 30217
13149 | Tenaska Georgia Generating Station | 55061_G_GTG2 | 15558711 | 97956713 | 95346212 | 136905114 |  | 221112 | 125 | 120 | 14900004 | CT02 | SCT2 | CT02NG | 70 | 20 | 1134 | 38533 | 123 | 33.3523 | -84.9997 | 55061 | CT2 | 30217
13149 | Tenaska Georgia Generating Station | 55061_G_GTG3 | 15558711 | 97956813 | 95346012 | 136905314 |  | 221112 | 125 | 120 | 14900004 | CT03 | SCT3 | CT03NG | 70 | 20 | 1134 | 38533 | 123 | 33.3519 | -84.9996 | 55061 | CT3 | 30217
13149 | Tenaska Georgia Generating Station | 55061_G_GTG4 | 15558711 | 97956913 | 95345612 | 136905414 |  | 221112 | 125 | 120 | 14900004 | CT04 | SCT4 | CT04NG | 70 | 20 | 1134 | 38533 | 123 | 33.3516 | -84.9996 | 55061 | CT4 | 30217
13149 | Tenaska Georgia Generating Station | 55061_G_GTG5 | 15558711 | 97957013 | 95345812 | 136905614 |  | 221112 | 125 | 120 | 14900004 | CT05 | SCT5 | CT05NG | 70 | 20 | 1134 | 38533 | 123 | 33.3512 | -84.9996 | 55061 | CT5 | 30217
13149 | Tenaska Georgia Generating Station | 55061_G_GTG6 | 15558711 | 97957113 | 95345712 | 136905814 |  | 221112 | 125 | 120 | 14900004 | CT06 | SCT6 | CT06NG | 70 | 20 | 1134 | 38533 | 123 | 33.3509 | -84.9995 | 55061 | CT6 | 30217
48185 | TENASKA FRONTIER GENERATION STATION | 55062_G_GTG1 | 6436111 | 16961213 | 16507712 | 8451914 |  | 221122 | 125 | 120 | 13 | 000001 | 000001 | 000001 | 152 | 12 | 300 |  | 61 | 30.5931 | -95.9179 | 55062 | 1 | 77868
48185 | TENASKA FRONTIER GENERATION STATION | 55062_G_GTG2 | 6436111 | 16961113 | 16507812 | 8452014 |  | 221122 | 125 | 120 | 13 | 000002 | 000002 | 000002 | 152 | 12 | 300 |  | 61 | 30.593 | -95.9183 | 55062 | 2 | 77868
48185 | TENASKA FRONTIER GENERATION STATION | 55062_G_GTG3 | 6436111 | 16961013 | 16508112 | 8452114 |  | 221122 | 125 | 120 | 13 | 000003 | 000003 | 000003 | 152 | 12 | 300 |  | 61 | 30.5928 | -95.9187 | 55062 | 3 | 77868
48185 | TENASKA FRONTIER GENERATION STATION | 55062_G_STG1 | 6436111 | ORISSTG1 | ORISSTG1 | 55062_G_STG1 |  | 221122 | 125 | 350 | [9 empty] | 30.5923 | -95.9194 | 55062 | STG1 | 77868
28107 | SOUTH MISSISSIPPI ELECTRIC POWER ASSOCIATION, BATESVILLE GENERATING STATION | 55063_G_CTG1 | 6993011 | 14911013 | 14582012 | 27217514 |  | 221112 | 125 | 120 | 2810700054 | 001 | 1 | 1 | 120 | 19 | 185 | 19270.2 | 68 | 34.3356 | -89.9272 | 55063 | 1 | 38606
28107 | SOUTH MISSISSIPPI ELECTRIC POWER ASSOCIATION, BATESVILLE GENERATING STATION | 55063_G_CTG2 | 6993011 | 14910513 | 14581912 | 27218014 |  | 221112 | 125 | 120 | 2810700054 | 002 | 2 | 1 | 120 | 19 | 185 | 19270.2 | 68 | 34.3356 | -89.9272 | 55063 | 2 | 38606
28107 | SOUTH MISSISSIPPI ELECTRIC POWER ASSOCIATION, BATESVILLE GENERATING STATION | 55063_G_CTG3 | 6993011 | 14910613 | 14581212 | 27217914 |  | 221112 | 125 | 120 | 2810700054 | 003 | 3 | 1 | 120 | 19 | 185 | 19270.2 | 68 | 34.3356 | -89.9272 | 55063 | 3 | 38606
28107 | SOUTH MISSISSIPPI ELECTRIC POWER ASSOCIATION, BATESVILLE GENERATING STATION | 55063_G_STG1 | 6993011 | ORISSTG1 | ORISSTG1 | 55063_G_STG1 |  | 221112 | 125 | 160 | [6 empty] | 72 |  |  | 34.3356 | -89.9272 | 55063 | STG1 | 38606
28107 | SOUTH MISSISSIPPI ELECTRIC POWER ASSOCIATION, BATESVILLE GENERATING STATION | 55063_G_STG2 | 6993011 | ORISSTG2 | ORISSTG2 | 55063_G_STG2 |  | 221112 | 125 | 160 | [6 empty] | 72 |  |  | 34.3356 | -89.9272 | 55063 | STG2 | 38606
28107 | SOUTH MISSISSIPPI ELECTRIC POWER ASSOCIATION, BATESVILLE GENERATING STATION | 55063_G_STG3 | 6993011 | ORISSTG3 | ORISSTG3 | 55063_G_STG3 |  | 221112 | 125 | 160 | [6 empty] | 72 |  |  | 34.3356 | -89.9272 | 55063 | STG3 | 38606
48233 | BLACKHAWK POWER PLANT | 55064_G_UNT1 | 7910111 | 2570213 | 2478612 | 4292114 |  | 221122 | 125 | 120 | 41 | 000003 | 000003 | 000006 | 130 | 18 | 500 |  | 65 | 35.6964 | -101.3601 | 55064 | 001 | 79007
48233 | BLACKHAWK POWER PLANT | 55064_G_UNT2B | 7910111 | 2570413 | 2478512 | 4291714 |  | 221122 | 125 | 120 | 41 | 000005 | 000004 | 000003 | 130 | 18 | 500 |  | 65 | 35.6962 | -101.3597 | 55064 | 002 | 79007
48501 | MUSTANG ELECTRIC STATION | 55065_G_GEN1 | 5129311 | 25190413 | 24167212 | 535814 |  | 221122 | 125 | 120 | 39 | 000006 | 000001 | 000007 | 90 | 15 | 500 |  | 84.4 | 32.9728 | -102.7417 | 55065 | 1 | 79323
48501 | MUSTANG ELECTRIC STATION | 55065_G_GEN2 | 5129311 | 25190513 | 24167312 | 535614 |  | 221122 | 125 | 120 | 39 | 000007 | 000004 | 000010 | 118 | 9 | 300 |  | 71.6 | 32.9724 | -102.7417 | 55065 | 2 | 79323
48501 | MUSTANG ELECTRIC STATION | 55065_G_GEN3 | 5129311 | 25190413 | 24167212 | 535814a |  | 221122 | 125 | 120 | 39 | 000006 | 000001 | 000007 | 90 | 15 | 500 |  | 84.4 | 32.9728 | -102.7417 | 55065 | 1 | 79323
23019 | MAINE INDEPENDENCE STATION | 55068_G_GEN1 | 7719211 | 2941413 | 2812812 | 129289114 |  | 221112 | 125 | 120 | 2301900115 | 001 | 1 | 001-1 | 155 | 18 | 190 | 0 | 0.1 | 44.8236 | -68.7101 | 55068 | 1 | 04401-6927
23019 | MAINE INDEPENDENCE STATION | 55068_G_GEN2 | 7719211 | 2941513 | 2812612 | 129289214 |  | 221112 | 125 | 120 | 2301900115 | 002 | 2 | 002-1 | 155 | 18 | 190 | 0 | 0.1 | 44.8234 | -68.71 | 55068 | 2 | 04401-6927
23019 | MAINE INDEPENDENCE STATION | 55068_G_GEN3 | 7719211 | 2941613 | 2812712 | 129288714 |  | 221112 | 125 | 100 | 2301900115 | 003 | 5 | 003-1 | 24 | 2 | 50 |  | 0.1 | 44.823 | -68.7096 |  |  | 04401-6927
05069 | PINE BLUFF ENERGY CENTER | 55075_G_CT01 | 7785211 | 2877713 | 2771912 | 62154514 |  | 221112 | 125 | 120 | 0506900409 | 001 | 1 | 1 | 225 | 19.5 | 216 | 17918.9 | 60 | 34.2178 | -91.9022 | 55075 | CT-1 | 71611
05069 | PINE BLUFF ENERGY CENTER | 55075_G_ST01 | 7785211 | 2877913 | 2772012 | 62154314 |  | 221112 | 125 | 100 | 0506900409 | 003 | 3 | 3 | 150 | 8 | 348 | 1960.4 | 39 | 34.2181 | -91.9022 |  |  | 71611
28019 | Choctaw Generation Limited Partnership, Red Hills Generation Facility | 55076_B_AA001 | 7053011 | 14190213 | 60010912 | 27477514 |  | 221112 | 125 | 100 | 2801900011 | 001 | 1 | 1 | 350 | 24.5 | 257 | 27706.3 | 58.8 | 33.3794 | -89.2093 | 55076 | AA001 | 39735 | 63UUUUU
28019 | Choctaw Generation Limited Partnership, Red Hills Generation Facility | 55076_B_AA002 | 7053011 | 65310713 | 60010912 | 90483614 |  | 221112 | 125 | 100 | 2801900011 | 012 | 1 | 1 | 350 | 24.5 | 257 | 27706.3 | 58.8 | 33.3794 | -89.2093 | 55076 | AA002 | 39735 | 63UUUUU
32003 | San Diego Gas and Electric | 55077_G_ED01 | 7757511 | 1853913 | 61809112 | 121594814 |  | 22111 | 125 | 120 | 0652 | A01 | 652-01 | 1 | 100 | 19 | 367 |  | 56 | 35.7865 | -114.993 | 55077 | EDE1 | 89005
32003 | San Diego Gas and Electric | 55077_G_ED02 | 7757511 | 1854013 | 61809212 | 121594914 |  | 22111 | 125 | 120 | 0652 | A02 | 652-02 | 1 | 100 | 19 | 367 |  | 56 | 35.7865 | -114.9938 | 55077 | EDE2 | 89005
32003 | San Diego Gas and Electric | 55077_G_ED03 | 7757511 | 1853913 | 61809112 | 121594814a |  | 22111 | 125 | 120 | 0652 | A01 | 652-01 | 1 | 100 | 19 | 367 |  | 56 | 35.7865 | -114.993 | 55077 | EDE1 | 89005
25027 | MILLENNIUM POWER PARTNERS LP | 55079_G_CT01 | 6066411 | 87811813 | 83939312 | 119183014 |  | 221112 | 125 | 120 | 1180281 | 1 | 1 | 2 | 225 | 19 | 242 |  | 89 | 42.1124 | -72.0151 | 55079 | 1 | 01507-0000
25027 | MILLENNIUM POWER PARTNERS LP | 55079_G_ST01 | 6066411 | 87811813 | 83939312 | 119183014a |  | 221112 | 125 | 120 | 1180281 | 1 | 1 | 2 | 225 | 19 | 242 |  | 89 | 42.1124 | -72.0151 | 55079 | 1 | 01507-0000
47075 | TVA BROWNSVILLE COMBUSTION TURBINE PLANT | 55081_G_1 | 3063711 | 38176213 | 36459312 | 12291014 |  | 221112 | 125 | 120 | 0068 | 001 | AA-002 | 02 | 90 | 21.1 | 1008 | 29933.8 | 85.5 | 35.54 | -89.2 |  |  | 38012
47075 | TVA BROWNSVILLE COMBUSTION TURBINE PLANT | 55081_G_2 | 3063711 | 38176213 | 36459312 | 12291014a |  | 221112 | 125 | 120 | 0068 | 001 | AA-002 | 02 | 90 | 21.1 | 1008 | 29933.8 | 85.5 | 35.54 | -89.2 |  |  | 38012
47075 | TVA BROWNSVILLE COMBUSTION TURBINE PLANT | 55081_G_3 | 3063711 | 38176113 | 36459412 | 12291214 |  | 221112 | 125 | 120 | 0068 | 002 | AA-003 | 03 | 50 | 23.9 | 1020 | 31369.3 | 70.1 | 35.54 | -89.2 |  |  | 38012
47075 | TVA BROWNSVILLE COMBUSTION TURBINE PLANT | 55081_G_4 | 3063711 | 38176113 | 36459412 | 12291214a |  | 221112 | 125 | 120 | 0068 | 002 | AA-003 | 03 | 50 | 23.9 | 1020 | 31369.3 | 70.1 | 35.54 | -89.2 |  |  | 38012
06013 | CROCKETT COGENERATION, A CAL L | 55084_G_GE1 | 353611 | 50083213 | 47180012 | 60371314 |  | 221112 | 125 | 120 | 0713038664 | 201 | 201 | 1 | 230 | 18.9 | 225 | 16451.2 |  | 38.0542 | -122.2178 |  |  | 94525
48409 | GREGORY POWER FACILITY | 55086_G_GT1A | 5780011 | 21678213 | 20776512 | 3595214 |  | 221121 | 125 | 120 | 52 | 000001 | 000001 | 000002 | 199 | 19 | 570 |  | 44.6 | 27.8889 | -97.2586 | 55086 | 101 | 78359
48409 | GREGORY POWER FACILITY | 55086_G_GT1B | 5780011 | 21678413 | 20776612 | 3595014 |  | 221121 | 125 | 120 | 52 | 000002 | 000002 | 000003 | 199 | 19 | 570 |  | 44.6 | 27.8885 | -97.2584 | 55086 | 102 | 78359
48409 | GREGORY POWER FACILITY | 55086_G_STG | 5780011 | 21678313 | 20776712 | 3595114 |  | 221121 | 125 | 100 | 52 | 000003 | 000003 | 000004 | 199 | 6 | 306 |  | 66 | 27.8886 | -97.2592 |  |  | 78359
26139 | Zeeland Generating Station | 55087_G_1A | 7087211 | 14145813 | 109178212 | 29403114 |  | 221112 | 125 | 120 | N6521 | RG0009 | SV0008 | 20100201 | 175 | 16.75 | 197 | 13408.2 | 60.8 | 42.8195 | -85.9989 |  |  | 49464
26139 | Zeeland Generating Station | 55087_G_1B | 7087211 | 14145813 | 109178212 | 29403114a |  | 221112 | 125 | 120 | N6521 | RG0009 | SV0008 | 20100201 | 175 | 16.75 | 197 | 13408.2 | 60.8 | 42.8195 | -85.9989 |  |  | 49464
26139 | Zeeland Generating Station | 55087_G_2A | 7087211 | 14145813 | 109178212 | 29403114b |  | 221112 | 125 | 120 | N6521 | RG0009 | SV0008 | 20100201 | 175 | 16.75 | 197 | 13408.2 | 60.8 | 42.8195 | -85.9989 |  |  | 49464
26139 | Zeeland Generating Station | 55087_G_2B | 7087211 | 14145813 | 109178212 | 29403114c |  | 221112 | 125 | 120 | N6521 | RG0009 | SV0008 | 20100201 | 175 | 16.75 | 197 | 13408.2 | 60.8 | 42.8195 | -85.9989 |  |  | 49464
26139 | Zeeland Generating Station | 55087_G_2C | 7087211 | 14145813 | 109178212 | 29403114d |  | 221112 | 125 | 120 | N6521 | RG0009 | SV0008 | 20100201 | 175 | 16.75 | 197 | 13408.2 | 60.8 | 42.8195 | -85.9989 |  |  | 49464
26163 | DEARBORN INDUSTRIAL GENERATION | 55088_G_GT 1 | 7778711 | 3631013 | 3498512 | 139207414 |  | 221112 | 125 | 140 | N6631 | EU0002 | SV0048 | 20100201 | 150 | 17.5 | 276 | 20666.7 | 85.9 | 42.3038 | -83.1526 | 55088 | GT2100 | 48121
26163 | DEARBORN INDUSTRIAL GENERATION | 55088_G_GT2 | 7778711 | 3631113 | 3498312 | 27112314 |  | 221112 | 125 | 140 | N6631 | EU0003 | SV0049 | 20100201 | 150 | 17.5 | 276 | 20666.7 | 85.9 | 42.3039 | -83.1522 | 55088 | GT3100 | 48121
26163 | DEARBORN INDUSTRIAL GENERATION | 55088_G_GTP1 | 7778711 | 3630913 | 3498612 | 26878114 |  | 221112 | 125 | 120 | N6631 | EU0001 | SV0047 | 20100201 | 60 | 17.75 | 1073 | 38300 | 154.8 | 42.3053 | -83.1538 | 55088 | GTP1 | 48121
26163 | DEARBORN INDUSTRIAL GENERATION | 55088_G_ST1 | 7778711 | 3631313 | 3498412 | 27112014 |  | 221112 | 125 | 200 | N6631 | EU0004 | SV0044 | 10200704 | 185 | 10.5 | 277 | 4380 | 50.6 | 42.3042 | -83.1522 | 55088 | BL1100 | 48121
22089 | Occidental Chemical Corp - Taft Plant | 55089_G_CT1 | 5609011 | 82246713 | 73277412 | 105771214 |  | 325180 | 129 | 120 | 1137 | SEQT03 | REQT03 | PEQT03 | 130 | 17.4 | 200 | 13283.8 | 55.8 | 29.9891 | -90.4594 | 55089 | CT1 | 70057
22089 | Occidental Chemical Corp - Taft Plant | 55089_G_CT2 | 5609011 | 82246813 | 73277812 | 105771314 |  | 325180 | 129 | 120 | 1137 | SEQT04 | REQT04 | PEQT04 | 130 | 17.4 | 200 | 13283.8 | 55.8 | 29.9887 | -90.4595 | 55089 | CT2 | 70057
22089 | Occidental Chemical Corp - Taft Plant | 55089_G_CT3 | 5609011 | 82247113 | 73276512 | 105771614 |  | 325180 | 129 | 120 | 1137 | SEQT05 | REQT05 | PEQT05 | 130 | 17.4 | 200 | 13283.8 | 55.8 | 29.9883 | -90.4597 | 55089 | CT3 | 70057
22089 | Occidental Chemical Corp - Taft Plant | 55089_G_ST1 | 5609011 | ORISST1 | ORISST1 | 55089_G_ST1 |  | 325180 | 129 | 160 | [6 empty] | 300 | 200 | 400 | 29.9884 | -90.4566 | 55089 | ST1 | 70057
88181 | Stimson Lumber Company - Plummer Operation | 55090_G_GEN1 | 8271811 | 104452113 | 3012 | 148206114 | 181 | 321113 | 135 | 100 | 02 | BLR-1 | 01 | 01 |  |  | 72 |  |  | 47.33 | -116.89 |  |  | 83851
48139 | ELECTRIC POWER GENERATION | 55091_G_STK1 | 6494211 | 17543613 | 17064512 | 10693314 |  | 221122 | 125 | 120 | 59 | 000001 | 000001 | 000023 | 155 | 18 | 300 |  | 58.6 | 32.4301 | -97.0611 | 55091 | STK1 | 76065
48139 | ELECTRIC POWER GENERATION | 55091_G_STK2 | 6494211 | 17543513 | 17066412 | 10693414 |  | 221122 | 125 | 120 | 59 | 000002 | 000002 | 000022 | 155 | 18 | 300 |  | 58.6 | 32.4302 | -97.0537 | 55091 | STK2 | 76065
48139 | ELECTRIC POWER GENERATION | 55091_G_STK3 | 6494211 | 17543413 | 17066612 | 10693514 |  | 221122 | 125 | 120 | 59 | 000003 | 000003 | 000021 | 155 | 18 | 300 |  | 58.6 | 32.4306 | -97.0528 | 55091 | STK3 | 76065
48139 | ELECTRIC POWER GENERATION | 55091_G_STK4 | 6494211 | 17543013 | 17065912 | 10693914 |  | 221122 | 125 | 120 | 59 | 000004 | 000004 | 000020 | 155 | 18 | 300 |  | 58.6 | 32.4357 | -97.0533 | 55091 | STK4 | 76065
48139 | ELECTRIC POWER GENERATION | 55091_G_STK5 | 6494211 | 17543313 | 17066112 | 10693614 |  | 221122 | 125 | 120 | 59 | 000005 | 000005 | 000019 | 155 | 9 | 300 |  | 58.6 | 32.4296 | -97.0552 | 55091 | STK5 | 76065
48139 | ELECTRIC POWER GENERATION | 55091_G_STK6 | 6494211 | 17542513 | 17065812 | 10694414 |  | 221122 | 125 | 120 | 59 | 000006 | 000006 | 000018 | 155 | 9 | 300 |  | 58.6 | 32.4294 | -97.0558 | 55091 | STK6 | 76065
18127 | PORTSIDE ENERGY LLC | 55096_G_GT | 4691211 | 28341513 | 27177112 | 124057314 |  | 221112 | 125 | 999 | 00067 | 001 | 1 | 01 |  |  | 278 | 7168.8 | 112.1 | 41.6315 | -87.1729 | 55096 | CT | 46368
18127 | PORTSIDE ENERGY LLC | 55096_G_ST | 4691211 | 28341413 | 27177012 | 124057514 |  | 221112 | 125 | 999 | 00067 | 002 | 3 | 01 |  |  | 308 | 1208.4 | 50.7 | 41.6315 | -87.1729 | 55096 | BLR1 | 46368
48277 | PARIS GENERATING STATION | 55097_G_CTG1 | 7910611 | 2567613 | 2475812 | 5108714 |  | 221122 | 125 | 160 | 20 | 000001 | 000001 | 000001 | 130 | 19 | 300 |  | 57.7 | 33.6322 | -95.5898 | 55097 | 1 | 75460
48277 | PARIS GENERATING STATION | 55097_G_CTG2 | 7910611 | 2567713 | 2476112 | 5108614 |  | 221122 | 125 | 120 | 20 | 000002 | 000002 | 000002 | 130 | 19 | 300 |  | 59.2 | 33.6318 | -95.5898 | 55097 | 2 | 75460
48277 | PARIS GENERATING STATION | 55097_G_CTG3 | 7910611 | 2567513 | 2476012 | 5108814 |  | 221122 | 125 | 120 | 20 | 000003 | 000003 | 000003 | 130 | 19 | 300 |  | 58 | 33.6311 | -95.5898 | 55097 | 3 | 75460
48277 | PARIS GENERATING STATION | 55097_G_CTG4 | 7910611 | 2567413 | 2475712 | 5108914 |  | 221122 | 125 | 120 | 20 | 000004 | 000004 | 000004 | 130 | 19 | 300 |  | 58 | 33.6307 | -95.5897 | 55097 | 4 | 75460
48277 | PARIS GENERATING STATION | 55097_G_STG1 | 7910611 | 2567813 | 2475612 | 5108514 |  | 221122 | 125 | 160 | 20 | 000007 | 000006 | 000007 | 20 | 1 | 700 |  | 50 | 33.6322 | -95.5891 |  |  | 75460
48277 | PARIS GENERATING STATION | 55097_G_STG2 | 7910611 | 2567913 | 2475912 | 5108414 |  | 221122 | 125 | 160 | 20 | 000008 | 000007 | 000008 | 14 | 0.67 | 708 |  | 35 | 33.6332 | -95.5899 |  |  | 75460
48215 | FRONTERA ENERGY SERVICES | 55098_G_GEN1 | 7908611 | 2580513 | 2488112 | 6850214 |  | 221122 | 125 | 160 | 84 | 000001 | 000001 | 000001 | 150 | 18.75 | 198 |  | 50 | 26.2078 | -98.3996 | 55098 | 1 | 78572
48215 | FRONTERA ENERGY SERVICES | 55098_G_GEN2 | 7908611 | 2580413 | 2488012 | 6850314 |  | 221122 | 125 | 160 | 84 | 000002 | 000005 | 000002 | 150 | 18.75 | 198 |  | 50 | 26.2082 | -98.3995 | 55098 | 2 | 78572
48215 | FRONTERA ENERGY SERVICES | 55098_G_GEN3 | 7908611 | 2580513 | 2488112 | 6850214a |  | 221122 | 125 | 160 | 84 | 000001 | 000001 | 000001 | 150 | 18.75 | 198 |  | 50 | 26.2078 | -98.3996 | 55098 | 1 | 78572
22073 | NRG Sterlington Power LLC - Sterlington Power Plant | 55099_G_01 | 5836111 | 82087213 | 73130412 | 105606314 |  | 221112 | 125 | 120 | 93588 | SCT1 | RCT1 | PCT1G | 35 | 14.9 | 990 | 20500 | 118 | 32.6855 | -92.0826 |  |  | 71280
22073 | NRG Sterlington Power LLC - Sterlington Power Plant | 55099_G_02 | 5836111 | 82087713 | 73130512 | 105606814 |  | 221112 | 125 | 120 | 93588 | SCT2 | RCT2 | PCT2G | 35 | 14.9 | 990 | 20500 | 118 | 32.6855 | -92.0826 |  |  | 71280
22073 | NRG Sterlington Power LLC - Sterlington Power Plant | 55099_G_03 | 5836111 | 82087313 | 73129612 | 105606414 |  | 221112 | 125 | 120 | 93588 | SCT3 | RCT3 | PCT3G | 35 | 14.9 | 990 | 20500 | 118 | 32.6855 | -92.0826 |  |  | 71280
22073 | NRG Sterlington Power LLC - Sterlington Power Plant | 55099_G_04 | 5836111 | 82087913 | 73129712 | 105607014 |  | 221112 | 125 | 120 | 93588 | SCT4 | RCT4 | PCT4G | 35 | 14.9 | 990 | 20500 | 118 | 32.6855 | -92.0826 |  |  | 71280
22073 | NRG Sterlington Power LLC - Sterlington Power Plant | 55099_G_07 | 5836111 | 82087113 | 73130112 | 105606214 |  | 221112 | 125 | 120 | 93588 | SCT7 | RCT7 | PCT7G | 35 | 14.9 | 990 | 20500 | 118 | 32.6855 | -92.0826 |  |  | 71280
22073 | NRG Sterlington Power LLC - Sterlington Power Plant | 55099_G_09 | 5836111 | 82087613 | 73129812 | 105606714 |  | 221112 | 125 | 120 | 93588 | SCT9 | RCT9 | PCT9G | 20 | 14.9 | 800 | 20500 | 118 | 32.6855 | -92.0826 |  |  | 71280
22073 | NRG Sterlington Power LLC - Sterlington Power Plant | 55099_G_10 | 5836111 | 82088013 | 73130012 | 105607114 |  | 221112 | 125 | 120 | 93588 | SCT10 | RCT10 | PCT10G | 35 | 14.9 | 990 | 20500 | 118 | 32.6855 | -92.0826 |  |  | 71280
23017 | RUMFORD POWER | 55100_G_UNT1 | 5759211 | 22605313 | 21686912 | 129296014 |  | 221112 | 125 | 120 | 2301700056 | 001 | 1 | 001-1 | 150 | 19 | 187 | 14438.4 | 50.9 | 44.5322 | -70.5199 | 55100 | 1 | 04276-3436
23017 | RUMFORD POWER | 55100_G_UNT2 | 5759211 | 22605313 | 21686912 | 129296014a |  | 221112 | 125 | 120 | 2301700056 | 001 | 1 | 001-1 | 150 | 19 | 187 | 14438.4 | 50.9 | 44.5322 | -70.5199 | 55100 | 1 | 04276-3436
26077 | CMS Generation Kalamazoo River Generating Station | 55101_G_0001 | 5620911 | 19998413 | 19329412 | 28216614 |  | 221112 | 125 | 120 | N6731 | EU0002 | SV0001 | 20100201 | 60 | 14.5 | 950 | 23683.3 | 143.4 | 42.28 | -85.49 | 55101 | 1 | 49093
26137 | CMS Generation, Livingston Generating Station | 55102_G_001 | 6335011 | 16380213 | 109182212 | 28840614 |  | 221112 | 125 | 120 | N6526 | RG0005 | SV0004 | 20100201 | 39 | 12.5 | 710 | 18368 | 149.7 | 45.03 | -84.72 |  |  | 49735
26137 | CMS Generation, Livingston Generating Station | 55102_G_002 | 6335011 | 16380213 | 109182212 | 28840614a |  | 221112 | 125 | 120 | N6526 | RG0005 | SV0004 | 20100201 | 39 | 12.5 | 710 | 18368 | 149.7 | 45.03 | -84.72 |  |  | 49735
26137 | CMS Generation, Livingston Generating Station | 55102_G_003 | 6335011 | 16380213 | 109182212 | 28840614b |  | 221112 | 125 | 120 | N6526 | RG0005 | SV0004 | 20100201 | 39 | 12.5 | 710 | 18368 | 149.7 | 45.03 | -84.72 |  |  | 49735
26137 | CMS Generation, Livingston Generating Station | 55102_G_004 | 6335011 | 16380213 | 109182212 | 28840614c |  | 221112 | 125 | 120 | N6526 | RG0005 | SV0004 | 20100201 | 39 | 12.5 | 710 | 18368 | 149.7 | 45.03 | -84.72 |  |  | 49735
41035 | Klamath Cogeneration Proj | 55103_G_CT1 | 9223711 | 55311013 | 66278512 | 68462614 |  | 221118 | 125 | 120 | 18-0003 | PS-1 | STK-1 | P-1 | 36.2 | 8.6 | 617 |  | 76.3 | 42.1748 | -121.8072 | 55103 | CT1 | 97603-9593
41035 | Klamath Cogeneration Proj | 55103_G_CT2 | 9223711 | 55311113 | 66278612 | 68462714 |  | 221118 | 125 | 120 | 18-0003 | PS-2 | STK-2 | P-1 | 36.2 | 8.6 | 617 |  | 76.3 | 42.1748 | -121.8072 | 55103 | CT2 | 97603-9593
41035 | Klamath Cogeneration Proj | 55103_G_ST1 | 9223711 | ORISST1 | ORISST1 | 55103_G_ST1 |  | 221118 | 125 | 120 |  |  |  |  | 36.2 | 8.6 | 617 |  | 76.3 | 42.1748 | -121.8072 | 55103 | ST1 | 97603-9593
48361 | SABINE COGENERATION FACILITY | 55104_G_CTG1 | 5731011 | 21856513 | 20950012 | 2556014 |  | 221122 | 125 | 120 | 57 | 000001 | 000001 | 000001 | 70 | 12 | 500 |  | 44.9 | 30.0444 | -93.7719 | 55104 | SAB-1 | 77630
48361 | SABINE COGENERATION FACILITY | 55104_G_CTG2 | 5731011 | 21856613 | 20949912 | 2555914 |  | 221122 | 125 | 120 | 57 | 000002 | 000002 | 000002 | 70 | 12 | 500 |  | 44.9 | 30.0442 | -93.7716 | 55104 | SAB-2 | 77630
48361 | SABINE COGENERATION FACILITY | 55104_G_STG | 5731011 | 21856513 | 20950012 | 2556014a |  | 221122 | 125 | 120 | 57 | 000001 | 000001 | 000001 | 70 | 12 | 500 |  | 44.9 | 30.0444 | -93.7719 | 55104 | SAB-1 | 77630
44007 | ENTERGY RHODE ISLAND STATE ENERGY, L.P. | 55107_G_CTG1 | 3073211 | 103257813 | 106941812 | 145948214 |  | 2211 | 125 | 120 | AIR3914 | 20100201 | 20100201 | 20100201 | [5 empty] | 41.8017 | -71.5186 | 55107 | RISEP1 | 02919
44007 | ENTERGY RHODE ISLAND STATE ENERGY, L.P. | 55107_G_CTG2 | 3073211 | 103257813 | 106941812 | 145948214a |  | 2211 | 125 | 120 | AIR3914 | 20100201 | 20100201 | 20100201 | [5 empty] | 41.8017 | -71.5186 | 55107 | RISEP2 | 02919
44007 | ENTERGY RHODE ISLAND STATE ENERGY, L.P. | 55107_G_STG1 | 3073211 | 103257813 | 106941812 | 145948214b |  | 2211 | 125 | 120 | AIR3914 | 20100201 | 20100201 | 20100201 | [5 empty] | 41.8017 | -71.5186 | 55107 | 1 | 02919
17089 | Rocky Road Power LLC | 55109_G_T4 | 1786811 | 42008413 | 40048312 | 45363714 |  | 221112 | 125 | 120 | 089425AAC | 0004 | 0004 | 01 | 60 | 21.7 | 928 | 32000 |  | 42.0937 | -88.2396 | 55109 | T4 | 60118
17089 | Rocky Road Power LLC | 55109_G_TG1 | 1786811 | 42008313 | 40048412 | 45363814 |  | 221112 | 125 | 120 | 089425AAC | 0001 | 0001 | 01 | 60 | 21.7 | 928 | 32000 |  | 42.0937 | -88.2396 | 55109 | T1 | 60118
17089 | Rocky Road Power LLC | 55109_G_TG2 | 1786811 | 42008613 | 40048212 | 45363514 |  | 221112 | 125 | 120 | 089425AAC | 0002 | 0002 | 01 | 60 | 21.7 | 928 | 32000 |  | 42.0937 | -88.2396 | 55109 | T2 | 60118
17089 | Rocky Road Power LLC | 55109_G_TG3 | 1786811 | 42008513 | 40048512 | 45363614 |  | 221112 | 125 | 120 | 089425AAC | 0003 | 0003 | 01 | 60 | 11.1 | 806 | 6633.3 |  | 42.0937 | -88.2396 | 55109 | T3 | 60118
39017 | Duke Energy Indiana, Madison Generating Station (1409000896) | 55110_G_CT1 | 9303411 | 55544313 | 68602812 | 101008414 |  | 221112 | 125 | 120 | 1409000896 | P001 | 204474 | 20100201 | 90 | 14.8 | 930 | 18500 |  | 39.4523 | -84.4634 | 55110 | 1 | 45067
39017 | Duke Energy Indiana, Madison Generating Station (1409000896) | 55110_G_CT2 | 9303411 | 55544413 | 68602712 | 101008514 |  | 221112 | 125 | 120 | 1409000896 | P002 | 204485 | 20100201 | 90 | 14.8 | 930 | 18500 |  | 39.4278 | -84.4655 | 55110 | 2 | 45067
39017 | Duke Energy Indiana, Madison Generating Station (1409000896) | 55110_G_CT3 | 9303411 | 55544513 | 68602512 | 101008614 |  | 221112 | 125 | 120 | 1409000896 | P003 | 204488 | 20100201 | 90 | 14.8 | 930 | 18500 |  | 39.4523 | -84.4634 | 55110 | 3 | 45067
39017 | Duke Energy Indiana, Madison Generating Station (1409000896) | 55110_G_CT4 | 9303411 | 55544613 | 68602612 | 101008714 |  | 221112 | 125 | 120 | 1409000896 | P004 | 204489 | 20100201 | 90 | 14.8 | 930 | 18500 |  | 39.4278 | -84.4655 | 55110 | 4 | 45067
39017 | Duke Energy Indiana, Madison Generating Station (1409000896) | 55110_G_CT5 | 9303411 | 55574813 | 68603012 | 101008814 |  | 221112 | 125 | 120 | 1409000896 | P005 | 204490 | 20100201 | 90 | 14.8 | 930 | 18500 |  | 39.4278 | -84.4655 | 55110 | 5 | 45067
39017 | Duke Energy Indiana, Madison Generating Station (1409000896) | 55110_G_CT6 | 9303411 | 55574913 | 68602412 | 101008914 |  | 221112 | 125 | 120 | 1409000896 | P006 | 204491 | 20100201 | 90 | 14.8 | 930 | 18500 |  | 39.4278 | -84.4655 | 55110 | 6 | 45067
39017 | Duke Energy Indiana, Madison Generating Station (1409000896) | 55110_G_CT7 | 9303411 | 55575013 | 68603112 | 101009014 |  | 221112 | 125 | 120 | 1409000896 | P007 | 204492 | 20100201 | 90 | 14.8 | 930 | 18500 |  | 39.4278 | -84.4655 | 55110 | 7 | 45067
39017 | Duke Energy Indiana, Madison Generating Station (1409000896) | 55110_G_CT8 | 9303411 | 55575113 | 68602912 | 101009114 |  | 221112 | 125 | 120 | 1409000896 | P008 | 204493 | 20100201 | 90 | 14.8 | 930 | 18500 |  | 39.4278 | -84.4655 | 55110 | 8 | 45067
18165 | DUKE ENERGY VERMILLION, LLC | 55111_G_CT1 | 4133511 | 33175413 | 31670112 | 141347114 |  | 221112 | 125 | 120 | 00022 | 001 | 1 | 001-01 | 900 | 14.75 | 400 | 27480.2 | 160.8 | 39.928 | -87.443 | 55111 | 1 | 47928
18165 | DUKE ENERGY VERMILLION, LLC | 55111_G_CT2 | 4133511 | 33175713 | 31670412 | 141347214 |  | 221112 | 125 | 120 | 00022 | 002 | 2 | 002-01 | 900 | 14.75 | 400 | 27480.2 | 160.8 | 39.928 | -87.443 | 55111 | 2 | 47928
18165 | DUKE ENERGY VERMILLION, LLC | 55111_G_CT3 | 4133511 | 33176113 | 31670512 | 141347314 |  | 221112 | 125 | 120 | 00022 | 003 | 3 | 003-01 | 900 | 14.75 | 400 | 27480.2 | 160.8 | 39.928 | -87.443 | 55111 | 3 | 47928
18165 | DUKE ENERGY VERMILLION, LLC | 55111_G_CT4 | 4133511 | 33175813 | 31670212 | 141347414 |  | 221112 | 125 | 120 | 00022 | 004 | 4 | 004-01 | 900 | 14.75 | 400 | 27480.2 | 160.8 | 39.928 | -87.443 | 55111 | 4 | 47928
18165 | DUKE ENERGY VERMILLION, LLC | 55111_G_CT5 | 4133511 | 33176213 | 31670612 | 141347514 |  | 221112 | 125 | 120 | 00022 | 005 | 5 | 005-01 | 900 | 14.75 | 400 | 27480.2 | 160.8 | 39.928 | -87.443 | 55111 | 5 | 47928
18165 | DUKE ENERGY VERMILLION, LLC | 55111_G_CT6 | 4133511 | 33176013 | 31670712 | 141347614 |  | 221112 | 125 | 120 | 00022 | 006 | 6 | 006-01 | 900 | 14.75 | 400 | 27480.2 | 160.8 | 39.928 | -87.443 | 55111 | 6 | 47928
18165 | DUKE ENERGY VERMILLION, LLC | 55111_G_CT7 | 4133511 | 33175613 | 31670812 | 141347714 |  | 221112 | 125 | 120 | 00022 | 007 | 7 | 007-01 | 900 | 14.75 | 400 | 27480.2 | 160.8 | 39.928 | -87.443 | 55111 | 7 | 47928
18165 | DUKE ENERGY VERMILLION, LLC | 55111_G_CT8 | 4133511 | 33175913 | 31670912 | 141347814 |  | 221112 | 125 | 120 | 00022 | 008 | 8 | 008-01 | 900 | 14.75 | 400 | 27480.2 | 160.8 | 39.928 | -87.443 | 55111 | 8 | 47928
06101 | SUTTER ENERGY CENTER | 55112_G_CT01 | 1371811 | 43619013 | 97166612 | 49851014 |  | 221118 | 125 | 120 | 51160813005 | 130051 | 130051_1_201002 | 1 | [5 empty] | 39.0531 | -121.6939 | 55112 | CT01 | 95993
06101 | SUTTER ENERGY CENTER | 55112_G_CT02 | 1371811 | 43619113 | 97166512 | 49850914 |  | 221118 | 125 | 120 | 51160813005 | 130052 | 130052_1_201002 | 1 | [5 empty] | 39.0531 | -121.6939 | 55112 | CT02 | 95993
06101 | SUTTER ENERGY CENTER | 55112_G_ST01 | 1371811 | ORISST01 | ORISST01 | 55112_G_ST01 |  | 221118 | 125 | 120 | [9 empty] | 39.0531 | -121.6939 | 55112 | ST01 | 95993 |  | NCDEQ
37157 | Duke Energy Carolinas, LLC-Rockingham Co Comb. Turb. | 55116_G_CT1 | 8493211 | 74610613 | 69135412 | 101354714 |  | 221112 | 125 | 120 | 3715700156 | GR1 | EP2 | 16 | 60 | 24.7 | 1100 | 41160.2 | 85.9 | 36.3297 | -79.8297 |  |  | 27320 |  | NCDEQ
37157 | Duke Energy Carolinas, LLC-Rockingham Co Comb. Turb. | 55116_G_CT2 | 8493211 | 74610613 | 69135412 | 101354714a |  | 221112 | 125 | 120 | 3715700156 | GR1 | EP2 | 16 | 60 | 24.7 | 1100 | 41160.2 | 85.9 | 36.3297 | -79.8297 |  |  | 27320 |  | NCDEQ
37157 | Duke Energy Carolinas, LLC-Rockingham Co Comb. Turb. | 55116_G_CT3 | 8493211 | 74610613 | 69135412 | 101354714b |  | 221112 | 125 | 120 | 3715700156 | GR1 | EP2 | 16 | 60 | 24.7 | 1100 | 41160.2 | 85.9 | 36.3297 | -79.8297 |  |  | 27320 |  | NCDEQ
37157 | Duke Energy Carolinas, LLC-Rockingham Co Comb. Turb. | 55116_G_CT4 | 8493211 | 74610613 | 69135412 | 101354714c |  | 221112 | 125 | 120 | 3715700156 | GR1 | EP2 | 16 | 60 | 24.7 | 1100 | 41160.2 | 85.9 | 36.3297 | -79.8297 |  |  | 27320 |  | NCDEQ
37157 | Duke Energy Carolinas, LLC-Rockingham Co Comb. Turb. | 55116_G_CT5 | 8493211 | 74610613 | 69135412 | 101354714d |  | 221112 | 125 | 120 | 3715700156 | GR1 | EP2 | 16 | 60 | 24.7 | 1100 | 41160.2 | 85.9 | 36.3297 | -79.8297 |  |  | 27320
22019 | Eagle US 2 LLC - Lake Charles Complex | 55117_G_RS-4 | 7354911 | 82306013 | 73348212 | 105832214 |  | 325180 | 164 | 100 | 1255 | SR032 | RP032 | PR032 | 100 | 17.8 | 200 | 22819.8 | 92.2 | 30.2214 | -93.2827 | 55117 | RS-5 | 70669
22019 | Eagle US 2 LLC - Lake Charles Complex | 55117_G_RS-5 | 7354911 | 82306013 | 73348212 | 105832214a |  | 325180 | 164 | 100 | 1255 | SR032 | RP032 | PR032 | 100 | 17.8 | 200 | 22819.8 | 92.2 | 30.2214 | -93.2827 | 55117 | RS-5 | 70669
22019 | Eagle US 2 LLC - Lake Charles Complex | 55117_G_RS-6 | 7354911 | 82320413 | 73339012 | 105846914 |  | 325180 | 164 | 100 | 1255 | SR033 | RP033 | PR033 | 100 | 17.8 | 200 | 17306.6 | 69.9 | 30.221 | -93.2827 | 55117 | RS-6 | 70669
48361 | SRW COGENERATION LTD | 55120_G_GT1A | 6509111 | 17474413 | 16997612 | 2269314 |  | 221122 | 125 | 120 | 63 | 000001 | 000001 | 000001 | 125 | 10 | 300 |  | 53.5 | 30.0553 | -93.7578 | 55120 | CTG-1 | 77630
48361 | SRW COGENERATION LTD | 55120_G_GT1B | 6509111 | 17474813 | 16998112 | 2268914 |  | 221122 | 125 | 120 | 63 | 000002 | 000002 | 000002 | 125 | 10 | 300 |  | 53.5 | 30.0551 | -93.7576 | 55120 | CTG-2 | 77630
48361 | SRW COGENERATION LTD | 55120_G_ST1A | 6509111 | ORISST1A | ORISST1A | 55120_G_ST1A |  | 221122 | 125 | 999 |  |  |  |  | 24 | 3 | 85 |  | 40 | 30.0555 | -93.7578 | 55120 | ST1A | 77630
48245 | BASF TOTAL NAFTA REGION OLEFINS COMPLEX | 55122_G_UN1 | 6445411 | 16643013 | 16191212 | 4391814 |  | 325110 | 129 | 120 | 182 | 000019 | 000019 | 000018 | 95 | 10.75 | 300 |  | 67.9 | 29.9545 | -93.8841 |  |  | 77640
48245 | BASF TOTAL NAFTA REGION OLEFINS COMPLEX | 55122_G_UN2 | 6445411 | 16642913 | 16191112 | 4391914 |  | 325110 | 129 | 120 | 182 | 000020 | 000020 | 000019 | 95 | 10.75 | 300 |  | 67.9 | 29.9528 | -93.8833 |  |  | 77640
48215 | MAGIC VALLEY GENERATING STATION | 55123_G_CTG1 | 4846411 | 29655213 | 28420712 | 6848214 |  | 221122 | 125 | 120 | 86 | 000001 | 000001 | 000001 | 125 | 21 | 300 |  | 57.6 | 26.3399 | -98.1912 | 55123 | CTG-1 | 78539
48215 | MAGIC VALLEY GENERATING STATION | 55123_G_CTG2 | 4846411 | 29655013 | 28420812 | 6848414 |  | 221122 | 125 | 120 | 86 | 000003 | 000002 | 000003 | 125 | 21 | 300 |  | 57.6 | 26.3397 | -98.1901 | 55123 | CTG-2 | 78539
48215 | MAGIC VALLEY GENERATING STATION | 55123_G_STG | 4846411 | ORISSTG | ORISSTG | 55123_G_STG |  | 221122 | 125 | 999 | [9 empty] | 26.3397 | -98.1916 | 55123 | STG | 78539
04015 | GRIFFITH ENERGY LLC | 55124_G_CTG1 | 16323811 | 103915413 | 108646812 | 149324814 |  | 221112 | 125 | 999 | 6081 | 001 | 1 | 1 | 130 | 19 | 170 | 11046.3 | 39 | 35.1386 | -114.1322 | 55124 | P1 | 86413
04015 | GRIFFITH ENERGY LLC | 55124_G_CTG2 | 16323811 | 103915513 | 108646912 | 149324914 |  | 221112 | 125 | 999 | 6081 | 002 | 2 | 1 | 130 | 19 | 170 | 11046.3 | 39 | 35.1386 | -114.1322 | 55124 | P2 | 86413
04015 | GRIFFITH ENERGY LLC | 55124_G_STG | 16323811 | ORISSTG | ORISSTG | 55124_G_STG |  | 221112 | 125 | 999 | [9 empty] | 35.1386 | -114.1322 | 55124 | STG | 86413
09009 | MILFORD POWER CO, LLC | 55126_G_CA01 | 2708911 | 40857913 | 38976612 | 48324814 |  | 221112 | 125 | 120 | T105 P0251 C077 | P0068 | 001 | 01 | 135 | 18 | 220 | 16163.9 | 63.5 | 41.2232 | -73.0996 | 55126 | CT01 | 06461-1773
09009 | MILFORD POWER CO, LLC | 55126_G_CA02 | 2708911 | 40857713 | 38976612 | 48325114 |  | 221112 | 125 | 120 | T105 P0251 C077 | P0069 | 001 | 01 | 135 | 18 | 220 | 16163.9 | 63.5 | 41.2232 | -73.0996 | 55126 | CT02 | 06461-1773
08087 | PUBLIC SERVICE CO PAWNEE PLT | 55127_G_UN1 | 897211 | 68808313 | 63175812 | 94789714 |  | 221112 | 125 | 120 | CO0000000808700 | 087-0011-016 | 087-0011-S016 | 087-0011-016-01 | 90 | 20 | 994 |  | 138.1 | 40.2201 | -103.679 | 55127 | CT1 | 80723
08087 | PUBLIC SERVICE CO PAWNEE PLT | 55127_G_UN2 | 897211 | 68808413 | 63175912 | 94789814 |  | 221112 | 125 | 120 | CO0000000808700 | 087-0011-017 | 087-0011-S017 | 087-0011-017-01 | 90 | 20 | 994 |  | 138.1 | 40.2201 | -103.679 | 55127 | CT2 | 80723
13297 | Walton County Power LLC | 55128_G_101G | 15508211 | 97087913 | 94099812 | 135421814 |  | 221112 | 125 | 120 | 29700042 | T1 | ST1 | T1 | 70 | 18.5 | 1035 | 37041 | 137.8 | 33.8151 | -83.695 | 55128 | T1 | 30656
13297 | Walton County Power LLC | 55128_G_102G | 15508211 | 97088013 | 94099712 | 135421914 |  | 221112 | 125 | 120 | 29700042 | T2 | ST2 | T2 | 70 | 18.5 | 1035 | 37041 | 137.8 | 33.8149 | -83.6954 | 55128 | T2 | 30656
13297 | Walton County Power LLC | 55128_G_103G | 15508211 | 97088113 | 94099612 | 135422014 |  | 221112 | 125 | 120 | 29700042 | T3 | ST3 | T3 | 70 | 18.5 | 1035 | 37041 | 137.8 | 33.8148 | -83.6958 | 55128 | T3 | 30656
04021 | Desert Basin Generating Station | 55129_G_CTG1 | 998111 | 48101813 | 45648612 | 61158214 |  | 2211 | 125 | 120 | EGU0049 | Unit1 | 101 | 101 | 160 | 19.5 | 192 |  | 55 | 32.9035 | -111.792 | 55129 | DBG1 | 85122
04021 | Desert Basin Generating Station | 55129_G_CTG2 | 998111 | 48101713 | 45648512 | 61158314 |  | 2211 | 125 | 120 | EGU0049 | Unit2 | 201 | 201 | 160 | 19.5 | 192 |  | 55 | 32.9035 | -111.792 | 55129 | DBG2 | 85122
04021 | Desert Basin Generating Station | 55129_G_STG | 998111 | ORISSTG | ORISSTG | 55129_G_STG |  | 2211 | 125 | 680 | [6 empty] | 107 |  | 29 | 32.9033 | -111.7861 | 55129 | STG | 85122
17093 | Dynegy Kendall Energy LLC | 55131_G_CTG1 | 9692211 | 53682413 | 52230412 | 71811114 |  | 221112 | 125 | 120 | 093808AAD | 0001 | 0001 | 01 | 199 | 18 | 175 | 16260 |  | 41.4803 | -88.2571 | 55131 | GTG-1 | 60447
17093 | Dynegy Kendall Energy LLC | 55131_G_CTG2 | 9692211 | 59763413 | 84955212 | 85903214 |  | 221112 | 125 | 120 | 093808AAD | 0005 | 0005 | 01 | 199 | 18 | 175 | 16260 |  | 41.4803 | -88.2571 | 55131 | GTG-2 | 60447
17093 | Dynegy Kendall Energy LLC | 55131_G_CTG3 | 9692211 | 59763613 | 84955112 | 85903314 |  | 221112 | 125 | 120 | 093808AAD | 0006 | 0006 | 01 | 199 | 18 | 175 | 16260 |  | 41.4803 | -88.2571 | 55131 | GTG-3 | 60447
17093 | Dynegy Kendall Energy LLC | 55131_G_CTG4 | 9692211 | 59763513 | 84955412 | 85903414 |  | 221112 | 125 | 120 | 093808AAD | 0007 | 0007 | 01 | 199 | 18 | 175 | 15960 |  | 41.4803 | -88.2571 | 55131 | GTG-4 | 60447
17093 | Dynegy Kendall Energy LLC | 55131_G_STG1 | 9692211 | ORISSTG1 | ORISSTG1 | 55131_G_STG1 |  | 221112 | 125 | 160 |  |  |  |  | 12 | 0.5 | 627 | 16.7 |  | 41.4803 | -88.2571 | 55131 | STG1 | 60447
17093 | Dynegy Kendall Energy LLC | 55131_G_STG2 | 9692211 | ORISSTG2 | ORISSTG2 | 55131_G_STG2 |  | 221112 | 125 | 160 |  |  |  |  | 12 | 0.5 | 627 | 16.7 |  | 41.4803 | -88.2571 | 55131 | STG2 | 60447
17093 | Dynegy Kendall Energy LLC | 55131_G_STG3 | 9692211 | ORISSTG3 | ORISSTG3 | 55131_G_STG3 |  | 221112 | 125 | 160 |  |  |  |  | 12 | 0.5 | 627 | 16.7 |  | 41.4803 | -88.2571 | 55131 | STG3 | 60447
17093 | Dynegy Kendall Energy LLC | 55131_G_STG4 | 9692211 | ORISSTG4 | ORISSTG4 | 55131_G_STG4 |  | 221112 | 125 | 160 |  |  |  |  | 12 | 0.5 | 627 | 16.7 |  | 41.4803 | -88.2571 | 55131 | STG4 | 60447
48401 | ELECTRIC POWER GENERATION | 55132_G_GTG1 | 6498311 | 19524013 | 18872212 | 2334114 |  | 221122 | 125 | 120 | 37 | 000006 | 000001 | 000005 | 153 | 4 | 500 |  | 61 | 32.0179 | -94.6192 | 55132 | OGTDB1 | 75680
48401 | ELECTRIC POWER GENERATION | 55132_G_GTG2 | 6498311 | 19524513 | 18872312 | 2333614 |  | 221122 | 125 | 120 | 37 | 000007 | 000002 | 000006 | 153 | 18 | 250 |  | 61 | 32.0176 | -94.6192 | 55132 | OGTDB2 | 75680
48401 | ELECTRIC POWER GENERATION | 55132_G_GTG3 | 6498311 | 19524613 | 18872612 | 2333514 |  | 221122 | 125 | 120 | 37 | 000008 | 000003 | 000007 | 153 | 18 | 250 |  | 61 | 32.0172 | -94.6192 | 55132 | OGTDB3 | 75680
48401 | ELECTRIC POWER GENERATION | 55132_G_STG1 | 6498311 | ORISSTG1 | ORISSTG1 | 55132_G_STG1 |  | 221122 | 125 | 350 | [9 empty] | 32.0177 | -94.6197 | 55132 | STG1 | 75680
55139 | WPL - Neenah Generating Facility | 55135_G_CT01 | 7555511 | 12320413 | 12256112 | 66624114 |  | 221112 | 125 | 160 | 471153870 | P01 | S01 | 01 | 105 | 17.093 | 1200 |  | 167 | 44.1934 | -88.5055 | 55135 | CT01 | 54956
55139 | WPL - Neenah Generating Facility | 55135_G_CT02 | 7555511 | 12320513 | 12256212 | 66624014 |  | 221112 | 125 | 160 | 471153870 | P02 | S02 | 01 | 105 | 17.093 | 1200 |  | 167 | 44.1934 | -88.5055 | 55135 | CT02 | 54956
48187 | RIO NOGALES POWER PLANT | 55137_G_CTG1 | 7720411 | 2930213 | 2801212 | 8365514 |  | 221122 | 125 | 120 | 13 | 000001 | 000001 | 000001 | 125 | 18 | 500 |  | 72.8 | 29.5933 | -97.9731 | 55137 | CTG-1 | 78155
48187 | RIO NOGALES POWER PLANT | 55137_G_CTG2 | 7720411 | 2930313 | 2801312 | 8365414 |  | 221122 | 125 | 120 | 13 | 000002 | 000002 | 000002 | 125 | 18 | 500 |  | 72.8 | 29.5929 | -97.9731 | 55137 | CTG-2 | 78155
48187 | RIO NOGALES POWER PLANT | 55137_G_CTG3 | 7720411 | 2930413 | 2801412 | 8365314 |  | 221122 | 125 | 120 | 13 | 000003 | 000003 | 000003 | 125 | 18 | 500 |  | 72.8 | 29.5925 | -97.9731 | 55137 | CTG-3 | 78155
48187 | RIO NOGALES POWER PLANT | 55137_G_STG1 | 7720411 | ORISSTG1 | ORISSTG1 | 55137_G_STG1 |  | 221122 | 125 | 680 |  |  |  |  | 56 | 35 | 85 |  | 18 | 29.5933 | -97.9725 | 55137 | STG1 | 78155
01081 | South Eastern Electric Development Corp | 55138_G_UN1 | 953311 | 47374313 | 44923312 | 61419914 |  | 221112 | 125 | 120 | 0030 | X001-1A | X001-1A | 01 | 61 | 11.1 | 830 | 9000 | 93 | 32.5397 | -85.0381 | 55138 | 1A | 36877
01081 | South Eastern Electric Development Corp | 55138_G_UN2 | 953311 | 47374113 | 92030212 | 146089914 |  | 221112 | 125 | 120 | 0030 | X001-2A | X001-2A | 02 | 47 | 11 | 800 | 12960.2 | 136.4 | 32.5379 | -85.0381 | 55138 | 2A | 36877
48221 | WOLF HOLLOW I | 55139_G_CTG1 | 9116611 | 57528013 | 51534712 | 74252114 |  | 221122 | 125 | 120 | 690 | 000001 | 000001 | 000001 | 175 | 18.5 | 500 |  | 45.8 | 32.3339 | -97.7321 | 55139 | CTG1 | 76048
48221 | WOLF HOLLOW I | 55139_G_CTG2 | 9116611 | 57528113 | 51616012 | 75531914 |  | 221122 | 125 | 120 | 690 | 000002 | 000002 | 000002 | 175 | 18.5 | 500 |  | 45.8 | 32.3343 | -97.7312 | 55139 | CTG2 | 76048
48221 | WOLF HOLLOW I | 55139_G_ST | 9116611 | ORISST | ORISST | 55139_G_ST |  | 221122 | 125 | 160 |  |  |  |  | 15 | 0.42 | 491 |  | 110 | 32.334 | -97.7312 | 55139 | ST | 76048
13149 | Hawk Road Energy Facility | 55141_G_CT1 | 15559111 | 97988813 | 95375412 | 136935614 |  | 221112 | 125 | 120 | 14900005 | CT1 | SCT1 | CT1 | 117 | 29 | 1102 | 66759 | 105 | 33.3588 | -84.9911 | 55141 | CT1 | 30217
13149 | Hawk Road Energy Facility | 55141_G_CT2 | 15559111 | 97988913 | 95375312 | 136935714 |  | 221112 | 125 | 120 | 14900005 | CT2 | SCT2 | CT2 | 90 | 25 | 1102 | 66759 | 136 | 33.3585 | -84.9911 | 55141 | CT2 | 30217
13149 | Hawk Road Energy Facility | 55141_G_CT3 | 15559111 | 97989013 | 95375212 | 136935814 |  | 221112 | 125 | 120 | 14900005 | CT3 | SCT3 | CT3 | 90 | 25 | 1102 | 66759 | 136 | 33.358 | -84.9911 | 55141 | CT3 | 30217
48209 | HAYS ENERGY FACILITY | 55144_G_U1 | 4927111 | 31205413 | 29847712 | 4198414 |  | 221122 | 125 | 120 | 15 | 000001 | 000001 | 000001 | 150 | 18 | 500 |  | 40.8 | 29.7812 | -97.9909 | 55144 | STK1 | 78666
48209 | HAYS ENERGY FACILITY | 55144_G_U2 | 4927111 | 31205313 | 29848312 | 4198514 |  | 221122 | 125 | 120 | 15 | 000002 | 000002 | 000002 | 150 | 18 | 500 |  | 40.8 | 29.781 | -97.9903 | 55144 | STK2 | 78666
48209 | HAYS ENERGY FACILITY | 55144_G_U3 | 4927111 | 31205213 | 29847612 | 4198614 |  | 221122 | 125 | 120 | 15 | 000003 | 000003 | 000003 | 150 | 4 | 500 |  | 40.8 | 29.7808 | -97.9894 | 55144 | STK3 | 78666
48209 | HAYS ENERGY FACILITY | 55144_G_U4 | 4927111 | 31205113 | 29846912 | 4198714 |  | 221122 | 125 | 120 | 15 | 000004 | 000004 | 000004 | 150 | 4 | 500 |  | 40.8 | 29.7806 | -97.9888 | 55144 | STK4 | 78666
40143 | GREEN COUNTRY ENGRY PROJECT | 55146_G_CTG1 | 7218011 | 10019313 | 9864112 | 15979514 |  | 221112 | 125 | 120 | 3594 | 18813 | 18640 | 59669 | 150 | 18 | 173 | 18041.7 | 70 | 35.9826 | -95.9345 | 55146 | CTGEN1 | 74037
40143 | GREEN COUNTRY ENGRY PROJECT | 55146_G_CTG2 | 7218011 | 10019613 | 9864212 | 15979214 |  | 221112 | 125 | 120 | 3594 | 18814 | 18641 | 59670 | 150 | 18 | 173 | 18041.7 | 70 | 35.983 | -95.9341 | 55146 | CTGEN2 | 74037
40143 | GREEN COUNTRY ENGRY PROJECT | 55146_G_CTG3 | 7218011 | 10019113 | 9864512 | 15979714 |  | 221112 | 125 | 120 | 3594 | 18815 | 18642 | 59671 | 150 | 18 | 173 | 18041.7 | 70 | 35.9831 | -95.9362 | 55146 | CTGEN3 | 74037
40143 | GREEN COUNTRY ENGRY PROJECT | 55146_G_STG1 | 7218011 | 10018913 | 9864612 | 15979914 |  | 221112 | 125 | 100 | 3594 | 18816 | 18643 | 59672 | 83 | 2 | 510 | 163.3 | 52 | 35.9838 | -95.9348 |  |  | 74037
40143 | GREEN COUNTRY ENGRY PROJECT | 55146_G_STG2 | 7218011 | ORISSTG2 | ORISSTG2 | 55146_G_STG2 |  | 221112 | 125 | 100 | [9 empty] | 35.9838 | -95.9348 | 55146 | STG2 | 74037
40143 | GREEN COUNTRY ENGRY PROJECT | 55146_G_STG3 | 7218011 | ORISSTG3 | ORISSTG3 | 55146_G_STG3 |  | 221112 | 125 | 100 | [9 empty] | 35.9838 | -95.9348 | 55146 | STG3 | 74037
18055 | WORTHINGTON GENERATING STATION | 55148_G_1 | 4560611 | 28032513 | 26902912 | 141376614 |  | 221122 | 125 | 120 | 00034 | 001 | 1 | 001-01 | 45 | 9 | 400 | 9350 | 147 | 39.0717 | -87.0128 | 55148 | 1 | 47465
18055 | WORTHINGTON GENERATING STATION | 55148_G_2 | 4560611 | 28032213 | 26903012 | 141376714 |  | 221122 | 125 | 120 | 00034 | 002 | 2 | 002-01 | 45 | 9 | 400 | 9350 | 147 | 39.0717 | -87.0128 | 55148 | 2 | 47465
18055 | WORTHINGTON GENERATING STATION | 55148_G_3 | 4560611 | 28032313 | 26902812 | 141376814 |  | 221122 | 125 | 120 | 00034 | 003 | 3 | 003-01 | 45 | 9 | 400 | 9350 | 147 | 39.0717 | -87.0128 | 55148 | 3 | 47465
18055 | WORTHINGTON GENERATING STATION | 55148_G_4 | 4560611 | 28032413 | 87282212 | 141376914 |  | 221122 | 125 | 120 | 00034 | 004 | 4 | 004-01 | 45 | 9 | 400 | 9350 | 147 | 39.0717 | -87.0128 | 55148 | 4 | 47465
09015 | LAKE ROAD GENERATING CO, L.P. | 55149_G_U1 | 844711 | 46197013 | 43866612 | 48273414 |  | 221112 | 125 | 120 | T089 P0080 C074 | P0067 | 001 | 01 | 165 | 18 | 196 | 13240.6 | 52 | 41.8725 | -71.8956 | 55149 | LRG1 | 06241-1134
09015 | LAKE ROAD GENERATING CO, L.P. | 55149_G_U2 | 844711 | 46197113 | 43866012 | 48273214 |  | 221112 | 125 | 120 | T089 P0080 C074 | P0068 | 002 | 01 | 165 | 18 | 196 | 13240.6 | 52 | 41.8725 | -71.8956 | 55149 | LRG2 | 06241-1134
09015 | LAKE ROAD GENERATING CO, L.P. | 55149_G_U3 | 844711 | 46197213 | 43866312 | 48273014 |  | 221112 | 125 | 120 | T089 P0080 C074 | P0069 | 003 | 01 | 165 | 18 | 196 | 13240.6 | 52 | 41.8725 | -71.8956 | 55149 | LRG3 | 06241-1134
06029 | LA PALOMA GENERATING CO LLC | 55151_G_GEN1 | 10296711 | 58290013 | 49382512 | 70009714 |  | 221118 | 125 | 120 | 1514303412 | 1 | 1 | 1 | 131 | 18 | 200 | 11904.3 |  | 35.2874 | -119.5973 | 55151 | CTG-1 | 93251
06029 | LA PALOMA GENERATING CO LLC | 55151_G_GEN2 | 10296711 | 58290113 | 50609112 | 70009814 |  | 221118 | 125 | 120 | 1514303412 | 2 | 2 | 1 | 131 | 18 | 200 | 11653.7 |  | 35.2948 | -119.5925 | 55151 | CTG-2 | 93251
06029 | LA PALOMA GENERATING CO LLC | 55151_G_GEN3 | 10296711 | 58290213 | 49994912 | 68443414 |  | 221118 | 125 | 120 | 1514303412 | 3 | 3 | 1 | 131 | 18 | 200 | 11792.4 |  | 35.2948 | -119.5925 | 55151 | CTG-3 | 93251
06029 | LA PALOMA GENERATING CO LLC | 55151_G_GEN4 | 10296711 | 58290313 | 51317812 | 68447514 |  | 221118 | 125 | 120 | 1514303412 | 4 | 4 | 1 | 131 | 18 | 200 | 12183.8 |  | 35.2948 | -119.5925 | 55151 | CTG-4 | 93251
48187 | GUADALUPE GENERATING STATION | 55153_G_CTG1 | 4018911 | 34400213 | 32834212 | 8366814 |  | 221122 | 125 | 120 | 12 | 000001 | 000001 | 000001 | 130 | 17.3 | 200 |  | 59 | 29.6226 | -98.1395 | 55153 | CTG-1 | 78124
48187 | GUADALUPE GENERATING STATION | 55153_G_CTG2 | 4018911 | 34400313 | 32833912 | 8366714 |  | 221122 | 125 | 120 | 12 | 000003 | 000002 | 000007 | 130 | 17.3 | 200 |  | 59 | 29.623 | -98.1395 | 55153 | CTG-2 | 78124
48187 | GUADALUPE GENERATING STATION | 55153_G_CTG3 | 4018911 | 34400813 | 32834012 | 8366214 |  | 221122 | 125 | 120 | 12 | 000005 | 000003 | 000009 | 130 | 17.3 | 200 |  | 59 | 29.6237 | -98.1395 | 55153 | CTG-3 | 78124
48187 | GUADALUPE GENERATING STATION | 55153_G_CTG4 | 4018911 | 34401213 | 32834512 | 8365814 |  | 221122 | 125 | 120 | 12 | 000006 | 000004 | 000010 | 130 | 17.3 | 200 |  | 59 | 29.6241 | -98.1395 | 55153 | CTG-4 | 78124
48187 | GUADALUPE GENERATING STATION | 55153_G_STG1 | 4018911 | ORISSTG1 | ORISSTG1 | 55153_G_STG1 |  | 221122 | 125 | 160 |  |  |  |  | 16 | 0.67 | 762 |  | 100 | 29.6233 | -98.1395 | 55153 | STG1 | 78124
48187 | GUADALUPE GENERATING STATION | 55153_G_STG2 | 4018911 | ORISSTG2 | ORISSTG2 | 55153_G_STG2 |  | 221122 | 125 | 160 |  |  |  |  | 16 | 0.67 | 762 |  | 100 | 29.6233 | -98.1395 | 55153 | STG2 | 78124
48021 | LOST PINES 1 POWER PLANT | 55154_G_CTA | 3981311 | 35539313 | 33810912 | 13267114 |  | 221122 | 125 | 120 | 12 | 000001 | 000001 | 000004 | 150 | 18.5 | 500 |  | 61.9 | 30.1478 | -97.2702 | 55154 | 1 | 78602
48021 | LOST PINES 1 POWER PLANT | 55154_G_CTB | 3981311 | 35539113 | 33810712 | 13267314 |  | 221122 | 125 | 120 | 12 | 000002 | 000002 | 000003 | 150 | 18.5 | 500 |  | 61.9 | 30.1471 | -97.2702 | 55154 | 2 | 78602
48021 | LOST PINES 1 POWER PLANT | 55154_G_ST | 3981311 | ORISST | ORISST | 55154_G_ST |  | 221122 | 125 | 400 |  |  |  |  | 6.7 | 3 | 68 |  | 0.1 | 30.1481 | -97.27 | 55154 | ST | 78602
21185 | Bluegrass Generation Co | 55164_G_CT1 | 5353311 | 86743713 | 82870712 | 117324414 |  | 221112 | 125 | 999 | 2118500036 | EU 01 | EU 01 | 1 | 90 | 23.5 | 1160 | 44.5 | 80 | 38.3902 | -85.4133 | 55164 | GTG1 | 40031
21185 | Bluegrass Generation Co | 55164_G_CT2 | 5353311 | 86743413 | 82870812 | 117324114 |  | 221112 | 125 | 999 | 2118500036 | EU 02 | EU 02 | 1 | 90 | 23.5 | 1160 | 44.5 | 80 | 38.3902 | -85.4133 | 55164 | GTG2 | 40031
21185 | Bluegrass Generation Co | 55164_G_CT3 | 5353311 | 86743613 | 82870912 | 117324314 |  | 221112 | 125 | 999 | 2118500036 | EU 03 | EU 03 | 1 | 90 | 23.5 | 1160 | 44.5 | 80 | 38.3902 | -85.4133 | 55164 | GTG3 | 40031
22019 | Entergy Gulf States LA LLC - Calcasieu Plant | 55165_G_G101 | 6397411 | 87200713 | 83353912 | 118034114 |  | 221112 | 125 | 120 | 81859 | SR0001 | RP0001 | PR0001 | 70 | 25.2 | 1048 | 670 | 87.8 | 30.152 | -93.3468 | 55165 | GTG1 | 70665
22019 | Entergy Gulf States LA LLC - Calcasieu Plant | 55165_G_G102 | 6397411 | 87200613 | 83353812 | 118034014 |  | 221112 | 125 | 120 | 81859 | SR0002 | RP0002 | PR0002 | 70 | 25.2 | 1110 | 670 | 128.5 | 30.152 | -93.3468 | 55165 | GTG2 | 70665
45021 | BROAD RIVER ENERGY LLC | 55166_G_CT01 | 4074811 | 33223413 | 31717912 | 11940714 |  | 221112 | 125 | 120 | 0600-0076 | 001 | 2 | 3 | 75 | 18 | 1200 | 27991.7 | 110 | 35.0772 | -81.575 |  |  | 29340
45021 | BROAD RIVER ENERGY LLC | 55166_G_CT02 | 4074811 | 33223413 | 31717912 | 11940714a |  | 221112 | 125 | 120 | 0600-0076 | 001 | 2 | 3 | 75 | 18 | 1200 | 27991.7 | 110 | 35.0772 | -81.575 |  |  | 29340
45021 | BROAD RIVER ENERGY LLC | 55166_G_CT03 | 4074811 | 33223413 | 31717912 | 11940714b |  | 221112 | 125 | 120 | 0600-0076 | 001 | 2 | 3 | 75 | 18 | 1200 | 27991.7 | 110 | 35.0772 | -81.575 |  |  | 29340
45021 | BROAD RIVER ENERGY LLC | 55166_G_CT04 | 4074811 | 33223513 | 31717612 | 96390214 |  | 221112 | 125 | 120 | 0600-0076 | 002 | 5 | 4 | 75 | 18 | 1200 | 27991.7 | 110 | 35.0772 | -81.575 |  |  | 29340
45021 | BROAD RIVER ENERGY LLC | 55166_G_CT05 | 4074811 | 33223513 | 31717612 | 96390214a |  | 221112 | 125 | 120 | 0600-0076 | 002 | 5 | 4 | 75 | 18 | 1200 | 27991.7 | 110 | 35.0772 | -81.575 |  |  | 29340
48021 | BASTROP ENERGY CENTER | 55168_G_0001 | 3981411 | 35538913 | 33810312 | 13266214 |  | 221122 | 125 | 120 | 13 | 000007 | 000007 | 000007 | 145 | 12 | 500 |  | 64 | 30.1444 | -97.5495 | 55168 | CTG-1A | 78602
48021 | BASTROP ENERGY CENTER | 55168_G_0002 | 3981411 | 35538713 | 33810212 | 13266414 |  | 221122 | 125 | 120 | 13 | 000009 | 000010 | 000012 | 15 | 0.5 | 180 |  | 30 | 30.1439 | -97.5493 | 55168 | CTG-1B | 78602
48021 | BASTROP ENERGY CENTER | 55168_G_0003 | 3981411 | 35538813 | 33809612 | 13266314 |  | 221122 | 125 | 160 | 13 | 000006 | 000006 | 000006 | 14 | 0.25 | 708 |  | 81 | 30.1461 | -97.5502 |  |  | 78602
33015 | GRANITE RIDGE ENERGY LLC | 55170_G_CT11 | 7458411 | 12074913 | 11985812 | 22137114 |  | 221112 | 125 | 120 | 3301590782 | 001 | 1 | 1 | 132 | 20.67 | 190 | 15853.3 | 47.2 | 42.9042 | -71.4261 | 55170 | 0002 | 03053
33015 | GRANITE RIDGE ENERGY LLC | 55170_G_CT12 | 7458411 | 12074713 | 11985612 | 22137314 |  | 221112 | 125 | 120 | 3301590782 | 002 | 2 | 1 | 132 | 20.67 | 190 | 15853.3 | 47.2 | 42.9039 | -71.4258 | 55170 | 0001 | 03053
33015 | GRANITE RIDGE ENERGY LLC | 55170_G_STG | 7458411 | 12075013 | 11985712 | 22137014 |  | 221112 | 125 | 160 | 3301590782 | 004 | 4 | 1 | 10 | 0.5 | 1000 | 16.7 | 84.9 | 42.9036 | -71.4264 |  |  | 03053
48035 | BOSQUE COUNTY POWER PLANT WHITNEY | 55172_G_GT-1 | 5617311 | 21254913 | 86244812 | 122236614 |  | 221122 | 125 | 120 | 2 | 000001 | 000010 | 000010 | 135 | 18 | 222 |  | 60 | 31.8591 | -97.3582 | 55172 | GT-1 | 76644
48035 | BOSQUE COUNTY POWER PLANT WHITNEY | 55172_G_GT-2 | 5617311 | 21255113 | 86245012 | 122236814 |  | 221122 | 125 | 120 | 2 | 000002 | 000012 | 000012 | 135 | 18 | 222 |  | 60 | 31.8592 | -97.3586 | 55172 | GT-2 | 76644
48035 | BOSQUE COUNTY POWER PLANT WHITNEY | 55172_G_GT-3 | 5617311 | 21254813 | 20403212 | 12788914 |  | 221122 | 125 | 120 | 2 | 000005 | 000005 | 000005 | 135 | 18 | 222 |  | 72.3 | 31.8592 | -97.3592 | 55172 | GT-3 | 76644
48035 | BOSQUE COUNTY POWER PLANT WHITNEY | 55172_G_ST-4 | 5617311 | 21254813 | 20403212 | 12788914a |  | 221122 | 125 | 120 | 2 | 000005 | 000005 | 000005 | 135 | 18 | 222 |  | 72.3 | 31.8592 | -97.3592 | 55172 | GT-3 | 76644
48035 | BOSQUE COUNTY POWER PLANT WHITNEY | 55172_G_ST-5 | 5617311 | 21254913 | 86244812 | 122236614a |  | 221122 | 125 | 120 | 2 | 000001 | 000010 | 000010 | 135 | 18 | 222 |  | 60 | 31.8591 | -97.3582 | 55172 | GT-1 | 76644
22001 | Cleco Power LLC - Acadia Power Station | 55173_G_CT11 | 6082711 | 80438813 | 71560312 | 103813614 |  | 221112 | 125 | 120 | 83623 | SR0001 | RP0001 | PR0001 | 175 | 18 | 200 | 16000 | 63 | 30.4301 | -92.4127 | 55173 | CT1 | 70535
22001 | Cleco Power LLC - Acadia Power Station | 55173_G_CT12 | 6082711 | 80438613 | 71560012 | 103813414 |  | 221112 | 125 | 120 | 83623 | SR0002 | RP0002 | PR0002 | 175 | 18 | 200 | 16000 | 63 | 30.4301 | -92.4127 | 55173 | CT2 | 70535
22001 | Cleco Power LLC - Acadia Power Station | 55173_G_CT24 | 6082711 | 80439313 | 71560412 | 103814114 |  | 221112 | 125 | 120 | 83623 | SR0003 | RP0003 | PR0003 | 175 | 18 | 200 | 16000 | 63 | 30.4301 | -92.4127 | 55173 | CT3 | 70535
22001 | Cleco Power LLC - Acadia Power Station | 55173_G_CT25 | 6082711 | 80439113 | 71560212 | 103813914 |  | 221112 | 125 | 120 | 83623 | SR0004 | RP0004 | PR0004 | 175 | 18 | 200 | 16000 | 63 | 30.4301 | -92.4127 | 55173 | CT4 | 70535
22001 | Cleco Power LLC - Acadia Power Station | 55173_G_ST13 | 6082711 | 80438813 | 71560312 | 103813614a |  | 221112 | 125 | 120 | 83623 | SR0001 | RP0001 | PR0001 | 175 | 18 | 200 | 16000 | 63 | 30.4301 | -92.4127 | 55173 | CT1 | 70535
22001 | Cleco Power LLC - Acadia Power Station | 55173_G_ST26 | 6082711 | 80439313 | 71560412 | 103814114a |  | 221112 | 125 | 120 | 83623 | SR0003 | RP0003 | PR0003 | 175 | 18 | 200 | 16000 | 63 | 30.4301 | -92.4127 | 55173 | CT3 | 70535
48203 | EASTMAN COGENERATION FACILITY | 55176_G_GEN1 | 7908711 | 2580313 | 2487712 | 4205914 |  | 221121 | 125 | 120 | 59 | 000001 | 000001 | 000002 | 150 | 18.75 | 209 |  | 60.5 | 32.448 | -94.6902 | 55176 | 1 | 75602
48203 | EASTMAN COGENERATION FACILITY | 55176_G_GEN2 | 7908711 | 2580113 | 2487912 | 4206114 |  | 221121 | 125 | 120 | 59 | 000002 | 000002 | 000001 | 150 | 18.75 | 209 |  | 60.5 | 32.4477 | -94.6902 | 55176 | 2 | 75602
48203 | EASTMAN COGENERATION FACILITY | 55176_G_GEN3 | 7908711 | 2580313 | 2487712 | 4205914a |  | 221121 | 125 | 120 | 59 | 000001 | 000001 | 000002 | 150 | 18.75 | 209 |  | 60.5 | 32.448 | -94.6902 | 55176 | 1 | 75602
29037 | DOGWOOD ENERGY FACILITY-PLEASANT HILL | 55178_G_CT-1 | 7359211 | 10993813 | 10948212 | 25099414 |  | 221112 | 125 | 120 | 0056 | 1 | 46990 | 2 | 170 | 17.7 | 200 | 31809.7 | 125 | 38.7931 | -94.3006 | 55178 | CT-1 | 64080
29037 | DOGWOOD ENERGY FACILITY-PLEASANT HILL | 55178_G_CT-2 | 7359211 | 10993713 | 10948512 | 25099614 |  | 221112 | 125 | 120 | 0056 | 2 | 46991 | 2 | 170 | 17.7 | 200 | 31809.7 | 125 | 38.7931 | -94.3006 | 55178 | CT-2 | 64080
29037 | DOGWOOD ENERGY FACILITY-PLEASANT HILL | 55178_G_ST-1 | 7359211 | 10993913 | 10948412 | 25099214 |  | 221112 | 125 | 100 | 0056 | 4 | 47191 | 1 | 36 | 1.83 | 89 | 291.6 | 28 | 38.7931 | -94.3006 |  |  | 64080
06029 | SUNRISE POWER COMPANY | 55182_G_STG | 361111 | ORISSTG | ORISSTG | 55182_G_STG |  | 221118 | 125 | 680 | [6 empty] | 200 | 11095.4 |  | 35.2147 | -119.5796 | 55182 | STG | 93224
06029 | SUNRISE POWER COMPANY | 55182_G_X718 | 361111 | 50311813 | 47371112 | 111821014 |  | 221118 | 125 | 120 | 1514303746 | 1 | 1 | 2 | 150 | 19 | 200 | 11266.6 |  | 35.2097 | -119.585 | 55182 | CTG1 | 93224
06029 | SUNRISE POWER COMPANY | 55182_G_X719 | 361111 | 50311913 | 47371212 | 111820914 |  | 221118 | 125 | 120 | 1514303746 | 2 | 2 | 2 | 150 | 19 | 200 | 11268.5 |  | 35.2097 | -119.585 | 55182 | CTG2 | 93224
48201 | CHANNELVIEW COGENERATION FACILITY | 55187_G_GT1 | 4057511 | 33491013 | 31934912 | 8764314 |  | 221122 | 125 | 120 | 1512 | 000002 | 000011 | 000013 | 16 | 0.5 | 125 |  | 42 | 29.8374 | -95.1219 | 55187 | CHV1 | 77049
48201 | CHANNELVIEW COGENERATION FACILITY | 55187_G_GT2 | 4057511 | 33490213 | 31934712 | 8765214 |  | 221122 | 125 | 120 | 1512 | 000003 | 000003 | 000002 | 125 | 12 | 300 |  | 66.5 | 29.8371 | -95.121 | 55187 | CHV2 | 77049
48201 | CHANNELVIEW COGENERATION FACILITY | 55187_G_GT3 | 4057511 | 33490613 | 31935312 | 8764714 |  | 221122 | 125 | 120 | 1512 | 000004 | 000009 | 000011 | 16 | 0.5 | 125 |  | 42 | 29.8367 | -95.1219 | 55187 | CHV3 | 77049
48201 | CHANNELVIEW COGENERATION FACILITY | 55187_G_GT4 | 4057511 | 33491113 | 31935412 | 8764114 |  | 221122 | 125 | 120 | 1512 | 000001 | 000001 | 000008 | 125 | 10 | 300 |  | 66.5 | 29.8364 | -95.121 | 55187 | CHV4 | 77049
48201 | CHANNELVIEW COGENERATION FACILITY | 55187_G_ST1 | 4057511 | 33490313 | 31935412 | 8765114 |  | 221122 | 125 | 100 | 1512 | 000008 | 000001 | 000007 | 125 | 10 | 300 |  | 66.5 | 29.8364 | -95.121 |  |  | 77049
17161 | Cordova Energy Co LLC | 55188_G_PT11 | 4594711 | 28237213 | 27078712 | 43151614 |  | 221112 | 125 | 120 | 161807AAN | 0001 | 0001 | 01 | 175 | 18.5 | 195 | 19150 |  | 41.7131 | -90.2786 | 55188 | 1 | 61242
17161 | Cordova Energy Co LLC | 55188_G_PT21 | 4594711 | 28237313 | 27078812 | 43151514 |  | 221112 | 125 | 120 | 161807AAN | 0002 | 0002 | 01 | 175 | 18.5 | 197 | 18641.7 |  | 41.7131 | -90.2786 | 55188 | 2 | 61242
17161 | Cordova Energy Co LLC | 55188_G_PT31 | 4594711 | 28237413 | 27078912 | 43151414 |  | 221112 | 125 | 100 | 161807AAN | 0004 | 0003 | 01 | 120 | 3 | 330 | 460.9 |  | 41.7131 | -90.2786 |  |  | 61242
12097 | NRG FLORIDA LP | 55192_G_CTG1 | 7940911 | 2544613 | 2455512 | 48619014 |  | 2211 | 125 | 120 | 0970071 | 1 | 1 | 2 | 75 | 18 | 1084 | 41098.8 | 161.5 | 28.1289 | -81.0978 | 55192 | OSC1 | 34773 | SLT-0001&ARP-0001
12097 | NRG FLORIDA LP | 55192_G_CTG2 | 7940911 | 2544713 | 2455612 | 48618814 |  | 2211 | 125 | 120 | 0970071 | 2 | 2 | 2 | 75 | 18 | 1084 | 41098.8 | 161.5 | 28.1289 | -81.0978 | 55192 | OSC2 | 34773 | SLT-0001&ARP-0001
12097 | NRG FLORIDA LP | 55192_G_CTG3 | 7940911 | 2544813 | 2455412 | 48618614 |  | 2211 | 125 | 120 | 0970071 | 3 | 3 | 2 | 75 | 18 | 1084 | 41098.8 | 161.5 | 28.1417 | -81.09 | 55192 | OSC3 | 34773 | SLT-0001&ARP-0001
42011 | ONTELAUNEE POWER OPR CO LLC/ONTELAUNEE PLT | 55193_G_CTG1 | 3872411 | 37780113 | 36033512 | 13523114 |  | 221112 | 125 | 120 | 420110427 | 101 | S01 | 1 | 175 | 18.5 | 200 | 16866.7 | 62.8 | 40.4208 | -75.9375 | 55193 | CT1 | 19605-9729
42011 | ONTELAUNEE POWER OPR CO LLC/ONTELAUNEE PLT | 55193_G_CTG2 | 3872411 | 37780213 | 36033612 | 13523014 |  | 221112 | 125 | 120 | 420110427 | 102 | S02 | 1 | 175 | 18.5 | 200 | 16866.7 | 62.8 | 40.4208 | -75.9375 | 55193 | CT2 | 19605-9729
42011 | ONTELAUNEE POWER OPR CO LLC/ONTELAUNEE PLT | 55193_G_STG | 3872411 | 37780113 | 36033512 | 13523114a |  | 221112 | 125 | 120 | 420110427 | 101 | S01 | 1 | 175 | 18.5 | 200 | 16866.7 | 62.8 | 40.4208 | -75.9375 | 55193 | CT1 | 19605-9729
42003 | ALLEGHENY ENERGY SUPPLY/SPRINGDALE | 55196_G_UNT1 | 2990311 | 38213013 | 95946712 | 17324414 |  | 221121 | 125 | 100 | 4200300580 | 001 | S1 | 1 | 75 | 9 | 692 | 9039.8 | 217.9 | 40.5442 | -79.7672 | 55196 | 1 | 15144
42003 | ALLEGHENY ENERGY SUPPLY/SPRINGDALE | 55196_G_UNT2 | 2990311 | 38213113 | 95946812 | 89191314 |  | 221121 | 125 | 100 | 4200300580 | 002 | S2 | 1 | 75 | 9 | 762 | 9039.8 | 217.9 | 40.5442 | -79.7672 | 55196 | 2 | 15144
28087 | TVA Caledonia Combined Cycle Plant | 55197_G_CTG1 | 8215911 | 5734913 | 5560412 | 24764214 |  | 221112 | 125 | 120 | 2808700053 | 001 | 1 | 1 | 150 | 18 | 190 | 17295.1 | 68 | 33.6475 | -88.275 | 55197 | AA-001 | 39766
28087 | TVA Caledonia Combined Cycle Plant | 55197_G_CTG2 | 8215911 | 5734713 | 5560512 | 24764414 |  | 221112 | 125 | 120 | 2808700053 | 002 | 2 | 1 | 150 | 18 | 190 | 17295.1 | 68 | 33.6475 | -88.275 | 55197 | AA-002 | 39766
28087 | TVA Caledonia Combined Cycle Plant | 55197_G_CTG3 | 8215911 | 5734813 | 5560612 | 24764314 |  | 221112 | 125 | 120 | 2808700053 | 003 | 3 | 1 | 150 | 18 | 190 | 17295.1 | 68 | 33.6475 | -88.275 | 55197 | AA-003 | 39766
28087 | TVA Caledonia Combined Cycle Plant | 55197_G_STG1 | 8215911 | 5734913 | 5560412 | 24764214a |  | 221112 | 125 | 120 | 2808700053 | 001 | 1 | 1 | 150 | 18 | 190 | 17295.1 | 68 | 33.6475 | -88.275 | 55197 | AA-001 | 39766
28087 | TVA Caledonia Combined Cycle Plant | 55197_G_STG2 | 8215911 | 5734713 | 5560512 | 24764414a |  | 221112 | 125 | 120 | 2808700053 | 002 | 2 | 1 | 150 | 18 | 190 | 17295.1 | 68 | 33.6475 | -88.275 | 55197 | AA-002 | 39766
28087 | TVA Caledonia Combined Cycle Plant | 55197_G_STG3 | 8215911 | 5734813 | 5560612 | 24764314a |  | 221112 | 125 | 120 | 2808700053 | 003 | 3 | 1 | 150 | 18 | 190 | 17295.1 | 68 | 33.6475 | -88.275 | 55197 | AA-003 | 39766
21127 | Riverside Generating Co LLC | 55198_G_GTG1 | 6019911 | 86769613 | 82897512 | 117380814 |  | 221112 | 125 | 999 | 2112700040 | 01 | 01 | 1 | 60 | 25.28 | 1160 | 44500 | 88.7 | 38.1917 | -82.6046 | 55198 | GTG101 | 41129
21127 | Riverside Generating Co LLC | 55198_G_GTG2 | 6019911 | 86769413 | 82897612 | 117380614 |  | 221112 | 125 | 999 | 2112700040 | 02 | 02 | 1 | 60 | 25.28 | 1160 | 44500 | 88.7 | 38.1917 | -82.6046 | 55198 | GTG201 | 41129
21127 | Riverside Generating Co LLC | 55198_G_GTG3 | 6019911 | 86769213 | 82897712 | 117380414 |  | 221112 | 125 | 999 | 2112700040 | 03 | 03 | 1 | 60 | 25.28 | 1160 | 44500 | 88.7 | 38.1917 | -82.6046 | 55198 | GTG301 | 41129
21127 | Riverside Generating Co LLC | 55198_G_GTG4 | 6019911 | 86769313 | 82897812 | 117380514 |  | 221112 | 125 | 999 | 2112700040 | 04 | 04 | 1 | 90 | 26.42 | 1160 | 44500 | 81.2 | 38.1917 | -82.6046 | 55198 | GTG401 | 41129
21127 | Riverside Generating Co LLC | 55198_G_GTG5 | 6019911 | 86769113 | 82897912 | 117380314 |  | 221112 | 125 | 999 | 2112700040 | 05 | 05 | 1 | 90 | 26.42 | 1160 | 44500 | 81.2 | 38.1917 | -82.6046 | 55198 | GTG501 | 41129
17197 | Elwood Energy Facility | 55199_G_GT1 | 4506411 | 88700413 | 55830312 | 120379014 |  | 221112 | 125 | 120 | 197808AAG | 0008 | 0002 | 01 | 56 | 19 | 1095 | 24933.3 |  | 41.4374 | -88.1238 | 55199 | 1 | 60421
17197 | Elwood Energy Facility | 55199_G_GT2 | 4506411 | 88701013 | 26560312 | 120379614 |  | 221112 | 125 | 120 | 197808AAG | 0009 | 0003 | 01 | 56 | 19 | 1095 | 24933.3 |  | 41.4378 | -88.1238 | 55199 | 2 | 60421
17197 | Elwood Energy Facility | 55199_G_GT3 | 4506411 | 88701113 | 55830512 | 120379714 |  | 221112 | 125 | 120 | 197808AAG | 0010 | 0004 | 01 | 56 | 19 | 1095 | 24933.3 |  | 41.4388 | -88.1239 | 55199 | 3 | 60421
17197 | Elwood Energy Facility | 55199_G_GT4 | 4506411 | 88701213 | 55830412 | 120379814 |  | 221112 | 125 | 120 | 197808AAG | 0011 | 0005 | 01 | 56 | 19 | 1095 | 24933.3 |  | 41.4392 | -88.1239 | 55199 | 4 | 60421
17197 | Elwood Energy Facility | 55199_G_GT5 | 4506411 | 88700913 | 55829812 | 120379514 |  | 221112 | 125 | 120 | 197808AAG | 0012 | 0008 | 01 | 56 | 19 | 1095 | 24933.3 |  | 41.4404 | -88.1154 | 55199 | 5 | 60421
17197 | Elwood Energy Facility | 55199_G_GT6 | 4506411 | 88700813 | 55829912 | 120379414 |  | 221112 | 125 | 120 | 197808AAG | 0013 | 0009 | 01 | 56 | 19 | 1059 | 24933.3 |  | 41.4407 | -88.1155 | 55199 | 6 | 60421
17197 | Elwood Energy Facility | 55199_G_GT7 | 4506411 | 88700713 | 55830212 | 120379314 |  | 221112 | 125 | 120 | 197808AAG | 0014 | 0010 | 01 | 56 | 19 | 1059 | 24933.3 |  | 41.4418 | -88.1155 | 55199 | 7 | 60421
17197 | Elwood Energy Facility | 55199_G_GT8 | 4506411 | 88700613 | 55830012 | 120379214 |  | 221112 | 125 | 120 | 197808AAG | 0015 | 0011 | 01 | 56 | 19 | 1059 | 24933.3 |  | 41.4422 | -88.1155 | 55199 | 8 | 60421
17197 | Elwood Energy Facility | 55199_G_GT9 | 4506411 | 88700513 | 55830112 | 120379114 |  | 221112 | 125 | 120 | 197808AAG | 0016 | 0012 | 01 | 56 | 19 | 1059 | 24933.3 |  | 41.4427 | -88.1154 | 55199 | 9 | 60421
08031 | PUBLIC SERVICE CO - ARAPAHOE | 55200_G_UN5 | 1699811 | 44963213 | 42679712 | 50852814 |  | 221112 | 125 | 120 | CO0000000803100 | 031-0008-014 | 031-0008-S014 | 031-0008-014-01 | 100 | 9 | 177 |  | 1.3 | 39.6701 | -105.0033 | 55200 | CT5 | 80223
08031 | PUBLIC SERVICE CO - ARAPAHOE | 55200_G_UN6 | 1699811 | 68558613 | 62926012 | 94474214 |  | 221112 | 125 | 120 | CO0000000803100 | 031-0008-015 | 031-0008-S015 | 031-0008-015-01 | 100 | 9 | 177 |  | 1.3 | 39.67 | -105.0028 | 55200 | CT6 | 80223
08031 | PUBLIC SERVICE CO - ARAPAHOE | 55200_G_UN7 | 1699811 | 44963213 | 42679712 | 50852814a |  | 221112 | 125 | 120 | CO0000000803100 | 031-0008-014 | 031-0008-S014 | 031-0008-014-01 | 100 | 9 | 177 |  | 1.3 | 39.6701 | -105.0033 | 55200 | CT5 | 80223
17053 | Ameren Energy Generating Co | 55201_G_1 | 2622911 | 41402513 | 39489012 | 45578014 |  | 221112 | 125 | 120 | 053803AAL | 0001 | 0001 | 01 | 50 | 12.5 | 956 | 6900 |  | 40.4706 | -88.3987 | 55201 | GCTG1 | 60936
17053 | Ameren Energy Generating Co | 55201_G_2 | 2622911 | 88707213 | 55128412 | 120386414 |  | 221112 | 125 | 120 | 053803AAL | 0002 | 0002 | 01 | 50 | 12.5 | 956 | 6900 |  | 40.4706 | -88.3987 | 55201 | GCTG2 | 60936
17145 | Pinckneyville Power Plant | 55202_G_1 | 4533911 | 28450913 | 27275312 | 42793814 |  | 221112 | 125 | 120 | 145842AAA | 0001 | 0001 | 01 | 45 | 9 | 738 | 900 |  | 38.1128 | -89.3464 | 55202 | CT01 | 62274
17145 | Pinckneyville Power Plant | 55202_G_2 | 4533911 | 60256313 | 87543612 | 86327814 |  | 221112 | 125 | 120 | 145842AAA | 0004 | 0005 | 01 | 45 | 9 | 738 | 900 |  | 38.1128 | -89.3464 | 55202 | CT02 | 62274
17145 | Pinckneyville Power Plant | 55202_G_3 | 4533911 | 60257013 | 87543712 | 86327914 |  | 221112 | 125 | 120 | 145842AAA | 0005 | 0006 | 01 | 45 | 9 | 738 | 900 |  | 38.1128 | -89.3464 | 55202 | CT03 | 62274
17145 | Pinckneyville Power Plant | 55202_G_4 | 4533911 | 60257113 | 87543812 | 86328014 |  | 221112 | 125 | 120 | 145842AAA | 0006 | 0007 | 01 | 45 | 9 | 738 | 900 |  | 38.1128 | -89.3464 | 55202 | CT04 | 62274
17145 | Pinckneyville Power Plant | 55202_G_5 | 4533911 | 28450813 | 27275512 | 42793914 |  | 221112 | 125 | 120 | 145842AAA | 0002 | 0002 | 01 | 45 | 11 | 974 | 8333.3 |  | 38.1128 | -89.3464 | 55202 | CT05 | 62274
17145 | Pinckneyville Power Plant | 55202_G_6 | 4533911 | 60256913 | 87543512 | 86328114 |  | 221112 | 125 | 120 | 145842AAA | 0007 | 0004 | 01 | 45 | 11 | 974 | 8333.3 |  | 38.1128 | -89.3464 | 55202 | CT06 | 62274
17145 | Pinckneyville Power Plant | 55202_G_7 | 4533911 | 60256413 | 87543912 | 86328214 |  | 221112 | 125 | 120 | 145842AAA | 0008 | 0008 | 01 | 45 | 11 | 974 | 8333.3 |  | 38.1128 | -89.3464 | 55202 | CT07 | 62274
17145 | Pinckneyville Power Plant | 55202_G_8 | 4533911 | 60256813 | 87544012 | 86328314 |  | 221112 | 125 | 120 | 145842AAA | 0009 | 0009 | 01 | 45 | 11 | 974 | 8333.3 |  | 38.1128 | -89.3464 | 55202 | CT08 | 62274
17121 | Ameren Energy Generating Co | 55204_G_1 | 9701511 | 53871313 | 52023312 | 86230014 |  | 221112 | 125 | 120 | 121803AAA | 0001 | 0001 | 02 | 50 | 12.5 | 957 | 10783.3 |  | 38.7612 | -89.0132 | 55204 | KCTG1 | 62875
17121 | Ameren Energy Generating Co | 55204_G_2 | 9701511 | 105901513 | 109583612 | 150182514 |  | 221112 | 125 | 120 | 121803AAA | 0002 | 0002 | 02 | 50 | 12.5 | 957 | 10783.3 |  | 38.7608 | -89.0132 | 55204 | KCTG2 | 62875
48355 | COGENERATION FACILITY | 55206_G_CT1 | 4206511 | 35689413 | 33977912 | 2865114 |  | 221122 | 125 | 120 | 176 | 000001 | 000001 | 000001 | 180 | 10 | 500 |  | 55.8 | 27.8136 | -97.4284 | 55206 | CU1 | 78407
48355 | COGENERATION FACILITY | 55206_G_CT2 | 4206511 | 35690313 | 33977712 | 2864214 |  | 221122 | 125 | 120 | 176 | 000002 | 000002 | 000002 | 180 | 10 | 500 |  | 55.8 | 27.8136 | -97.4279 | 55206 | CU2 | 78407
48355 | COGENERATION FACILITY | 55206_G_ST1 | 4206511 | ORISST1 | ORISST1 | 55206_G_ST1 |  | 221122 | 125 | 120 |  |  |  |  | 180 | 10 | 500 |  | 55.8 | 27.8136 | -97.4279 | 55206 | ST1 | 78407
35013 | Afton Generating Station | 55210_G_0001 | 7583911 | 82578113 | 73592112 | 106099514 |  | 221112 | 125 | 120 | 350130048 | EQPT6 | EQPT6 | EQPT6 | 120 | 17 | 1118 | 40713 | 179 | 32.1134 | -106.848 | 55210 | 0001 | 88044-9311 | 60GG
35013 | Afton Generating Station | 55210_G_0002 | 7583911 | 82578113 | 73592112 | 106099514a |  | 221112 | 125 | 120 | 350130048 | EQPT6 | EQPT6 | EQPT6 | 120 | 17 | 1118 | 40713 | 179 | 32.1134 | -106.848 | 55210 | 0001 | 88044-9311 | 60GG
25021 | ANP BELLINGHAM | 55211_G_U1 | 5735611 | 87525413 | 83740112 | 118663014 |  | 221112 | 125 | 120 | 1201509 | 1 | 1 | 1 | 180 | 18 | 210 |  | 63 | 42.1105 | -71.4532 | 55211 | 1 | 02019-0000
25021 | ANP BELLINGHAM | 55211_G_U2 | 5735611 | 87524813 | 83740312 | 118662414 |  | 221112 | 125 | 120 | 1201509 | 2 | 2 | 1 | 180 | 18 | 210 |  | 63 | 42.1105 | -71.4532 | 55211 | 2 | 02019-0000
25027 | ANP BLACKSTONE | 55212_G_U1 | 6049311 | 87676613 | 83845512 | 118946014 |  | 221112 | 125 | 120 | 1180211 | 1 | 1 | 1 | 180 | 18 | 210 |  | 63 | 42.06 | -71.5157 | 55212 | 1 | 01504-0000
25027 | ANP BLACKSTONE | 55212_G_U2 | 6049311 | 87675913 | 83844912 | 118945314 |  | 221112 | 125 | 120 | 1180211 | 2 | 2 | 1 | 180 | 18 | 210 |  | 63 | 42.06 | -71.5157 | 55212 | 2 | 01504-0000
48135 | ODESSA ECTOR POWER PARTNERS | 55215_G_CTG1 | 3968311 | 34526713 | 32906412 | 10920914 |  | 221122 | 125 | 120 | 100 | 000001 | 000001 | 000001 | 145 | 20 | 650 |  | 51.7 | 31.8382 | -102.3258 | 55215 | GT1 | 79760
48135 | ODESSA ECTOR POWER PARTNERS | 55215_G_CTG2 | 3968311 | 34526613 | 32906712 | 10921014 |  | 221122 | 125 | 120 | 100 | 000002 | 000002 | 000002 | 145 | 20 | 70 |  | 51.7 | 31.8388 | -102.3257 | 55215 | GT2 | 79760
48135 | ODESSA ECTOR POWER PARTNERS | 55215_G_CTG3 | 3968311 | 34526813 | 32906612 | 10920814 |  | 221122 | 125 | 120 | 100 | 000003 | 000003 | 000003 | 145 | 20 | 650 |  | 51.7 | 31.8394 | -102.3259 | 55215 | GT3 | 79760
48135 | ODESSA ECTOR POWER PARTNERS | 55215_G_CTG4 | 3968311 | 34526913 | 32906512 | 10920714 |  | 221122 | 125 | 120 | 100 | 000004 | 000004 | 000004 | 145 | 20 | 650 |  | 51.7 | 31.8398 | -102.3259 | 55215 | GT4 | 79760
48135 | ODESSA ECTOR POWER PARTNERS | 55215_G_STG1 | 3968311 | ORISSTG1 | ORISSTG1 | 55215_G_STG1 |  | 221122 | 125 | 690 |  |  |  |  | 25 | 0.1 | 115 |  | 0.1 | 31.8397 | -102.3267 | 55215 | STG1 | 79760
48135 | ODESSA ECTOR POWER PARTNERS | 55215_G_STG2 | 3968311 | ORISSTG2 | ORISSTG2 | 55215_G_STG2 |  | 221122 | 125 | 690 |  |  |  |  | 25 | 0.1 | 115 |  | 0.1 | 31.8397 | -102.3267 | 55215 | STG2 | 79760
17063 | Morris Cogeneration LLC | 55216_G_STG1 | 3348811 | 91319913 | 87506612 | 124457814 |  | 221112 | 125 | 100 | 063800AAJ | 0017 | 0021 | 01 | 80 | 8.66 | 246 | 3166.7 |  | 41.4134 | -88.3298 |  |  | 60450
17063 | Morris Cogeneration LLC | 55216_G_UNT1 | 3348811 | 38906113 | 37164412 | 45391014 |  | 221112 | 125 | 120 | 063800AAJ | 0006 | 0014 | 01 | 80 | 8.66 | 246 | 3166.7 |  | 41.4134 | -88.3298 | 55216 | CTG1 | 60450
17063 | Morris Cogeneration LLC | 55216_G_UNT2 | 3348811 | 91319613 | 87506512 | 124457514 |  | 221112 | 125 | 120 | 063800AAJ | 0014 | 0020 | 01 | 80 | 8.66 | 246 | 3166.7 |  | 41.4134 | -88.3298 | 55216 | CTG2 | 60450
17063 | Morris Cogeneration LLC | 55216_G_UNT3 | 3348811 | 91319713 | 87506612 | 124457614 |  | 221112 | 125 | 120 | 063800AAJ | 0015 | 0021 | 01 | 80 | 8.66 | 246 | 3166.7 |  | 41.4134 | -88.3298 | 55216 | CTG3 | 60450
06013 | LOS MEDANOS ENERGY CENTER | 55217_G_CTG1 | 148911 | 84118713 | 75881512 | 110074214 |  | 221112 | 125 | 120 | 07130311866 | 1 | 1 | 1 | 175 | 17.4 | 203 | 16344.4 |  | 38.0305 | -121.8758 | 55217 | X724 | 94565
06013 | LOS MEDANOS ENERGY CENTER | 55217_G_CTG2 | 148911 | 51468613 | 48376312 | 59470614 |  | 221112 | 125 | 120 | 07130311866 | 3 | 2 | 1 | 175 | 17.4 | 203 | 16344.4 |  | 38.0305 | -121.8758 | 55217 | X725 | 94565
06013 | LOS MEDANOS ENERGY CENTER | 55217_G_STG3 | 148911 | 51468813 | 48376512 | 59470414 |  | 221112 | 125 | 100 | 07130311866 | 5 | 3 | 1 | 100 | 4 | 350 | 419 |  | 38.0305 | -121.8758 |  |  | 94565
28049 | Entergy Mississippi Inc, Hinds County Plant | 55218_G_H01 | 6966711 | 13986213 | 60254512 | 25190314 |  | 22112 | 125 | 120 | 2804900230 | 001 | 5 | 1 | 160 | 18 | 187 | 16277.8 | 64 | 32.3847 | -90.2214 | 55218 | H01 | 39213
28049 | Entergy Mississippi Inc, Hinds County Plant | 55218_G_H02 | 6966711 | 13985513 | 60254512 | 25191014 |  | 22112 | 125 | 120 | 2804900230 | 002 | 5 | 1 | 160 | 18 | 187 | 16277.8 | 64 | 32.3847 | -90.2214 | 55218 | H02 | 39213
28049 | Entergy Mississippi Inc, Hinds County Plant | 55218_G_HO3 | 6966711 | 13986213 | 60254512 | 25190314a |  | 22112 | 125 | 120 | 2804900230 | 001 | 5 | 1 | 160 | 18 | 187 | 16277.8 | 64 | 32.3847 | -90.2214 | 55218 | H01 | 39213
28007 | Entergy Mississippi Attala Plant | 55220_G_A01 | 7036511 | 14202213 | 13983812 | 24864714 |  | 221112 | 125 | 120 | 2800700032 | 001 | 1 | 1 | 160 | 18 | 187 | 16277.8 | 64 | 33.0153 | -89.6764 | 55220 | A01 | 39160
28007 | Entergy Mississippi Attala Plant | 55220_G_A02 | 7036511 | 14202313 | 13983712 | 24864614 |  | 221112 | 125 | 120 | 2800700032 | 002 | 2 | 1 | 160 | 18 | 187 | 16277.8 | 64 | 33.0153 | -89.6764 | 55220 | A02 | 39160
28007 | Entergy Mississippi Attala Plant | 55220_G_A03 | 7036511 | 14202413 | 13983912 | 24864514 |  | 221112 | 125 | 100 | 2800700032 | 003 | 3 | 1 | 37 | 2 | 405 | 100.5 | 32 | 33.0153 | -89.6764 |  |  | 39160
05119 | ARK ELEC CO-OP-OSWALD GENERATING STATION | 55221_G_G1 | 210811 | 63446713 | 58217512 | 87392514 |  | 221112 | 125 | 140 | 0511901380 | 001 | 1 | 1 | 160 | 9.5 | 285 | 5124.8 | 72.3 | 34.5928 | -92.2164 | 55221 | G1 | 72206
05119 | ARK ELEC CO-OP-OSWALD GENERATING STATION | 55221_G_G2 | 210811 | 63446813 | 58217612 | 87392614 |  | 221112 | 125 | 140 | 0511901380 | 002 | 2 | 1 | 120 | 9.5 | 285 | 5124.8 | 72.3 | 34.5928 | -92.2167 | 55221 | G2 | 72206
05119 | ARK ELEC CO-OP-OSWALD GENERATING STATION | 55221_G_G3 | 210811 | 63446913 | 58217712 | 87392714 |  | 221112 | 125 | 140 | 0511901380 | 003 | 3 | 1 | 160 | 9.5 | 285 | 5124.8 | 72.3 | 34.5931 | -92.2164 | 55221 | G3 | 72206
05119 | ARK ELEC CO-OP-OSWALD GENERATING STATION | 55221_G_G4 | 210811 | 63447013 | 58217812 | 87392814 |  | 221112 | 125 | 140 | 0511901380 | 004 | 4 | 1 | 160 | 9.5 | 285 | 5124.8 | 72.3 | 34.5931 | -92.2167 | 55221 | G4 | 72206
05119 | ARK ELEC CO-OP-OSWALD GENERATING STATION | 55221_G_G5 | 210811 | 63447113 | 58217912 | 87392914 |  | 221112 | 125 | 140 | 0511901380 | 005 | 5 | 1 | 160 | 9.5 | 285 | 5124.8 | 72.3 | 34.5933 | -92.2164 | 55221 | G5 | 72206
05119 | ARK ELEC CO-OP-OSWALD GENERATING STATION | 55221_G_G6 | 210811 | 63447213 | 58218012 | 87393014 |  | 221112 | 125 | 140 | 0511901380 | 006 | 6 | 1 | 160 | 9.6 | 285 | 5233.2 | 72.3 | 34.5933 | -92.2167 | 55221 | G6 | 72206
05119 | ARK ELEC CO-OP-OSWALD GENERATING STATION | 55221_G_G7 | 210811 | 63447313 | 58218112 | 87393114 |  | 221112 | 125 | 140 | 0511901380 | 007 | 7 | 1 | 160 | 15.5 | 285 | 12019.7 | 63.7 | 34.5942 | -92.2167 | 55221 | G7 | 72206
05119 | Harry L. Oswald | 55221_G_G8 | 210811 | 63447413 | 58218212 | 87393214 |  | 221112 | 125 | 160 | 511901380 | 8 | 8 | 1 | 12 | 0.7 | 800 | 121.3 | 315.1 | 34.5925 | -92.2156 | 55221 | G8 | 72206
05119 | ARK ELEC CO-OP-OSWALD GENERATING STATION | 55221_G_G9 | 210811 | ORISG9 | ORISG9 | 55221_G_G9 |  | 221112 | 125 | 680 |  |  |  |  | 34 | 0.2 | 92 | 0.4 | 11.2 | 34.5939 | -92.2172 | 55221 | G9 | 72206
17197 | Lincoln Generating Facility | 55222_G_CTG1 | 4590011 | 28414613 | 27245512 | 43270514 |  | 221112 | 125 | 120 | 197811AAH | 0001 | 0001 | 01 | 71 | 19.1 | 992 | 15050 |  | 41.3933 | -87.9456 | 55222 | CTG-1 | 60442
17197 | Lincoln Generating Facility | 55222_G_CTG2 | 4590011 | 28414713 | 55838512 | 43270414 |  | 221112 | 125 | 120 | 197811AAH | 0002 | 0004 | 01 | 71 | 19.1 | 992 | 15050 |  | 41.3933 | -87.945 | 55222 | CTG-2 | 60442
17197 | Lincoln Generating Facility | 55222_G_CTG3 | 4590011 | 28414813 | 55838812 | 43270314 |  | 221112 | 125 | 120 | 197811AAH | 0003 | 0005 | 01 | 71 | 19.1 | 992 | 15050 |  | 41.3933 | -87.9445 | 55222 | CTG-3 | 60442
17197 | Lincoln Generating Facility | 55222_G_CTG4 | 4590011 | 28414913 | 55838912 | 43270214 |  | 221112 | 125 | 120 | 197811AAH | 0004 | 0006 | 01 | 71 | 19.1 | 992 | 15050 |  | 41.3933 | -87.944 | 55222 | CTG-4 | 60442
17197 | Lincoln Generating Facility | 55222_G_CTG5 | 4590011 | 28415413 | 55839012 | 43269714 |  | 221112 | 125 | 120 | 197811AAH | 0005 | 0007 | 01 | 71 | 19.1 | 992 | 15050 |  | 41.3933 | -87.9434 | 55222 | CTG-5 | 60442
17197 | Lincoln Generating Facility | 55222_G_CTG6 | 4590011 | 28414513 | 55839112 | 43270614 |  | 221112 | 125 | 120 | 197811AAH | 0006 | 0008 | 01 | 71 | 19.1 | 992 | 15050 |  | 41.3933 | -87.9429 | 55222 | CTG-6 | 60442
17197 | Lincoln Generating Facility | 55222_G_CTG7 | 4590011 | 28415313 | 55838712 | 43269814 |  | 221112 | 125 | 120 | 197811AAH | 0007 | 0009 | 01 | 71 | 19.1 | 992 | 15050 |  | 41.3933 | -87.9424 | 55222 | CTG-7 | 60442
17197 | Lincoln Generating Facility | 55222_G_CTG8 | 4590011 | 28415513 | 55838612 | 43269614 |  | 221112 | 125 | 120 | 197811AAH | 0008 | 0010 | 01 | 71 | 19.1 | 992 | 15050 |  | 41.3933 | -87.9418 | 55222 | CTG-8 | 60442
48139 | ENNIS ELECTRIC GENERATION PLANT | 55223_G_GT1 | 6389111 | 15947513 | 15567612 | 10692114 |  | 221122 | 125 | 120 | 60 | 000001 | 000001 | 000001 | 160 | 18.5 | 700 |  | 48.3 | 32.3208 | -96.6751 | 55223 | GT-1 | 75120
48139 | ENNIS ELECTRIC GENERATION PLANT | 55223_G_ST1 | 6389111 | ORISST1 | ORISST1 | 55223_G_ST1 |  | 221122 | 125 | 350 | [9 empty] | 32.3165 | -96.6756 | 55223 | ST1 | 75120
18083 | WHEATLAND GENERATING FACILITIES | 55224_G_CTG1 | 4479311 | 28308213 | 27148112 | 141405214 |  | 221122 | 125 | 120 | 00041 | 001 | 1 | 001-01 | 55 | 16.56 | 400 | 32240.1 | 149.7 | 38.6661 | -87.3136 | 55224 | EU-01 | 47597
18083 | WHEATLAND GENERATING FACILITIES | 55224_G_CTG2 | 4479311 | 28308313 | 27147912 | 141405314 |  | 221122 | 125 | 120 | 00041 | 002 | 2 | 002-01 | 55 | 16.56 | 400 | 32240.1 | 149.7 | 38.6661 | -87.3136 | 55224 | EU-02 | 47597
18083 | WHEATLAND GENERATING FACILITIES | 55224_G_CTG3 | 4479311 | 28308013 | 27148012 | 141405414 |  | 221122 | 125 | 120 | 00041 | 003 | 3 | 003-01 | 55 | 16.56 | 400 | 32240.1 | 149.7 | 38.6716 | -87.2931 | 55224 | EU-03 | 47597
18083 | WHEATLAND GENERATING FACILITIES | 55224_G_CTG4 | 4479311 | 28308113 | 27147812 | 141405514 |  | 221122 | 125 | 120 | 00041 | 004 | 4 | 004-01 | 55 | 16.56 | 400 | 32240.1 | 149.7 | 38.6661 | -87.3136 | 55224 | EU-04 | 47597
40145 | ONETA GNRTNG STA | 55225_G_CTG1 | 8350011 | 912213 | 838012 | 15804414 |  | 221112 | 125 | 120 | 3662 | 18787 | 18610 | 59777 | 144 | 20 | 180 | 14828.3 | 47.2 | 36.0112 | -95.6952 | 55225 | CTG-1 | 74014
40145 | ONETA GNRTNG STA | 55225_G_CTG2 | 8350011 | 912513 | 838112 | 15804114 |  | 221112 | 125 | 120 | 3662 | 18788 | 18611 | 59778 | 144 | 20 | 180 | 14828.3 | 47.2 | 36.0114 | -95.6952 | 55225 | CTG-2 | 74014
40145 | ONETA GNRTNG STA | 55225_G_CTG3 | 8350011 | 912313 | 838212 | 15804314 |  | 221112 | 125 | 120 | 3662 | 18789 | 18612 | 59779 | 144 | 20 | 180 | 14828.3 | 47.2 | 36.0118 | -95.6952 | 55225 | CTG-3 | 74014
40145 | ONETA GNRTNG STA | 55225_G_CTG4 | 8350011 | 912113 | 837912 | 15804514 |  | 221112 | 125 | 120 | 3662 | 18790 | 18613 | 59780 | 144 | 20 | 180 | 14828.3 | 47.2 | 36.0121 | -95.6952 | 55225 | CTG-4 | 74014
40145 | ONETA GNRTNG STA | 55225_G_STG1 | 8350011 | ORISSTG1 | ORISSTG1 | 55225_G_STG1 |  | 221112 | 125 | 120 |  |  |  |  | 144 | 20 | 180 | 14828.3 | 47.2 | 36.0114 | -95.6952 | 55225 | STG1 | 74014
40145 | ONETA GNRTNG STA | 55225_G_STG2 | 8350011 | ORISSTG2 | ORISSTG2 | 55225_G_STG2 |  | 221112 | 125 | 120 |  |  |  |  | 144 | 20 | 180 | 14828.3 | 47.2 | 36.0114 | -95.6952 | 55225 | STG2 | 74014
48161 | FREESTONE ENERGY CENTER | 55226_G_GT1 | 4852511 | 31657113 | 30268612 | 8495214 |  | 221122 | 125 | 120 | 30 | 000001 | 000001 | 000001 | 160 | 18 | 500 |  | 42.7 | 31.8913 | -96.1109 | 55226 | GT1 | 75840
48161 | FREESTONE ENERGY CENTER | 55226_G_GT2 | 4852511 | 31658013 | 30268712 | 8494314 |  | 221122 | 125 | 120 | 30 | 000002 | 000002 | 000002 | 160 | 18 | 500 |  | 42.7 | 31.8908 | -96.1109 | 55226 | GT2 | 75840
48161 | FREESTONE ENERGY CENTER | 55226_G_GT3 | 4852511 | 31658913 | 30268812 | 8493414 |  | 221122 | 125 | 120 | 30 | 000003 | 000003 | 000003 | 160 | 18 | 500 |  | 42.7 | 31.8898 | -96.111 | 55226 | GT3 | 75840
48161 | FREESTONE ENERGY CENTER | 55226_G_GT4 | 4852511 | 31658713 | 30269512 | 8493614 |  | 221122 | 125 | 120 | 30 | 000004 | 000004 | 000004 | 160 | 18 | 500 |  | 42.7 | 31.8894 | -96.111 | 55226 | GT4 | 75840
48161 | FREESTONE ENERGY CENTER | 55226_G_ST3 | 4852511 | ORISST3 | ORISST3 | 55226_G_ST3 |  | 221122 | 125 | 180 |  |  |  |  | 30 | 1 | 400 |  | 30 | 31.8902 | -96.1113 | 55226 | ST3 | 75840
48161 | FREESTONE ENERGY CENTER | 55226_G_ST6 | 4852511 | ORISST6 | ORISST6 | 55226_G_ST6 |  | 221122 | 125 | 180 |  |  |  |  | 30 | 1 | 400 |  | 30 | 31.8902 | -96.1113 | 55226 | ST6 | 75840
39037 | Buckeye Power Greenville Station (0819070237) | 55228_G_GT1 | 8257111 | 36213 | 82008112 | 117201214 |  | 221112 | 125 | 120 | 0819070237 | B001 | 161170 | 20100201 | 60 | 9.5 | 890 | 6533.3 |  | 40.0742 | -84.6153 | 55228 | G1CT1 | 45331
39037 | Buckeye Power Greenville Station (0819070237) | 55228_G_GT2 | 8257111 | 36113 | 82008512 | 117201414 |  | 221112 | 125 | 120 | 0819070237 | B003 | 161172 | 20100201 | 60 | 9.5 | 890 | 6533.3 |  | 40.0747 | -84.615 | 55228 | G2CT1 | 45331
39037 | Buckeye Power Greenville Station (0819070237) | 55228_G_GT3 | 8257111 | 36413 | 82008012 | 117201614 |  | 221112 | 125 | 120 | 0819070237 | B005 | 161174 | 20100201 | 60 | 9.5 | 890 | 6533.3 |  | 40.0742 | -84.615 | 55228 | G3CT1 | 45331
39037 | Buckeye Power Greenville Station (0819070237) | 55228_G_GT4 | 8257111 | 36613 | 82008412 | 117201814 |  | 221112 | 125 | 120 | 0819070237 | B007 | 161176 | 20100201 | 60 | 9.5 | 890 | 6533.3 |  | 40.0747 | -84.615 | 55228 | G4CT1 | 45331
18179 | DPL ENERGY MONTPELIER ELECTRIC GENERATI | 55229_G_GT1 | 5507411 | 27512913 | 26409412 | 141354214 |  | 221122 | 125 | 120 | 00026 | 001 | 1 | 001-01 |  |  | 957 | 7782.2 | 109.8 | 40.6207 | -85.3079 | 55229 | G1CT1 | 46781
18179 | DPL ENERGY MONTPELIER ELECTRIC GENERATI | 55229_G_GT2 | 5507411 | 27512613 | 26409512 | 141354414 |  | 221122 | 125 | 120 | 00026 | 003 | 3 | 003-01 |  |  | 957 | 7782.2 | 109.8 | 40.6207 | -85.3079 | 55229 | G2CT1 | 46781
18179 | DPL ENERGY MONTPELIER ELECTRIC GENERATI | 55229_G_GT3 | 5507411 | 27513313 | 26409912 | 141354614 |  | 221122 | 125 | 120 | 00026 | 005 | 5 | 005-01 |  |  | 957 | 7782.2 | 109.8 | 40.6207 | -85.3079 | 55229 | G3CT1 | 46781
18179 | DPL ENERGY MONTPELIER ELECTRIC GENERATI | 55229_G_GT4 | 5507411 | 27513113 | 26409712 | 141354814 |  | 221122 | 125 | 120 | 00026 | 007 | 7 | 007-01 |  |  | 957 | 7782.2 | 109.8 | 40.6207 | -85.3079 | 55229 | G4CT1 | 46781
48237 | JACK COUNTY GENERATION FACILITY | 55230_G_CT1 | 13385011 | 71003913 | 65283812 | 98378614 |  | 221122 | 125 | 120 | 658 | 000001 | 000001 | 000001 | 165 | 18 | 500 |  | 69 | 33.1011 | -97.9574 | 55230 | CT-1 | 76426
48237 | JACK COUNTY GENERATION FACILITY | 55230_G_CT2 | 13385011 | 71004113 | 65285412 | 98378814 |  | 221122 | 125 | 120 | 658 | 000003 | 000002 | 000003 | 165 | 18 | 500 |  | 68 | 33.1007 | -97.9574 | 55230 | CT-2 | 76426
48237 | JACK COUNTY GENERATION FACILITY | 55230_G_CT3 | 13385011 | 99310413 | 96230312 | 138995214 |  | 221122 | 125 | 120 | 658 | 000021 | 000033 | 000027 | 165 | 18 | 500 |  | 69 | 33.1027 | -97.9572 | 55230 | CT-3 | 76426
48237 | JACK COUNTY GENERATION FACILITY | 55230_G_CT4 | 13385011 | 99310513 | 96230412 | 138995314 |  | 221122 | 125 | 120 | 658 | 000022 | 000034 | 000028 | 165 | 18 | 500 |  | 69 | 33.1023 | -97.9572 | 55230 | CT-4 | 76426
48237 | JACK COUNTY GENERATION FACILITY | 55230_G_ST1 | 13385011 | 71004013 | 65283812 | 98378714 |  | 221122 | 125 | 100 | 658 | 000002 | 000001 | 000002 | 165 | 18 | 500 |  | 69 | 33.1011 | -97.9574 |  |  | 76426
48237 | JACK COUNTY GENERATION FACILITY | 55230_G_ST2 | 13385011 | 99311113 | 96230312 | 138995914 |  | 221122 | 125 | 100 | 658 | 000028 | 000033 | 000037 | 165 | 18 | 500 |  | 69 | 33.1027 | -97.9572 |  |  | 76426
42045 | LIBERTY ELEC POWER LLC/EDDYSTONE PLT | 55231_G_GTG1 | 4724611 | 27721513 | 86083712 | 13657514 |  | 221112 | 125 | 120 | 420450221 | 031 | S031 | 1 | 200 | 20 | 197 | 15740 | 50.1 | 39.8622 | -75.3361 | 55231 | 0001 | 19022-1529
42045 | LIBERTY ELEC POWER LLC/EDDYSTONE PLT | 55231_G_GTG2 | 4724611 | 27721713 | 86083712 | 13657314 |  | 221112 | 125 | 120 | 420450221 | 032 | S031 | 1 | 200 | 20 | 197 | 15740 | 50.1 | 39.8622 | -75.3361 | 55231 | 0002 | 19022-1529
42045 | LIBERTY ELEC POWER LLC/EDDYSTONE PLT | 55231_G_STG | 4724611 | 27721313 | 86083712 | 13537014 |  | 221112 | 125 | 120 | 420450221 | 033 | S031 | 1 | 200 | 20 | 197 | 15740 | 50.1 | 39.8622 | -75.3361 |  |  | 19022-1529
21157 | TVA - KGen Marshall LLC | 55232_G_CT1 | 5213311 | 86742713 | 82869612 | 117323014 |  | 221112 | 125 | 999 | 2115700053 | EU-01 | EU-01 | 1 | 93 | 15 | 800 | 24291.9 | 137.5 | 37.0286 | -88.3958 | 55232 | CT1 | 42029
21157 | TVA - KGen Marshall LLC | 55232_G_CT2 | 5213311 | 86742613 | 82869812 | 117322814 |  | 221112 | 125 | 999 | 2115700053 | EU-02 | EU-02 | 1 | 93 | 15 | 800 | 24291.9 | 137.5 | 37.0286 | -88.3958 | 55232 | CT2 | 42029
21157 | TVA - KGen Marshall LLC | 55232_G_CT3 | 5213311 | 86743313 | 82869912 | 117324014 |  | 221112 | 125 | 999 | 2115700053 | EU-03 | EU-03 | 1 | 93 | 15 | 800 | 24291.9 | 137.5 | 37.0286 | -88.3958 | 55232 | CT3 | 42029
21157 | TVA - KGen Marshall LLC | 55232_G_CT4 | 5213311 | 86742413 | 82870012 | 117322414 |  | 221112 | 125 | 999 | 2115700053 | EU-04 | EU-04 | 1 | 93 | 15 | 800 | 24291.9 | 137.5 | 37.0286 | -88.3958 | 55232 | CT4 | 42029
21157 | TVA - KGen Marshall LLC | 55232_G_CT5 | 5213311 | 86743113 | 82870112 | 117323614 |  | 221112 | 125 | 999 | 2115700053 | EU-05 | EU-05 | 1 | 93 | 15 | 800 | 24291.9 | 137.5 | 37.0286 | -88.3958 | 55232 | CT5 | 42029
21157 | TVA - KGen Marshall LLC | 55232_G_CT6 | 5213311 | 86742513 | 82870212 | 117322614 |  | 221112 | 125 | 999 | 2115700053 | EU-06 | EU-06 | 1 | 93 | 15 | 800 | 24291.9 | 137.5 | 37.0286 | -88.3958 | 55232 | CT6 | 42029
21157 | TVA - KGen Marshall LLC | 55232_G_CT7 | 5213311 | 86743013 | 82870312 | 117323414 |  | 221112 | 125 | 999 | 2115700053 | EU-07 | EU-07 | 1 | 93 | 15 | 800 | 24291.9 | 137.5 | 37.0286 | -88.3958 | 55232 | CT7 | 42029
21157 | TVA - KGen Marshall LLC | 55232_G_CT8 | 5213311 | 86743213 | 82870412 | 117323814 |  | 221112 | 125 | 999 | 2115700053 | EU-08 | EU-08 | 1 | 93 | 15 | 800 | 24291.9 | 137.5 | 37.0286 | -88.3958 | 55232 | CT8 | 42029
42121 | HANDSOME LAKE ENERGY LLC/KENNERDELL | 55233_G_GT01 | 3880211 | 37451213 | 62197312 | 15139514 |  | 221112 | 125 | 120 | 421210043 | 1A | S01A | 1 | 53 | 14.3 | 831 | 6965 | 43.4 | 41.2925 | -79.8067 | 55233 | EU-1A | 16374-4935
42121 | HANDSOME LAKE ENERGY LLC/KENNERDELL | 55233_G_GT02 | 3880211 | 37451413 | 62197512 | 15139314 |  | 221112 | 125 | 120 | 421210043 | 2A | S02A | 1 | 53 | 14.3 | 831 | 6965 | 43.4 | 41.2925 | -79.8067 | 55233 | EU-2A | 16374-4935
42121 | HANDSOME LAKE ENERGY LLC/KENNERDELL | 55233_G_GT03 | 3880211 | 37451613 | 62197712 | 15139114 |  | 221112 | 125 | 120 | 421210043 | 3A | S03A | 1 | 53 | 14.3 | 831 | 6965 | 43.4 | 41.2925 | -79.8067 | 55233 | EU-3A | 16374-4935
42121 | HANDSOME LAKE ENERGY LLC/KENNERDELL | 55233_G_GT04 | 3880211 | 37451813 | 62197912 | 15138914 |  | 221112 | 125 | 120 | 421210043 | 4A | S04A | 1 | 53 | 14.3 | 831 | 6965 | 43.4 | 41.2925 | -79.8067 | 55233 | EU-4A | 16374-4935
42121 | HANDSOME LAKE ENERGY LLC/KENNERDELL | 55233_G_GT05 | 3880211 | 37451913 | 62198112 | 15138814 |  | 221112 | 125 | 120 | 421210043 | 5A | S05A | 1 | 53 | 14.3 | 831 | 6965 | 43.4 | 41.2925 | -79.8067 | 55233 | EU-5A | 16374-4935
29007 | AMEREN MISSOURI-AUDRAIN POWER STATION | 55234_G_GT1 | 6998911 | 14700413 | 14395112 | 25137314 |  | 221112 | 125 | 120 | 0053 | 2 | 50110 | 2 | 93 | 15 | 920 | 24117.3 | 136.5 | 39.3075 | -91.5381 | 55234 | CT1 | 63382
29007 | AMEREN MISSOURI-AUDRAIN POWER STATION | 55234_G_GT2 | 6998911 | 14700413 | 14395112 | 25137314a |  | 221112 | 125 | 120 | 0053 | 2 | 50110 | 2 | 93 | 15 | 920 | 24117.3 | 136.5 | 39.3075 | -91.5381 | 55234 | CT2 | 63382
29007 | AMEREN MISSOURI-AUDRAIN POWER STATION | 55234_G_GT3 | 6998911 | 14700413 | 14395112 | 25137314b |  | 221112 | 125 | 120 | 0053 | 2 | 50110 | 2 | 93 | 15 | 920 | 24117.3 | 136.5 | 39.3075 | -91.5381 | 55234 | CT3 | 63382
29007 | AMEREN MISSOURI-AUDRAIN POWER STATION | 55234_G_GT4 | 6998911 | 14700413 | 14395112 | 25137314c |  | 221112 | 125 | 120 | 0053 | 2 | 50110 | 2 | 93 | 15 | 920 | 24117.3 | 136.5 | 39.3075 | -91.5381 | 55234 | CT4 | 63382
29007 | AMEREN MISSOURI-AUDRAIN POWER STATION | 55234_G_GT5 | 6998911 | 14700413 | 14395112 | 25137314d |  | 221112 | 125 | 120 | 0053 | 2 | 50110 | 2 | 93 | 15 | 920 | 24117.3 | 136.5 | 39.3075 | -91.5381 | 55234 | CT5 | 63382
29007 | AMEREN MISSOURI-AUDRAIN POWER STATION | 55234_G_GT6 | 6998911 | 14700413 | 14395112 | 25137314e |  | 221112 | 125 | 120 | 0053 | 2 | 50110 | 2 | 93 | 15 | 920 | 24117.3 | 136.5 | 39.3075 | -91.5381 | 55234 | CT6 | 63382
29007 | AMEREN MISSOURI-AUDRAIN POWER STATION | 55234_G_GT7 | 6998911 | 14700413 | 14395112 | 25137314f |  | 221112 | 125 | 120 | 0053 | 2 | 50110 | 2 | 93 | 15 | 920 | 24117.3 | 136.5 | 39.3075 | -91.5381 | 55234 | CT7 | 63382
29007 | AMEREN MISSOURI-AUDRAIN POWER STATION | 55234_G_GT8 | 6998911 | 14700413 | 14395112 | 25137314g |  | 221112 | 125 | 120 | 0053 | 2 | 50110 | 2 | 93 | 15 | 920 | 24117.3 | 136.5 | 39.3075 | -91.5381 | 55234 | CT8 | 63382
17103 | Lee Energy Facility | 55236_G_CT1 | 5483011 | 26772913 | 25690512 | 45544314 |  | 221112 | 125 | 120 | 103817AAH | 0001 | 0001 | 01 | 100 | 15.75 | 920 | 24.1 |  | 41.8287 | -89.405 | 55236 | CT1 | 61021
17103 | Lee Energy Facility | 55236_G_CT2 | 5483011 | 88663313 | 84959612 | 120341114 |  | 221112 | 125 | 120 | 103817AAH | 0004 | 0008 | 01 | 100 | 15.75 | 920 | 24.1 |  | 41.8287 | -89.405 | 55236 | CT2 | 61021
17103 | Lee Energy Facility | 55236_G_CT3 | 5483011 | 88663413 | 84959712 | 120341214 |  | 221112 | 125 | 120 | 103817AAH | 0005 | 0009 | 01 | 100 | 15.75 | 920 | 24.1 |  | 41.8287 | -89.405 | 55236 | CT3 | 61021
17103 | Lee Energy Facility | 55236_G_CT4 | 5483011 | 88663513 | 84959812 | 120341314 |  | 221112 | 125 | 120 | 103817AAH | 0006 | 0010 | 01 | 100 | 15.75 | 920 | 24.1 |  | 41.8287 | -89.405 | 55236 | CT4 | 61021
17103 | Lee Energy Facility | 55236_G_CT5 | 5483011 | 88663713 | 84960112 | 120341514 |  | 221112 | 125 | 120 | 103817AAH | 0007 | 0011 | 01 | 100 | 15.75 | 920 | 24.1 |  | 41.8287 | -89.405 | 55236 | CT5 | 61021
17103 | Lee Energy Facility | 55236_G_CT6 | 5483011 | 88663613 | 84960212 | 120341414 |  | 221112 | 125 | 120 | 103817AAH | 0008 | 0012 | 01 | 100 | 15.75 | 920 | 24.1 |  | 41.8287 | -89.405 | 55236 | CT6 | 61021
17103 | Lee Energy Facility | 55236_G_CT7 | 5483011 | 88662613 | 84959912 | 120340414 |  | 221112 | 125 | 120 | 103817AAH | 0009 | 0013 | 01 | 100 | 15.75 | 920 | 24.1 |  | 41.8287 | -89.405 | 55236 | CT7 | 61021
17103 | Lee Energy Facility | 55236_G_CT8 | 5483011 | 88662813 | 84960012 | 120340614 |  | 221112 | 125 | 120 | 103817AAH | 0010 | 0014 | 01 | 100 | 15.75 | 920 | 24.1 |  | 41.8287 | -89.405 | 55236 | CT8 | 61021
17173 | GeOn Wholesale Generation LP | 55237_G_CTG1 | 4725911 | 28334513 | 27171812 | 43592714 |  | 221112 | 125 | 120 | 173801AAA | 0001 | 0001 | 01 | 60 | 9 | 848 | 5583.3 |  | 39.2793 | -88.4774 | 55237 | SCE1 | 62447
17173 | GeOn Wholesale Generation LP | 55237_G_CTG2 | 4725911 | 28334913 | 27171412 | 43592314 |  | 221112 | 125 | 120 | 173801AAA | 0002 | 0003 | 01 | 60 | 9 | 821 | 5583.3 |  | 39.2793 | -88.4774 | 55237 | SCE2 | 62447
17173 | GeOn Wholesale Generation LP | 55237_G_CTG3 | 4725911 | 28334713 | 27171312 | 43592514 |  | 221112 | 125 | 120 | 173801AAA | 0003 | 0004 | 01 | 60 | 9 | 821 | 5583.3 |  | 39.2793 | -88.4774 | 55237 | SCE3 | 62447
17173 | GeOn Wholesale Generation LP | 55237_G_CTG4 | 4725911 | 28334613 | 27171512 | 43592614 |  | 221112 | 125 | 120 | 173801AAA | 0004 | 0005 | 01 | 60 | 9 | 821 | 5583.3 |  | 39.2793 | -88.4774 | 55237 | SCE4 | 62447
17173 | GeOn Wholesale Generation LP | 55237_G_CTG5 | 4725911 | 28335213 | 27171912 | 43592014 |  | 221112 | 125 | 120 | 173801AAA | 0005 | 0006 | 01 | 60 | 9 | 821 | 5583.3 |  | 39.2793 | -88.4774 | 55237 | SCE5 | 62447
17173 | GeOn Wholesale Generation LP | 55237_G_CTG6 | 4725911 | 28335113 | 27171212 | 43592114 |  | 221112 | 125 | 120 | 173801AAA | 0006 | 0007 | 01 | 60 | 9 | 821 | 5583.3 |  | 39.2793 | -88.4774 | 55237 | SCE6 | 62447
17173 | GeOn Wholesale Generation LP | 55237_G_CTG7 | 4725911 | 28335013 | 27171612 | 43592214 |  | 221112 | 125 | 120 | 173801AAA | 0007 | 0008 | 01 | 60 | 9 | 821 | 5583.3 |  | 39.2793 | -88.4774 | 55237 | SCE7 | 62447
17173 | GeOn Wholesale Generation LP | 55237_G_CTG8 | 4725911 | 28335413 | 27171112 | 43591814 |  | 221112 | 125 | 120 | 173801AAA | 0008 | 0009 | 01 | 60 | 9 | 821 | 5583.3 |  | 39.2793 | -88.4774 | 55237 | SCE8 | 62447
17201 | NRG Rockford Energy Center | 55238_G_0001 | 9698111 | 53429113 | 52230612 | 71811314 |  | 221112 | 125 | 120 | 201030BCG | 0001 | 0001 | 01 | 82 | 21 | 1008 | 30466.7 |  | 42.2407 | -89.1032 | 55238 | 0001 | 61104
17201 | NRG Rockford Energy Center | 55238_G_0002 | 9698111 | 53429213 | 52052612 | 71811614 |  | 221112 | 125 | 120 | 201030BCG | 0002 | 0002 | 01 | 82 | 21 | 1008 | 30466.7 |  | 42.2407 | -89.1027 | 55238 | 0002 | 61104
34023 | RED OAK POWER LLC | 55239_G_0001 | 7621611 | 11830313 | 11731012 | 20277514 |  | 221112 | 125 | 120 | 18195 | U1 | PT1 | OS1 | 150 | 19 | 225 | 17833.3 |  | 40.4484 | -74.349 |  |  | 08872
34023 | RED OAK POWER LLC | 55239_G_0002 | 7621611 | 11830313 | 11731012 | 20277514a |  | 221112 | 125 | 120 | 18195 | U1 | PT1 | OS1 | 150 | 19 | 225 | 17833.3 |  | 40.4484 | -74.349 |  |  | 08872
34023 | RED OAK POWER LLC | 55239_G_0003 | 7621611 | 11830313 | 11731012 | 20277514b |  | 221112 | 125 | 120 | 18195 | U1 | PT1 | OS1 | 150 | 19 | 225 | 17833.3 |  | 40.4484 | -74.349 |  |  | 08872
34023 | RED OAK POWER LLC | 55239_G_0004 | 7621611 | 11830313 | 11731012 | 20277514c |  | 221112 | 125 | 120 | 18195 | U1 | PT1 | OS1 | 150 | 19 | 225 | 17833.3 |  | 40.4484 | -74.349 |  |  | 08872
01097 | Hog Bayou Energy Center | 55241_G_CT01 | 10560211 | 52352413 | 50939012 | 71808814 |  | 221112 | 125 | 140 | 8066 | X001 | 001 | 01 | 200 | 19.2 | 196 | 18583.3 | 64.2 | 30.7483 | -88.0573 | 55241 | COG01 | 36610
01097 | Hog Bayou Energy Center | 55241_G_ST01 | 10560211 | 52352413 | 50939012 | 71808814a |  | 221112 | 125 | 140 | 8066 | X001 | 001 | 01 | 200 | 19.2 | 196 | 18583.3 | 64.2 | 30.7483 | -88.0573 | 55241 | COG01 | 36610
12113 | SANTA ROSA ENERGY CTR | 55242_G_CT01 | 2492411 | 40405313 | 38537412 | 48707914 |  | 2211 | 125 | 120 | 1130168 | 1 | 1 | 1 | 200 | 19 | 205 | 17886.7 | 63.1 | 30.568 | -87.115 | 55242 | CT-1 | 32571 | SLT-0001&ARP-0001
12113 | SANTA ROSA ENERGY CTR | 55242_G_ST01 | 2492411 | 40405313 | 38537412 | 48707914a |  | 2211 | 125 | 120 | 1130168 | 1 | 1 | 1 | 200 | 19 | 205 | 17886.7 | 63.1 | 30.568 | -87.115 | 55242 | CT-1 | 32571 | SLT-0001&ARP-0001
36081 | ASTORIA GAS TURBINE POWER | 55243_G_10 | 12681711 | 64122513 | 58828212 | 88925614 |  | 221112 | 125 | 120 | 2630100191 | U00001 | 11111 | GTDFP | [5 empty] | 40.7778 | -73.9067 | 55243 | 0005 | 11105
36081 | ASTORIA GAS TURBINE POWER | 55243_G_11 | 12681711 | 64122513 | 58828212 | 88925614a |  | 221112 | 125 | 120 | 2630100191 | U00001 | 11111 | GTDFP | [5 empty] | 40.7778 | -73.9067 | 55243 | 0007 | 11105
36081 | ASTORIA GAS TURBINE POWER | 55243_G_12 | 12681711 | 64122513 | 58828212 | 88925614b |  | 221112 | 125 | 120 | 2630100191 | U00001 | 11111 | GTDFP | [5 empty] | 40.7778 | -73.9067 | 55243 | 0008 | 11105
36081 | ASTORIA GAS TURBINE POWER | 55243_G_13 | 12681711 | 64122513 | 58828212 | 88925614c |  | 221112 | 125 | 120 | 2630100191 | U00001 | 11111 | GTDFP | [5 empty] | 40.7778 | -73.9067 | 55243 | 0010 | 11105
36081 | ASTORIA GAS TURBINE POWER | 55243_G_2-1 | 12681711 | 64122513 | 58828212 | 88925614d |  | 221112 | 125 | 120 | 2630100191 | U00001 | 11111 | GTDFP | [5 empty] | 40.7778 | -73.9067 | 55243 | 0011 | 11105
36081 | ASTORIA GAS TURBINE POWER | 55243_G_2-2 | 12681711 | 64122513 | 58828212 | 88925614e |  | 221112 | 125 | 120 | 2630100191 | U00001 | 11111 | GTDFP | [5 empty] | 40.7778 | -73.9067 | 55243 | 0012 | 11105
36081 | ASTORIA GAS TURBINE POWER | 55243_G_2-3 | 12681711 | 64122513 | 58828212 | 88925614f |  | 221112 | 125 | 120 | 2630100191 | U00001 | 11111 | GTDFP | [5 empty] | 40.7778 | -73.9067 | 55243 | 0013 | 11105
36081 | ASTORIA GAS TURBINE POWER | 55243_G_2-4 | 12681711 | 64122513 | 58828212 | 88925614g |  | 221112 | 125 | 120 | 2630100191 | U00001 | 11111 | GTDFP | [5 empty] | 40.7778 | -73.9067 | 55243 | CT2-3A | 11105
36081 | ASTORIA GAS TURBINE POWER | 55243_G_3-1 | 12681711 | 64122513 | 58828212 | 88925614h |  | 221112 | 125 | 120 | 2630100191 | U00001 | 11111 | GTDFP | [5 empty] | 40.7778 | -73.9067 | 55243 | CT2-3B | 11105
36081 | ASTORIA GAS TURBINE POWER | 55243_G_3-2 | 12681711 | 64122513 | 58828212 | 88925614i |  | 221112 | 125 | 120 | 2630100191 | U00001 | 11111 | GTDFP | [5 empty] | 40.7778 | -73.9067 | 55243 | CT2-4A | 11105
36081 | ASTORIA GAS TURBINE POWER | 55243_G_3-3 | 12681711 | 64122513 | 58828212 | 88925614j |  | 221112 | 125 | 120 | 2630100191 | U00001 | 11111 | GTDFP | [5 empty] | 40.7778 | -73.9067 | 55243 | CT2-4B | 11105
36081 | ASTORIA GAS TURBINE POWER | 55243_G_3-4 | 12681711 | 64122513 | 58828212 | 88925614k |  | 221112 | 125 | 120 | 2630100191 | U00001 | 11111 | GTDFP | [5 empty] | 40.7778 | -73.9067 | 55243 | CT3-1A | 11105
36081 | ASTORIA GAS TURBINE POWER | 55243_G_4-1 | 12681711 | 64122513 | 58828212 | 88925614l |  | 221112 | 125 | 120 | 2630100191 | U00001 | 11111 | GTDFP | [5 empty] | 40.7778 | -73.9067 | 55243 | CT3-1B | 11105
36081 | ASTORIA GAS TURBINE POWER | 55243_G_4-2 | 12681711 | 64122513 | 58828212 | 88925614m |  | 221112 | 125 | 120 | 2630100191 | U00001 | 11111 | GTDFP | [5 empty] | 40.7778 | -73.9067 | 55243 | CT3-2A | 11105
36081 | ASTORIA GAS TURBINE POWER | 55243_G_4-3 | 12681711 | 64122513 | 58828212 | 88925614n |  | 221112 | 125 | 120 | 2630100191 | U00001 | 11111 | GTDFP | [5 empty] | 40.7778 | -73.9067 | 55243 | CT3-2B | 11105
36081 | ASTORIA GAS TURBINE POWER | 55243_G_4-4 | 12681711 | 64122513 | 58828212 | 88925614o |  | 221112 | 125 | 120 | 2630100191 | U00001 | 11111 | GTDFP | [5 empty] | 40.7778 | -73.9067 | 55243 | CT3-3A | 11105
36081 | ASTORIA GAS TURBINE POWER | 55243_G_5 | 12681711 | 64122513 | 58828212 | 88925614p |  | 221112 | 125 | 120 | 2630100191 | U00001 | 11111 | GTDFP | [5 empty] | 40.7778 | -73.9067 | 55243 | CT3-3B | 11105
36081 | ASTORIA GAS TURBINE POWER | 55243_G_7 | 12681711 | 64122513 | 58828212 | 88925614q |  | 221112 | 125 | 120 | 2630100191 | U00001 | 11111 | GTDFP | [5 empty] | 40.7778 | -73.9067 | 55243 | CT4-1A | 11105
36081 | ASTORIA GAS TURBINE POWER | 55243_G_8 | 12681711 | 64122513 | 58828212 | 88925614r |  | 221112 | 125 | 120 | 2630100191 | U00001 | 11111 | GTDFP | [5 empty] | 40.7778 | -73.9067 | 55243 | CT4-1B | 11105
13297 | Doyle Generating Facility | 55244_G_CTG1 | 15640311 | 99507813 | 96414112 | 139257014 |  | 221112 | 125 | 120 | 29700041 | CTG1 | CTG1 | DLN | 50 | 20 | 1057 | 62800 | 200 | 33.8383 | -83.6997 | 55244 | CTG-1 | 30656
13297 | Doyle Generating Facility | 55244_G_CTG2 | 15640311 | 99507913 | 96414012 | 139257114 |  | 221112 | 125 | 120 | 29700041 | CTG2 | CTG2 | DLN | 50 | 20 | 1055 | 62800 | 200 | 33.838 | -83.6997 | 55244 | CTG-2 | 30656
13297 | Doyle Generating Facility | 55244_G_CTG3 | 15640311 | 99508013 | 96414412 | 139257214 |  | 221112 | 125 | 120 | 29700041 | CTG3 | CTG3 | DLN | 50 | 20 | 1057 | 62800 | 200 | 33.8377 | -83.6996 | 55244 | CTG-3 | 30656
13297 | Doyle Generating Facility | 55244_G_CTG4 | 15640311 | 99508113 | 96414312 | 139257314 |  | 221112 | 125 | 120 | 29700041 | CTG4 | CTG4 | DLN | 50 | 20 | 2041 | 64900 | 200 | 33.8375 | -83.6996 | 55244 | CTG-4 | 30656
13297 | Doyle Generating Facility | 55244_G_CTG5 | 15640311 | 99508213 | 96413912 | 139257414 |  | 221112 | 125 | 120 | 29700041 | CTG5 | CTG5 | DLN | 50 | 20 | 2035 | 64900 | 200 | 33.8371 | -83.6995 | 55244 | CTG-5 | 30656
39129 | Ohio Power Company (0165000132) | 55247_G_GT1 | 9242811 | 55201413 | 68079312 | 100494714 |  | 221112 | 125 | 120 | 0165000132 | P001 | 26123 | 20100201 | 65 | 3.8 | 1015 | 25015 |  | 39.7144 | -83.1764 | 55247 | CT1 | 43143-9061
39129 | Ohio Power Company (0165000132) | 55247_G_GT2 | 9242811 | 55201513 | 68079012 | 100494814 |  | 221112 | 125 | 120 | 0165000132 | P002 | 26124 | 20100201 | 65 | 3.8 | 1015 | 25015 |  | 39.7142 | -83.1761 | 55247 | CT2 | 43143-9061
39129 | Ohio Power Company (0165000132) | 55247_G_GT3 | 9242811 | 55201613 | 68078912 | 100494914 |  | 221112 | 125 | 120 | 0165000132 | P003 | 26125 | 20100201 | 65 | 3.8 | 1015 | 25015 |  | 39.7139 | -83.1761 | 55247 | CT3 | 43143-9061
39129 | Ohio Power Company (0165000132) | 55247_G_GT4 | 9242811 | 55201713 | 68079112 | 100495014 |  | 221112 | 125 | 120 | 0165000132 | P004 | 26126 | 20100201 | 65 | 3.8 | 1015 | 25015 |  | 39.7136 | -83.1758 | 55247 | CT4 | 43143-9061
39129 | Ohio Power Company (0165000132) | 55247_G_GT5 | 9242811 | 55201813 | 68079212 | 100495114 |  | 221112 | 125 | 120 | 0165000132 | P005 | 26127 | 20100201 | 65 | 3.8 | 1015 | 25015 |  | 39.7133 | -83.1758 | 55247 | CT5 | 43143-9061
39129 | Ohio Power Company (0165000132) | 55247_G_GT6 | 9242811 | 55201913 | 68079412 | 100495214 |  | 221112 | 125 | 120 | 0165000132 | P006 | 26128 | 20100201 | 65 | 3.8 | 1015 | 25015 |  | 39.7131 | -83.1756 | 55247 | CT6 | 43143-9061
39113 | DPL Energy LLC (0857043334) | 55248_G_GT4 | 13572411 | 73759313 | 68547412 | 100950914 |  | 221112 | 125 | 120 | 0857043334 | P001 | 171475 | 20100201 | 92 | 15.6 | 1015 | 25015 |  | 39.7277 | -84.2097 | 55248 | CT4 | 45439-1511
39113 | DPL Energy LLC (0857043334) | 55248_G_GT5 | 13572411 | 73759413 | 68547312 | 100951014 |  | 221112 | 125 | 120 | 0857043334 | P002 | 171476 | 20100201 | 92 | 15.6 | 1015 | 25015 |  | 39.7279 | -84.2093 | 55248 | CT5 | 45439-1511
39113 | DPL Energy LLC (0857043334) | 55248_G_GT6 | 13572411 | 73759513 | 68547112 | 100951114 |  | 221112 | 125 | 120 | 0857043334 | P003 | 171477 | 20100201 | 92 | 15.6 | 1015 | 25015 |  | 39.7282 | -84.2091 | 55248 | CT6 | 45439-1511
39113 | DPL Energy LLC (0857043334) | 55248_G_GT7 | 13572411 | 73759613 | 68547212 | 100951214 |  | 221112 | 125 | 120 | 0857043334 | P004 | 171478 | 20100201 | 92 | 15.6 | 1015 | 25015 |  | 39.7284 | -84.2088 | 55248 | CT7 | 45439-1511
17197 | University Park Energy LLC | 55250_G_UPG1 | 4688511 | 28348613 | 27184312 | 43290114 |  | 221112 | 125 | 120 | 197899AAB | 0001 | 0001 | 01 | 46 | 9.5 | 950 | 5566.7 |  | 41.4412 | -87.7518 | 55250 | UP1 | 60466
17197 | University Park Energy LLC | 55250_G_UPG2 | 4688511 | 60403513 | 55843312 | 86535614 |  | 221112 | 125 | 120 | 197899AAB | 0002 | 0002 | 01 | 46 | 9.5 | 950 | 5566.7 |  | 41.4412 | -87.7518 | 55250 | UP2 | 60466
17197 | University Park Energy LLC | 55250_G_UPG3 | 4688511 | 60403913 | 55843212 | 86535714 |  | 221112 | 125 | 120 | 197899AAB | 0003 | 0003 | 01 | 46 | 9.5 | 950 | 5566.7 |  | 41.4412 | -87.7518 | 55250 | UP3 | 60466
17197 | University Park Energy LLC | 55250_G_UPG4 | 4688511 | 60404013 | 55842312 | 86535814 |  | 221112 | 125 | 120 | 197899AAB | 0004 | 0004 | 01 | 46 | 9.5 | 950 | 5566.7 |  | 41.4412 | -87.7518 | 55250 | UP4 | 60466
17197 | University Park Energy LLC | 55250_G_UPG5 | 4688511 | 60404113 | 55843112 | 86535914 |  | 221112 | 125 | 120 | 197899AAB | 0005 | 0005 | 01 | 46 | 9.5 | 950 | 5566.7 |  | 41.4412 | -87.7518 | 55250 | UP5 | 60466
17197 | University Park Energy LLC | 55250_G_UPG6 | 4688511 | 60404213 | 55842412 | 86536014 |  | 221112 | 125 | 120 | 197899AAB | 0006 | 0006 | 01 | 46 | 9.5 | 950 | 5566.7 |  | 41.4412 | -87.7518 | 55250 | UP6 | 60466
47183 | TVA GLEASON COMBUSTION TURBINE PLANT | 55251_G_CTG1 | 3428511 | 38857413 | 83974512 | 11293414 |  | 221112 | 125 | 120 | 0108 | 001 | S-001 | 01 | 80 | 24.7 | 1051 | 39713.5 | 82.9 | 36.22 | -88.61 | 55251 | CTG-1 | 38229
47183 | TVA GLEASON COMBUSTION TURBINE PLANT | 55251_G_CTG2 | 3428511 | 38857313 | 83974612 | 11293514 |  | 221112 | 125 | 120 | 0108 | 002 | S-002 | 01 | 80 | 24.7 | 1051 | 39713.5 | 82.9 | 36.22 | -88.61 | 55251 | CTG-2 | 38229
47183 | TVA GLEASON COMBUSTION TURBINE PLANT | 55251_G_CTG3 | 3428511 | 38857513 | 83974712 | 11293314 |  | 221112 | 125 | 120 | 0108 | 003 | S-003 | 01 | 80 | 19 | 1097 | 39804.6 | 140.5 | 36.22 | -88.61 | 55251 | CTG-3 | 38229
17197 | Crete Energy Park | 55253_G_GT1 | 4106911 | 34121313 | 32586412 | 43923714 |  | 221112 | 125 | 120 | 197030AAO | 0002 | 0002 | 01 | 56 | 13.91 | 960 | 13133.3 |  | 41.4292 | -87.6189 | 55253 | GT1 | 60417
17197 | Crete Energy Park | 55253_G_GT2 | 4106911 | 88709713 | 55799112 | 120388914 |  | 221112 | 125 | 120 | 197030AAO | 0005 | 0003 | 01 | 56 | 13.91 | 960 | 13133.3 |  | 41.4292 | -87.6189 | 55253 | GT2 | 60417
17197 | Crete Energy Park | 55253_G_GT3 | 4106911 | 88709613 | 55798912 | 120388814 |  | 221112 | 125 | 120 | 197030AAO | 0006 | 0004 | 01 | 56 | 13.91 | 960 | 13133.3 |  | 41.4292 | -87.6189 | 55253 | GT3 | 60417
17197 | Crete Energy Park | 55253_G_GT4 | 4106911 | 88709513 | 55799012 | 120388714 |  | 221112 | 125 | 120 | 197030AAO | 0007 | 0005 | 01 | 56 | 13.91 | 960 | 13133.3 |  | 41.4292 | -87.6189 | 55253 | GT4 | 60417
18089 | WHITING CLEAN ENERGY INC | 55259_G_CT1 | 3988511 | 32560413 | 31123312 | 124208314 |  | 221112 | 125 | 999 | 00449 | 001 | 1 | 02 |  |  | 190 |  | 76.2 | 41.6739 | -87.4775 | 55259 | CT1 | 46394
18089 | WHITING CLEAN ENERGY INC | 55259_G_CT2 | 3988511 | 32560513 | 31123212 | 124208514 |  | 221112 | 125 | 999 | 00449 | 002 | 2 | 02 |  |  | 190 | 16320.5 | 76.3 | 41.6739 | -87.4775 | 55259 | CT2 | 46394
18089 | WHITING CLEAN ENERGY INC | 55259_G_ST1 | 3988511 | ORISST1 | ORISST1 | 55259_G_ST1 |  | 221112 | 125 | 999 | [6 empty] | 190 | 16320.5 | 76.3 | 41.6739 | -87.4775 | 55259 | ST1 | 46394
39173 | AMP Gas Turbines - Bowling Green (0387020378) | 55262_G_CT1 | 9253611 | 55202913 | 68352212 | 117159614 |  | 221112 | 125 | 120 | 0387020378 | P002 | 114106 | 20100201 | 60.1 | 3.9 | 700 | 8250.4 |  | 41.3978 | -83.635 | 55262 | CT1 | 43402
39173 | AMP Gas Turbines - Bowling Green (0387020378) | 55262_G_CT2 | 9253611 | 55202813 | 68352312 | 100739214 |  | 221112 | 125 | 120 | 0387020378 | P001 | 114104 | 20100201 | 60.1 | 3.9 | 700 | 5907.3 |  | 41.3978 | -83.635 |  |  | 43402
39033 | AMP Galion Generation Station (0317030060) | 55263_G_CT1 | 9289211 | 55698513 | 68238312 | 117130414 |  | 221112 | 125 | 120 | 0317030060 | P002 | 81019 | 20100201 | 90 | 3.9 | 700 | 8250.4 |  | 40.7103 | -82.7992 | 55263 | CT1 | 44833
39033 | AMP Galion Generation Station (0317030060) | 55263_G_CT2 | 9289211 | 55698413 | 68238512 | 100645114 |  | 221112 | 125 | 120 | 0317030060 | P001 | 81017 | 20100201 | 90 | 3.9 | 700 | 7612.6 |  | 40.7103 | -82.7992 |  |  | 44833
39069 | AMP Napoleon Generation Station (0335010056) | 55264_G_CT1 | 9291911 | 55775213 | 68280212 | 117140014 |  | 221112 | 125 | 120 | 0335010056 | P002 | 93255 | 20100201 | 60.1 | 3.9 | 700 | 8250.4 |  | 41.4072 | -84.1089 | 55264 | CT1 | 43545
39069 | AMP Napoleon Generation Station (0335010056) | 55264_G_CT2 | 9291911 | 55775113 | 68280312 | 100677414 |  | 221112 | 125 | 120 | 0335010056 | P001 | 93254 | 20100201 | 60.1 | 3.9 | 700 | 5907.3 |  | 41.4072 | -84.1089 |  |  | 43545
13293 | West Georgia Generating Facility | 55267_G_712 | 15525911 | 97468713 | 94484312 | 135995314 |  | 221112 | 125 | 120 | 29300027 | T001 | T001S | T001NG | 95 | 20 | 1123 | 41552 | 132.2 | 32.9106 | -84.306 | 55267 | 1 | 30286
13293 | West Georgia Generating Facility | 55267_G_713 | 15525911 | 97468813 | 94484112 | 135995414 |  | 221112 | 125 | 120 | 29300027 | T002 | T002S | T002NG | 95 | 20 | 1123 | 41552 | 132.2 | 32.911 | -84.3059 | 55267 | 2 | 30286
13293 | West Georgia Generating Facility | 55267_G_714 | 15525911 | 97468913 | 94484012 | 135995614 |  | 221112 | 125 | 120 | 29300027 | T003 | T003S | T003NG | 95 | 20 | 1123 | 41552 | 132.2 | 32.9114 | -84.3059 | 55267 | 3 | 30286
13293 | West Georgia Generating Facility | 55267_G_715 | 15525911 | 97469013 | 94484012 | 135995714 |  | 221112 | 125 | 120 | 29300027 | T004 | T003S | T004NG | 95 | 20 | 1123 | 41552 | 132.2 | 32.9114 | -84.3059 | 55267 | 4 | 30286
28033 | TVA Southaven Combined Cycle Plant | 55269_G_CTG1 | 7184711 | 14319213 | 14076612 | 25479714 |  | 221112 | 125 | 120 | 2803300095 | 001 | 1 | 1 | 150 | 18 | 173 | 16666.7 | 65.5 | 34.9928 | -90.0381 | 55269 | AA-001 | 38671
28033 | TVA Southaven Combined Cycle Plant | 55269_G_CTG2 | 7184711 | 14319113 | 14076412 | 25479814 |  | 221112 | 125 | 120 | 2803300095 | 002 | 2 | 1 | 150 | 18 | 173 | 16666.7 | 68.7 | 34.9928 | -90.0381 | 55269 | AA-002 | 38671
28033 | TVA Southaven Combined Cycle Plant | 55269_G_CTG3 | 7184711 | 14319013 | 14076512 | 25479914 |  | 221112 | 125 | 120 | 2803300095 | 003 | 3 | 1 | 150 | 18 | 173 | 16666.7 | 68.7 | 34.9928 | -90.0381 | 55269 | AA-003 | 38671
28033 | TVA Southaven Combined Cycle Plant | 55269_G_STG1 | 7184711 | ORISSTG1 | ORISSTG1 | 55269_G_STG1 |  | 221112 | 125 | 160 |  |  |  |  | 101 | 1.3 | 250 | 27.5 | 20.7 | 34.9928 | -90.0381 | 55269 | STG1 | 38671
28033 | TVA Southaven Combined Cycle Plant | 55269_G_STG2 | 7184711 | 14318913 | 14076812 | 25480014 |  | 221112 | 125 | 100 | 2803300095 | 004 | 4 | 1 | 85 | 2.3 | 308 | 133.4 | 31.3 | 34.9928 | -90.0381 |  |  | 38671
28033 | TVA Southaven Combined Cycle Plant | 55269_G_STG3 | 7184711 | ORISSTG3 | ORISSTG3 | 55269_G_STG3 |  | 221112 | 125 | 160 |  |  |  |  | 101 | 1.3 | 250 | 27.5 | 20.7 | 34.9928 | -90.0381 | 55269 | STG3 | 38671
26075 | Jackson Power Company, LLC | 55270_G_7EA | 5695811 | 22024913 | 109121512 | 28088414 |  | 221112 | 125 | 120 | N6626 | RG0032 | SV0022 | 20100201 | 105 | 15.5 | 296 | 14033.3 | 74.4 | 42.2464 | -84.3755 | 55270 | 7EA | 49203
26075 | Jackson Power Company, LLC | 55270_G_LM1 | 5695811 | 22025013 | 109121712 | 28088314 |  | 221112 | 125 | 120 | N6626 | RG0031 | SV0021 | 20100201 | 105 | 9.5 | 300 | 6300 | 88.9 | 42.2465 | -84.3766 |  |  | 49203
26075 | Jackson Power Company, LLC | 55270_G_LM2 | 5695811 | 22025013 | 109121712 | 28088314a |  | 221112 | 125 | 120 | N6626 | RG0031 | SV0021 | 20100201 | 105 | 9.5 | 300 | 6300 | 88.9 | 42.2465 | -84.3766 |  |  | 49203
26075 | Jackson Power Company, LLC | 55270_G_LM3 | 5695811 | 22025013 | 109121712 | 28088314b |  | 221112 | 125 | 120 | N6626 | RG0031 | SV0021 | 20100201 | 105 | 9.5 | 300 | 6300 | 88.9 | 42.2465 | -84.3766 |  |  | 49203
26075 | Jackson Power Company, LLC | 55270_G_LM4 | 5695811 | 22025013 | 109121712 | 28088314c |  | 221112 | 125 | 120 | N6626 | RG0031 | SV0021 | 20100201 | 105 | 9.5 | 300 | 6300 | 88.9 | 42.2465 | -84.3766 |  |  | 49203
26075 | Jackson Power Company, LLC | 55270_G_LM5 | 5695811 | 22025013 | 109121712 | 28088314d |  | 221112 | 125 | 120 | N6626 | RG0031 | SV0021 | 20100201 | 105 | 9.5 | 300 | 6300 | 88.9 | 42.2465 | -84.3766 |  |  | 49203
26075 | Jackson Power Company, LLC | 55270_G_LM6 | 5695811 | 22025013 | 109121712 | 28088314e |  | 221112 | 125 | 120 | N6626 | RG0031 | SV0021 | 20100201 | 105 | 9.5 | 300 | 6300 | 88.9 | 42.2465 | -84.3766 |  |  | 49203
26075 | Jackson Power Company, LLC | 55270_G_ST1 | 5695811 | 22025013 | 109121712 | 28088314f |  | 221112 | 125 | 120 | N6626 | RG0031 | SV0021 | 20100201 | 105 | 9.5 | 300 | 6300 | 88.9 | 42.2465 | -84.3766 |  |  | 49203
26075 | Jackson Power Company, LLC | 55270_G_ST2 | 5695811 | 22025013 | 109121712 | 28088314g |  | 221112 | 125 | 120 | N6626 | RG0031 | SV0021 | 20100201 | 105 | 9.5 | 300 | 6300 | 88.9 | 42.2465 | -84.3766 |  |  | 49203
01001 | Tenaska Lindsay Hill Generating | 55271_G_GTG1 | 560011 | 48133813 | 45686112 | 61566714 |  | 221112 | 125 | 140 | 0008 | X001A | X001A | 01 | 175 | 18 | 180 | 16313.3 | 64.1 | 32.6534 | -86.7388 | 55271 | CT1 | 36006
01001 | Tenaska Lindsay Hill Generating | 55271_G_GTG2 | 560011 | 48133913 | 45686212 | 61566614 |  | 221112 | 125 | 140 | 0008 | X001B | X001B | 01 | 175 | 18 | 180 | 16313.3 | 64.1 | 32.6534 | -86.7388 | 55271 | CT2 | 36006
01001 | Tenaska Lindsay Hill Generating | 55271_G_GTG3 | 560011 | 48134013 | 45686012 | 61566514 |  | 221112 | 125 | 140 | 0008 | X001C | X001C | 01 | 175 | 18 | 180 | 16313.3 | 64.1 | 32.6534 | -86.7388 | 55271 | CT3 | 36006
01001 | Tenaska Lindsay Hill Generating | 55271_G_STG1 | 560011 | 48133813 | 45686112 | 61566714a |  | 221112 | 125 | 140 | 0008 | X001A | X001A | 01 | 175 | 18 | 180 | 16313.3 | 64.1 | 32.6534 | -86.7388 | 55271 | CT1 | 36006
54099 | CEREDO ELECTRIC GENERATING STATION | 55276_G_01 | 6341911 | 71750613 | 15356012 | 99358814 |  | 221112 | 125 | 120 | 0081 | 01S | 1 | 1 | 75 | 14.7 | 994 | 25096.6 | 147 | 38.3672 | -82.5333 | 55276 | 01 | 25704
54099 | CEREDO ELECTRIC GENERATING STATION | 55276_G_02 | 6341911 | 71750713 | 15355812 | 99358914 |  | 221112 | 125 | 120 | 0081 | 02S | 6 | 1 | 75 | 14.7 | 994 | 25096.6 | 147 | 38.3672 | -82.5333 | 55276 | 02 | 25704
54099 | CEREDO ELECTRIC GENERATING STATION | 55276_G_03 | 6341911 | 71750813 | 15356412 | 99359014 |  | 221112 | 125 | 120 | 0081 | 03S | 7 | 1 | 75 | 14.7 | 994 | 25096.6 | 147 | 38.3672 | -82.5333 | 55276 | 03 | 25704
54099 | CEREDO ELECTRIC GENERATING STATION | 55276_G_04 | 6341911 | 71750913 | 15356312 | 99359114 |  | 221112 | 125 | 120 | 0081 | 04S | 8 | 1 | 75 | 14.7 | 994 | 25096.6 | 147 | 38.3672 | -82.5333 | 55276 | 04 | 25704
54099 | CEREDO ELECTRIC GENERATING STATION | 55276_G_05 | 6341911 | 71751013 | 15356112 | 99359214 |  | 221112 | 125 | 120 | 0081 | 05S | 9 | 1 | 75 | 14.7 | 994 | 25096.6 | 147 | 38.3672 | -82.5333 | 55276 | 05 | 25704
54099 | CEREDO ELECTRIC GENERATING STATION | 55276_G_06 | 6341911 | 71751113 | 15355912 | 99359314 |  | 221112 | 125 | 120 | 0081 | 06S | 10 | 1 | 75 | 14.7 | 994 | 25096.6 | 147 | 38.3672 | -82.5333 | 55276 | 06 | 25704
17043 | GenOn Wholesale Generation LP | 55279_G_CTG1 | 3220911 | 39465213 | 37673612 | 45358914 |  | 221112 | 125 | 120 | 043407AAF | 0001 | 0001 | 01 | 75 | 16 | 1052 | 17683.3 |  | 41.8152 | -88.2268 | 55279 | AGS01 | 60504
17043 | GenOn Wholesale Generation LP | 55279_G_CTG10 | 3220911 | 39465413 | 37674212 | 45358714 |  | 221112 | 125 | 120 | 043407AAF | 0010 | 0010 | 01 | 60 | 10 | 732 | 5583.3 |  | 41.8152 | -88.2268 | 55279 | AGS10 | 60504
17043 | GenOn Wholesale Generation LP | 55279_G_CTG2 | 3220911 | 39465313 | 37674412 | 45358814 |  | 221112 | 125 | 120 | 043407AAF | 0002 | 0002 | 01 | 75 | 16 | 1052 | 17683.3 |  | 41.8152 | -88.2268 | 55279 | AGS02 | 60504
17043 | GenOn Wholesale Generation LP | 55279_G_CTG3 | 3220911 | 39466013 | 37673712 | 45358114 |  | 221112 | 125 | 120 | 043407AAF | 0003 | 0003 | 01 | 75 | 16 | 1052 | 17683.3 |  | 41.8152 | -88.2268 | 55279 | AGS03 | 60504
17043 | GenOn Wholesale Generation LP | 55279_G_CTG4 | 3220911 | 39465913 | 37673512 | 45358214 |  | 221112 | 125 | 120 | 043407AAF | 0004 | 0004 | 01 | 75 | 16 | 1052 | 17683.3 |  | 41.8152 | -88.2268 | 55279 | AGS04 | 60504
17043 | GenOn Wholesale Generation LP | 55279_G_CTG5 | 3220911 | 39466213 | 37673812 | 45357914 |  | 221112 | 125 | 120 | 043407AAF | 0005 | 0005 | 01 | 60 | 10 | 732 | 5583.3 |  | 41.8152 | -88.2268 | 55279 | AGS05 | 60504
17043 | GenOn Wholesale Generation LP | 55279_G_CTG6 | 3220911 | 39466113 | 37673912 | 45358014 |  | 221112 | 125 | 120 | 043407AAF | 0006 | 0006 | 01 | 60 | 10 | 732 | 5583.3 |  | 41.8152 | -88.2268 | 55279 | AGS06 | 60504
17043 | GenOn Wholesale Generation LP | 55279_G_CTG7 | 3220911 | 39465813 | 37674312 | 45358314 |  | 221112 | 125 | 120 | 043407AAF | 0007 | 0007 | 01 | 60 | 10 | 732 | 5583.3 |  | 41.8152 | -88.2268 | 55279 | AGS07 | 60504
17043 | GenOn Wholesale Generation LP | 55279_G_CTG8 | 3220911 | 39465513 | 37674012 | 45358614 |  | 221112 | 125 | 120 | 043407AAF | 0008 | 0008 | 01 | 60 | 10 | 732 | 5583.3 |  | 41.8152 | -88.2268 | 55279 | AGS08 | 60504
17043 | GenOn Wholesale Generation LP | 55279_G_CTG9 | 3220911 | 39465713 | 37674112 | 45358414 |  | 221112 | 125 | 120 | 043407AAF | 0009 | 0009 | 01 | 60 | 10 | 732 | 5583.3 |  | 41.8152 | -88.2268 | 55279 | AGS09 | 60504
17031 | Exelon Generation Co LLC | 55281_G_GT05 | 9725911 | 54104213 | 52023412 | 71810914 |  | 221112 | 125 | 120 | 031600GKE | 0001 | 0001 | 01 | 84 | 12.14 | 1050 | 10183.3 |  | 41.7178 | -87.5448 | 55281 | CTG5 | 60617-5474
17031 | Exelon Generation Co LLC | 55281_G_GT06 | 9725911 | 59522013 | 54996212 | 85618514 |  | 221112 | 125 | 120 | 031600GKE | 0005 | 0002 | 01 | 84 | 12.14 | 1050 | 10183.3 |  | 41.7178 | -87.5448 | 55281 | CTG6 | 60617-5474
17031 | Exelon Generation Co LLC | 55281_G_GT07 | 9725911 | 59522613 | 54996312 | 85618614 |  | 221112 | 125 | 120 | 031600GKE | 0006 | 0003 | 01 | 84 | 12.14 | 1050 | 10183.3 |  | 41.7178 | -87.5448 | 55281 | CTG7 | 60617-5474
17031 | Exelon Generation Co LLC | 55281_G_GT08 | 9725911 | 59522113 | 54996812 | 85618714 |  | 221112 | 125 | 120 | 031600GKE | 0007 | 0004 | 01 | 84 | 12.14 | 1050 | 10183.3 |  | 41.7178 | -87.5448 | 55281 | CTG8 | 60617-5474
17031 | Exelon Generation Co LLC | 55281_G_GT09 | 9725911 | 59522513 | 54996412 | 85618814 |  | 221112 | 125 | 120 | 031600GKE | 0008 | 0005 | 01 | 84 | 12.14 | 1050 | 10183.3 |  | 41.7178 | -87.5448 | 55281 | CTG9 | 60617-5474
17031 | Exelon Generation Co LLC | 55281_G_GT10 | 9725911 | 59522213 | 54996712 | 85618914 |  | 221112 | 125 | 120 | 031600GKE | 0009 | 0006 | 01 | 84 | 12.14 | 1050 | 10183.3 |  | 41.7178 | -87.5448 | 55281 | CTG10 | 60617-5474
17031 | Exelon Generation Co LLC | 55281_G_GT11 | 9725911 | 59522413 | 54996512 | 85619014 |  | 221112 | 125 | 120 | 031600GKE | 0010 | 0007 | 01 | 84 | 12.14 | 1050 | 10183.3 |  | 41.7178 | -87.5448 | 55281 | CTG11 | 60617-5474
17031 | Exelon Generation Co LLC | 55281_G_GT12 | 9725911 | 59522313 | 54996612 | 85619114 |  | 221112 | 125 | 120 | 031600GKE | 0011 | 0008 | 01 | 84 | 12.14 | 1050 | 10183.3 |  | 41.7178 | -87.5448 | 55281 | CTG12 | 60617-5474
04013 | Arlington Valley LLC | 55282_G_CTG1 | 546011 | 48316913 | 45805712 | 62305314 |  | 221112 | 125 | 120 | 43063 | 101 | 1 | 101001 | 185 | 18 | 182 | 16438.6 | 64.6 | 33.3483 | -112.8928 | 55282 | CTG1 | 85322
04013 | Arlington Valley LLC | 55282_G_CTG2 | 546011 | 48317013 | 45805912 | 62305214 |  | 221112 | 125 | 120 | 43063 | 201 | 2 | 201002 | 185 | 18 | 182 | 16438.6 | 64.6 | 33.3483 | -112.8928 | 55282 | CTG2 | 85322
04013 | Arlington Valley LLC | 55282_G_STG1 | 546011 | 48316913 | 45805712 | 62305314a |  | 221112 | 125 | 120 | 43063 | 101 | 1 | 101001 | 185 | 18 | 182 | 16438.6 | 64.6 | 33.3483 | -112.8928 | 55282 | CTG1 | 85322
08041 | COLORADO SPRINGS UTILITIES - NIXON PLT | 55283_G_1 | 4392711 | 68588013 | 62954712 | 94522314 |  | 221112 | 125 | 120 | CO0000000804100 | 041-0030-012 | 041-0030-S012 | 041-0030-012-01 | 150 | 18 | 210 |  | 73 | 38.6334 | -104.7065 | 55283 | 1 | 80817
08041 | COLORADO SPRINGS UTILITIES - NIXON PLT | 55283_G_2 | 4392711 | 68588113 | 62954812 | 94522414 |  | 221112 | 125 | 120 | CO0000000804100 | 041-0030-013 | 041-0030-S013 | 041-0030-013-01 | 150 | 18 | 210 |  | 73 | 38.6334 | -104.7065 | 55283 | 2 | 80817
54099 | BIG SANDY PEAKER PLANT, LLC | 55284_G_BSG1 | 6341811 | 71745213 | 65951912 | 99351814 |  | 221112 | 125 | 120 | 0080 | 001 | 1 | 1 | 60 | 9.5 | 850 | 5854.4 | 82.6 | 38.3456 | -82.595 | 55284 | GS01 | 25530
54099 | BIG SANDY PEAKER PLANT, LLC | 55284_G_BSG2 | 6341811 | 71745413 | 65952412 | 99352014 |  | 221112 | 125 | 120 | 0080 | 003 | 3 | 1 | 60 | 9.5 | 850 | 5854.4 | 82.6 | 38.3456 | -82.595 | 55284 | GS03 | 25530
54099 | BIG SANDY PEAKER PLANT, LLC | 55284_G_BSG3 | 6341811 | 71745613 | 65952612 | 99352214 |  | 221112 | 125 | 120 | 0080 | 005 | 5 | 1 | 60 | 9.5 | 850 | 5854.4 | 82.6 | 38.3456 | -82.595 | 55284 | GS05 | 25530
54099 | BIG SANDY PEAKER PLANT, LLC | 55284_G_BSG4 | 6341811 | 71745813 | 65952812 | 99352414 |  | 221112 | 125 | 120 | 0080 | 007 | 7 | 1 | 60 | 9.5 | 850 | 5854.4 | 82.6 | 38.3456 | -82.595 | 55284 | GS07 | 25530
54099 | BIG SANDY PEAKER PLANT, LLC | 55284_G_BSG5 | 6341811 | 71746013 | 65953012 | 99352614 |  | 221112 | 125 | 120 | 0080 | 009 | 9 | 1 | 60 | 9.5 | 850 | 5854.4 | 82.6 | 38.3456 | -82.595 | 55284 | GS09 | 25530
54099 | BIG SANDY PEAKER PLANT, LLC | 55284_G_BSG6 | 6341811 | 71744913 | 65952112 | 99351514 |  | 221112 | 125 | 120 | 0080 | 011 | 11 | 1 | 60 | 9.5 | 850 | 5854.4 | 82.6 | 38.3456 | -82.595 | 55284 | GS11 | 25530
51191 | Wolf Hills Energy LLC | 55285_G_WHG1 | 7707611 | 11344613 | 11269712 | 496114 |  | 221112 | 125 | 120 | 11348 | 21 | 1 | 1 | 46 | 9.5 | 857 | 6433.2 | 90.7 | 36.6642 | -82.1021 |  |  | 24202
51191 | Wolf Hills Energy LLC | 55285_G_WHG2 | 7707611 | 11344513 | 11270112 | 496214 |  | 221112 | 125 | 120 | 11348 | 22 | 2 | 1 | 46 | 9.5 | 857 | 6433.2 | 90.7 | 36.6642 | -82.1021 |  |  | 24202
51191 | Wolf Hills Energy LLC | 55285_G_WHG3 | 7707611 | 11345013 | 11269812 | 495714 |  | 221112 | 125 | 120 | 11348 | 23 | 3 | 1 | 46 | 9.5 | 857 | 6433.2 | 90.7 | 36.6642 | -82.1021 |  |  | 24202
51191 | Wolf Hills Energy LLC | 55285_G_WHG4 | 7707611 | 11344713 | 11270012 | 496014 |  | 221112 | 125 | 120 | 11348 | 24 | 4 | 1 | 46 | 9.5 | 857 | 6433.2 | 90.7 | 36.6642 | -82.1021 |  |  | 24202
51191 | Wolf Hills Energy LLC | 55285_G_WHG5 | 7707611 | 11344813 | 11269912 | 495914 |  | 221112 | 125 | 120 | 11348 | 25 | 5 | 1 | 46 | 9.5 | 857 | 6433.2 | 90.7 | 36.6642 | -82.1021 |  |  | 24202
12009 | OLEANDER POWER PROJECT, LP | 55286_G_OG1 | 591111 | 46123713 | 43798712 | 48993414 |  | 2211 | 125 | 120 | 0090180 | 1 | 1 | 1 | 60 | 22 | 1115 | 42750.8 | 112.5 | 28.3654 | -80.7939 | 55286 | O-1 | 32926 | SLT-0001&ARP-0001
12009 | OLEANDER POWER PROJECT, LP | 55286_G_OG2 | 591111 | 46123613 | 43798512 | 48993614 |  | 2211 | 125 | 120 | 0090180 | 2 | 2 | 2 | 60 | 22 | 1115 | 42750.8 | 112.5 | 28.3655 | -80.7943 | 55286 | O-2 | 32926 | SLT-0001&ARP-0001
12009 | OLEANDER POWER PROJECT, LP | 55286_G_OG3 | 591111 | 46123513 | 43798412 | 48993814 |  | 2211 | 125 | 120 | 0090180 | 3 | 3 | 2 | 60 | 22 | 1115 | 42750.8 | 112.5 | 28.3655 | -80.7947 | 55286 | O-3 | 32926 | SLT-0001&ARP-0001
12009 | OLEANDER POWER PROJECT, LP | 55286_G_OG4 | 591111 | 46123413 | 43798612 | 48994014 |  | 2211 | 125 | 120 | 0090180 | 4 | 4 | 1 | 60 | 22 | 1115 | 42750.8 | 112.5 | 28.3655 | -80.7951 | 55286 | O-4 | 32926 | SLT-0001&ARP-0001
12009 | OLEANDER POWER PROJECT, LP | 55286_G_OG5 | 591111 | 67283113 | 61901312 | 92798814 |  | 2211 | 125 | 120 | 0090180 | 5 | 5 | 2 | 60 | 22 | 1111 | 42930.6 | 112.9 | 28.3655 | -80.7955 | 55286 | O-5 | 32926 | SLT-0001&ARP-0001
01103 | Decatur Energy Center LLC | 55292_G_CTG1 | 7916011 | 3536613 | 3408012 | 61590414 |  | 221112 | 125 | 140 | 0079 | X001A | 001A | 01 | 150 | 19 | 190 | 6928.5 | 24.4 | 34.6274 | -87.0214 | 55292 | CTG-1 | 35601
01103 | Decatur Energy Center LLC | 55292_G_CTG2 | 7916011 | 3536713 | 3408112 | 61590314 |  | 221112 | 125 | 140 | 0079 | X001B | 001B | 01 | 150 | 19 | 190 | 6928.5 | 24.4 | 34.6274 | -87.0214 | 55292 | CTG-2 | 35601
01103 | Decatur Energy Center LLC | 55292_G_CTG3 | 7916011 | 83264213 | 74470112 | 108408414 |  | 221112 | 125 | 140 | 0079 | X001C | 001C | 01 | 150 | 19 | 190 | 6928.5 | 24.4 | 34.6313 | -87.0209 | 55292 | CTG-3 | 35601
01103 | Decatur Energy Center LLC | 55292_G_STG1 | 7916011 | 3536613 | 3408012 | 61590414a |  | 221112 | 125 | 140 | 0079 | X001A | 001A | 01 | 150 | 19 | 190 | 6928.5 | 24.4 | 34.6274 | -87.0214 | 55292 | CTG-1 | 35601
01103 | Morgan Energy Center LLC | 55293_G_CTG1 | 10552611 | 52214513 | 50910512 | 71808914 |  | 221112 | 125 | 140 | 0080 | X001A | 001A | 01 | 150 | 19 | 190 | 6928.5 | 24.4 | 34.64 | -87.0625 | 55293 | CT-1 | 35601
01103 | Morgan Energy Center LLC | 55293_G_CTG2 | 10552611 | 52214613 | 50940212 | 71809714 |  | 221112 | 125 | 140 | 0080 | X001B | 001B | 01 | 150 | 19 | 190 | 6928.5 | 24.4 | 34.64 | -87.0625 | 55293 | CT-2 | 35601
01103 | Morgan Energy Center LLC | 55293_G_CTG3 | 10552611 | 52214713 | 50941512 | 71810114 |  | 221112 | 125 | 140 | 0080 | X001C | 001C | 01 | 150 | 19 | 190 | 6928.5 | 24.4 | 34.64 | -87.0625 | 55293 | CT-3 | 35601
01103 | Morgan Energy Center LLC | 55293_G_STG1 | 10552611 | ORISSTG1 | ORISSTG1 | 55293_G_STG1 |  | 221112 | 125 | 140 |  |  |  |  | 150 | 19 | 190 | 6928.5 | 24.4 | 34.64 | -87.0625 | 55293 | STG1 | 35601
23005 | WESTBROOK ENERGY CENTER | 55294_G_GTG1 | 8028611 | 94539313 | 3598712 | 129277414 |  | 221112 | 125 | 120 | 2300500193 | 004 | 1 | 004-1 | 165 | 18 | 170 | 16300 | 64.1 | 43.6554 | -70.3777 | 55294 | 1 | 04092
23005 | WESTBROOK ENERGY CENTER | 55294_G_GTG2 | 8028611 | 94539413 | 3598812 | 129277514 |  | 221112 | 125 | 120 | 2300500193 | 005 | 2 | 005-1 | 165 | 18 | 170 | 16300 | 64.1 | 43.6554 | -70.3777 | 55294 | 2 | 04092
23005 | WESTBROOK ENERGY CENTER | 55294_G_STG3 | 8028611 | 94539413 | 3598812 | 129277514a |  | 221112 | 125 | 120 | 2300500193 | 005 | 2 | 005-1 | 165 | 18 | 170 | 16300 | 64.1 | 43.6554 | -70.3777 | 55294 | 2 | 04092
06065 | BLYTHE ENERGY, LCC | 55295_G_CT1 | 13908711 | 85674513 | 79586712 | 114221314 |  | 221112 | 125 | 140 | 330518130202262 | 27953 | 27953 | 1 | 130 | 16.5 | 210 | 3196.7 |  | 33.6158 | -114.6864 | 55295 | 1 | 92225
06065 | BLYTHE ENERGY, LCC | 55295_G_CT2 | 13908711 | 85674413 | 79586812 | 114221214 |  | 221112 | 125 | 140 | 330518130202262 | 27954 | 27954 | 1 | 130 | 16.5 | 210 | 2804.7 |  | 33.6158 | -114.6864 | 55295 | 2 | 92225
06065 | Blythe | 55295_G_ST1 | 10110511 | ORISST1 | ORISST1 | 55295_G_ST1 |  | 48811 | 100 | 300 | [9 empty] | 33.6192 | -114.7169 | 55295 | ST1 | 00000
17031 | Calumet Energy Team Project | 55296_G_CT11 | 9728111 | 54102613 | 52230512 | 85616914 |  | 221112 | 125 | 120 | 031600GHA | 0001 | 0001 | 02 | 90 | 20 | 997 | 27633.3 |  | 41.6837 | -87.5566 | 55296 | **1 | 60617-5601
17031 | Calumet Energy Team Project | 55296_G_CT12 | 9728111 | 88616913 | 54995012 | 120292714 |  | 221112 | 125 | 120 | 031600GHA | 0004 | 0003 | 01 | 90 | 20 | 997 | 27633.3 |  | 41.6837 | -87.5566 | 55296 | **2 | 60617-5601
26159 | New Covert Generating Company, LLC | 55297_G_1 | 9510111 | 57848113 | 54040512 | 75982714 |  | 221112 | 125 | 120 | N6767 | RG0019 | SV0006 | 20100201 | 160 | 22.083 | 188 | 23183.2 | 60.5 | 42.3232 | -86.2925 | 55297 | 001 | 49043
26159 | New Covert Generating Company, LLC | 55297_G_1A | 9510111 | 57848113 | 54040512 | 75982714a |  | 221112 | 125 | 120 | N6767 | RG0019 | SV0006 | 20100201 | 160 | 22.083 | 188 | 23183.2 | 60.5 | 42.3232 | -86.2925 | 55297 | 001 | 49043
26159 | New Covert Generating Company, LLC | 55297_G_2 | 9510111 | 57848213 | 54041512 | 76006114 |  | 221112 | 125 | 120 | N6767 | RG0020 | SV0007 | 20100201 | 160 | 22.083 | 188 | 22642.8 | 59.1 | 42.3232 | -86.2925 | 55297 | 002 | 49043
26159 | New Covert Generating Company, LLC | 55297_G_2A | 9510111 | 57848213 | 54041512 | 76006114a |  | 221112 | 125 | 120 | N6767 | RG0020 | SV0007 | 20100201 | 160 | 22.083 | 188 | 22642.8 | 59.1 | 42.3232 | -86.2925 | 55297 | 002 | 49043
26159 | New Covert Generating Company, LLC | 55297_G_3 | 9510111 | 57848313 | 54049412 | 76030314 |  | 221112 | 125 | 120 | N6767 | RG0021 | SV0008 | 20100201 | 160 | 22.083 | 191 | 21624.5 | 56.5 | 42.3232 | -86.2925 | 55297 | 003 | 49043
26159 | New Covert Generating Company, LLC | 55297_G_3A | 9510111 | 57848313 | 54049412 | 76030314a |  | 221112 | 125 | 120 | N6767 | RG0021 | SV0008 | 20100201 | 160 | 22.083 | 191 | 21624.5 | 56.5 | 42.3232 | -86.2925 | 55297 | 003 | 49043
42017 | FAIRLESS ENERGY LLC/FALLS TWP | 55298_G_CT1A | 9202811 | 57827213 | 51959612 | 68457514 |  | 221112 | 125 | 120 | 420170131 | 101 | S101 | 1 | 195 | 19 | 178 | 17886.6 | 63.1 | 40.1469 | -74.7425 | 55298 | 1A | 19030-5008
42017 | FAIRLESS ENERGY LLC/FALLS TWP | 55298_G_CT1B | 9202811 | 57827313 | 51962612 | 68457714 |  | 221112 | 125 | 120 | 420170131 | 102 | S102 | 1 | 195 | 19 | 178 | 17886.6 | 63.1 | 40.1469 | -74.7425 | 55298 | 1B | 19030-5008
42017 | FAIRLESS ENERGY LLC/FALLS TWP | 55298_G_CT2A | 9202811 | 57827413 | 51965012 | 68457814 |  | 221112 | 125 | 120 | 420170131 | 105 | S105 | 1 | 195 | 19 | 178 | 17886.6 | 63.1 | 40.1469 | -74.7425 | 55298 | 2A | 19030-5008
42017 | FAIRLESS ENERGY LLC/FALLS TWP | 55298_G_CT2B | 9202811 | 57827513 | 51965512 | 68457914 |  | 221112 | 125 | 120 | 420170131 | 106 | S106 | 1 | 195 | 19 | 178 | 17886.6 | 63.1 | 40.1469 | -74.7425 | 55298 | 2B | 19030-5008
42017 | FAIRLESS ENERGY LLC/FALLS TWP | 55298_G_ST1 | 9202811 | ORISST1 | ORISST1 | 55298_G_ST1 |  | 221112 | 125 | 100 |  |  |  |  | 115 | 2 | 500 | 200 | 63.7 | 40.1469 | -74.7425 | 55298 | ST1 | 19030-5008
42017 | FAIRLESS ENERGY LLC/FALLS TWP | 55298_G_ST2 | 9202811 | ORISST2 | ORISST2 | 55298_G_ST2 |  | 221112 | 125 | 100 |  |  |  |  | 115 | 2 | 500 | 200 | 63.7 | 40.1469 | -74.7425 | 55298 | ST2 | 19030-5008
48201 | CHANNEL ENERGY CENTER | 55299_G_CTG1 | 6510011 | 17458513 | 16983012 | 9194214 |  | 221122 | 125 | 120 | 1537 | 000004 | 000004 | 000004 | 160 | 12 | 500 |  | 51.8 | 29.7189 | -95.2319 | 55299 | CTG1 | 77017
48201 | CHANNEL ENERGY CENTER | 55299_G_CTG2 | 6510011 | 17458213 | 16983312 | 9194514 |  | 221122 | 125 | 120 | 1537 | 000007 | 000007 | 000008 | 160 | 12 | 500 |  | 51.8 | 29.719 | -95.2323 | 55299 | CTG2 | 77017
48201 | CHANNEL ENERGY CENTER | 55299_G_CTG3 | 6510011 | ORISCTG3 | ORISCTG3 | 55299_G_CTG3 |  | 221122 | 125 | 350 | [9 empty] | 29.7179 | -95.2335 | 55299 | CTG3 | 77017
48201 | CHANNEL ENERGY CENTER | 55299_G_ST-1 | 6510011 | 17458813 | 16983412 | 9193914 |  | 221122 | 125 | 100 | 1537 | 000001 | 000001 | 000001 | 160 | 8.5 | 300 |  | 62.8 | 29.7179 | -95.2327 |  |  | 77017
13205 | Baconton Power LLC | 55304_G_CT1 | 15578811 | 98197613 | 95529712 | 137250614 |  | 221112 | 125 | 120 | 20500044 | CT1 | ST01 | NG | 45 | 10 | 820 | 9676 | 125 | 31.3869 | -84.0823 | 55304 | CT1 | 31716-6947
13205 | Baconton Power LLC | 55304_G_CT4 | 15578811 | 98197713 | 95530012 | 137250814 |  | 221112 | 125 | 120 | 20500044 | CT4 | ST04 | NG | 45 | 10 | 820 | 9676 | 125 | 31.3869 | -84.0806 | 55304 | CT4 | 31716-6947
13205 | Baconton Power LLC | 55304_G_CT5 | 15578811 | 98197813 | 95529812 | 137251014 |  | 221112 | 125 | 120 | 20500044 | CT5 | ST05 | NG | 45 | 10 | 820 | 9676 | 125 | 31.3869 | -84.0803 | 55304 | CT5 | 31716-6947
13205 | Baconton Power LLC | 55304_G_CT6 | 15578811 | 98197913 | 95530112 | 137251214 |  | 221112 | 125 | 120 | 20500044 | CT6 | ST06 | NG | 55 | 12.7 | 820 | 14300 | 125 | 31.3868 | -84.0794 | 55304 | CT6 | 31716-6947
04013 | Gila River Power Station | 55306_G_CTG1 | 10704411 | 58713913 | 54310212 | 77224114 |  | 221112 | 125 | 120 | 44439 | 1 | 1 | 1001 | 130 | 18 | 180 | 15777.1 | 62 | 32.9761 | -112.6941 | 55306 | 1CTGA | 85337
04013 | Gila River Power Station | 55306_G_CTG2 | 10704411 | 58714513 | 54297612 | 77226514 |  | 221112 | 125 | 120 | 44439 | 2 | 2 | 2002 | 130 | 18 | 180 | 15777.1 | 62 | 32.9761 | -112.6941 | 55306 | 1CTGB | 85337
04013 | Gila River Power Station | 55306_G_CTG3 | 10704411 | 58714613 | 54277712 | 77228714 |  | 221112 | 125 | 120 | 44439 | 3 | 3 | 3003 | 130 | 18 | 180 | 15777.1 | 62 | 32.9761 | -112.6941 | 55306 | 2CTGA | 85337
04013 | Gila River Power Station | 55306_G_CTG4 | 10704411 | 58714713 | 54282412 | 77230714 |  | 221112 | 125 | 120 | 44439 | 4 | 4 | 4004 | 130 | 18 | 180 | 15777.1 | 62 | 32.9761 | -112.6941 | 55306 | 2CTGB | 85337
04013 | Gila River Power Station | 55306_G_CTG5 | 10704411 | 58714813 | 54286312 | 77155714 |  | 221112 | 125 | 120 | 44439 | 5 | 5 | 5005 | 130 | 18 | 180 | 15777.1 | 62 | 32.9761 | -112.6941 | 55306 | 3CTGA | 85337 |  | NODA
04013 | Gila River Power Station | 55306_G_CTG6 | 10704411 | 58714913 | 54364312 | 77157114 |  | 221112 | 125 | 120 | 44439 | 6 | 6 | 6006 | 130 | 18 | 180 | 15777.1 | 62 | 32.9761 | -112.6941 | 55306 | 3CTGB | 85337
04013 | Gila River Power Station | 55306_G_CTG7 | 10704411 | 58715013 | 54366912 | 77158914 |  | 221112 | 125 | 120 | 44439 | 7 | 7 | 7007 | 130 | 18 | 180 | 15777.1 | 62 | 32.9761 | -112.6941 | 55306 | 4CTGA | 85337
04013 | Gila River Power Station | 55306_G_CTG8 | 10704411 | 58715113 | 54369612 | 77160314 |  | 221112 | 125 | 120 | 44439 | 8 | 8 | 8008 | 130 | 18 | 180 | 15777.1 | 62 | 32.9761 | -112.6941 | 55306 | 4CTGB | 85337
04013 | Gila River Power Station | 55306_G_ST10 | 10704411 | 58714613 | 54277712 | 77228714a |  | 221112 | 125 | 120 | 44439 | 3 | 3 | 3003 | 130 | 18 | 180 | 15777.1 | 62 | 32.9761 | -112.6941 | 55306 | 2CTGA | 85337 |  | NODA
04013 | Gila River Power Station | 55306_G_ST11 | 10704411 | 58714813 | 54286312 | 77155714a |  | 221112 | 125 | 120 | 44439 | 5 | 5 | 5005 | 130 | 18 | 180 | 15777.1 | 62 | 32.9761 | -112.6941 | 55306 | 3CTGA | 85337
04013 | Gila River Power Station | 55306_G_ST12 | 10704411 | 58715013 | 54366912 | 77158914a |  | 221112 | 125 | 120 | 44439 | 7 | 7 | 7007 | 130 | 18 | 180 | 15777.1 | 62 | 32.9761 | -112.6941 | 55306 | 4CTGA | 85337
04013 | Gila River Power Station | 55306_G_ST9 | 10704411 | 58713913 | 54310212 | 77224114a |  | 221112 | 125 | 120 | 44439 | 1 | 1 | 1001 | 130 | 18 | 180 | 15777.1 | 62 | 32.9761 | -112.6941 | 55306 | 1CTGA | 85337
21157 | DTE Calvert City LLC | 55308_G_GEN1 | 16652211 | 107228013 | 110762212 | 151849714 |  | 221330 | 125 | 999 | 2115700070 | D1 | D1 | 1 | 75 | 6.5 | 969 | 3285.1 | 99 | 37.0481 | -88.3534 | 55308 | C | 42029
48245 | AIR PRODUCTS PORT ARTHUR FACILITY | 55309_G_GEN1 | 5611511 | 22191713 | 21296012 | 5039314 |  | 325120 |  | 120 | 667 | 000001 | 000002 | 000008 | 100 | 13 | 650 |  | 51 | 29.8642 | -93.9651 |  |  | 77640
48245 | AIR PRODUCTS PORT ARTHUR FACILITY | 55309_G_GEN3 | 5611511 | 70662813 | 64976212 | 97963114 |  | 325120 |  | 120 | 667 | 000009 | 000009 | 000011 | 170 | 3 | 700 |  | 107 | 29.8659 | -93.9718 |  |  | 77640
48245 | AIR PRODUCTS PORT ARTHUR FACILITY | 55309_G_GEN4 | 5611511 | 70662813 | 64976212 | 97963114a |  | 325120 |  | 120 | 667 | 000009 | 000009 | 000011 | 170 | 3 | 700 |  | 107 | 29.8659 | -93.9718 |  |  | 77640
48409 | INGLESIDE PLANT | 55313_G_CTG1 | 5746611 | 21812113 | 20905812 | 3821814 |  | 325110 | 129 | 120 | 44 | 000048 | 000048 | 000045 | 125 | 19 | 301 |  | 55 | 27.8832 | -97.2453 |  |  | 78362
48409 | INGLESIDE PLANT | 55313_G_CTG2 | 5746611 | 21812013 | 20908712 | 3821914 |  | 325110 | 129 | 120 | 44 | 000049 | 000049 | 000046 | 125 | 19 | 301 |  | 55 | 27.8828 | -97.2453 |  |  | 78362
48409 | INGLESIDE PLANT | 55313_G_STG | 5746611 | 21812113 | 20905812 | 3821814a |  | 325110 | 129 | 120 | 44 | 000048 | 000048 | 000045 | 125 | 19 | 301 |  | 55 | 27.8832 | -97.2453 |  |  | 78362
25021 | FORE RIVER STATION | 55317_G_GT11 | 6567311 | 87373313 | 83634412 | 118422414 |  | 221112 | 125 | 140 | 1190227 | 3 | 3 | 1 | 255 | 20.5 | 248 |  | 68.5 | 42.2421 | -70.9659 | 55317 | 11 | 02191-0000
25021 | FORE RIVER STATION | 55317_G_GT12 | 6567311 | 87373513 | 83634212 | 118422714 |  | 221112 | 125 | 140 | 1190227 | 4 | 4 | 2 | 255 | 20.5 | 248 |  | 68.5 | 42.2421 | -70.9659 | 55317 | 12 | 02191-0000
25021 | FORE RIVER STATION | 55317_G_ST15 | 6567311 | 87373313 | 83634412 | 118422414a |  | 221112 | 125 | 140 | 1190227 | 3 | 3 | 1 | 255 | 20.5 | 248 |  | 68.5 | 42.2421 | -70.9659 | 55317 | 11 | 02191-0000
48497 | WISE CO POWER PLANT | 55320_G_GT1 | 9051811 | 57567513 | 51482812 | 74252414 |  | 221122 | 125 | 120 | 678 | 000001 | 000001 | 000001 | 150 | 20 | 500 |  | 74.7 | 33.0606 | -97.9102 | 55320 | GT-1 | 76426
48497 | WISE CO POWER PLANT | 55320_G_GT2 | 9051811 | 57567613 | 51589012 | 75532214 |  | 221122 | 125 | 120 | 678 | 000002 | 000002 | 000002 | 150 | 20 | 500 |  | 74.7 | 33.0606 | -97.9093 | 55320 | GT-2 | 76426
48497 | WISE CO POWER PLANT | 55320_G_ST1 | 9051811 | 57567513 | 51482812 | 74252414a |  | 221122 | 125 | 120 | 678 | 000001 | 000001 | 000001 | 150 | 20 | 500 |  | 74.7 | 33.0606 | -97.9102 | 55320 | GT-1 | 76426
32003 | Nevada Power (Chuck Lenzie) | 55322_G_CTG1 | 12768311 | 67164413 | 61810412 | 92577214 |  | 22111 | 125 | 120 | 1513 | 01 | 01 | 1 | 170 | 18 | 194 |  | 66.2 | 36.3839 | -114.9221 | 55322 | CTG-1 | 89124
32003 | Nevada Power (Chuck Lenzie) | 55322_G_CTG2 | 12768311 | 67164513 | 61810512 | 92577314 |  | 22111 | 125 | 120 | 1513 | 03 | 03 | 1 | 170 | 18 | 194 |  | 66.2 | 36.3839 | -114.9215 | 55322 | CTG-2 | 89124
32003 | Nevada Power (Chuck Lenzie) | 55322_G_CTG3 | 12768311 | 67164913 | 61810612 | 92577714 |  | 22111 | 125 | 120 | 1513 | 05 | 05 | 1 | 170 | 18 | 194 |  | 66.2 | 36.3839 | -114.921 | 55322 | CTG-3 | 89124
32003 | Nevada Power (Chuck Lenzie) | 55322_G_CTG4 | 12768311 | 67165013 | 61810712 | 92577814 |  | 22111 | 125 | 120 | 1513 | 07 | 07 | 1 | 170 | 18 | 194 |  | 66.2 | 36.3839 | -114.9205 | 55322 | CTG-4 | 89124
32003 | Nevada Power (Chuck Lenzie) | 55322_G_ST1 | 12768311 | ORISST1 | ORISST1 | 55322_G_ST1 |  | 22111 | 125 | 160 |  |  |  |  | 13.1 | 1 | 906 |  | 105.7 | 36.3841 | -114.9203 | 55322 | ST1 | 89124
32003 | Nevada Power (Chuck Lenzie) | 55322_G_ST2 | 12768311 | ORISST2 | ORISST2 | 55322_G_ST2 |  | 22111 | 125 | 160 |  |  |  |  | 13.1 | 1 | 906 |  | 105.7 | 36.3841 | -114.9203 | 55322 | ST2 | 89124
48071 | BAYTOWN COGENERATION | 55327_G_CTG1 | 5729111 | 21966113 | 21051012 | 9419914 |  | 221122 | 125 | 120 | 89 | 000004 | 000004 | 000012 | 125 | 12 | 500 |  | 60 | 29.7713 | -94.9032 | 55327 | CTG-1 | 77520
48071 | BAYTOWN COGENERATION | 55327_G_CTG2 | 5729111 | 21966213 | 21051712 | 9419814 |  | 221122 | 125 | 120 | 89 | 000006 | 000005 | 000010 | 125 | 12 | 500 |  | 60 | 29.7714 | -94.9027 | 55327 | CTG-2 | 77520
48071 | BAYTOWN COGENERATION | 55327_G_CTG3 | 5729111 | 21966013 | 21051412 | 9420014 |  | 221122 | 125 | 120 | 89 | 000008 | 000006 | 000007 | 125 | 12 | 500 |  | 60 | 29.7715 | -94.9023 | 55327 | CTG-3 | 77520
48071 | BAYTOWN COGENERATION | 55327_G_STG1 | 5729111 | ORISSTG1 | ORISSTG1 | 55327_G_STG1 |  | 221122 | 125 | 100 |  |  |  |  | 125 | 6 | 300 |  | 85.2 | 29.7716 | -94.9019 | 55327 | STG1 | 77520
41059 | Hermiston Power | 55328_G_CTG1 | 1099311 | 68339113 | 62735612 | 94222814 |  | 221112 | 125 | 120 | 30-0118 | PS-1 | STK-1 | P-1 | 36.2 | 8.6 | 617 |  | 76.3 | 45.7935 | -119.3136 | 55328 | CTG-1 | 97838
41059 | Hermiston Power | 55328_G_CTG2 | 1099311 | 68339213 | 62735712 | 94222914 |  | 221112 | 125 | 120 | 30-0118 | PS-2 | STK-2 | P-1 | 36.2 | 8.6 | 617 |  | 76.3 | 45.7935 | -119.3136 | 55328 | CTG-2 | 97838
41059 | Hermiston Power | 55328_G_STG1 | 1099311 | ORISSTG1 | ORISSTG1 | 55328_G_STG1 |  | 221112 | 125 | 120 |  |  |  |  | 36.2 | 8.6 | 617 |  | 76.3 | 45.7935 | -119.3136 | 55328 | STG1 | 97838
13303 | Washington County Power, LLC | 55332_G_1 | 15504111 | 97063513 | 94074612 | 135410014 |  | 221112 | 125 | 120 | 30300039 | T1 | ST1 | PT1 | 90 | 18.5 | 1113 | 40750 | 160 | 33.0917 | -82.9796 | 55332 | T1 | 31082
13303 | Washington County Power, LLC | 55332_G_2 | 15504111 | 97063613 | 94074512 | 135410114 |  | 221112 | 125 | 120 | 30300039 | T2 | ST2 | PT2 | 90 | 18.5 | 1113 | 40750 | 160 | 33.0918 | -82.98 | 55332 | T2 | 31082
13303 | Washington County Power, LLC | 55332_G_3 | 15504111 | 97063713 | 94074412 | 135410214 |  | 221112 | 125 | 120 | 30300039 | T3 | ST3 | PT3 | 90 | 18.5 | 1113 | 40750 | 160 | 33.0921 | -82.9806 | 55332 | T3 | 31082
13303 | Washington County Power, LLC | 55332_G_4 | 15504111 | 97063813 | 94074712 | 135410314 |  | 221112 | 125 | 120 | 30300039 | T4 | ST4 | PT4 | 90 | 18.5 | 1113 | 40750 | 160 | 33.0922 | -82.981 | 55332 | T4 | 31082
06013 | DELTA ENERGY CENTER | 55333_G_CTG1 | 150711 | 51454413 | 48364412 | 59409714 |  | 221112 | 125 | 120 | 07130312095 | 1 | 1 | 1 | 144 | 18 | 170 | 16780.8 |  | 38.0151 | -121.8438 | 55333 | 1 | 94565
06013 | DELTA ENERGY CENTER | 55333_G_CTG2 | 150711 | 51454013 | 48364612 | 59410114 |  | 221112 | 125 | 120 | 07130312095 | 3 | 2 | 1 | 144 | 18 | 170 | 16780.8 |  | 38.0151 | -121.8438 | 55333 | 2 | 94565
06013 | DELTA ENERGY CENTER | 55333_G_CTG3 | 150711 | 51454313 | 48364512 | 59409814 |  | 221112 | 125 | 120 | 07130312095 | 5 | 3 | 1 | 144 | 18 | 170 | 16780.8 |  | 38.0151 | -121.8438 | 55333 | 3 | 94565
06013 | DELTA ENERGY CENTER | 55333_G_STG1 | 150711 | ORISSTG1 | ORISSTG1 | 55333_G_STG1 |  | 221112 | 125 | 160 |  |  |  |  | 12 | 0.6 | 830 | 43.2 |  | 38.0151 | -121.8438 | 55333 | STG1 | 94565
17173 | Holland Energy LLC | 55334_G_CTG1 | 9698311 | 59933313 | 52205112 | 86418914 |  | 221112 | 125 | 120 | 173807AAG | 0006 | 0004 | 02 | 130 | 19 | 184 | 16134.1 |  | 39.2244 | -88.7597 | 55334 | CTG1 | 62414
17173 | Holland Energy LLC | 55334_G_CTG2 | 9698311 | 59933413 | 55726012 | 86419014 |  | 221112 | 125 | 120 | 173807AAG | 0007 | 0005 | 01 | 130 | 19 | 278 | 19275.5 |  | 39.2244 | -88.7592 | 55334 | CTG2 | 62414
17173 | Holland Energy LLC | 55334_G_STG1 | 9698311 | 59933313 | 52205112 | 86418914a |  | 221112 | 125 | 120 | 173807AAG | 0006 | 0004 | 02 | 130 | 19 | 184 | 16134.1 |  | 39.2244 | -88.7597 | 55334 | CTG1 | 62414
42075 | PPL IRONWOOD LLC/LEBANON | 55337_G_CT1 | 3897711 | 37131913 | 35385112 | 14293614 |  | 221112 | 125 | 120 | 420750069 | T001 | S001 | 1 | 125 | 22 | 190 | 23501.4 |  | 40.3509 | -76.3658 | 55337 | 0001 | 17042-9178
42075 | PPL IRONWOOD LLC/LEBANON | 55337_G_CT2 | 3897711 | 37131813 | 35385012 | 14293714 |  | 221112 | 125 | 120 | 420750069 | T002 | S002 | 1 | 125 | 22 | 190 | 23501.4 |  | 40.3509 | -76.3658 | 55337 | 0002 | 17042-9178
42075 | PPL IRONWOOD LLC/LEBANON | 55337_G_ST4 | 3897711 | ORISST4 | ORISST4 | 55337_G_ST4 |  | 221112 | 125 | 120 |  |  |  |  | 125 | 22 | 190 | 23501.4 |  | 40.3509 | -76.3658 | 55337 | ST4 | 17042-9178
05093 | ASSOCIATED ELECTRIC COOP INC-DELL PWR PL | 55340_G_CTG1 | 10642211 | 63353913 | 57892212 | 87210914 |  | 221112 | 125 | 999 | 0509300448 | 001 | 5 | 8 |  |  | 70 | 0.5 | 0.1 | 35.8631 | -90.0244 |  |  | 72426
05093 | ASSOCIATED ELECTRIC COOP INC-DELL PWR PL | 55340_G_CTG2 | 10642211 | 63353913 | 57892212 | 87210914a |  | 221112 | 125 | 999 | 0509300448 | 001 | 5 | 8 |  |  | 70 | 0.5 | 0.1 | 35.8631 | -90.0244 |  |  | 72426
05093 | ASSOCIATED ELECTRIC COOP INC-DELL PWR PL | 55340_G_STG | 10642211 | ORISSTG | ORISSTG | 55340_G_STG |  | 221112 | 125 | 999 | [6 empty] | 70 | 0.5 | 0.1 | 35.8631 | -90.0244 | 55340 | STG | 72426
35029 | Luna Energy Facility | 55343_G_CTG1 | 7404611 | 82437513 | 73459512 | 105967114 |  | 221112 | 125 | 120 | 350290013 | EQPT1 | EQPT1 | EQPT1 | 160 | 18 | 237 | 17965.5 | 70.6 | 32.2995 | -107.7827 | 55343 | CTG1 | 88030 | 60GG
35029 | Luna Energy Facility | 55343_G_CTG2 | 7404611 | 82437613 | 73459612 | 105967214 |  | 221112 | 125 | 120 | 350290013 | EQPT2 | EQPT2 | EQPT2 | 160 | 18 | 237 | 17965.5 | 70.6 | 32.2995 | -107.7827 | 55343 | CTG2 | 88030 | 60GG
35029 | Luna Energy Facility | 55343_G_STG1 | 7404611 | ORISSTG1 | ORISSTG1 | 55343_G_STG1 |  | 221112 | 125 | 100 |  |  |  |  | 60 | 2.67 | 410 | 13162 | 45 | 32.2995 | -107.7827 | 55343 | STG1 | 88030 | 60Db-60Dc
42005 | ARMSTRONG ENERGY LTD/S BEND | 55347_G_1 | 3866811 | 37161113 | 62042612 | 13635414 |  | 221112 | 125 | 120 | 420050121 | 201 | S01 | 2 | 119 | 18 | 1100 | 50000 | 196.5 | 40.6383 | -79.3503 | 55347 | 1 | 15774
42005 | ARMSTRONG ENERGY LTD/S BEND | 55347_G_2 | 3866811 | 37161213 | 62042712 | 13635114 |  | 221112 | 125 | 120 | 420050121 | 202 | S02 | 2 | 119 | 18 | 1100 | 50000 | 196.5 | 40.6383 | -79.3503 | 55347 | 2 | 15774
42005 | ARMSTRONG ENERGY LTD/S BEND | 55347_G_3 | 3866811 | 37160913 | 62042812 | 13635714 |  | 221112 | 125 | 120 | 420050121 | 203 | S03 | 2 | 119 | 18 | 1100 | 50000 | 196.5 | 40.6383 | -79.3503 | 55347 | 3 | 15774
42005 | ARMSTRONG ENERGY LTD/S BEND | 55347_G_4 | 3866811 | 37161313 | 62042912 | 13635014 |  | 221112 | 125 | 120 | 420050121 | 204 | S04 | 2 | 119 | 18 | 1100 | 50000 | 196.5 | 40.6383 | -79.3503 | 55347 | 4 | 15774
39173 | Troy Energy, LLC (0387000377) | 55348_G_1 | 9253811 | 55202113 | 68350412 | 100737114 |  | 221112 | 125 | 120 | 0387000377 | P001 | 113253 | 20100101 | 114.5 | 18 | 1100 | 38333.3 |  | 41.4536 | -83.4608 | 55348 | 1 | 43443
39173 | Troy Energy, LLC (0387000377) | 55348_G_2 | 9253811 | 55202213 | 68350512 | 100737214 |  | 221112 | 125 | 120 | 0387000377 | P002 | 113254 | 20100201 | 114.5 | 18 | 1100 | 38333.3 |  | 41.4536 | -83.4608 | 55348 | 2 | 43443
39173 | Troy Energy, LLC (0387000377) | 55348_G_3 | 9253811 | 55202313 | 68350712 | 153907914 |  | 221112 | 125 | 120 | 0387000377 | P003 | 113255 | 20100101 | 114.5 | 18 | 1100 | 38333.3 |  | 41.4536 | -83.4608 | 55348 | 3 | 43443
39173 | Troy Energy, LLC (0387000377) | 55348_G_4 | 9253811 | 55202413 | 68350612 | 135131614 |  | 221112 | 125 | 120 | 0387000377 | P004 | 113256 | 20100101 | 114.5 | 18 | 1100 | 38333.3 |  | 41.4536 | -83.4608 | 55348 | 4 | 43443
54073 | PLEASANTS ENERGY, LLC | 55349_G_1 | 6776411 | 71803813 | 65996512 | 99483014 |  | 221112 | 125 | 120 | 0022 | 001 | 1 | 2 |  |  | 1030 | 43850 | 172.3 | 39.3331 | -81.3636 | 55349 | 1 | 26170
54073 | PLEASANTS ENERGY, LLC | 55349_G_2 | 6776411 | 71804013 | 65996512 | 99483214 |  | 221112 | 125 | 120 | 0022 | 003 | 1 | 4 |  |  | 1030 | 43850 | 172.3 | 39.3331 | -81.3636 | 55349 | 2 | 26170
39119 | Appalachian Power Co, Dresden Plant (0660000247) | 55350_G_1 | 15483511 | 96956013 | 93881612 | 135146014 |  | 221112 | 125 | 140 | 0660000247 | P001 | 143779 | 20100201 | 170 | 19 | 293 | 22166.7 |  | 40.0917 | -82.045 | 55350 | 1A | 43821
39119 | Appalachian Power Co, Dresden Plant (0660000247) | 55350_G_2 | 15483511 | 96956113 | 93881712 | 135146114 |  | 221112 | 125 | 140 | 0660000247 | P002 | 143780 | 20100201 | 170 | 19 | 293 | 22166.7 |  | 40.0917 | -82.0617 | 55350 | 1B | 43821
39119 | Appalachian Power Co, Dresden Plant (0660000247) | 55350_G_3 | 15483511 | 96956013 | 93881612 | 135146014a |  | 221112 | 125 | 140 | 0660000247 | P001 | 143779 | 20100201 | 170 | 19 | 293 | 22166.7 |  | 40.0917 | -82.045 | 55350 | 1A | 43821
48157 | BRAZOS VALLEY ENERGY CENTER | 55357_G_CTG1 | 9138811 | 57885513 | 51482912 | 74252014 |  | 221122 | 125 | 120 | 214 | 000001 | 000001 | 000001 | 137 | 3 | 500 |  | 70 | 29.4725 | -95.6232 | 55357 | CTG1 | 77478
48157 | BRAZOS VALLEY ENERGY CENTER | 55357_G_CTG2 | 9138811 | 57885613 | 51588612 | 75531814 |  | 221122 | 125 | 120 | 214 | 000002 | 000002 | 000002 | 137 | 3 | 500 |  | 44 | 29.4726 | -95.6227 | 55357 | CTG2 | 77478
48157 | BRAZOS VALLEY ENERGY CENTER | 55357_G_STG1 | 9138811 | ORISSTG1 | ORISSTG1 | 55357_G_STG1 |  | 221122 | 125 | 999 | [9 empty] | 29.4715 | -95.6239 | 55357 | STG1 | 77478
48351 | COTTONWOOD ENERGY CO LP | 55358_G_CT1 | 9118811 | 57546613 | 51482412 | 74253414 |  | 221122 | 125 | 120 | 11 | 000001 | 000001 | 000001 | 130 | 18 | 650 |  | 67 | 30.2577 | -93.7363 | 55358 | CT1 | 77614
48351 | COTTONWOOD ENERGY CO LP | 55358_G_CT2 | 9118811 | 57546713 | 51588512 | 75532914 |  | 221122 | 125 | 120 | 11 | 000002 | 000002 | 000002 | 130 | 18 | 650 |  | 67 | 30.2579 | -93.7361 | 55358 | CT2 | 77614
48351 | COTTONWOOD ENERGY CO LP | 55358_G_CT3 | 9118811 | 57546813 | 51664912 | 75559914 |  | 221122 | 125 | 120 | 11 | 000003 | 000003 | 000003 | 130 | 18 | 650 |  | 67 | 30.2585 | -93.7354 | 55358 | CT3 | 77614
48351 | COTTONWOOD ENERGY CO LP | 55358_G_CT4 | 9118811 | 57546913 | 51720612 | 75595914 |  | 221122 | 125 | 120 | 11 | 000004 | 000004 | 000004 | 130 | 18 | 650 |  | 67 | 30.2588 | -93.7352 | 55358 | CT4 | 77614
48351 | COTTONWOOD ENERGY CO LP | 55358_G_ST1 | 9118811 | 57546613 | 51482412 | 74253414a |  | 221122 | 125 | 120 | 11 | 000001 | 000001 | 000001 | 130 | 18 | 650 |  | 67 | 30.2577 | -93.7363 | 55358 | CT1 | 77614
48351 | COTTONWOOD ENERGY CO LP | 55358_G_ST2 | 9118811 | 57546713 | 51588512 | 75532914a |  | 221122 | 125 | 120 | 11 | 000002 | 000002 | 000002 | 130 | 18 | 650 |  | 67 | 30.2579 | -93.7361 | 55358 | CT2 | 77614
48351 | COTTONWOOD ENERGY CO LP | 55358_G_ST3 | 9118811 | 57546813 | 51664912 | 75559914a |  | 221122 | 125 | 120 | 11 | 000003 | 000003 | 000003 | 130 | 18 | 650 |  | 67 | 30.2585 | -93.7354 | 55358 | CT3 | 77614
48351 | COTTONWOOD ENERGY CO LP | 55358_G_ST4 | 9118811 | 57546913 | 51720612 | 75595914a |  | 221122 | 125 | 120 | 11 | 000004 | 000004 | 000004 | 130 | 18 | 650 |  | 67 | 30.2588 | -93.7352 | 55358 | CT4 | 77614
18167 | NIPSCO - SUGAR CREEK GENERATING STATION | 55364_G_CT01 | 4148011 | 33171213 | 87283012 | 124094714 |  | 221112 | 125 | 120 | 00123 | 001 | 0 | 08 |  |  | 0 | 0 | 0 | 39.3928 | -87.5119 |  |  | 47885
18167 | NIPSCO - SUGAR CREEK GENERATING STATION | 55364_G_CT02 | 4148011 | 33171213 | 87283012 | 124094714a |  | 221112 | 125 | 120 | 00123 | 001 | 0 | 08 |  |  | 0 | 0 | 0 | 39.3928 | -87.5119 |  |  | 47885
18167 | NIPSCO - SUGAR CREEK GENERATING STATION | 55364_G_ST1 | 4148011 | 33171213 | 87283012 | 124094714b |  | 221112 | 125 | 120 | 00123 | 001 | 0 | 08 |  |  | 0 | 0 | 0 | 39.3928 | -87.5119 |  |  | 47885
48201 | LA PORTE FACILITY | 55365_G_GT1 | 6616311 | 17206513 | 16733712 | 6172714 |  | 325120 |  | 120 | 282 | 000032 | 000035 | 000028 | 60 | 12 | 500 |  | 75 | 29.703 | -95.0715 | 55365 | GT-1 | 77571
48201 | LA PORTE FACILITY | 55365_G_GT2 | 6616311 | 17206713 | 16732712 | 6172514 |  | 325120 |  | 120 | 282 | 000033 | 000036 | 000031 | 60 | 12 | 500 |  | 75 | 29.7028 | -95.0715 | 55365 | GT-2 | 77571
48201 | LA PORTE FACILITY | 55365_G_GT3 | 6616311 | 17206613 | 16734012 | 6172614 |  | 325120 |  | 120 | 282 | 000034 | 000037 | 000030 | 60 | 12 | 500 |  | 75 | 29.7026 | -95.0715 | 55365 | GT-3 | 77571
48201 | LA PORTE FACILITY | 55365_G_GT4 | 6616311 | 17207913 | 16732612 | 6171314 |  | 325120 |  | 120 | 282 | 000035 | 000038 | 000029 | 60 | 12 | 500 |  | 75 | 29.7023 | -95.0715 | 55365 | GT-4 | 77571
04013 | New Harquahala Generating Co | 55372_G_CTG1 | 10704011 | 58571513 | 54310512 | 77224314 |  | 221112 | 125 | 120 | 43530 | 1 | 1 | 1001 | 180 | 19 | 178 | 20045.5 | 70.7 | 33.4958 | -113.1101 | 55372 | CTG1 | 85354
04013 | New Harquahala Generating Co | 55372_G_CTG2 | 10704011 | 58571613 | 54297912 | 77226714 |  | 221112 | 125 | 120 | 43530 | 2 | 2 | 2002 | 180 | 19 | 178 | 20045.5 | 70.7 | 33.4958 | -113.1101 | 55372 | CTG2 | 85354
04013 | New Harquahala Generating Co | 55372_G_CTG3 | 10704011 | 58571713 | 54277812 | 77228814 |  | 221112 | 125 | 120 | 43530 | 3 | 3 | 3003 | 180 | 19 | 178 | 20045.5 | 70.7 | 33.4958 | -113.1101 | 55372 | CTG3 | 85354
04013 | New Harquahala Generating Co | 55372_G_STG1 | 10704011 | 58571513 | 54310512 | 77224314a |  | 221112 | 125 | 120 | 43530 | 1 | 1 | 1001 | 180 | 19 | 178 | 20045.5 | 70.7 | 33.4958 | -113.1101 | 55372 | CTG1 | 85354
04013 | New Harquahala Generating Co | 55372_G_STG2 | 10704011 | 58571613 | 54297912 | 77226714a |  | 221112 | 125 | 120 | 43530 | 2 | 2 | 2002 | 180 | 19 | 178 | 20045.5 | 70.7 | 33.4958 | -113.1101 | 55372 | CTG2 | 85354
04013 | New Harquahala Generating Co | 55372_G_STG3 | 10704011 | 58571713 | 54277812 | 77228814a |  | 221112 | 125 | 120 | 43530 | 3 | 3 | 3003 | 180 | 19 | 178 | 20045.5 | 70.7 | 33.4958 | -113.1101 | 55372 | CTG3 | 85354
36081 | ASTORIA ENERGY LLC & ASTORIA ENERGY II LLC | 55375_G_CT1 | 7763311 | 64122013 | 58827412 | 88924814 |  | 221112 | 125 | 120 | 2630100072 | U00001 | 00004 | P11FP | 269 | 37 | 328 | 1321.1 | 75.6 | 40.7825 | -73.8966 |  |  | 11105
36081 | ASTORIA ENERGY LLC & ASTORIA ENERGY II LLC | 55375_G_CT2 | 7763311 | 64122013 | 58827412 | 88924814a |  | 221112 | 125 | 120 | 2630100072 | U00001 | 00004 | P11FP | 269 | 37 | 328 | 1321.1 | 75.6 | 40.7825 | -73.8966 |  |  | 11105
36081 | ASTORIA ENERGY LLC & ASTORIA ENERGY II LLC | 55375_G_ST1 | 7763311 | 64122013 | 58827412 | 88924814b |  | 221112 | 125 | 120 | 2630100072 | U00001 | 00004 | P11FP | 269 | 37 | 328 | 1321.1 | 75.6 | 40.7825 | -73.8966 |  |  | 11105
42051 | ALLEGHENY ENERGY SUPPLY CO/GANS POWER STA | 55377_G_UNT8 | 3767811 | 37874113 | 36129712 | 13954314 |  | 221112 | 125 | 120 | 420510119 | 101 | S01 | 1 | 75 | 9 | 816 | 9039.8 | 142.1 | 39.7475 | -79.8388 | 55377 | 8 | 15439
42051 | ALLEGHENY ENERGY SUPPLY CO/GANS POWER STA | 55377_G_UNT9 | 3767811 | 37874213 | 36129612 | 13954214 |  | 221112 | 125 | 120 | 420510119 | 102 | S02 | 1 | 75 | 9 | 816 | 9039.8 | 142.1 | 39.7475 | -79.8388 | 55377 | 9 | 15439
05139 | UNION POWER STATION-EL DORADO | 55380_G_CTG1 | 1016511 | 48086313 | 45633112 | 87305214 |  | 221112 | 125 | 120 | 0513900543 | 001 | 6 | 6 | 135 | 19 | 190 | 13042.3 | 46 | 33.2964 | -92.5867 |  |  | 71730
05139 | UNION POWER STATION-EL DORADO | 55380_G_CTG2 | 1016511 | 48086313 | 45633112 | 87305214a |  | 221112 | 125 | 120 | 0513900543 | 001 | 6 | 6 | 135 | 19 | 190 | 13042.3 | 46 | 33.2964 | -92.5867 |  |  | 71730
05139 | UNION POWER STATION-EL DORADO | 55380_G_CTG3 | 1016511 | 48086313 | 45633112 | 87305214b |  | 221112 | 125 | 120 | 0513900543 | 001 | 6 | 6 | 135 | 19 | 190 | 13042.3 | 46 | 33.2964 | -92.5867 |  |  | 71730
05139 | UNION POWER STATION-EL DORADO | 55380_G_CTG4 | 1016511 | 48086313 | 45633112 | 87305214c |  | 221112 | 125 | 120 | 0513900543 | 001 | 6 | 6 | 135 | 19 | 190 | 13042.3 | 46 | 33.2964 | -92.5867 |  |  | 71730
05139 | UNION POWER STATION-EL DORADO | 55380_G_CTG5 | 1016511 | 48086313 | 45633112 | 87305214d |  | 221112 | 125 | 120 | 0513900543 | 001 | 6 | 6 | 135 | 19 | 190 | 13042.3 | 46 | 33.2964 | -92.5867 |  |  | 71730
05139 | UNION POWER STATION-EL DORADO | 55380_G_CTG6 | 1016511 | 48086313 | 45633112 | 87305214e |  | 221112 | 125 | 120 | 0513900543 | 001 | 6 | 6 | 135 | 19 | 190 | 13042.3 | 46 | 33.2964 | -92.5867 |  |  | 71730
05139 | UNION POWER STATION-EL DORADO | 55380_G_CTG7 | 1016511 | 48086313 | 45633112 | 87305214f |  | 221112 | 125 | 120 | 0513900543 | 001 | 6 | 6 | 135 | 19 | 190 | 13042.3 | 46 | 33.2964 | -92.5867 |  |  | 71730
05139 | UNION POWER STATION-EL DORADO | 55380_G_CTG8 | 1016511 | 48086313 | 45633112 | 87305214g |  | 221112 | 125 | 120 | 0513900543 | 001 | 6 | 6 | 135 | 19 | 190 | 13042.3 | 46 | 33.2964 | -92.5867 |  |  | 71730
05139 | UNION POWER STATION-EL DORADO | 55380_G_STG1 | 1016511 | 48086313 | 45633112 | 87305214h |  | 221112 | 125 | 120 | 0513900543 | 001 | 6 | 6 | 135 | 19 | 190 | 13042.3 | 46 | 33.2964 | -92.5867 |  |  | 71730
05139 | UNION POWER STATION-EL DORADO | 55380_G_STG2 | 1016511 | 48086313 | 45633112 | 87305214i |  | 221112 | 125 | 120 | 0513900543 | 001 | 6 | 6 | 135 | 19 | 190 | 13042.3 | 46 | 33.2964 | -92.5867 |  |  | 71730
05139 | UNION POWER STATION-EL DORADO | 55380_G_STG3 | 1016511 | 48086313 | 45633112 | 87305214j |  | 221112 | 125 | 120 | 0513900543 | 001 | 6 | 6 | 135 | 19 | 190 | 13042.3 | 46 | 33.2964 | -92.5867 |  |  | 71730
05139 | UNION POWER STATION-EL DORADO | 55380_G_STG4 | 1016511 | 48086313 | 45633112 | 87305214k |  | 221112 | 125 | 120 | 0513900543 | 001 | 6 | 6 | 135 | 19 | 190 | 13042.3 | 46 | 33.2964 | -92.5867 |  |  | 71730
51001 | Commonwealth Chesapeake Power Station | 55381_G_UNT1 | 6960911 | 14006913 | 13793512 | 819914 |  | 221112 | 125 | 120 | 40898 | 1 | 1 | 3 | 45 | 9 | 820 | 8750 | 137.5 | 37.9892 | -75.5405 |  |  | 23415-2948
51001 | Commonwealth Chesapeake Power Station | 55381_G_UNT2 | 6960911 | 14006913 | 13793512 | 819914a |  | 221112 | 125 | 120 | 40898 | 1 | 1 | 3 | 45 | 9 | 820 | 8750 | 137.5 | 37.9892 | -75.5405 |  |  | 23415-2948
51001 | Commonwealth Chesapeake Power Station | 55381_G_UNT3 | 6960911 | 14006913 | 13793512 | 819914b |  | 221112 | 125 | 120 | 40898 | 1 | 1 | 3 | 45 | 9 | 820 | 8750 | 137.5 | 37.9892 | -75.5405 |  |  | 23415-2948
51001 | Commonwealth Chesapeake Power Station | 55381_G_UNT4 | 6960911 | 14006913 | 13793512 | 819914c |  | 221112 | 125 | 120 | 40898 | 1 | 1 | 3 | 45 | 9 | 820 | 8750 | 137.5 | 37.9892 | -75.5405 |  |  | 23415-2948
51001 | Commonwealth Chesapeake Power Station | 55381_G_UNT5 | 6960911 | 14006913 | 13793512 | 819914d |  | 221112 | 125 | 120 | 40898 | 1 | 1 | 3 | 45 | 9 | 820 | 8750 | 137.5 | 37.9892 | -75.5405 |  |  | 23415-2948
51001 | Commonwealth Chesapeake Power Station | 55381_G_UNT6 | 6960911 | 14006913 | 13793512 | 819914e |  | 221112 | 125 | 120 | 40898 | 1 | 1 | 3 | 45 | 9 | 820 | 8750 | 137.5 | 37.9892 | -75.5405 |  |  | 23415-2948
51001 | Commonwealth Chesapeake Power Station | 55381_G_UNT7 | 6960911 | 14006913 | 13793512 | 819914f |  | 221112 | 125 | 120 | 40898 | 1 | 1 | 3 | 45 | 9 | 820 | 8750 | 137.5 | 37.9892 | -75.5405 |  |  | 23415-2948
13213 | Murray Energy Facility | 55382_G_1GT1 | 9751411 | 57647813 | 50733012 | 74137514 |  | 221112 | 125 | 140 | 21300034 | CT1 | CT1 | 1CT1 | 160 | 18 | 211 | 15357 | 60 | 34.7094 | -84.9177 | 55382 | CCCT1 | 30721
13213 | Murray Energy Facility | 55382_G_1GT2 | 9751411 | 57647913 | 50733112 | 74137614 |  | 221112 | 125 | 140 | 21300034 | CT2 | CT2 | 1CT2 | 160 | 18 | 211 | 15357 | 60 | 34.7094 | -84.9182 | 55382 | CCCT2 | 30721
13213 | Murray Energy Facility | 55382_G_1STG | 9751411 | ORIS1STG | ORIS1STG | 55382_G_1STG |  | 221112 | 125 | 140 |  |  |  |  | 160 | 18 | 211 | 15357 | 60 | 34.7093 | -84.9194 | 55382 | 1STG | 30721
13213 | Murray Energy Facility | 55382_G_2GT1 | 9751411 | 57648013 | 50733212 | 74144014 |  | 221112 | 125 | 140 | 21300034 | CT3 | CT3 | 2CT1 | 160 | 18 | 211 | 15357 | 60 | 34.7094 | -84.9189 | 55382 | CCCT3 | 30721
13213 | Murray Energy Facility | 55382_G_2GT2 | 9751411 | 57648113 | 50733312 | 74144114 |  | 221112 | 125 | 140 | 21300034 | CT4 | CT4 | 2CT2 | 160 | 18 | 211 | 15357 | 60 | 34.7093 | -84.9194 | 55382 | CCCT4 | 30721
13213 | Murray Energy Facility | 55382_G_2STG | 9751411 | ORIS2STG | ORIS2STG | 55382_G_2STG |  | 221112 | 125 | 140 |  |  |  |  | 160 | 18 | 211 | 15357 | 60 | 34.7093 | -84.9194 | 55382 | 2STG | 30721
45017 | COLUMBIA ENERGY LLC | 55386_G_CT1 | 13372611 | 88107413 | 64112412 | 119589914 |  | 221112 | 125 | 120 | 0460-0024 | 001 | 4 | 1 | 200 | 19 | 248 | 18316 | 64.6 | 33.87 | -81.0178 | 55386 | CT-1 | 29053
45017 | COLUMBIA ENERGY LLC | 55386_G_CT2 | 13372611 | 88107313 | 64112412 | 119589414 |  | 221112 | 125 | 120 | 0460-0024 | 002 | 4 | 3 | 200 | 19 | 248 | 18316 | 64.6 | 33.87 | -81.0178 | 55386 | CT-2 | 29053
45017 | COLUMBIA ENERGY LLC | 55386_G_ST1 | 13372611 | ORISST1 | ORISST1 | 55386_G_ST1 |  | 221112 | 125 | 100 |  |  |  |  | 150 | 5.5 | 350 | 1660.7 | 69.9 | 33.87 | -81.0178 | 55386 | ST1 | 29053
55025 | Rockgen Energy Center | 55391_G_01 | 7454711 | 12393913 | 12326912 | 67426814 |  | 221112 | 125 | 160 | 113308030 | P01 | S01 | 01 | 75 | 17.979 | 1131 |  | 171.8 | 42.9755 | -89.0498 | 55391 | CT-1 | 53523
55025 | Rockgen Energy Center | 55391_G_02 | 7454711 | 12394013 | 12326812 | 67426614 |  | 221112 | 125 | 160 | 113308030 | P02 | S02 | 01 | 75 | 17.979 | 1131 |  | 171.8 | 42.9755 | -89.0498 | 55391 | CT-2 | 53523
55025 | Rockgen Energy Center | 55391_G_03 | 7454711 | 12394113 | 12326712 | 67426414 |  | 221112 | 125 | 160 | 113308030 | P03 | S03 | 01 | 75 | 17.979 | 1131 |  | 171.8 | 42.9755 | -89.0498 | 55391 | CT-3 | 53523
17097 | Zion Energy Center | 55392_G_CTG1 | 5390311 | 59808713 | 26472312 | 85958714 |  | 221112 | 125 | 120 | 097200ABB | 0004 | 0001 | 02 | 75 | 18 | 1100 | 22383.3 |  | 42.4771 | -87.8959 | 55392 | CT-1 | 60099
17097 | Zion Energy Center | 55392_G_CTG2 | 5390311 | 59808813 | 55305112 | 85958914 |  | 221112 | 125 | 120 | 097200ABB | 0005 | 0005 | 01 | 75 | 18 | 1100 | 22383.3 |  | 42.4771 | -87.8959 | 55392 | CT-2 | 60099
17097 | Zion Energy Center | 55392_G_CTG3 | 5390311 | 59808913 | 55305012 | 85959114 |  | 221112 | 125 | 120 | 097200ABB | 0006 | 0006 | 01 | 75 | 18 | 1100 | 22383.3 |  | 42.4771 | -87.8959 | 55392 | CT-3 | 60099
06085 | METCALF ENERGY CENTER | 55393_G_CTG1 | 13834111 | 84510213 | 76538712 | 110786614 |  | 221112 | 125 | 140 | 43130312183 | 1 | 1 | 1 | 145 | 18 | 68 | 15935.7 |  | 37.2169 | -121.744 | 55393 | 1 | 95013
06085 | METCALF ENERGY CENTER | 55393_G_CTG2 | 13834111 | 84510013 | 76538612 | 110786414 |  | 221112 | 125 | 140 | 43130312183 | 3 | 2 | 1 | 145 | 18 | 68 | 15935.7 |  | 37.2169 | -121.744 | 55393 | 2 | 95013
06085 | METCALF ENERGY CENTER | 55393_G_STG1 | 13834111 | 84510213 | 76538712 | 110786614a |  | 221112 | 125 | 140 | 43130312183 | 1 | 1 | 1 | 145 | 18 | 68 | 15935.7 |  | 37.2169 | -121.744 | 55393 | 1 | 95013
28027 | Clarksdale Public Utilities, Crossroads Energy Center | 55395_G_CT01 | 7181411 | 14339413 | 14085312 | 24973514 |  | 221112 | 125 | 120 | 2802700079 | 001 | 1 | 1 | 56 | 14.4 | 971 | 28143.1 | 174 | 34.1833 | -90.5628 | 55395 | CT01 | 38614
28027 | Clarksdale Public Utilities, Crossroads Energy Center | 55395_G_CT02 | 7181411 | 14339313 | 14085712 | 24973614 |  | 221112 | 125 | 120 | 2802700079 | 002 | 2 | 1 | 56 | 14.4 | 971 | 28143.1 | 174 | 34.1833 | -90.5628 | 55395 | CT02 | 38614
28027 | Clarksdale Public Utilities, Crossroads Energy Center | 55395_G_CT03 | 7181411 | 14339213 | 14085812 | 24973714 |  | 221112 | 125 | 120 | 2802700079 | 003 | 3 | 1 | 56 | 14.4 | 971 | 28143.1 | 174 | 34.1833 | -90.5628 | 55395 | CT03 | 38614
28027 | Clarksdale Public Utilities, Crossroads Energy Center | 55395_G_CT04 | 7181411 | 14339113 | 14085612 | 24973814 |  | 221112 | 125 | 120 | 2802700079 | 004 | 4 | 1 | 56 | 14.4 | 971 | 28143.1 | 174 | 34.1833 | -90.5628 | 55395 | CT04 | 38614
39167 | Washington Energy Facility (0684000212) | 55397_G_CT1 | 9213011 | 55703313 | 68492512 | 100911414 |  | 221112 | 125 | 120 | 0684000212 | P001 | 152123 | 20100201 | 140 | 18 | 228 | 17040.5 |  | 39.5825 | -81.6489 | 55397 | CT1 | 45715-1329
39167 | Washington Energy Facility (0684000212) | 55397_G_CT2 | 9213011 | 55703413 | 68493012 | 100911514 |  | 221112 | 125 | 120 | 0684000212 | P002 | 152124 | 20100201 | 140 | 18 | 228 | 17040.5 |  | 39.5825 | -81.6489 | 55397 | CT2 | 45715-1329
39167 | Washington Energy Facility (0684000212) | 55397_G_ST1 | 9213011 | ORISST1 | ORISST1 | 55397_G_ST1 |  | 221112 | 125 | 999 |  |  |  |  | 55 | 36 | 100 | 25926.6 |  | 39.5825 | -81.6489 | 55397 | ST1 | 45715-1329
06029 | ELK HILLS POWER LLC | 55400_G_CTG1 | 10295611 | 58291813 | 50405212 | 68461714 |  | 221118 | 125 | 120 | 1514303523 | 1 | 1 | 1 |  |  | 68 | 83.3 | 61.9 | 35.2802 | -119.4699 | 55400 | CTG-1 | 93276
06029 | ELK HILLS POWER LLC | 55400_G_CTG2 | 10295611 | 58291913 | 50345612 | 68461814 |  | 221118 | 125 | 120 | 1514303523 | 2 | 2 | 1 |  |  | 68 | 83.3 | 61.9 | 35.2802 | -119.4699 | 55400 | CTG-2 | 93276
06029 | ELK HILLS POWER LLC | 55400_G_STG | 10295611 | ORISSTG | ORISSTG | 55400_G_STG |  | 221118 | 125 | 680 | [6 empty] | 68 | 83.3 |  | 35.2802 | -119.4699 | 55400 | STG | 93276
39163 | Rolling Hills Generating, LLC (0682000057) | 55401_G_CT1 | 9216611 | 55668813 | 68488912 | 150412614 |  | 221112 | 125 | 120 | 0682000057 | P001 | 151430 | 20100201 | 141 | 18 | 203 | 17583.3 |  | 39.0862 | -82.3334 | 55401 | CT-1 | 45695
39163 | Rolling Hills Generating, LLC (0682000057) | 55401_G_CT2 | 9216611 | 55668913 | 68489112 | 150412714 |  | 221112 | 125 | 120 | 0682000057 | P002 | 151432 | 20100201 | 141 | 18 | 203 | 17583.3 |  | 39.0858 | -82.3335 | 55401 | CT-2 | 45695
39163 | Rolling Hills Generating, LLC (0682000057) | 55401_G_CT3 | 9216611 | 55669013 | 68489212 | 150412814 |  | 221112 | 125 | 120 | 0682000057 | P003 | 151434 | 20100201 | 63 | 24 | 1150 | 40000 |  | 39.0854 | -82.3329 | 55401 | CT-3 | 45695
39163 | Rolling Hills Generating, LLC (0682000057) | 55401_G_CT4 | 9216611 | 55669113 | 68489312 | 100907914 |  | 221112 | 125 | 120 | 0682000057 | P004 | 151435 | 20100201 | 141 | 18 | 203 | 17583.3 |  | 39.0847 | -82.3336 | 55401 | CT-4 | 45695
39163 | Rolling Hills Generating, LLC (0682000057) | 55401_G_CT5 | 9216611 | 55695813 | 68488712 | 150412914 |  | 221112 | 125 | 120 | 0682000057 | P005 | 151436 | 20100201 | 141 | 18 | 203 | 17583.3 |  | 39.0843 | -82.3336 | 55401 | CT-5 | 45695
22047 | Carville Energy LLC - Carville Energy Center | 55404_G_CTG1 | 5519911 | 80913313 | 72033312 | 104338414 |  | 221118 | 125 | 120 | 51854 | SR0001 | RP0001 | PR0001 | 200 | 19.2 | 216 | 17787.5 | 61.4 | 30.2312 | -91.0652 | 55404 | COG01 | 70776
22047 | Carville Energy LLC - Carville Energy Center | 55404_G_CTG2 | 5519911 | 80913213 | 72033112 | 104338314 |  | 221118 | 125 | 120 | 51854 | SR0002 | RP0002 | PR0002 | 200 | 19.2 | 216 | 17787.5 | 61.4 | 30.2309 | -91.0652 | 55404 | COG02 | 70776
22047 | Carville Energy LLC - Carville Energy Center | 55404_G_STG | 5519911 | ORISSTG | ORISSTG | 55404_G_STG |  | 221118 | 125 | 680 | [6 empty] | 104 |  | 33.1 | 30.2302 | -91.0654 | 55404 | STG | 70776
36039 | ATHENS GENERATING PLANT | 55405_G_CT1 | 9333711 | 64138613 | 58869012 | 88966414 |  | 221112 | 125 | 120 | 4192200055 | U00001 | 00001 | 1SGFP | 180 | 19 | 242 | 457.7 |  | 42.2719 | -73.8504 | 55405 | 1 | 12015
36039 | ATHENS GENERATING PLANT | 55405_G_CT2 | 9333711 | 64138713 | 58869112 | 88966714 |  | 221112 | 125 | 120 | 4192200055 | U00002 | 00002 | 2SGFP | 180 | 19 | 242 | 457.7 |  | 42.2719 | -73.8504 | 55405 | 2 | 12015
36039 | ATHENS GENERATING PLANT | 55405_G_CT3 | 9333711 | 64138813 | 58869212 | 88967014 |  | 221112 | 125 | 120 | 4192200055 | U00003 | 00003 | 3SGFP | 180 | 19 | 242 | 457.7 |  | 42.2719 | -73.8504 | 55405 | 3 | 12015
36039 | ATHENS GENERATING PLANT | 55405_G_ST1 | 9333711 | 64138613 | 58869012 | 88966414a |  | 221112 | 125 | 120 | 4192200055 | U00001 | 00001 | 1SGFP | 180 | 19 | 242 | 457.7 |  | 42.2719 | -73.8504 | 55405 | 1 | 12015
36039 | ATHENS GENERATING PLANT | 55405_G_ST2 | 9333711 | 64138713 | 58869112 | 88966714a |  | 221112 | 125 | 120 | 4192200055 | U00002 | 00002 | 2SGFP | 180 | 19 | 242 | 457.7 |  | 42.2719 | -73.8504 | 55405 | 2 | 12015
36039 | ATHENS GENERATING PLANT | 55405_G_ST3 | 9333711 | 64138813 | 58869212 | 88967014a |  | 221112 | 125 | 120 | 4192200055 | U00003 | 00003 | 3SGFP | 180 | 19 | 242 | 457.7 |  | 42.2719 | -73.8504 | 55405 | 3 | 12015
13103 | Effingham County Power, LLC | 55406_G_STG | 9736911 | ORISSTG | ORISSTG | 55406_G_STG |  | 221112 | 125 | 140 |  |  |  |  | 165 | 19 | 185 | 13700 | 43.9 | 32.2776 | -81.2844 | 55406 | STG | 31326
13103 | Effingham County Power, LLC | 55406_G_UNT1 | 9736911 | 57649213 | 94618812 | 136167914 |  | 221112 | 125 | 140 | 10300012 | CTG1 | CTG1 | CT1 | 165 | 19 | 185 | 13700 | 43.9 | 32.2772 | -81.2847 | 55406 | 1 | 31326
13103 | Effingham County Power, LLC | 55406_G_UNT2 | 9736911 | 57649313 | 94618712 | 136168014 |  | 221112 | 125 | 140 | 10300012 | CTG2 | CTG2 | CT2 | 165 | 19 | 185 | 13700 | 43.9 | 32.2776 | -81.2844 | 55406 | 2 | 31326
01015 | Calhoun Power Company I LLC Generating Station | 55409_G_CAL1 | 10569911 | 52269913 | 50938712 | 71808714 |  | 221112 | 125 | 120 | 0073 | X001A | 001A | 01 | 100 | 18 | 1116 | 39824.4 | 156.6 | 33.5866 | -85.9715 | 55409 | CT1 | 36260
01015 | Calhoun Power Company I LLC Generating Station | 55409_G_CAL2 | 10569911 | 52270013 | 50940912 | 71809614 |  | 221112 | 125 | 120 | 0073 | X001B | 001B | 01 | 100 | 18 | 1116 | 39824.4 | 156.6 | 33.5866 | -85.9715 | 55409 | CT2 | 36260
01015 | Calhoun Power Company I LLC Generating Station | 55409_G_CAL3 | 10569911 | 52270113 | 50941912 | 71810014 |  | 221112 | 125 | 120 | 0073 | X001C | 001C | 01 | 100 | 18 | 1116 | 39824.4 | 156.6 | 33.5866 | -85.9715 | 55409 | CT3 | 36260
01015 | Calhoun Power Company I LLC Generating Station | 55409_G_CAL4 | 10569911 | 52270213 | 50942912 | 71810314 |  | 221112 | 125 | 120 | 0073 | X001D | 001D | 01 | 100 | 18 | 1116 | 39824.4 | 156.6 | 33.5866 | -85.9715 | 55409 | CT4 | 36260
01123 | CER Generation LLC | 55411_G_HEC1 | 14803411 | 91070013 | 87193412 | 123535314 |  | 221112 | 125 | 140 | 0022 | X001A | X001A | 01 | 135 | 20 | 200 | 21233.3 | 67.6 | 32.9989 | -85.9017 | 55411 | CT1 | 35010
01123 | CER Generation LLC | 55411_G_HEC2 | 14803411 | 91070113 | 87193512 | 123535414 |  | 221112 | 125 | 140 | 0022 | X001B | X001B | 01 | 135 | 20 | 200 | 21233.3 | 67.6 | 32.9989 | -85.9017 | 55411 | CT2 | 35010
01123 | CER Generation LLC | 55411_G_HECS | 14803411 | 91070013 | 87193412 | 123535314a |  | 221112 | 125 | 140 | 0022 | X001A | X001A | 01 | 135 | 20 | 200 | 21233.3 | 67.6 | 32.9989 | -85.9017 | 55411 | CT1 | 35010
12105 | CALPINE CONSTRUCTION FINANCE COMPANY, LP | 55412_G_OEC1 | 9740311 | 57508013 | 49218612 | 68518314 |  | 2211 | 125 | 140 | 1050334 | 1 | 1 | 1 | 142 | 18.5 | 200 | 17018.3 | 63.3 | 28.0533 | -81.8119 | 55412 | CT1 | 33823 | ARP-0001&SLT-0001
12105 | CALPINE CONSTRUCTION FINANCE COMPANY, LP | 55412_G_OEC2 | 9740311 | 57508113 | 50416512 | 68462814 |  | 2211 | 125 | 140 | 1050334 | 2 | 2 | 1 | 142 | 18.5 | 200 | 17018.3 | 63.3 | 28.0533 | -81.8119 | 55412 | CT2 | 33823 | SLT-0001&ARP-0001
12105 | CALPINE CONSTRUCTION FINANCE COMPANY, LP | 55412_G_OECS | 9740311 | 57508013 | 49218612 | 68518314a |  | 2211 | 125 | 140 | 1050334 | 1 | 1 | 1 | 142 | 18.5 | 200 | 17018.3 | 63.3 | 28.0533 | -81.8119 | 55412 | CT1 | 33823 | ARP-0001&SLT-0001
12101 | SHADY HILLS POWER COMPANY, L.L.C. | 55414_G_G101 | 2712911 | 41363413 | 39448112 | 45890214 |  | 2211 | 125 | 120 | 1010373 | 1 | 1 | 2 | 60 | 22 | 1113 | 44083.3 | 116 | 28.3658 | -82.5589 | 55414 | GT101 | 34610 | SLT-0001
12101 | SHADY HILLS POWER COMPANY, L.L.C. | 55414_G_G201 | 2712911 | 41363313 | 39448212 | 45890414 |  | 2211 | 125 | 120 | 1010373 | 2 | 2 | 2 | 60 | 22 | 1113 | 44083.3 | 116 | 28.3658 | -82.5584 | 55414 | GT201 | 34610 | SLT-0001
12101 | SHADY HILLS POWER COMPANY, L.L.C. | 55414_G_G301 | 2712911 | 41363513 | 39448012 | 45890014 |  | 2211 | 125 | 120 | 1010373 | 3 | 3 | 2 | 60 | 22 | 1113 | 44083.3 | 116 | 28.3657 | -82.558 | 55414 | GT301 | 34610 | SLT-0001
12049 | VANDOLAH POWER COMPANY, LLC | 55415_G_G101 | 588511 | 46159113 | 43831012 | 48498614 |  | 2211 | 125 | 120 | 0490043 | 1 | 1 | 2 | 75 | 23 | 1113 | 44083.3 | 106.1 | 27.5228 | -81.9333 | 55415 | GT101 | 33873 | SLT-0001
12049 | VANDOLAH POWER COMPANY, LLC | 55415_G_G201 | 588511 | 46158613 | 43831212 | 48499614 |  | 2211 | 125 | 120 | 0490043 | 2 | 2 | 2 | 75 | 23 | 1113 | 44083.3 | 106.1 | 27.5228 | -81.9333 | 55415 | GT201 | 33873 | SLT-0001
12049 | VANDOLAH POWER COMPANY, LLC | 55415_G_G301 | 588511 | 46158713 | 43830912 | 48499414 |  | 2211 | 125 | 120 | 0490043 | 3 | 3 | 2 | 75 | 23 | 1113 | 44083.3 | 106.1 | 27.5228 | -81.9333 | 55415 | GT301 | 33873 | SLT-0001
12049 | VANDOLAH POWER COMPANY, LLC | 55415_G_G401 | 588511 | 46159013 | 43831312 | 48498814 |  | 2211 | 125 | 120 | 0490043 | 4 | 4 | 2 | 75 | 23 | 1113 | 44083.3 | 106.1 | 27.5228 | -81.9333 | 55415 | GT401 | 33873 | SLT-0001
17025 | AmerenUE | 55417_G_CT01 | 1945711 | 41586213 | 39656712 | 46047714 |  | 221112 | 125 | 120 | 025803AAD | 0002 | 0004 | 01 | 55 | 15 | 973 | 15533.3 |  | 38.7003 | -88.5392 | 55417 | CT-01 | 62839
17025 | AmerenUE | 55417_G_CT02 | 1945711 | 88610613 | 55940312 | 120284914 |  | 221112 | 125 | 120 | 025803AAD | 0005 | 0005 | 01 | 55 | 15 | 973 | 15533.3 |  | 38.6999 | -88.5392 | 55417 | CT-02 | 62839
17025 | AmerenUE | 55417_G_CT03 | 1945711 | 88610713 | 55940112 | 120285014 |  | 221112 | 125 | 120 | 025803AAD | 0006 | 0006 | 01 | 55 | 15 | 973 | 15533.3 |  | 38.6995 | -88.5392 | 55417 | CT-03 | 62839
17025 | AmerenUE | 55417_G_CT04 | 1945711 | 88610813 | 55940212 | 120285114 |  | 221112 | 125 | 120 | 025803AAD | 0007 | 0007 | 01 | 55 | 15 | 973 | 15533.3 |  | 38.6991 | -88.5392 | 55417 | CT-04 | 62839
05059 | Entergy Arkansas, Inc. - Hot Spring Plant | 55418_G_CT1 | 1119311 | 46771013 | 44381512 | 62633514 |  | 221112 | 125 | 140 | 0505900229 | 001 | 1 | 1 | 171 | 18 | 200 | 16998.5 | 66.8 | 34.2975 | -92.8682 | 55418 | CT-1 | 72104
05059 | Entergy Arkansas, Inc. - Hot Spring Plant | 55418_G_CT2 | 1119311 | 46771113 | 44381112 | 62633414 |  | 221112 | 125 | 140 | 0505900229 | 002 | 2 | 1 | 171 | 18 | 200 | 16998.5 | 66.8 | 34.2979 | -92.8682 | 55418 | CT-2 | 72104
05059 | Entergy Arkansas, Inc. - Hot Spring Plant | 55418_G_ST1 | 1119311 | 46771413 | 44381212 | 62633114 |  | 221112 | 125 | 100 | 0505900229 | 005 | 5 | 1 | 52 | 2.7 | 410 | 257.7 | 45 | 34.2962 | -92.8679 |  |  | 72104
22047 | The Dow Chemical Co - Louisiana Operations | 55419_G_G500 | 8467311 | 80135613 | 71258612 | 103463414 |  | 32519 | 129 | 120 | 1409 | SRYYYH | RPYYYH | PRYYYH | 150 | 20 | 208 | 17071.9 | 54.3 | 30.3211 | -91.2344 | 55419 | 500 | 70765
22047 | The Dow Chemical Co - Louisiana Operations | 55419_G_G600 | 8467311 | 80135913 | 71258212 | 103463714 |  | 32519 | 129 | 120 | 1409 | SRYYYI | RPYYYI | PRYYYI | 150 | 20 | 208 | 17071.9 | 54.3 | 30.3208 | -91.2346 | 55419 | 600 | 70765
22047 | The Dow Chemical Co - Louisiana Operations | 55419_G_G700 | 8467311 | 80135813 | 71258012 | 103463614 |  | 32519 | 129 | 120 | 1409 | SRYYYJ | RPYYYJ | PRYYYJ | 150 | 20 | 208 | 17071.9 | 54.3 | 30.3214 | -91.2341 | 55419 | 700 | 70765
22047 | The Dow Chemical Co - Louisiana Operations | 55419_G_G800 | 8467311 | 80135713 | 71258412 | 103463514 |  | 32519 | 129 | 120 | 1409 | SRYYYK | RPYYYK | PRYYYK | 150 | 20 | 208 | 17071.9 | 54.3 | 30.3218 | -91.2338 | 55419 | 800 | 70765
22047 | The Dow Chemical Co - Louisiana Operations | 55419_G_ST5 | 8467311 | 80135613 | 71258612 | 103463414a |  | 32519 | 129 | 120 | 1409 | SRYYYH | RPYYYH | PRYYYH | 150 | 20 | 208 | 17071.9 | 54.3 | 30.3211 | -91.2344 | 55419 | 500 | 70765
12027 | DESOTO COUNTY GENERATING COMPANY, LLC | 55422_G_DES1 | 901411 | 46573813 | 44255112 | 49061814 |  | 2211 | 125 | 120 | 0270016 | 1 | 1 | 2 | 75 | 23 | 1113 | 44100 | 106.1 | 27.2258 | -81.8103 | 55422 | CT1 | 34266 | SLT-0001&ARP-0001
12027 | DESOTO COUNTY GENERATING COMPANY, LLC | 55422_G_DES2 | 901411 | 46573713 | 44255012 | 49062014 |  | 2211 | 125 | 120 | 0270016 | 2 | 2 | 2 | 75 | 23 | 1113 | 44100 | 106.1 | 27.2258 | -81.8103 | 55422 | CT2 | 34266 | SLT-0001&ARP-0001
22001 | Bayou Cove Peaking Power LLC NRG - S Central Operation - Bayou Cove Peaking Powe | 55433_G_0001 | 7368411 | 80131613 | 71254712 | 103459414 |  | 221112 | 125 | 120 | 92706 | SCTG1 | RCTG1 | PCTG1G | 56 | 14.8 | 1003 | 25950 | 151 | 30.2808 | -92.5997 | 55433 | CTG-1 | 70546
22001 | Bayou Cove Peaking Power LLC NRG - S Central Operation - Bayou Cove Peaking Powe | 55433_G_0002 | 7368411 | 80132113 | 71254912 | 103459914 |  | 221112 | 125 | 120 | 92706 | SCTG2 | RCTG2 | PCTG2G | 56 | 14.8 | 1003 | 25950 | 151 | 30.2814 | -92.5997 | 55433 | CTG-2 | 70546
22001 | Bayou Cove Peaking Power LLC NRG - S Central Operation - Bayou Cove Peaking Powe | 55433_G_0003 | 7368411 | 80131713 | 71254612 | 103459514 |  | 221112 | 125 | 120 | 92706 | SCTG3 | RCTG3 | PCTG3G | 56 | 14.8 | 1003 | 25950 | 151 | 30.2817 | -92.5997 | 55433 | CTG-3 | 70546
22001 | Bayou Cove Peaking Power LLC NRG - S Central Operation - Bayou Cove Peaking Powe | 55433_G_0004 | 7368411 | 80131913 | 71255312 | 103459714 |  | 221112 | 125 | 120 | 92706 | SCTG4 | RCTG4 | PCTG4G | 56 | 14.8 | 1003 | 25950 | 151 | 30.2814 | -92.5997 | 55433 | CTG-4 | 70546
17031 | Elgin Energy Center | 55438_G_CT01 | 9723111 | 53530213 | 52023512 | 71810814 |  | 221112 | 125 | 120 | 031438ABC | 0001 | 0001 | 01 | 51 | 24.2 | 951 | 3050 |  | 41.9996 | -88.2437 | 55438 | CT01 | 60120
17031 | Elgin Energy Center | 55438_G_CT02 | 9723111 | 88706213 | 54921812 | 120384814 |  | 221112 | 125 | 120 | 031438ABC | 0002 | 0002 | 01 | 51 | 24.2 | 951 | 3050 |  | 41.9996 | -88.2443 | 55438 | CT02 | 60120
17031 | Elgin Energy Center | 55438_G_CT03 | 9723111 | 88706113 | 54921912 | 120384714 |  | 221112 | 125 | 120 | 031438ABC | 0003 | 0003 | 01 | 51 | 24.2 | 951 | 3050 |  | 41.9996 | -88.2449 | 55438 | CT03 | 60120
17031 | Elgin Energy Center | 55438_G_CT04 | 9723111 | 88706313 | 54921712 | 120384914 |  | 221112 | 125 | 120 | 031438ABC | 0004 | 0004 | 01 | 51 | 24.2 | 951 | 3050 |  | 41.9997 | -88.2455 | 55438 | CT04 | 60120
51065 | Tenaska Virginia Partners, L.P. | 55439_G_CTG1 | 9078811 | 58376613 | 49218512 | 71026014 |  | 221112 | 125 | 120 | 40995 | 1 | 1 | 2 | 131 | 18 | 180 | 16350 | 64.3 | 37.8111 | -78.4744 | 55439 | CTGDB1 | 24590
51065 | Tenaska Virginia Partners, L.P. | 55439_G_CTG2 | 9078811 | 58376813 | 50410412 | 71025814 |  | 221112 | 125 | 120 | 40995 | 3 | 2 | 2 | 131 | 18 | 180 | 16350 | 64.3 | 37.8111 | -78.4744 | 55439 | CTGDB2 | 24590
51065 | Tenaska Virginia Partners, L.P. | 55439_G_CTG3 | 9078811 | 58388513 | 50108112 | 68501014 |  | 221112 | 125 | 120 | 40995 | 5 | 3 | 1 | 131 | 18 | 180 | 16350 | 64.3 | 37.8111 | -78.4744 | 55439 | CTGDB3 | 24590
51065 | Tenaska Virginia Partners, L.P. | 55439_G_STG1 | 9078811 | 58376613 | 49218512 | 71026014a |  | 221112 | 125 | 120 | 40995 | 1 | 1 | 2 | 131 | 18 | 180 | 16350 | 64.3 | 37.8111 | -78.4744 | 55439 | CTGDB1 | 24590
01001 | Tenaska Central Alabama Gen Station | 55440_G_CTG1 | 10708711 | 58649613 | 54327012 | 76997514 |  | 221112 | 125 | 140 | 0009 | X001A | 001A | 01 | 175 | 18 | 180 | 17193.3 | 67.6 | 32.6489 | -86.7388 | 55440 | CTGDB1 | 36006
01001 | Tenaska Central Alabama Gen Station | 55440_G_CTG2 | 10708711 | 58649713 | 54373012 | 76997614 |  | 221112 | 125 | 140 | 0009 | X001B | 001B | 01 | 175 | 18 | 180 | 17193.3 | 67.6 | 32.6489 | -86.7388 | 55440 | CTGDB2 | 36006
01001 | Tenaska Central Alabama Gen Station | 55440_G_CTG3 | 10708711 | 58649813 | 54466712 | 76997714 |  | 221112 | 125 | 140 | 0009 | X001C | 001C | 01 | 175 | 18 | 180 | 17193.3 | 67.6 | 32.6489 | -86.7388 | 55440 | CTGDB3 | 36006
01001 | Tenaska Central Alabama Gen Station | 55440_G_ST1 | 10708711 | ORISST1 | ORISST1 | 55440_G_ST1 |  | 221112 | 125 | 680 | [9 empty] | 32.65 | -86.7383 | 55440 | ST1 | 36006
29019 | COLUMBIA ENERGY CENTER-PEABODY ROAD | 55447_G_CT01 | 6345611 | 15427813 | 15094112 | 25254114 |  | 221112 | 125 | 120 | 0105 | 1 | 47495 | 1 | 46 | 11 | 974 |  | 138.5 | 39.0179 | -92.2613 |  |  | 65203
29019 | COLUMBIA ENERGY CENTER-PEABODY ROAD | 55447_G_CT02 | 6345611 | 15427813 | 15094112 | 25254114a |  | 221112 | 125 | 120 | 0105 | 1 | 47495 | 1 | 46 | 11 | 974 |  | 138.5 | 39.0179 | -92.2613 |  |  | 65203
29019 | COLUMBIA ENERGY CENTER-PEABODY ROAD | 55447_G_CT03 | 6345611 | 15427813 | 15094112 | 25254114b |  | 221112 | 125 | 120 | 0105 | 1 | 47495 | 1 | 46 | 11 | 974 |  | 138.5 | 39.0179 | -92.2613 |  |  | 65203
29019 | COLUMBIA ENERGY CENTER-PEABODY ROAD | 55447_G_CT04 | 6345611 | 15427813 | 15094112 | 25254114c |  | 221112 | 125 | 120 | 0105 | 1 | 47495 | 1 | 46 | 11 | 974 |  | 138.5 | 39.0179 | -92.2613 |  |  | 65203
28009 | TVA Magnolia Combined Cycle | 55451_G_CTG1 | 7037011 | 14200613 | 13983212 | 24760114 |  | 221112 | 125 | 120 | 2800900019 | 001 | 1 | 1 | 131 | 18 | 170 | 17218.8 | 67.7 | 34.8356 | -89.2018 | 55451 | CTG-1 | 38603
28009 | TVA Magnolia Combined Cycle | 55451_G_CTG2 | 7037011 | 14200513 | 13983112 | 24760214 |  | 221112 | 125 | 120 | 2800900019 | 002 | 2 | 1 | 131 | 18 | 170 | 17218.8 | 67.7 | 34.8356 | -89.2018 | 55451 | CTG-2 | 38603
28009 | TVA Magnolia Combined Cycle | 55451_G_CTG3 | 7037011 | 14201713 | 13983012 | 24862914 |  | 221112 | 125 | 120 | 2800900019 | 003 | 3 | 1 | 131 | 18 | 170 | 17218.8 | 67.7 | 34.8356 | -89.2018 | 55451 | CTG-3 | 38603
28009 | TVA Magnolia Combined Cycle | 55451_G_STG1 | 7037011 | 14200613 | 13983212 | 24760114a |  | 221112 | 125 | 120 | 2800900019 | 001 | 1 | 1 | 131 | 18 | 170 | 17218.8 | 67.7 | 34.8356 | -89.2018 | 55451 | CTG-1 | 38603
28009 | TVA Magnolia Combined Cycle | 55451_G_STG2 | 7037011 | 14200513 | 13983112 | 24760214a |  | 221112 | 125 | 120 | 2800900019 | 002 | 2 | 1 | 131 | 18 | 170 | 17218.8 | 67.7 | 34.8356 | -89.2018 | 55451 | CTG-2 | 38603
28009 | TVA Magnolia Combined Cycle | 55451_G_STG3 | 7037011 | 14201713 | 13983012 | 24862914a |  | 221112 | 125 | 120 | 2800900019 | 003 | 3 | 1 | 131 | 18 | 170 | 17218.8 | 67.7 | 34.8356 | -89.2018 | 55451 | CTG-3 | 38603
08041 | FOUNTAIN VALLEY POWER - BOCA RATON | 55453_G_S1 | 4385111 | 36325313 | 34582612 | 50810514 |  | 221112 | 125 | 120 | CO0000000804100 | 041-0897-001 | 041-0897-S001 | 041-0897-001-01 | 45 | 10 | 841 |  | 124.3 | 38.5594 | -104.6914 | 55453 | 1 | 81008
08041 | FOUNTAIN VALLEY POWER - BOCA RATON | 55453_G_S2 | 4385111 | 68597313 | 62963812 | 94539114 |  | 221112 | 125 | 120 | CO0000000804100 | 041-0897-002 | 041-0897-S002 | 041-0897-002-01 | 45 | 10 | 841 |  | 124.3 | 38.5569 | -104.6875 | 55453 | 2 | 81008
08041 | FOUNTAIN VALLEY POWER - BOCA RATON | 55453_G_S3 | 4385111 | 68597413 | 62963912 | 94539214 |  | 221112 | 125 | 120 | CO0000000804100 | 041-0897-003 | 041-0897-S003 | 041-0897-003-01 | 45 | 10 | 850 |  | 124.3 | 38.5569 | -104.6875 | 55453 | 3 | 81008
08041 | FOUNTAIN VALLEY POWER - BOCA RATON | 55453_G_S4 | 4385111 | 68597513 | 62964012 | 94539314 |  | 221112 | 125 | 120 | CO0000000804100 | 041-0897-004 | 041-0897-S004 | 041-0897-004-01 | 45 | 10 | 841 |  | 124.3 | 38.5569 | -104.6875 | 55453 | 4 | 81008
08041 | FOUNTAIN VALLEY POWER - BOCA RATON | 55453_G_S5 | 4385111 | 68597613 | 62964112 | 94539414 |  | 221112 | 125 | 120 | CO0000000804100 | 041-0897-005 | 041-0897-S005 | 041-0897-005-01 | 45 | 10 | 841 |  | 124.3 | 38.5569 | -104.6875 | 55453 | 5 | 81008
08041 | FOUNTAIN VALLEY POWER - BOCA RATON | 55453_G_S6 | 4385111 | 68597713 | 62964212 | 94539514 |  | 221112 | 125 | 120 | CO0000000804100 | 041-0897-006 | 041-0897-S006 | 041-0897-006-01 | 45 | 10 | 841 |  | 124.3 | 38.5569 | -104.6875 | 55453 | 6 | 81008
04013 | Redhawk Generating Facility | 55455_G_CT1A | 545911 | 48317613 | 45806112 | 62306514 |  | 221112 | 125 | 120 | 42956 | 1 | 1 | 1001 | 175 | 18 | 198 | 17176.6 | 67.5 | 33.3392 | -112.838 | 55455 | CC1A | 85322
04013 | Redhawk Generating Facility | 55455_G_CT1B | 545911 | 48318013 | 45806412 | 62306114 |  | 221112 | 125 | 120 | 42956 | 2 | 2 | 2002 | 175 | 18 | 198 | 17176.6 | 67.5 | 33.3392 | -112.838 | 55455 | CC1B | 85322
04013 | Redhawk Generating Facility | 55455_G_CT2A | 545911 | 48318413 | 45806212 | 62305714 |  | 221112 | 125 | 120 | 42956 | 3 | 3 | 3003 | 175 | 18 | 198 | 17176.6 | 67.5 | 33.3392 | -112.838 | 55455 | CC2A | 85322
04013 | Redhawk Generating Facility | 55455_G_CT2B | 545911 | 48317513 | 45806012 | 62306614 |  | 221112 | 125 | 120 | 42956 | 4 | 4 | 4004 | 175 | 18 | 198 | 17176.6 | 67.5 | 33.3392 | -112.838 | 55455 | CC2B | 85322
04013 | Redhawk Generating Facility | 55455_G_ST1 | 545911 | 48318013 | 45806412 | 62306114a |  | 221112 | 125 | 120 | 42956 | 2 | 2 | 2002 | 175 | 18 | 198 | 17176.6 | 67.5 | 33.3392 | -112.838 | 55455 | CC1B | 85322
04013 | Redhawk Generating Facility | 55455_G_ST2 | 545911 | 48317513 | 45806012 | 62306614a |  | 221112 | 125 | 120 | 42956 | 4 | 4 | 4004 | 175 | 18 | 198 | 17176.6 | 67.5 | 33.3392 | -112.838 | 55455 | CC2B | 85322
40087 | MCCLAIN ENGRY FACLTY | 55457_G_CT1 | 882511 | 47401613 | 44953312 | 17060614 |  | 221112 | 125 | 120 | 3694 | 17138 | 175 | 59873 | 157 | 18 | 182 | 14859.3 | 58.4 | 35.2958 | -97.5894 | 55457 | CT1 | 73065
40087 | MCCLAIN ENGRY FACLTY | 55457_G_CT2 | 882511 | 47401513 | 44953112 | 17060714 |  | 221112 | 125 | 120 | 3694 | 17139 | 180 | 59874 | 157 | 18 | 182 | 14859.3 | 58.4 | 35.2958 | -97.5889 | 55457 | CT2 | 73065
40087 | MCCLAIN ENGRY FACLTY | 55457_G_ST1 | 882511 | 47401413 | 44953212 | 17060814 |  | 221112 | 125 | 100 | 3694 | 17140 | 185 | 59875 | 54 | 2 | 404 | 100.4 | 32 | 35.2958 | -97.59 |  |  | 73065
40109 | REDBUD PWR PLT | 55463_G_CT01 | 9219711 | 57748313 | 51658012 | 73745814 |  | 221112 | 125 | 120 | 4240 | 20263 | 20367 | 60214 | 190 | 18 | 170 | 15497.2 | 60.9 | 35.6868 | -97.2241 | 55463 | CT-01 | 73054
40109 | REDBUD PWR PLT | 55463_G_CT02 | 9219711 | 57748413 | 51658112 | 73745914 |  | 221112 | 125 | 120 | 4240 | 20264 | 20368 | 60215 | 190 | 18 | 170 | 15497.2 | 60.9 | 35.6863 | -97.2243 | 55463 | CT-02 | 73054
40109 | REDBUD PWR PLT | 55463_G_CT03 | 9219711 | 57748513 | 51658212 | 73746014 |  | 221112 | 125 | 120 | 4240 | 20265 | 20369 | 60216 | 190 | 18 | 170 | 15497.2 | 60.9 | 35.6858 | -97.2245 | 55463 | CT-03 | 73054
40109 | REDBUD PWR PLT | 55463_G_CT04 | 9219711 | 57748613 | 51658312 | 73746114 |  | 221112 | 125 | 120 | 4240 | 20266 | 20370 | 60217 | 190 | 18 | 170 | 15497.2 | 60.9 | 35.6853 | -97.2248 | 55463 | CT-04 | 73054
40109 | REDBUD PWR PLT | 55463_G_ST01 | 9219711 | 57748313 | 51658012 | 73745814a |  | 221112 | 125 | 120 | 4240 | 20263 | 20367 | 60214 | 190 | 18 | 170 | 15497.2 | 60.9 | 35.6868 | -97.2241 | 55463 | CT-01 | 73054
40109 | REDBUD PWR PLT | 55463_G_ST02 | 9219711 | 57748413 | 51658112 | 73745914a |  | 221112 | 125 | 120 | 4240 | 20264 | 20368 | 60215 | 190 | 18 | 170 | 15497.2 | 60.9 | 35.6863 | -97.2243 | 55463 | CT-02 | 73054
40109 | REDBUD PWR PLT | 55463_G_ST03 | 9219711 | 57748513 | 51658212 | 73746014a |  | 221112 | 125 | 120 | 4240 | 20265 | 20369 | 60216 | 190 | 18 | 170 | 15497.2 | 60.9 | 35.6858 | -97.2245 | 55463 | CT-03 | 73054
40109 | REDBUD PWR PLT | 55463_G_ST04 | 9219711 | 57748613 | 51658312 | 73746114a |  | 221112 | 125 | 120 | 4240 | 20266 | 20370 | 60217 | 190 | 18 | 170 | 15497.2 | 60.9 | 35.6853 | -97.2248 | 55463 | CT-04 | 73054
48201 | DEER PARK ENERGY CENTER | 55464_G_CTG1 | 6509911 | 17460713 | 16984012 | 9195214 |  | 221121 | 125 | 120 | 1536 | 000001 | 000001 | 000001 | 140 | 12 | 570 |  | 55.2 | 29.7136 | -95.1352 | 55464 | CTG1 | 77536
48201 | DEER PARK ENERGY CENTER | 55464_G_CTG2 | 6509911 | 17460813 | 16984512 | 9195114 |  | 221121 | 125 | 120 | 1536 | 000002 | 000002 | 000003 | 140 | 12 | 570 |  | 55.2 | 29.7136 | -95.1348 | 55464 | CTG2 | 77536
48201 | DEER PARK ENERGY CENTER | 55464_G_CTG3 | 6509911 | 17460913 | 16984612 | 9195014 |  | 221121 | 125 | 120 | 1536 | 000003 | 000003 | 000005 | 140 | 12 | 570 |  | 55.2 | 29.7136 | -95.1343 | 55464 | CTG3 | 77536
48201 | DEER PARK ENERGY CENTER | 55464_G_CTG4 | 6509911 | 17461013 | 16984312 | 9194914 |  | 221121 | 125 | 120 | 1536 | 000004 | 000004 | 000007 | 140 | 12 | 570 |  | 55.2 | 29.7136 | -95.1336 | 55464 | CTG4 | 77536
48201 | DEER PARK ENERGY CENTER | 55464_G_CTG6 | 6509911 | ORISCTG6 | ORISCTG6 | 55464_G_CTG6 |  | 221121 | 125 | 350 | [9 empty] | 29.7121 | -95.1356 | 55464 | CTG6 | 77536
48201 | DEER PARK ENERGY CENTER | 55464_G_STG1 | 6509911 | ORISSTG1 | ORISSTG1 | 55464_G_STG1 |  | 221121 | 125 | 350 | [9 empty] | 29.7121 | -95.1356 | 55464 | STG1 | 77536
22073 | Entergy Arkansas Inc/Entergy Gulf States LA LLC - Ouachita Power Generating Plan | 55467_G_CTG1 | 7205111 | 87201513 | 83354612 | 118034914 |  | 221112 | 125 | 120 | 83613 | SR0002 | RP0002 | PR0002 | 150 | 18 | 190 | 17812.8 | 70 | 32.7059 | -92.0673 | 55467 | CTGEN1 | 71280
22073 | Entergy Arkansas Inc/Entergy Gulf States LA LLC - Ouachita Power Generating Plan | 55467_G_CTG2 | 7205111 | 87201313 | 83354912 | 118034714 |  | 221112 | 125 | 120 | 83613 | SR0003 | RP0003 | PR0003 | 150 | 18 | 190 | 17812.8 | 70 | 32.7063 | -92.0686 | 55467 | CTGEN2 | 71280
22073 | Entergy Arkansas Inc/Entergy Gulf States LA LLC - Ouachita Power Generating Plan | 55467_G_CTG3 | 7205111 | 87201413 | 83354112 | 118034814 |  | 221112 | 125 | 120 | 83613 | SR0004 | RP0004 | PR0004 | 150 | 18 | 190 | 17812.8 | 70 | 32.7063 | -92.0686 | 55467 | CTGEN3 | 71280
22073 | Entergy Arkansas Inc/Entergy Gulf States LA LLC - Ouachita Power Generating Plan | 55467_G_STG1 | 7205111 | 87201513 | 83354612 | 118034914a |  | 221112 | 125 | 120 | 83613 | SR0002 | RP0002 | PR0002 | 150 | 18 | 190 | 17812.8 | 70 | 32.7059 | -92.0673 | 55467 | CTGEN1 | 71280
22073 | Entergy Arkansas Inc/Entergy Gulf States LA LLC - Ouachita Power Generating Plan | 55467_G_STG2 | 7205111 | 87201313 | 83354912 | 118034714a |  | 221112 | 125 | 120 | 83613 | SR0003 | RP0003 | PR0003 | 150 | 18 | 190 | 17812.8 | 70 | 32.7063 | -92.0686 | 55467 | CTGEN2 | 71280
22073 | Entergy Arkansas Inc/Entergy Gulf States LA LLC - Ouachita Power Generating Plan | 55467_G_STG3 | 7205111 | 87201413 | 83354112 | 118034814a |  | 221112 | 125 | 120 | 83613 | SR0004 | RP0004 | PR0004 | 150 | 18 | 190 | 17812.8 | 70 | 32.7063 | -92.0686 | 55467 | CTGEN3 | 71280
48167 | SOUTH HOUSTON GREEN POWER SITE | 55470_G_ST1 | 9132111 | 57493213 | 51482612 | 74253614 |  | 221121 | 125 | 120 | 147 | 000001 | 000001 | 000001 | 125 | 10 | 300 |  | 63 | 29.3776 | -94.9333 | 55470 | EPN801 | 77590
48167 | Green Power 2 | 55470_G_ST805 | 9132111 | 57493713 | 51648212 | 75398814 |  | 221121 | 125 | 100 | 0 | 0 | 0 | 12 | 100 | 6.5 | 326 |  | 63.5 | 29.3773 | -94.9223 | 55470 | ST805 | 77590 | R63-0083
48167 | SOUTH HOUSTON GREEN POWER SITE | 55470_G_TR1 | 9132111 | 57493213 | 51482612 | 74253614a |  | 221121 | 125 | 120 | 147 | 000001 | 000001 | 000001 | 125 | 10 | 300 |  | 63 | 29.3776 | -94.9333 | 55470 | EPN801 | 77590
48167 | SOUTH HOUSTON GREEN POWER SITE | 55470_G_TR2 | 9132111 | 57493313 | 51588812 | 75533114 |  | 221121 | 125 | 120 | 147 | 000002 | 000002 | 000002 | 125 | 10 | 300 |  | 63 | 29.3776 | -94.9328 | 55470 | EPN802 | 77590
48167 | SOUTH HOUSTON GREEN POWER SITE | 55470_G_TR3 | 9132111 | 57493413 | 51665012 | 75560114 |  | 221121 | 125 | 120 | 147 | 000003 | 000003 | 000003 | 125 | 10 | 300 |  | 63 | 29.3777 | -94.9323 | 55470 | EPN803 | 77590
56005 | Neil Simpson Two | 55477_G_GT2 | 7844911 | 72201713 | 66325412 | 99952714 |  | 221112 | 125 | 120 | 00134 | 2338 | 2338 | 2338 | 60 | 9 | 840 | 9796.1 | 154 | 44.2847 | -105.378 | 55477 | CT2 | 82716
46103 | Black Hills Corporation (Lange) | 55478_G_0001 | 15649011 | 99817013 | 96696412 | 139610114 |  | 335312 |  | 120 | 28.0802-02 | 1 | 1 | 1 | 65 | 11.4 | 650 |  | 61.9 | 44.1138 | -103.2675 | 55478 | CT1 | 57709
56005 | WYGEN Station I | 55479_B_3 | 12810911 | 68390313 | 62770912 | 94274514 |  | 221112 | 125 | 100 | 00958 | 2759 | 2759 | 2759 | 295 | 9.25 | 155 | 4416.8 | 90 | 44.2858 | -105.384 | 55479 | 001 | 82716 | 63UUUUU
48257 | FORNEY ELECTRIC GENERATING FACILITY | 55480_G_ST1 | 9146511 | ORISST1 | ORISST1 | 55480_G_ST1 |  | 221122 | 125 | 120 |  |  |  |  | 142 | 20 | 500 |  | 54 | 32.7557 | -96.4918 | 55480 | ST1 | 75126
48257 | FORNEY ELECTRIC GENERATING FACILITY | 55480_G_ST2 | 9146511 | ORISST2 | ORISST2 | 55480_G_ST2 |  | 221122 | 125 | 120 |  |  |  |  | 142 | 20 | 500 |  | 54 | 32.7557 | -96.4918 | 55480 | ST2 | 75126
48257 | FORNEY ELECTRIC GENERATING FACILITY | 55480_G_U1 | 9146511 | 57544813 | 51482712 | 74252214 |  | 221122 | 125 | 120 | 680 | 000001 | 000001 | 000001 | 142 | 20 | 500 |  | 54 | 32.7576 | -96.4908 | 55480 | U1 | 75126
48257 | FORNEY ELECTRIC GENERATING FACILITY | 55480_G_U2 | 9146511 | 57544913 | 51588912 | 75532014 |  | 221122 | 125 | 120 | 680 | 000002 | 000002 | 000002 | 142 | 20 | 500 |  | 54 | 32.7573 | -96.4909 | 55480 | U2 | 75126
48257 | FORNEY ELECTRIC GENERATING FACILITY | 55480_G_U3 | 9146511 | 57545013 | 51665112 | 75509814 |  | 221122 | 125 | 120 | 680 | 000003 | 000003 | 000003 | 142 | 20 | 500 |  | 54 | 32.757 | -96.4911 | 55480 | U3 | 75126
48257 | FORNEY ELECTRIC GENERATING FACILITY | 55480_G_U4 | 9146511 | 57545113 | 51720712 | 75595114 |  | 221122 | 125 | 120 | 680 | 000004 | 000004 | 000004 | 142 | 20 | 500 |  | 54 | 32.7563 | -96.4914 | 55480 | U4 | 75126
48257 | FORNEY ELECTRIC GENERATING FACILITY | 55480_G_U5 | 9146511 | 57545213 | 51773412 | 75622014 |  | 221122 | 125 | 120 | 680 | 000005 | 000005 | 000005 | 142 | 20 | 500 |  | 54 | 32.756 | -96.4916 | 55480 | U5 | 75126
48257 | FORNEY ELECTRIC GENERATING FACILITY | 55480_G_U6 | 9146511 | 57545313 | 51823412 | 75686714 |  | 221122 | 125 | 120 | 680 | 000006 | 000006 | 000006 | 142 | 20 | 500 |  | 54 | 32.7557 | -96.4918 | 55480 | U6 | 75126
04013 | Mesquite Generating Station | 55481_G_GT1 | 10704311 | 58618813 | 54310312 | 77224214 |  | 221112 | 125 | 120 | 44186 | 1 | 1 | 1001 | 170 | 18 | 187 | 12111.7 | 47.6 | 33.3484 | -112.8652 | 55481 | 1 | 85322
04013 | Mesquite Generating Station | 55481_G_GT2 | 10704311 | 58618913 | 54297712 | 77226614 |  | 221112 | 125 | 120 | 44186 | 2 | 2 | 2002 | 170 | 18 | 187 | 12510.6 | 49.2 | 33.3484 | -112.8652 | 55481 | 2 | 85322
04013 | Mesquite Generating Station | 55481_G_GT3 | 10704311 | 58713613 | 54286412 | 77155814 |  | 221112 | 125 | 120 | 44186 | 5 | 5 | 5005 | 170 | 18 | 187 | 12730.5 | 50 | 33.3484 | -112.8652 | 55481 | 5 | 85322
04013 | Mesquite Generating Station | 55481_G_GT4 | 10704311 | 58713713 | 54364412 | 77157214 |  | 221112 | 125 | 120 | 44186 | 6 | 6 | 6006 | 170 | 18 | 187 | 12902.1 | 50.7 | 33.3484 | -112.8652 | 55481 | 6 | 85322
04013 | Mesquite Generating Station | 55481_G_ST1 | 10704311 | 58618813 | 54310312 | 77224214a |  | 221112 | 125 | 120 | 44186 | 1 | 1 | 1001 | 170 | 18 | 187 | 12111.7 | 47.6 | 33.3484 | -112.8652 | 55481 | 1 | 85322
04013 | Mesquite Generating Station | 55481_G_ST2 | 10704311 | 58713613 | 54286412 | 77155814a |  | 221112 | 125 | 120 | 44186 | 5 | 5 | 5005 | 170 | 18 | 187 | 12730.5 | 50 | 33.3484 | -112.8652 | 55481 | 5 | 85322
53039 | Goldendale Generating Station | 55482_G_G1 | 9091411 | 55096213 | 51087212 | 71317214 |  | 221112 | 125 | 120 | 62 | 388 | 738 | 1750 | 150 | 18 | 175 | 17549 | 69 | 45.8106 | -120.834 | 55482 | CT-1 | 98620
53039 | Goldendale Generating Station | 55482_G_G2 | 9091411 | 55096213 | 51087212 | 71317214a |  | 221112 | 125 | 120 | 62 | 388 | 738 | 1750 | 150 | 18 | 175 | 17549 | 69 | 45.8106 | -120.834 | 55482 | CT-1 | 98620
17147 | Ameren Services | 55496_G_CT01 | 9686711 | 53829513 | 52230312 | 71314914 |  | 221112 | 125 | 120 | 147803AAC | 0001 | 0001 | 01 | 55 | 15 | 973 | 15533.3 |  | 40.1069 | -88.5994 | 55496 | CT-01 | 61856
17147 | Ameren Services | 55496_G_CT02 | 9686711 | 88686913 | 55650012 | 120365214 |  | 221112 | 125 | 120 | 147803AAC | 0005 | 0004 | 01 | 55 | 15 | 973 | 15533.3 |  | 40.1069 | -88.5994 | 55496 | CT-02 | 61856
17147 | Ameren Services | 55496_G_CT03 | 9686711 | 88687013 | 55649712 | 120365314 |  | 221112 | 125 | 120 | 147803AAC | 0006 | 0005 | 01 | 55 | 15 | 973 | 15533.3 |  | 40.1069 | -88.5994 | 55496 | CT-03 | 61856
17147 | Ameren Services | 55496_G_CT04 | 9686711 | 88687113 | 55649812 | 120365414 |  | 221112 | 125 | 120 | 147803AAC | 0007 | 0006 | 01 | 55 | 15 | 973 | 15533.3 |  | 40.1069 | -88.5994 | 55496 | CT-04 | 61856
17147 | Ameren Services | 55496_G_CT05 | 9686711 | 88687213 | 55649912 | 120365514 |  | 221112 | 125 | 120 | 147803AAC | 0008 | 0007 | 01 | 55 | 15 | 973 | 15533.3 |  | 40.1069 | -88.5994 | 55496 | CT-05 | 61856
17147 | Ameren Services | 55496_G_CT06 | 9686711 | 88687313 | 55649612 | 120365614 |  | 221112 | 125 | 120 | 147803AAC | 0009 | 0008 | 01 | 55 | 15 | 973 | 15533.3 |  | 40.1069 | -88.5994 | 55496 | CT-06 | 61856
06095 | CALPEAK POWER - VACA DIXON, LLC | 55499_G_CPP1 | 1391311 | 43318013 | 77327112 | 49400014 |  | 221112 | 125 | 120 | 4816355409 | 45 | 1 | 1 | 50 | 12 | 785 | 4749.9 |  | 38.4175 | -121.9152 | 55499 | GT-1 | 95688
40121 | TENASKA KIAMICHI GNRTG STA | 55501_G_CTG1 | 1024211 | 47334213 | 44879412 | 15626114 |  | 221112 | 125 | 140 | 4258 | 19117 | 18908 | 60268 | 165 | 19 | 206 | 17675.2 | 62.3 | 34.6844 | -95.9343 | 55501 | CTGDB1 | 74553
40121 | TENASKA KIAMICHI GNRTG STA | 55501_G_CTG2 | 1024211 | 47334313 | 44879312 | 15626014 |  | 221112 | 125 | 140 | 4258 | 19118 | 18909 | 60269 | 165 | 19 | 206 | 17675.2 | 62.3 | 34.684 | -95.9343 | 55501 | CTGDB2 | 74553
40121 | TENASKA KIAMICHI GNRTG STA | 55501_G_CTG3 | 1024211 | 72371913 | 66500312 | 100170614 |  | 221112 | 125 | 140 | 4258 | 21673 | 22061 | 120260 | 165 | 19 | 206 | 17675.2 | 62.3 | 34.6831 | -95.9343 | 55501 | CTGDB3 | 74553
40121 | TENASKA KIAMICHI GNRTG STA | 55501_G_CTG4 | 1024211 | 72372013 | 66500512 | 100170714 |  | 221112 | 125 | 140 | 4258 | 21674 | 22062 | 120261 | 165 | 19 | 206 | 17675.2 | 62.3 | 34.6827 | -95.9343 | 55501 | CTGDB4 | 74553
40121 | TENASKA KIAMICHI GNRTG STA | 55501_G_STG1 | 1024211 | ORISSTG1 | ORISSTG1 | 55501_G_STG1 |  | 221112 | 125 | 680 |  |  |  |  | 52 | 99 | 75 | 165000 | 21.4 | 34.6814 | -95.9344 | 55501 | STG1 | 74553
40121 | TENASKA KIAMICHI GNRTG STA | 55501_G_STG2 | 1024211 | ORISSTG2 | ORISSTG2 | 55501_G_STG2 |  | 221112 | 125 | 680 |  |  |  |  | 52 | 99 | 75 | 165000 | 21.4 | 34.6814 | -95.9344 | 55501 | STG2 | 74553
18029 | LAWRENCEBURG PLANT | 55502_G_0100 | 10715711 | 58635713 | 54305412 | 76998014 |  | 221112 | 125 | 140 | 00033 | 001 | 1 | 01 | 195 | 18 | 177 | 17570.9 | 69 | 39.0962 | -84.8643 | 55502 | 1 | 47025
18029 | LAWRENCEBURG PLANT | 55502_G_0200 | 10715711 | 58635913 | 54300712 | 76998214 |  | 221112 | 125 | 140 | 00033 | 003 | 3 | 01 | 195 | 18 | 177 | 17570.9 | 69 | 39.0947 | -84.8642 | 55502 | 3 | 47025
18029 | LAWRENCEBURG PLANT | 55502_G_1100 | 10715711 | 58635713 | 54305412 | 76998014a |  | 221112 | 125 | 140 | 00033 | 001 | 1 | 01 | 195 | 18 | 177 | 17570.9 | 69 | 39.0962 | -84.8643 | 55502 | 1 | 47025
18029 | LAWRENCEBURG PLANT | 55502_G_1200 | 10715711 | 58635813 | 54294212 | 76998114 |  | 221112 | 125 | 140 | 00033 | 002 | 2 | 01 | 195 | 18 | 177 | 17570.9 | 69 | 39.0947 | -84.8642 | 55502 | 2 | 47025
18029 | LAWRENCEBURG PLANT | 55502_G_2100 | 10715711 | 58635913 | 54300712 | 76998214a |  | 221112 | 125 | 140 | 00033 | 003 | 3 | 01 | 195 | 18 | 177 | 17570.9 | 69 | 39.0947 | -84.8642 | 55502 | 3 | 47025
18029 | LAWRENCEBURG PLANT | 55502_G_2200 | 10715711 | 58636013 | 54280712 | 76998314 |  | 221112 | 125 | 140 | 00033 | 004 | 4 | 01 | 195 | 18 | 177 | 17570.9 | 69 | 39.0947 | -84.8642 | 55502 | 4 | 47025
39167 | Waterford Plant (0684000213) | 55503_G_CTG1 | 9212911 | 55703913 | 68493412 | 100912114 |  | 221112 | 125 | 120 | 0684000213 | P001 | 152168 | 20100201 | 120 | 19 | 30 | 17692.5 |  | 39.5333 | -81.7169 | 55503 | 1 | 45786
39167 | Waterford Plant (0684000213) | 55503_G_CTG2 | 9212911 | 55704013 | 68493112 | 100912214 |  | 221112 | 125 | 120 | 0684000213 | P002 | 152169 | 20100201 | 120 | 19 | 30 | 17692.5 |  | 39.5331 | -81.7169 | 55503 | 2 | 45786
39167 | Waterford Plant (0684000213) | 55503_G_CTG3 | 9212911 | 55704113 | 68493312 | 100912314 |  | 221112 | 125 | 120 | 0684000213 | P003 | 152170 | 20100201 | 120 | 19 | 30 | 17692.5 |  | 39.5325 | -81.7169 | 55503 | 3 | 45786
39167 | Waterford Plant (0684000213) | 55503_G_ST1 | 9212911 | ORISST1 | ORISST1 | 55503_G_ST1 |  | 221112 | 125 | 999 |  |  |  |  | 40 | 33 | 102 | 24233.5 |  | 39.5383 | -81.7222 | 55503 | ST1 | 45786
08073 | TRI-STATE GENERATION & TRANS - LIMON | 55504_G_L1 | 7785911 | 2873913 | 2769412 | 47471014 |  | 221112 | 125 | 120 | CO0000000807300 | 073-0036-002 | 073-0036-S002 | 073-0036-002-01 | 56 | 14.76 | 958 |  | 157.8 | 39.206 | -103.6987 | 55504 | L1 | 80828
08073 | TRI-STATE GENERATION & TRANS - LIMON | 55504_G_L2 | 7785911 | 2874013 | 2769512 | 47470914 |  | 221112 | 125 | 120 | CO0000000807300 | 073-0036-001 | 073-0036-S001 | 073-0036-001-01 | 56 | 14.76 | 958 |  | 157.8 | 39.2062 | -103.6987 | 55504 | L2 | 80828
08001 | TRI-STATE GENERATION & TRANS - F.KNUTSON | 55505_G_BR1 | 1621811 | 44307413 | 42097512 | 51327014 |  | 221112 | 125 | 120 | CO0000000800101 | 001-1349-001 | 001-1349-S001 | 001-1349-001-01 | 56 | 14.76 | 958 |  | 157.8 | 39.9416 | -104.6818 | 55505 | BR1 | 80601
08001 | TRI-STATE GENERATION & TRANS - F.KNUTSON | 55505_G_BR2 | 1621811 | 44307313 | 42097412 | 51327114 |  | 221112 | 125 | 120 | CO0000000800101 | 001-1349-003 | 001-1349-S003 | 001-1349-003-01 | 56 | 14.76 | 958 |  | 157.8 | 39.9416 | -104.6818 | 55505 | BR2 | 80601
06019 | CAL PEAK POWER - PANOCHE, LLC | 55508_G_CPP2 | 10437111 | 58172813 | 50405012 | 68462414 |  | 221118 | 125 | 120 | 1014303811 | 1 | 1 | 1 |  |  | 68 | 83.3 | 61.9 | 36.655 | -120.58 | 55508 | GT-1 | 93622
06073 | CALPEAK POWER BORDER LLC | 55510_G_CPP4 | 10097111 | 54012613 | 105176612 | 73089014 |  | 221118 | 125 | 120 | 3712277835 | 976502 | 976502_11_20100 | 11 | [5 empty] | 32.564 | -116.941 | 55510 | GT-1 | 92154
06073 | CALPEAK POWER EL CAJON LLC | 55512_G_CPP6 | 10099011 | 54010613 | 105006312 | 73088714 |  | 221118 | 125 | 120 | 3712277592 | 976021 | 976021_11_20100 | 11 | [5 empty] | 32.7963 | -116.9711 |  |  | 92020
06073 | CALPEAK POWER ENTERPRISE LLC | 55513_G_CPP7 | 10098911 | 54010713 | 105006412 | 73088614 |  | 221118 | 125 | 120 | 3712277594 | 976019 | 976019_11_20100 | 11 | [5 empty] | 33.122 | -117.116 | 55513 | GT-1 | 92029
32003 | Las Vegas Power Company-Apex Generating Station | 55514_G_CTG1 | 9398511 | 90104013 | 51112912 | 121595214 |  | 22111 | 125 | 120 | 1520 | A01 | 01 | 1 | 170 | 16.8 | 360 |  | 70 | 36.4146 | -114.9598 | 55514 | CTG01 | 89165
32003 | Las Vegas Power Company-Apex Generating Station | 55514_G_CTG2 | 9398511 | 90104113 | 50945312 | 121595314 |  | 22111 | 125 | 120 | 1520 | A03 | 03 | 1 | 170 | 16.8 | 360 |  | 70 | 36.4143 | -114.9598 | 55514 | CTG02 | 89165
32003 | Las Vegas Power Company-Apex Generating Station | 55514_G_STG1 | 9398511 | 90104013 | 51112912 | 121595214a |  | 22111 | 125 | 120 | 1520 | A01 | 01 | 1 | 170 | 16.8 | 360 |  | 70 | 36.4146 | -114.9598 | 55514 | CTG01 | 89165
42051 | DUKE ENERGY FAYETTE II LLC/FAYETTE ENERGY CTR | 55516_G_CTG1 | 9207411 | 54831913 | 51994812 | 68457414 |  | 221112 | 125 | 120 | 420510122 | 101 | S01 | 1 | 200 | 20 | 200 | 17639.8 | 56.1 | 39.8574 | -79.9139 | 55516 | CTG1 | 15461-2588
42051 | DUKE ENERGY FAYETTE II LLC/FAYETTE ENERGY CTR | 55516_G_CTG2 | 9207411 | 54832013 | 52021512 | 68457614 |  | 221112 | 125 | 120 | 420510122 | 102 | S02 | 1 | 200 | 20 | 200 | 17639.8 | 56.1 | 39.8574 | -79.9139 | 55516 | CTG2 | 15461-2588
42051 | DUKE ENERGY FAYETTE II LLC/FAYETTE ENERGY CTR | 55516_G_STG1 | 9207411 | ORISSTG1 | ORISSTG1 | 55516_G_STG1 |  | 221112 | 125 | 160 |  |  |  |  | 1 | 0.1 | 400 | 0.1 | 0.1 | 39.8574 | -79.9139 | 55516 | STG1 | 15461-2588
09009 | Wallingford Energy LLC | 55517_G_CTG1 | 14624011 | 88753913 | 85122412 | 120554814 |  | 2211 | 125 | 120 | T189 P0114 C086 | P0194 | 001 | 02 | 100 | 12 | 753 | 8652.1 | 76.5 | 41.4475 | -72.8356 | 55517 | CT01 | 06492-4444
09009 | Wallingford Energy LLC | 55517_G_CTG2 | 14624011 | 88754013 | 85122512 | 120554914 |  | 2211 | 125 | 120 | T189 P0114 C086 | P0195 | 002 | 02 | 100 | 12 | 753 | 8652.1 | 76.5 | 41.4475 | -72.8356 | 55517 | CT02 | 06492-4444
09009 | Wallingford Energy LLC | 55517_G_CTG3 | 14624011 | 88754113 | 85122612 | 120555014 |  | 2211 | 125 | 120 | T189 P0114 C086 | P0196 | 003 | 02 | 100 | 12 | 753 | 8652.1 | 76.5 | 41.4475 | -72.8356 | 55517 | CT03 | 06492-4444
09009 | Wallingford Energy LLC | 55517_G_CTG4 | 14624011 | 88754213 | 85122712 | 120555114 |  | 2211 | 125 | 120 | T189 P0114 C086 | P0197 | 004 | 02 | 100 | 12 | 753 | 8652.1 | 76.5 | 41.4475 | -72.8356 | 55517 | CT04 | 06492-4444
09009 | Wallingford Energy LLC | 55517_G_CTG5 | 14624011 | 88754313 | 85122812 | 120555214 |  | 2211 | 125 | 120 | T189 P0114 C086 | P0198 | 005 | 02 | 100 | 12 | 753 | 8652.1 | 76.5 | 41.4475 | -72.8356 | 55517 | CT05 | 06492-4444
06071 | HIGH DESERT POWER PROJECT | 55518_G_CTG1 | 13908211 | 85487813 | 78701112 | 113122214 |  | 221112 | 125 | 120 | 360518104701849 | 1 | 1 | 1 | 130 | 19 | 200 | 17862.3 |  | 34.5953 | -117.363 | 55518 | CTG1 | 92394
06071 | HIGH DESERT POWER PROJECT | 55518_G_CTG2 | 13908211 | 85487713 | 78701012 | 113122114 |  | 221112 | 125 | 120 | 360518104701849 | 2 | 2 | 1 | 130 | 19 | 200 | 17862.3 |  | 34.5953 | -117.363 | 55518 | CTG2 | 92394
06071 | HIGH DESERT POWER PROJECT | 55518_G_CTG3 | 13908211 | 85487613 | 78700912 | 113122014 |  | 221112 | 125 | 120 | 360518104701849 | 3 | 3 | 1 | 130 | 19 | 200 | 17862.3 |  | 34.5953 | -117.363 | 55518 | CTG3 | 92394
06071 | HIGH DESERT POWER PROJECT | 55518_G_STG1 | 13908211 | ORISSTG1 | ORISSTG1 | 55518_G_STG1 |  | 221112 | 125 | 120 |  |  |  |  | 130 | 19 | 200 | 17862.3 |  | 34.5953 | -117.363 | 55518 | STG1 | 92394
04021 | Sundance Power Plant | 55522_G_CT1 | 1032711 | 62911013 | 57640212 | 86619114 |  | 22111 | 125 | 120 | EGUSundance | 001 | 1 | 001 | 85 | 10 | 850 |  | 155 | 32.9217 | -111.5883 | 55522 | CT01 | 85122
04021 | Sundance Power Plant | 55522_G_CT10 | 1032711 | 62911813 | 57641112 | 86619914 |  | 22111 | 125 | 120 | EGUSundance | 010 | 10 | 001 | 85 | 10 | 850 |  | 155 | 32.9217 | -111.5883 | 55522 | CT10 | 85122
04021 | Sundance Power Plant | 55522_G_CT2 | 1032711 | 48098813 | 57640312 | 61005714 |  | 22111 | 125 | 120 | EGUSundance | 002 | 2 | 001 | 85 | 10 | 850 |  | 155 | 32.9217 | -111.5883 | 55522 | CT02 | 85122
04021 | Sundance Power Plant | 55522_G_CT3 | 1032711 | 62911113 | 57640412 | 86619214 |  | 22111 | 125 | 120 | EGUSundance | 003 | 3 | 001 | 85 | 10 | 850 |  | 155 | 32.9217 | -111.5883 | 55522 | CT03 | 85122
04021 | Sundance Power Plant | 55522_G_CT4 | 1032711 | 62911213 | 57640512 | 86619314 |  | 22111 | 125 | 120 | EGUSundance | 004 | 4 | 001 | 85 | 10 | 850 |  | 155 | 32.9217 | -111.5883 | 55522 | CT04 | 85122
04021 | Sundance Power Plant | 55522_G_CT5 | 1032711 | 62911313 | 57640612 | 86619414 |  | 22111 | 125 | 120 | EGUSundance | 005 | 5 | 001 | 85 | 10 | 850 |  | 155 | 32.9217 | -111.5883 | 55522 | CT05 | 85122
04021 | Sundance Power Plant | 55522_G_CT6 | 1032711 | 62911413 | 57640712 | 86619514 |  | 22111 | 125 | 120 | EGUSundance | 006 | 6 | 001 | 85 | 10 | 850 |  | 155 | 32.9217 | -111.5883 | 55522 | CT06 | 85122
04021 | Sundance Power Plant | 55522_G_CT7 | 1032711 | 62911513 | 57640812 | 86619614 |  | 22111 | 125 | 120 | EGUSundance | 007 | 7 | 001 | 85 | 10 | 850 |  | 155 | 32.9217 | -111.5883 | 55522 | CT07 | 85122
04021 | Sundance Power Plant | 55522_G_CT8 | 1032711 | 62911613 | 57640912 | 86619714 |  | 22111 | 125 | 120 | EGUSundance | 008 | 8 | 001 | 85 | 10 | 850 |  | 155 | 32.9217 | -111.5883 | 55522 | CT08 | 85122
04021 | Sundance Power Plant | 55522_G_CT9 | 1032711 | 62911713 | 57641012 | 86619814 |  | 22111 | 125 | 120 | EGUSundance | 009 | 9 | 001 | 85 | 10 | 850 |  | 155 | 32.9217 | -111.5883 | 55522 | CT09 | 85122
42133 | CALPINE MID MERIT LLC/YORK ENERGY CTR DELTA | 55524_G_CTG1 | 15649311 | 99820713 | 96700312 | 139616314 |  | 221112 | 125 | 120 | 421330329 | 101 | S201 | 2 | 188 | 17 | 210 | 15323.2 | 67.5 | 39.7374 | -76.3094 | 55524 | 1 | 17314-9239
42133 | CALPINE MID MERIT LLC/YORK ENERGY CTR DELTA | 55524_G_CTG2 | 15649311 | 99820813 | 96700412 | 139616514 |  | 221112 | 125 | 120 | 421330329 | 102 | S202 | 2 | 188 | 17 | 210 | 15323.2 | 67.5 | 39.7374 | -76.3094 | 55524 | 2 | 17314-9239
42133 | CALPINE MID MERIT LLC/YORK ENERGY CTR DELTA | 55524_G_CTG3 | 15649311 | 99820913 | 96700512 | 139616714 |  | 221112 | 125 | 120 | 421330329 | 103 | S203 | 2 | 188 | 18 | 210 | 15323.2 | 60.2 | 39.7374 | -76.3094 | 55524 | 3 | 17314-9239
42133 | CALPINE MID MERIT LLC/YORK ENERGY CTR DELTA | 55524_G_STG1 | 15649311 | 99820713 | 96700312 | 139616314a |  | 221112 | 125 | 120 | 421330329 | 101 | S201 | 2 | 188 | 17 | 210 | 15323.2 | 67.5 | 39.7374 | -76.3094 | 55524 | 1 | 17314-9239
06073 | MMC ESCONDIDO LLC | 55538_G_GEN1 | 13562011 | 78551213 | 105210612 | 116175914 |  | 221118 | 125 | 120 | 3712277112 | 976038 | 976038_11_20100 | 11 | [5 empty] | 33.128 | -117.121 |  |  | 92029
06065 | WILDFLOWER ENERGY LP/INDIGO GEN., LLC | 55541_G_CTG1 | 10115711 | 54588813 | 104412912 | 142755614 |  | 221112 | 125 | 120 | 331526127299 | 1 | 1_11_20100201 | 11 | [5 empty] | 33.9103 | -116.5531 | 55541 | 1 | 92258
06065 | WILDFLOWER ENERGY LP/INDIGO GEN., LLC | 55541_G_CTG2 | 10115711 | 75912713 | 104413112 | 142755714 |  | 221112 | 125 | 120 | 331526127299 | 2 | 2_11_20100201 | 11 | [5 empty] | 33.9103 | -116.5531 | 55541 | 2 | 92258
06065 | WILDFLOWER ENERGY LP/INDIGO GEN., LLC | 55541_G_CTG3 | 10115711 | 75912813 | 104413312 | 142755814 |  | 221112 | 125 | 120 | 331526127299 | 3 | 3_11_20100201 | 11 | [5 empty] | 33.9103 | -116.5531 | 55541 | 3 | 92258
06073 | LARKSPUR ENERGY FACILITY | 55542_G_CTG1 | 10098711 | 54011013 | 105103812 | 73088914 |  | 221118 | 125 | 120 | 3712277630 | 976138 | 976138_11_20100 | 11 | [5 empty] | 32.568 | -116.944 | 55542 | 1 | 92154
06073 | LARKSPUR ENERGY FACILITY | 55542_G_CTG2 | 10098711 | 54010913 | 105103712 | 73088814 |  | 221118 | 125 | 120 | 3712277630 | 976094 | 976094_11_20100 | 11 | [5 empty] | 32.568 | -116.944 | 55542 | 2 | 92154
41035 | Klamath Generation Peakers | 55544_G_GT1 | 12659811 | 72157413 | 66280812 | 99906514 |  | 221112 | 125 | 120 | 18-0032 | PS-1 | STK-1 | P-2 | 57.3 | 11.5 | 734 |  | 61.7 | 42.1808 | -121.8011 |  |  | 97603
41035 | Klamath Generation Peakers | 55544_G_GT2 | 12659811 | 72157413 | 66280812 | 99906514a |  | 221112 | 125 | 120 | 18-0032 | PS-1 | STK-1 | P-2 | 57.3 | 11.5 | 734 |  | 61.7 | 42.1808 | -121.8011 |  |  | 97603
41035 | Klamath Generation Peakers | 55544_G_GT3 | 12659811 | 72157413 | 66280812 | 99906514b |  | 221112 | 125 | 120 | 18-0032 | PS-1 | STK-1 | P-2 | 57.3 | 11.5 | 734 |  | 61.7 | 42.1808 | -121.8011 |  |  | 97603
41035 | Klamath Generation Peakers | 55544_G_GT4 | 12659811 | 72157413 | 66280812 | 99906514c |  | 221112 | 125 | 120 | 18-0032 | PS-1 | STK-1 | P-2 | 57.3 | 11.5 | 734 |  | 61.7 | 42.1808 | -121.8011 |  |  | 97603
48215 | HIDALGO ENERGY CENTER | 55545_G_CTG1 | 6141711 | 15926013 | 15545312 | 6847814 |  | 221122 | 125 | 120 | 87 | 000001 | 000001 | 000001 | 174 | 18 | 200 |  | 73 | 26.3417 | -98.175 | 7762 | HRSG1 | 78539
48215 | HIDALGO ENERGY CENTER | 55545_G_CTG2 | 6141711 | 15926513 | 15545812 | 6847314 |  | 221122 | 125 | 120 | 87 | 000002 | 000002 | 000002 | 174 | 18 | 200 |  | 73 | 26.3412 | -98.1751 | 7762 | HRSG2 | 78539
48215 | HIDALGO ENERGY CENTER | 55545_G_STG1 | 6141711 | ORISSTG1 | ORISSTG1 | 55545_G_STG1 |  | 221122 | 125 | 999 | [9 empty] | 26.3413 | -98.1762 | 55545 | STG1 | 78539
55087 | Appleton Coated L.L.C. | 55558_G_GEN1 | 6805511 | 13356413 | 13185512 | 66317914 |  | 322121 | 133 | 120 | 445031290 | P90 | S90 | P90 | 114 | 9.974 | 302 |  | 123 | 44.2717 | -88.2995 | 55558 | B06 | 54113
39081 | Mingo Junction Energy Center, LLC (0641090234) | 55611_B_BOIL1 | 8291611 | 216913 | 68449512 | 100844614 |  | 221330 | 125 | 100 | 0641090234 | B001 | 140980 | 10200704 | 140 | 10 | 350 | 1560.7 |  | 40.3197 | -80.6042 |  |  | 43938
39081 | Mingo Junction Energy Center, LLC (0641090234) | 55611_B_BOIL2 | 8291611 | 216813 | 68449412 | 100844714 |  | 221330 | 125 | 100 | 0641090234 | B002 | 140981 | 10200704 | 140 | 10 | 350 | 1560.7 |  | 40.3197 | -80.6042 |  |  | 43938
39081 | Mingo Junction Energy Center, LLC (0641090234) | 55611_B_BOIL3 | 8291611 | 217113 | 68449312 | 100844814 |  | 221330 | 125 | 100 | 0641090234 | B003 | 140982 | 10200704 | 140 | 10 | 520 | 1560.7 |  | 40.3197 | -80.6042 |  |  | 43938
39081 | Mingo Junction Energy Center, LLC (0641090234) | 55611_B_BOIL4 | 8291611 | 217013 | 68449612 | 100844914 |  | 221330 | 125 | 100 | 0641090234 | B004 | 140983 | 10200704 | 140 | 10 | 520 | 1560.7 |  | 40.3197 | -80.6042 |  |  | 43938
22073 | Entergy Louisiana LLC - Perryville Generating Station | 55620_G_2-CT | 7205211 | 80409213 | 71531512 | 103783914 |  | 221122 | 125 | 120 | 85793 | EQT003 | RP0003 | PR0003 | 110 | 16.8 | 1144 | 653.1 | 177 | 32.6914 | -92.0196 | 55620 | 2-1 | 71280
22073 | Entergy Louisiana LLC - Perryville Generating Station | 55620_G_CT-1 | 7205211 | 80409513 | 71531412 | 130027214 |  | 221122 | 125 | 120 | 85793 | EQT001 | RP0001 | PR0006 | 175 | 16.8 | 185 | 16033.3 | 72.7 | 32.6905 | -92.0186 | 55620 | 1-1 | 71280
22073 | Entergy Louisiana LLC - Perryville Generating Station | 55620_G_CT-2 | 7205211 | 80409313 | 71531212 | 130027014 |  | 221122 | 125 | 120 | 85793 | EQT002 | RP0002 | PR0007 | 175 | 16.8 | 185 | 16033.3 | 72.7 | 32.6905 | -92.0186 | 55620 | 1-2 | 71280
22073 | Entergy Louisiana LLC - Perryville Generating Station | 55620_G_ST-1 | 7205211 | ORISST-1 | ORISST-1 | 55620_G_ST-1 |  | 221122 | 125 | 999 |  |  |  |  | 100 | 2 | 980 | 50 | 16 | 32.6906 | -92.0192 | 55620 | ST-1 | 71280
49035 | CER Generation II, LLC: West Valley Power Plant | 55622_G_U1 | 7684911 | 12121713 | 12026112 | 909714 |  | 221118 | 125 | 290 | 12495 | 171808 | 20546 | 1 | 81 | 12 | 830 | 10044 | 88.8 | 40.6645 | -112.03 | 55622 | U1 | 84128
49035 | CER Generation II, LLC: West Valley Power Plant | 55622_G_U2 | 7684911 | 12121813 | 12026012 | 909614 |  | 221118 | 125 | 290 | 12495 | 171809 | 20547 | 1 | 81 | 12 | 830 | 10044 | 88.8 | 40.6645 | -112.03 | 55622 | U2 | 84128
49035 | CER Generation II, LLC: West Valley Power Plant | 55622_G_U3 | 7684911 | 12121913 | 12026212 | 909514 |  | 221118 | 125 | 290 | 12495 | 171810 | 20548 | 1 | 81 | 12 | 830 | 10044 | 88.8 | 40.6645 | -112.03 | 55622 | U3 | 84128
49035 | CER Generation II, LLC: West Valley Power Plant | 55622_G_U4 | 7684911 | 12122013 | 12026312 | 909414 |  | 221118 | 125 | 290 | 12495 | 171811 | 20549 | 1 | 81 | 12 | 830 | 10044 | 88.8 | 40.6645 | -112.03 | 55622 | U4 | 84128
49035 | CER Generation II, LLC: West Valley Power Plant | 55622_G_U5 | 7684911 | 12122113 | 12026412 | 909314 |  | 221118 | 125 | 290 | 12495 | 172763 | 20690 | 1 | 81 | 12 | 830 | 10044 | 88.8 | 40.6645 | -112.03 | 55622 | U5 | 84128
06095 | CREED ENERGY CENTER LLC | 55625_G_CT1 | 9872511 | 53998513 | 77030612 | 68518814 |  | 221112 | 125 | 120 | 48130314414 | 1 | 1 | 1 | 65 | 15.3 | 750 | 11457.2 |  | 38.2424 | -121.8566 | 55625 | UNIT1 | 94585
06095 | Lambie Energy Center | 55626_G_CT1 | 1562111 | 44762613 | 42494412 | 49630314 |  | 221112 | 125 | 120 | 48130314415 | 1 | 1 | 1 | 65 | 15.3 | 750 | 11457.2 |  | 38.2204 | -121.8593 | 55626 | UNIT1 | 94585
06095 | GOOSE HAVEN ENERGY CENTER | 55627_G_CT1 | 9850311 | 53998713 | 77172112 | 68518714 |  | 221112 | 125 | 120 | 48130314416 | 1 | 1 | 1 | 65 | 15.3 | 750 | 11457.2 |  | 38.2269 | -121.8427 | 55627 | UNIT1 | 94585
17197 | PPL University Park LLC | 55640_G_1 | 9701111 | 53540313 | 52230212 | 71811214 |  | 221112 | 125 | 120 | 197899AAC | 0001 | 0001 | 01 | 85 | 10 | 847 | 6150 |  | 41.4427 | -87.7515 | 55640 | CT01 | 60466
17197 | PPL University Park LLC | 55640_G_10 | 9701111 | 53541213 | 51905412 | 71812814 |  | 221112 | 125 | 120 | 197899AAC | 0010 | 0010 | 01 | 85 | 10 | 847 | 6150 |  | 41.4427 | -87.7515 | 55640 | CT10 | 60466
17197 | PPL University Park LLC | 55640_G_11 | 9701111 | 53541313 | 51906512 | 71812914 |  | 221112 | 125 | 120 | 197899AAC | 0011 | 0011 | 01 | 85 | 10 | 847 | 6150 |  | 41.4427 | -87.7515 | 55640 | CT11 | 60466
17197 | PPL University Park LLC | 55640_G_12 | 9701111 | 53541413 | 51907112 | 71813014 |  | 221112 | 125 | 120 | 197899AAC | 0012 | 0012 | 01 | 85 | 10 | 847 | 6150 |  | 41.4427 | -87.7515 | 55640 | CT12 | 60466
17197 | PPL University Park LLC | 55640_G_2 | 9701111 | 53540413 | 52052512 | 71811514 |  | 221112 | 125 | 120 | 197899AAC | 0002 | 0002 | 01 | 85 | 10 | 847 | 6150 |  | 41.4427 | -87.7515 | 55640 | CT02 | 60466
17197 | PPL University Park LLC | 55640_G_3 | 9701111 | 53540513 | 52130412 | 71811814 |  | 221112 | 125 | 120 | 197899AAC | 0003 | 0003 | 01 | 85 | 10 | 847 | 6150 |  | 41.4427 | -87.7515 | 55640 | CT03 | 60466
17197 | PPL University Park LLC | 55640_G_4 | 9701111 | 53540613 | 52184912 | 71812114 |  | 221112 | 125 | 120 | 197899AAC | 0004 | 0004 | 01 | 85 | 10 | 847 | 6150 |  | 41.4427 | -87.7515 | 55640 | CT04 | 60466
17197 | PPL University Park LLC | 55640_G_5 | 9701111 | 53540713 | 52235312 | 71812314 |  | 221112 | 125 | 120 | 197899AAC | 0005 | 0005 | 01 | 85 | 10 | 847 | 6150 |  | 41.4427 | -87.7515 | 55640 | CT05 | 60466
17197 | PPL University Park LLC | 55640_G_6 | 9701111 | 53540813 | 52262312 | 71812414 |  | 221112 | 125 | 120 | 197899AAC | 0006 | 0006 | 01 | 85 | 10 | 847 | 6150 |  | 41.4427 | -87.7515 | 55640 | CT06 | 60466
17197 | PPL University Park LLC | 55640_G_7 | 9701111 | 53540913 | 52286512 | 71812514 |  | 221112 | 125 | 120 | 197899AAC | 0007 | 0007 | 01 | 85 | 10 | 847 | 6150 |  | 41.4427 | -87.7515 | 55640 | CT07 | 60466
17197 | PPL University Park LLC | 55640_G_8 | 9701111 | 53541013 | 51902112 | 71812614 |  | 221112 | 125 | 120 | 197899AAC | 0008 | 0008 | 01 | 85 | 10 | 847 | 6150 |  | 41.4427 | -87.7515 | 55640 | CT08 | 60466
17197 | PPL University Park LLC | 55640_G_9 | 9701111 | 53541113 | 51904112 | 71812714 |  | 221112 | 125 | 120 | 197899AAC | 0009 | 0009 | 01 | 85 | 10 | 847 | 6150 |  | 41.4427 | -87.7515 | 55640 | CT09 | 60466
55105 | WPL - Riverside Energy Center | 55641_G_CTG1 | 9018711 | 54948713 | 51995512 | 71810514 |  | 221112 | 125 | 160 | 154099880 | P01 | S01 | 01 | 165 | 18.996 | 200 |  | 57.3 | 42.5825 | -89.0269 | 55641 | CT-01 | 53511
55105 | WPL - Riverside Energy Center | 55641_G_CTG2 | 9018711 | 54948813 | 52021912 | 71810714 |  | 221112 | 125 | 160 | 154099880 | P02 | S02 | 01 | 165 | 18.996 | 200 |  | 57.3 | 42.5825 | -89.0269 | 55641 | CT-02 | 53511
55105 | WPL - Riverside Energy Center | 55641_G_STG1 | 9018711 | 54948713 | 51995512 | 71810514a |  | 221112 | 125 | 160 | 154099880 | P01 | S01 | 01 | 165 | 18.996 | 200 |  | 57.3 | 42.5825 | -89.0269 | 55641 | CT-01 | 53511
08001 | PUBLIC SERV - BLUE SPRUCE ENERGY CENTER | 55645_G_CT01 | 12818011 | 68509613 | 62875312 | 94401714 |  | 221112 | 125 | 120 | CO0000000800101 | 001-1354-001 | 001-1354-S001 | 001-1354-001-01 | 75 | 18.2 | 1200 |  | 84 | 39.7428 | -104.6817 | 55645 | CT-01 | 80019
08001 | PUBLIC SERV - BLUE SPRUCE ENERGY CENTER | 55645_G_CT02 | 12818011 | 68509713 | 62875412 | 94401814 |  | 221112 | 125 | 120 | CO0000000800101 | 001-1354-002 | 001-1354-S002 | 001-1354-002-01 | 75 | 18.2 | 1200 |  | 84.7 | 39.7428 | -104.6817 | 55645 | CT-02 | 80019
08059 | PLAINS END, LLC | 55650_G_GE10 | 3834311 | 36962913 | 35220012 | 47400514 |  | 221112 | 125 | 160 | CO0000000805900 | 059-0864-001 | 059-0864-S001 | 059-0864-001-01 | 50 | 3.3 | 678 |  | 75 | 39.8721 | -105.2406 |  |  | 80007
08059 | PLAINS END, LLC | 55650_G_GE11 | 3834311 | 36962913 | 35220012 | 47400514a |  | 221112 | 125 | 160 | CO0000000805900 | 059-0864-001 | 059-0864-S001 | 059-0864-001-01 | 50 | 3.3 | 678 |  | 75 | 39.8721 | -105.2406 |  |  | 80007
08059 | PLAINS END, LLC | 55650_G_GE12 | 3834311 | 36962913 | 35220012 | 47400514b |  | 221112 | 125 | 160 | CO0000000805900 | 059-0864-001 | 059-0864-S001 | 059-0864-001-01 | 50 | 3.3 | 678 |  | 75 | 39.8721 | -105.2406 |  |  | 80007
08059 | PLAINS END, LLC | 55650_G_GE13 | 3834311 | 36962913 | 35220012 | 47400514c |  | 221112 | 125 | 160 | CO0000000805900 | 059-0864-001 | 059-0864-S001 | 059-0864-001-01 | 50 | 3.3 | 678 |  | 75 | 39.8721 | -105.2406 |  |  | 80007
08059 | PLAINS END, LLC | 55650_G_GE14 | 3834311 | 36962913 | 35220012 | 47400514d |  | 221112 | 125 | 160 | CO0000000805900 | 059-0864-001 | 059-0864-S001 | 059-0864-001-01 | 50 | 3.3 | 678 |  | 75 | 39.8721 | -105.2406 |  |  | 80007
08059 | PLAINS END, LLC | 55650_G_GE15 | 3834311 | 36962913 | 35220012 | 47400514e |  | 221112 | 125 | 160 | CO0000000805900 | 059-0864-001 | 059-0864-S001 | 059-0864-001-01 | 50 | 3.3 | 678 |  | 75 | 39.8721 | -105.2406 |  |  | 80007
08059 | PLAINS END, LLC | 55650_G_GE16 | 3834311 | 36962913 | 35220012 | 47400514f |  | 221112 | 125 | 160 | CO0000000805900 | 059-0864-001 | 059-0864-S001 | 059-0864-001-01 | 50 | 3.3 | 678 |  | 75 | 39.8721 | -105.2406 |  |  | 80007
08059 | PLAINS END, LLC | 55650_G_GE17 | 3834311 | 36962913 | 35220012 | 47400514g |  | 221112 | 125 | 160 | CO0000000805900 | 059-0864-001 | 059-0864-S001 | 059-0864-001-01 | 50 | 3.3 | 678 |  | 75 | 39.8721 | -105.2406 |  |  | 80007
08059 | PLAINS END, LLC | 55650_G_GE18 | 3834311 | 36962913 | 35220012 | 47400514h |  | 221112 | 125 | 160 | CO0000000805900 | 059-0864-001 | 059-0864-S001 | 059-0864-001-01 | 50 | 3.3 | 678 |  | 75 | 39.8721 | -105.2406 |  |  | 80007
08059 | PLAINS END, LLC | 55650_G_GE19 | 3834311 | 36962913 | 35220012 | 47400514i |  | 221112 | 125 | 160 | CO0000000805900 | 059-0864-001 | 059-0864-S001 | 059-0864-001-01 | 50 | 3.3 | 678 |  | 75 | 39.8721 | -105.2406 |  |  | 80007
08059 | PLAINS END, LLC | 55650_G_GE20 | 3834311 | 36962913 | 35220012 | 47400514j |  | 221112 | 125 | 160 | CO0000000805900 | 059-0864-001 | 059-0864-S001 | 059-0864-001-01 | 50 | 3.3 | 678 |  | 75 | 39.8721 | -105.2406 |  |  | 80007
08059 | PLAINS END, LLC | 55650_G_GEN1 | 3834311 | 36962913 | 35220012 | 47400514k |  | 221112 | 125 | 160 | CO0000000805900 | 059-0864-001 | 059-0864-S001 | 059-0864-001-01 | 50 | 3.3 | 678 |  | 75 | 39.8721 | -105.2406 |  |  | 80007
08059 | PLAINS END, LLC | 55650_G_GEN2 | 3834311 | 36962913 | 35220012 | 47400514l |  | 221112 | 125 | 160 | CO0000000805900 | 059-0864-001 | 059-0864-S001 | 059-0864-001-01 | 50 | 3.3 | 678 |  | 75 | 39.8721 | -105.2406 |  |  | 80007
08059 | PLAINS END, LLC | 55650_G_GEN3 | 3834311 | 36962913 | 35220012 | 47400514m |  | 221112 | 125 | 160 | CO0000000805900 | 059-0864-001 | 059-0864-S001 | 059-0864-001-01 | 50 | 3.3 | 678 |  | 75 | 39.8721 | -105.2406 |  |  | 80007
08059 | PLAINS END, LLC | 55650_G_GEN4 | 3834311 | 36962913 | 35220012 | 47400514n |  | 221112 | 125 | 160 | CO0000000805900 | 059-0864-001 | 059-0864-S001 | 059-0864-001-01 | 50 | 3.3 | 678 |  | 75 | 39.8721 | -105.2406 |  |  | 80007
08059 | PLAINS END, LLC | 55650_G_GEN5 | 3834311 | 36962913 | 35220012 | 47400514o |  | 221112 | 125 | 160 | CO0000000805900 | 059-0864-001 | 059-0864-S001 | 059-0864-001-01 | 50 | 3.3 | 678 |  | 75 | 39.8721 | -105.2406 |  |  | 80007
08059 | PLAINS END, LLC | 55650_G_GEN6 | 3834311 | 36962913 | 35220012 | 47400514p |  | 221112 | 125 | 160 | CO0000000805900 | 059-0864-001 | 059-0864-S001 | 059-0864-001-01 | 50 | 3.3 | 678 |  | 75 | 39.8721 | -105.2406 |  |  | 80007
08059 | PLAINS END, LLC | 55650_G_GEN7 | 3834311 | 36962913 | 35220012 | 47400514q |  | 221112 | 125 | 160 | CO0000000805900 | 059-0864-001 | 059-0864-S001 | 059-0864-001-01 | 50 | 3.3 | 678 |  | 75 | 39.8721 | -105.2406 |  |  | 80007
08059 | PLAINS END, LLC | 55650_G_GEN8 | 3834311 | 36962913 | 35220012 | 47400514r |  | 221112 | 125 | 160 | CO0000000805900 | 059-0864-001 | 059-0864-S001 | 059-0864-001-01 | 50 | 3.3 | 678 |  | 75 | 39.8721 | -105.2406 |  |  | 80007
08059 | PLAINS END, LLC | 55650_G_GEN9 | 3834311 | 36962913 | 35220012 | 47400514s |  | 221112 | 125 | 160 | CO0000000805900 | 059-0864-001 | 059-0864-S001 | 059-0864-001-01 | 50 | 3.3 | 678 |  | 75 | 39.8721 | -105.2406 |  |  | 80007
40083 | SPRING CREEK PWR PLT | 55651_G_CT01 | 8350311 | 910413 | 837212 | 15662414 |  | 221112 | 125 | 120 | 4001 | 17144 | 212 | 60060 | 56 | 15 | 985 | 23372.7 | 136.6 | 35.741 | -97.6546 | 55651 | CT-01 | 73016
40083 | SPRING CREEK PWR PLT | 55651_G_CT02 | 8350311 | 910713 | 837012 | 15662114 |  | 221112 | 125 | 120 | 4001 | 17146 | 217 | 60061 | 56 | 15 | 985 | 23372.7 | 136.6 | 35.7408 | -97.6546 | 55651 | CT-02 | 73016
40083 | SPRING CREEK PWR PLT | 55651_G_CT03 | 8350311 | 911113 | 837112 | 15661714 |  | 221112 | 125 | 120 | 4001 | 17147 | 222 | 60062 | 56 | 15 | 985 | 23372.7 | 136.6 | 35.7404 | -97.6549 | 55651 | CT-03 | 73016
40083 | SPRING CREEK PWR PLT | 55651_G_CT04 | 8350311 | 910813 | 836812 | 15662014 |  | 221112 | 125 | 120 | 4001 | 17148 | 227 | 60063 | 56 | 15 | 985 | 23372.7 | 136.6 | 35.7402 | -97.6549 | 55651 | CT-04 | 73016
42055 | ALLEGHENY ENERGY SUPPLY CO LLC/CHAMBERSBURG | 55654_G_UN12 | 3769311 | 37867413 | 36123112 | 14006414 |  | 221112 | 125 | 120 | 420550085 | 012 | S012 | 1 | 75 | 9 | 816 | 9039.8 | 142.1 | 39.8667 | -77.6833 | 55654 | 12 | 17201
42055 | ALLEGHENY ENERGY SUPPLY CO LLC/CHAMBERSBURG | 55654_G_UN13 | 3769311 | 37867513 | 36123212 | 14006314 |  | 221112 | 125 | 120 | 420550085 | 013 | S013 | 1 | 75 | 9 | 816 | 9039.8 | 142.1 | 39.8667 | -77.6833 | 55654 | 13 | 17201
40015 | GENCO ANADARKO PLT | 55655_G_GEN1 | 16154811 | 103892613 | 107684712 | 147155514 |  | 221112 | 125 | 120 | 6303 | 55298 | 55994 | 165573 | 45 | 9 | 790 | 164.2 | 2.6 | 35.0826 | -98.229 | 3006 | 7 | 73005
40015 | GENCO ANADARKO PLT | 55655_G_GEN2 | 16154811 | 103892713 | 107684812 | 147155614 |  | 221112 | 125 | 120 | 6303 | 55299 | 55995 | 165574 | 45 | 9 | 790 | 164.2 | 2.6 | 35.0826 | -98.229 | 3006 | 8 | 73005
06029 | PASTORIA ENERGY FACILITY, LLC | 55656_G_CT01 | 10288711 | 58153413 | 50405312 | 68461914 |  | 221118 | 125 | 140 | 1514303636 | 1 | 1 | 1 |  |  | 68 | 83.3 | 61.9 | 34.9566 | -118.8441 | 55656 | CT001 | 93243
06029 | PASTORIA ENERGY FACILITY, LLC | 55656_G_CT02 | 10288711 | 58153713 | 50345712 | 68462114 |  | 221118 | 125 | 140 | 1514303636 | 2 | 2 | 1 |  |  | 68 | 83.3 | 61.9 | 34.9566 | -118.8441 | 55656 | CT002 | 93243
06029 | PASTORIA ENERGY FACILITY, LLC | 55656_G_CT04 | 10288711 | 58153813 | 50027312 | 68462214 |  | 221118 | 125 | 140 | 1514303636 | 3 | 3 | 1 |  |  | 68 | 83.3 | 61.9 | 34.9566 | -118.8441 | 55656 | CT004 | 93243
06029 | PASTORIA ENERGY FACILITY, LLC | 55656_G_ST03 | 10288711 | 58153413 | 50405312 | 684619141 |  | 221118 | 125 | 140 | 1514303636 | 1 | 1 | 1 |  |  | 68 | 83.3 | 61.9 | 34.9566 | -118.8441 | 55656 | CT001 | 93243
06029 | PASTORIA ENERGY FACILITY, LLC | 55656_G_ST05 | 10288711 | 58153813 | 50027312 | 68462214a |  | 221118 | 125 | 140 | 1514303636 | 3 | 3 | 1 |  |  | 68 | 83.3 | 61.9 | 34.9566 | -118.8441 | 55656 | CT004 | 93243
33015 | NEWINGTON ENERGY LLC | 55661_G_GT-1 | 7458511 | 12074413 | 11984912 | 22136414 |  | 221112 | 125 | 120 | 3301590793 | 001 | 1 | 1 | 150 | 16.75 | 421 | 17628.3 | 80 | 43.1046 | -70.8048 | 55661 | 1 | 03801
33015 | NEWINGTON ENERGY LLC | 55661_G_GT-2 | 7458511 | 12074313 | 11984912 | 22136614 |  | 221112 | 125 | 120 | 3301590793 | 002 | 1 | 1 | 150 | 16.75 | 421 | 17628.3 | 80 | 43.1046 | -70.8048 | 55661 | 2 | 03801
33015 | NEWINGTON ENERGY LLC | 55661_G_ST | 7458511 | 12074113 | 11985212 | 22136814 |  | 221112 | 125 | 100 | 3301590793 | 004 | 2 | 1 | 38 | 1.75 | 400 | 142.4 | 59.2 | 43.1033 | -70.8053 |  |  | 03801
53041 | PacifiCorp Energy / Chehalis Power Plant | 55662_G_CA | 9091111 | 55096613 | 51113012 | 88398414 |  | 221112 | 125 | 120 | 1900 | 2839 | 243 | 26522 | 149.9 | 19.3 | 245 | 20807.3 |  | 46.6226 | -122.9145 | 55662 | CT1 | 98532
53041 | PacifiCorp Energy / Chehalis Power Plant | 55662_G_CT1 | 9091111 | 55096613 | 51113012 | 88398414a |  | 221112 | 125 | 120 | 1900 | 2839 | 243 | 26522 | 149.9 | 19.3 | 245 | 20807.3 |  | 46.6226 | -122.9145 | 55662 | CT1 | 98532
53041 | PacifiCorp Energy / Chehalis Power Plant | 55662_G_CT2 | 9091111 | 55096713 | 58406912 | 88398514 |  | 221112 | 125 | 120 | 1900 | 2840 | 244 | 26523 | 149.9 | 19.3 | 245 | 21041.8 |  | 46.6226 | -122.9145 | 55662 | CT2 | 98532
48203 | HARRISON COUNTY POWER PROJECT | 55664_G_GT-1 | 9123111 | 57531713 | 51482512 | 74253314 |  | 221122 | 125 | 120 | 81 | 000001 | 000001 | 000001 | 140 | 18 | 650 |  | 72.9 | 32.3958 | -94.4363 | 55664 | GT-1 | 75670
48203 | HARRISON COUNTY POWER PROJECT | 55664_G_GT-2 | 9123111 | 57531813 | 51588712 | 75532814 |  | 221122 | 125 | 120 | 81 | 000002 | 000002 | 000002 | 140 | 18 | 650 |  | 72.9 | 32.3961 | -94.4361 | 55664 | GT-2 | 75670
48203 | HARRISON COUNTY POWER PROJECT | 55664_G_ST-1 | 9123111 | ORISST-1 | ORISST-1 | 55664_G_ST-1 |  | 221122 | 125 | 999 | [9 empty] | 32.3944 | -94.4355 | 55664 | ST-1 | 75670
42095 | LOWER MT BETHEL ENERGY LLC/BANGOR | 55667_G_G1 | 12796911 | 67547913 | 62165912 | 93162614 |  | 221112 | 125 | 120 | 420950256 | 101 | S01 | 1 | 225 | 18 | 219 | 63.1 | 0.3 | 40.799 | -75.1077 | 55667 | CT01 | 18013
42095 | LOWER MT BETHEL ENERGY LLC/BANGOR | 55667_G_G2 | 12796911 | 67548013 | 62166012 | 93162714 |  | 221112 | 125 | 120 | 420950256 | 102 | S02 | 1 | 225 | 18 | 219 | 63.7 | 0.3 | 40.799 | -75.1077 | 55667 | CT02 | 18013
42095 | LOWER MT BETHEL ENERGY LLC/BANGOR | 55667_G_G3 | 12796911 | 89392613 | 62165912 | 121121614 |  | 221112 | 125 | 120 | 420950256 | 103 | S01 | 1 | 225 | 18 | 219 | 63.1 | 0.3 | 40.799 | -75.1077 |  |  | 18013
13303 | AL Sandersville Energy Facility | 55672_G_CT1 | 15502311 | 97057213 | 94064512 | 135290614 |  | 221112 | 125 | 120 | 30300040 | T1 | ST1 | PT1 | 65 | 15 | 999 | 26313 | 139 | 33.1181 | -82.8604 | 55672 | CT1 | 31094
13303 | AL Sandersville Energy Facility | 55672_G_CT2 | 15502311 | 97057313 | 94064312 | 135290714 |  | 221112 | 125 | 120 | 30300040 | T2 | ST2 | PT2 | 65 | 15 | 999 | 26313 | 139 | 33.1182 | -82.8606 | 55672 | CT2 | 31094
13303 | AL Sandersville Energy Facility | 55672_G_CT3 | 15502311 | 97057413 | 94064212 | 135290814 |  | 221112 | 125 | 120 | 30300040 | T3 | ST3 | PT3 | 65 | 15 | 999 | 26313 | 139 | 33.1185 | -82.8608 | 55672 | CT3 | 31094
13303 | AL Sandersville Energy Facility | 55672_G_CT4 | 15502311 | 97057513 | 94064612 | 135290914 |  | 221112 | 125 | 120 | 30300040 | T4 | ST4 | PT4 | 65 | 15 | 999 | 26313 | 139 | 33.1187 | -82.861 | 55672 | CT4 | 31094
13303 | AL Sandersville Energy Facility | 55672_G_CT5 | 15502311 | 97057613 | 94064412 | 135291014 |  | 221112 | 125 | 120 | 30300040 | T5 | ST5 | PT5 | 65 | 15 | 999 | 26313 | 139 | 33.119 | -82.8613 | 55672 | CT5 | 31094
13303 | AL Sandersville Energy Facility | 55672_G_CT6 | 15502311 | 97057713 | 94064912 | 135291114 |  | 221112 | 125 | 120 | 30300040 | T6 | ST6 | PT6 | 65 | 15 | 999 | 26313 | 139 | 33.1192 | -82.8615 | 55672 | CT6 | 31094
13303 | AL Sandersville Energy Facility | 55672_G_CT7 | 15502311 | 97057813 | 94064812 | 135291214 |  | 221112 | 125 | 120 | 30300040 | T7 | ST7 | PT7 | 65 | 15 | 999 | 26313 | 139 | 33.1195 | -82.8618 | 55672 | CT7 | 31094
13303 | AL Sandersville Energy Facility | 55672_G_CT8 | 15502311 | 97057913 | 94064712 | 135291314 |  | 221112 | 125 | 120 | 30300040 | T8 | ST8 | PT8 | 65 | 15 | 999 | 26313 | 139 | 33.1197 | -82.8619 | 55672 | CT8 | 31094
32003 | Higgins Generating Station | 55687_G_A01 | 9398411 | 97436413 | 51087412 | 135956714 |  | 22111 | 125 | 120 | 1550 | A01 | 1 | 1 | 156 | 19 | 182 | 0 | 54.6 | 35.6131 | -115.3559 | 55687 | BHG1 | 89019
32003 | Higgins Generating Station | 55687_G_A02 | 9398411 | 97436513 | 61811212 | 135956814 |  | 22111 | 125 | 120 | 1550 | A03 | 3 | 1 | 156 | 19 | 182 | 0 | 54.6 | 35.6131 | -115.3559 | 55687 | BHG2 | 89019
32003 | NV Energy-Walter Higgins | 55687_G_ST1 | 9398411 | 55599513 | 50971612 | 68235514 |  | 22111 | 125 | 100 | 1550 | A05 | 05 | 1 | 15 | 3 | 265 |  | 75 | 35.6131 | -115.3559 |  |  | 89019
42095 | CALPINE BETHLEHEM LLC/BETHLEHEM | 55690_G_CTG1 | 3883511 | 37138713 | 62165312 | 13503114 |  | 221112 | 125 | 140 | 420950254 | 031 | S11 | 4 | 188 | 17 | 990 | 15250 | 67.2 | 40.6178 | -75.3141 | 55690 | 1 | 18015-6000
42095 | CALPINE BETHLEHEM LLC/BETHLEHEM | 55690_G_CTG2 | 3883511 | 37138813 | 62165412 | 13502814 |  | 221112 | 125 | 140 | 420950254 | 032 | S12 | 4 | 188 | 17 | 990 | 15250 | 67.2 | 40.6178 | -75.3141 | 55690 | 2 | 18015-6000
42095 | CALPINE BETHLEHEM LLC/BETHLEHEM | 55690_G_CTG3 | 3883511 | 37138913 | 62165512 | 13502314 |  | 221112 | 125 | 140 | 420950254 | 033 | S13 | 4 | 188 | 17 | 990 | 15250 | 67.2 | 40.6178 | -75.3141 | 55690 | 3 | 18015-6000
42095 | CALPINE BETHLEHEM LLC/BETHLEHEM | 55690_G_CTG5 | 3883511 | 37139013 | 62165612 | 13502014 |  | 221112 | 125 | 140 | 420950254 | 035 | S15 | 3 | 188 | 17 | 990 | 15250 | 67.2 | 40.6178 | -75.3141 | 55690 | 5 | 18015-6000
42095 | CALPINE BETHLEHEM LLC/BETHLEHEM | 55690_G_CTG6 | 3883511 | 37138613 | 62165712 | 13503514 |  | 221112 | 125 | 140 | 420950254 | 036 | S16 | 3 | 188 | 17 | 990 | 15250 | 67.2 | 40.6178 | -75.3141 | 55690 | 6 | 18015-6000
42095 | CALPINE BETHLEHEM LLC/BETHLEHEM | 55690_G_CTG7 | 3883511 | 67547813 | 62165812 | 154822214 |  | 221112 | 125 | 140 | 420950254 | 037 | S17 | 4 | 188 | 17 | 990 | 15250 | 67.2 | 40.6178 | -75.3141 | 55690 | 7 | 18015-6000
42095 | CALPINE BETHLEHEM LLC/BETHLEHEM | 55690_G_STG4 | 3883511 | 37138713 | 62165312 | 13503114a |  | 221112 | 125 | 140 | 420950254 | 031 | S11 | 4 | 188 | 17 | 990 | 15250 | 67.2 | 40.6178 | -75.3141 | 55690 | 1 | 18015-6000
42095 | CALPINE BETHLEHEM LLC/BETHLEHEM | 55690_G_STG8 | 3883511 | 37139013 | 62165612 | 13502014a |  | 221112 | 125 | 140 | 420950254 | 035 | S15 | 3 | 188 | 17 | 990 | 15250 | 67.2 | 40.6178 | -75.3141 | 55690 | 5 | 18015-6000
28019 | Quantum Choctaw Power LLC | 55694_G_CT1 | 12589611 | 63862113 | 58720512 | 88432214 |  | 221112 | 125 | 120 | 2801900019 | 001 | 1 | 1 | 175 | 20 | 192 | 21383.4 | 68.1 | 33.3686 | -89.2014 | 55694 | AA-001 | 39735
28019 | Quantum Choctaw Power LLC | 55694_G_CT2 | 12589611 | 63862213 | 58720612 | 88432314 |  | 221112 | 125 | 120 | 2801900019 | 002 | 2 | 1 | 175 | 20 | 192 | 21383.4 | 68.1 | 33.3686 | -89.2014 | 55694 | AA-002 | 39735
28019 | Quantum Choctaw Power LLC | 55694_G_ST1 | 12589611 | 63862113 | 58720512 | 88432214a |  | 221112 | 125 | 120 | 2801900019 | 001 | 1 | 1 | 175 | 20 | 192 | 21383.4 | 68.1 | 33.3686 | -89.2014 | 55694 | AA-001 | 39735
06031 | GWF ENERGY LLC | 55698_G_HEP1 | 17611 | 52140513 | 48907012 | 58121414 |  | 221118 | 125 | 120 | 1614304140 | 1 | 1 | 1 |  |  | 68 | 83.3 | 63.3 | 36.2695 | -119.6477 | 55698 | HEP1 | 93230
06031 | GWF ENERGY LLC | 55698_G_HEP2 | 17611 | 52140613 | 48906912 | 58121314 |  | 221118 | 125 | 120 | 1614304140 | 2 | 2 | 1 |  |  | 68 | 83.3 | 63.3 | 36.2695 | -119.6477 | 55698 | HEP2 | 93230
36081 | BAYSWATER / JAMAICA BAY PEAKING FACILITY | 55699_G_1 | 9333411 | 55489413 | 51983612 | 74065814 |  | 221112 | 125 | 120 | 2630800513 | U00001 | 00001 | 001FP | 110 | 14.6 | 851 | 220.8 | 77 | 40.6073 | -73.7612 | 55699 | 1 | 11691
53015 | Mint Farm Generating Station | 55700_G_1STG | 12579611 | 63297313 | 57826012 | 87020714 |  | 221112 | 125 | 120 | 2111 | 3332 | 553 | 3281 | 165.3 | 18 | 250 | 23271.5 |  | 46.1402 | -122.9851 | 55700 | CTG1 | 98632
53015 | Mint Farm Generating Station | 55700_G_CTG1 | 12579611 | 63297313 | 57826012 | 87020714a |  | 221112 | 125 | 120 | 2111 | 3332 | 553 | 3281 | 165.3 | 18 | 250 | 23271.5 |  | 46.1402 | -122.9851 | 55700 | CTG1 | 98632
39143 | AMP Fremont Energy Center (0372030241) | 55701_G_CA01 | 15483111 | 96948213 | 93869612 | 135129314 |  | 221112 | 125 | 120 | 0372030241 | P001 | 5038080 | 20100201 | 64.8 | 11.4 | 650 | 6353 |  | 41.3778 | -83.1655 | 55701 | CT01 | 43420
39143 | AMP Fremont Energy Center (0372030241) | 55701_G_CT01 | 15483111 | 96948213 | 93869612 | 135129314a |  | 221112 | 125 | 120 | 0372030241 | P001 | 5038080 | 20100201 | 64.8 | 11.4 | 650 | 6353 |  | 41.3778 | -83.1655 | 55701 | CT01 | 43420
39143 | AMP Fremont Energy Center (0372030241) | 55701_G_CT02 | 15483111 | 96948313 | 93869712 | 135129414 |  | 221112 | 125 | 120 | 0372030241 | P002 | 5038081 | 20100201 | 64.8 | 11.4 | 650 | 6353 |  | 41.3778 | -83.1655 | 55701 | CT02 | 43420
28019 | GenOn Wholesale Generation LP, Choctaw County Generating Station | 55706_G_CTG1 | 7053111 | 14190013 | 13974912 | 27476414 |  | 221112 | 125 | 120 | 2801900018 | 001 | 1 | 1 | 175 | 19 | 185 | 15364.4 | 54.2 | 33.2881 | -89.4203 | 55706 | CTG1 | 39745
28019 | GenOn Wholesale Generation LP, Choctaw County Generating Station | 55706_G_CTG2 | 7053111 | 14189613 | 13975212 | 27476814 |  | 221112 | 125 | 120 | 2801900018 | 002 | 2 | 1 | 175 | 19 | 185 | 15364.4 | 54.2 | 33.2881 | -89.4203 | 55706 | CTG2 | 39745
28019 | GenOn Wholesale Generation LP, Choctaw County Generating Station | 55706_G_CTG3 | 7053111 | 14189913 | 13975312 | 27476514 |  | 221112 | 125 | 120 | 2801900018 | 003 | 3 | 1 | 175 | 19 | 185 | 15364.4 | 54.2 | 33.2881 | -89.4203 | 55706 | CTG3 | 39745
28019 | GenOn Wholesale Generation LP, Choctaw County Generating Station | 55706_G_STG1 | 7053111 | ORISSTG1 | ORISSTG1 | 55706_G_STG1 |  | 221112 | 125 | 100 |  |  |  |  | 175 | 1.7 | 300 | 312.7 | 142.8 | 33.2881 | -89.4203 | 55706 | STG1 | 39745
48347 | NACOGDOCHES POWER ELECTRIC GENERATING PLANT | 55708_B_BLR1 | 13389311 | 106746813 | 110305712 | 151177714 |  | 221122 | 125 | 100 | 35 | 000003 | 000003 | 000008 | 240 | 12 | 324 |  | 80.7 | 31.8321 | -94.9003 | 55708 | BFB-1 | 75788
42003 | ALLEGHENY ENERGY SUPPLY/SPRINGDALE | 55710_G_UNT3 | 2990311 | 38213213 | 95946912 | 17324214 |  | 221121 | 125 | 100 | 4200300580 | 003 | S3 | 1 | 398 | 18 | 200 | 17007.5 | 219.8 | 40.5442 | -79.7672 | 55710 | 3 | 15144
42003 | ALLEGHENY ENERGY SUPPLY/SPRINGDALE | 55710_G_UNT4 | 2990311 | 38213313 | 95947012 | 89191414 |  | 221121 | 125 | 100 | 4200300580 | 004 | S4 | 1 | 398 | 18 | 200 | 17007.5 | 219.8 | 40.5442 | -79.7672 | 55710 | 4 | 15144
42003 | ALLEGHENY ENERGY SUPPLY/SPRINGDALE | 55710_G_UNT5 | 2990311 | 38213213 | 95946912 | 17324214a |  | 221121 | 125 | 100 | 4200300580 | 003 | S3 | 1 | 398 | 18 | 200 | 17007.5 | 219.8 | 40.5442 | -79.7672 | 55710 | 3 | 15144
05059 | Magnet Cove Generating Station | 55714_G_GT1 | 10504211 | 52356613 | 50410512 | 87119814 |  | 221112 | 125 | 140 | 0505900337 | 001 | 2 | 2 | 150 | 20 | 185 | 23467.7 | 74.7 | 34.4303 | -92.8325 | 55714 | SN-01 | 72104
05059 | Magnet Cove Generating Station | 55714_G_GT2 | 10504211 | 52356613 | 50410512 | 87119814a |  | 221112 | 125 | 140 | 0505900337 | 001 | 2 | 2 | 150 | 20 | 185 | 23467.7 | 74.7 | 34.4303 | -92.8325 | 55714 | SN-02 | 72104
05059 | Magnet Cove Generating Station | 55714_G_ST1 | 10504211 | 52356613 | 50410512 | 87119814b |  | 221112 | 125 | 140 | 0505900337 | 001 | 2 | 2 | 150 | 20 | 185 | 23467.7 | 74.7 | 34.4303 | -92.8325 |  |  | 72104
26147 | ST. CLAIR / BELLE RIVER POWER PLANT | 55718_G_GT1 | 7239111 | 7536213 | 7459512 | 28558614 |  | 221112 | 125 | 100 | B2796 | EU0182 | FUG001 | 20100201 |  |  | 72 |  |  | 42.7748 | -82.4945 | 55718 | 1 | 48054
26147 | ST. CLAIR / BELLE RIVER POWER PLANT | 55718_G_GT2 | 7239111 | 7535913 | 7459512 | 28558914 |  | 221112 | 125 | 100 | B2796 | EU0178 | FUG001 | 20100201 |  |  | 72 |  |  | 42.7748 | -82.4945 | 55718 | 2 | 48054
26147 | ST. CLAIR / BELLE RIVER POWER PLANT | 55718_G_GT3 | 7239111 | 7534613 | 7459512 | 28560714 |  | 221112 | 125 | 100 | B2796 | EU0179 | FUG001 | 20100201 |  |  | 72 |  |  | 42.7748 | -82.4945 | 55718 | 3 | 48054
26147 | ST. CLAIR / BELLE RIVER POWER PLANT | 55718_G_GT4 | 7239111 | 7536113 | 7459512 | 28558714 |  | 221112 | 125 | 100 | B2796 | EU0180 | FUG001 | 20100201 |  |  | 72 |  |  | 42.7748 | -82.4945 | 55718 | 4 | 48054
16039 | IDAHO POWER CO - BENNETT MOUNTAIN | 55733_G_1 | 15472411 | 96576813 | 93657512 | 134738814 |  | 221112 | 125 | 120 | 03900025 | 010 | 010 | 1 | 70 | 16.5 | 1050 | 45973.6 | 215 | 43.1472 | -115.667 | 55733 | CT01 | 83647
39087 | Duke Energy Hanging Rock II, LLC (0744000150) | 55736_G_1GT1 | 9279711 | 55248513 | 68514012 | 100924414 |  | 221112 | 125 | 120 | 0744000150 | P001 | 155713 | 20100201 | 150 | 18 | 219 | 17040.5 |  | 38.5731 | -82.7847 | 55736 | CTG1 | 45638
39087 | Duke Energy Hanging Rock II, LLC (0744000150) | 55736_G_1GT2 | 9279711 | 55248613 | 68513212 | 100924514 |  | 221112 | 125 | 120 | 0744000150 | P002 | 155714 | 20100201 | 150 | 18 | 219 | 17040.5 |  | 38.5728 | -82.785 | 55736 | CTG2 | 45638
39087 | Duke Energy Hanging Rock II, LLC (0744000150) | 55736_G_1ST | 9279711 | 55248513 | 68514012 | 100924414a |  | 221112 | 125 | 120 | 0744000150 | P001 | 155713 | 20100201 | 150 | 18 | 219 | 17040.5 |  | 38.5731 | -82.7847 | 55736 | CTG1 | 45638
39087 | Duke Energy Hanging Rock II, LLC (0744000150) | 55736_G_2GT1 | 9279711 | 55250113 | 68513412 | 100924614 |  | 221112 | 125 | 120 | 0744000150 | P003 | 155715 | 20100201 | 150 | 18 | 219 | 17040.5 |  | 38.5744 | -82.7836 | 55736 | CTG3 | 45638
39087 | Duke Energy Hanging Rock II, LLC (0744000150) | 55736_G_2GT2 | 9279711 | 55250213 | 68513512 | 100924714 |  | 221112 | 125 | 120 | 0744000150 | P004 | 155716 | 20100201 | 150 | 18 | 219 | 17040.5 |  | 38.5742 | -82.7839 | 55736 | CTG4 | 45638
39087 | Duke Energy Hanging Rock II, LLC (0744000150) | 55736_G_2ST | 9279711 | 55250113 | 68513412 | 100924614a |  | 221112 | 125 | 120 | 0744000150 | P003 | 155715 | 20100201 | 150 | 18 | 219 | 17040.5 |  | 38.5744 | -82.7836 | 55736 | CTG3 | 45638
51027 | Buchanan Generation, LLC | 55738_G_1 | 9093011 | 57553513 | 49217012 | 71119414 |  | 221112 | 125 | 120 | 11390 | 21 | 1 | 2 | 75 | 9 | 852 | 9466.4 | 148.8 | 37.2188 | -81.9844 |  |  | 24631
51027 | Buchanan Generation, LLC | 55738_G_2 | 9093011 | 57553513 | 49217012 | 71119414a |  | 221112 | 125 | 120 | 11390 | 21 | 1 | 2 | 75 | 9 | 852 | 9466.4 | 148.8 | 37.2188 | -81.9844 |  |  | 24631
06085 | LOS ESTEROS CRITICAL ENERGY FA | 55748_G_CAG5 | 9991311 | ORISCAG5 | ORISCAG5 | 55748_G_CAG5 |  | 221112 | 125 | 160 |  |  |  |  | 12 | 0.6 | 830 | 25.1 |  | 37.4227 | -121.9309 | 55748 | CAG5 | 95134
06085 | LOS ESTEROS CRITICAL ENERGY FA | 55748_G_CTG1 | 9991311 | 54562513 | 75018712 | 68518514 |  | 221112 | 125 | 120 | 43130313289 | 1 | 1 | 1 | 90 | 10.9 | 805 | 9906.5 |  | 37.4227 | -121.9309 | 55748 | CTG1 | 95134
06085 | LOS ESTEROS CRITICAL ENERGY FA | 55748_G_CTG2 | 9991311 | 54562613 | 75018612 | 68519014 |  | 221112 | 125 | 120 | 43130313289 | 2 | 2 | 1 | 90 | 10.9 | 805 | 9906.5 |  | 37.4227 | -121.9309 | 55748 | CTG2 | 95134
06085 | LOS ESTEROS CRITICAL ENERGY FA | 55748_G_CTG3 | 9991311 | 54562713 | 75018512 | 68519114 |  | 221112 | 125 | 120 | 43130313289 | 3 | 3 | 1 | 90 | 10.9 | 805 | 9906.5 |  | 37.4227 | -121.9309 | 55748 | CTG3 | 95134
06085 | LOS ESTEROS CRITICAL ENERGY FA | 55748_G_CTG4 | 9991311 | 54562813 | 75018412 | 68519214 |  | 221112 | 125 | 120 | 43130313289 | 4 | 4 | 1 | 90 | 10.9 | 805 | 9906.5 |  | 37.4227 | -121.9309 | 55748 | CTG4 | 95134
30003 | ROCKY MOUNTAIN POWER | 55749_B_PC1 | 7851511 | 3395313 | 83598712 | 21539814 |  | 221112 | 125 | 200 | 003-0018 | 1 | FRP-1 | 1 |  |  | 350 |  | 50 | 45.7643 | -107.5996 | 55749 | U1 | 59034 | 63UUUUU
36103 | EDGEWOOD ELECTRIC GENERATING FACILITY | 55786_G_CT01 | 9316211 | 55409813 | 51983712 | 74224614 |  | 221112 | 125 | 120 | 1472803244 | U00001 | 00001 | GASFP | 105 | 10.5 | 835 | 160.2 | 85 | 40.8021 | -73.2882 |  |  | 11717
36103 | EDGEWOOD ELECTRIC GENERATING FACILITY | 55786_G_CT02 | 9316211 | 55409813 | 51983712 | 74224614a |  | 221112 | 125 | 120 | 1472803244 | U00001 | 00001 | GASFP | 105 | 10.5 | 835 | 160.2 | 85 | 40.8021 | -73.2882 |  |  | 11717
36103 | SHOREHAM ELECTRIC GENERATING FACILITY | 55787_G_CT01 | 10724011 | 58686813 | 54436012 | 77305914 |  | 221112 | 125 | 120 | 1472204133 | U00001 | 00001 | OILFP | 110 | 10.5 | 835 | 160.8 | 85.3 | 40.9617 | -72.8651 |  |  | 11786
36103 | SHOREHAM ELECTRIC GENERATING FACILITY | 55787_G_CT02 | 10724011 | 58686813 | 54436012 | 77305914a |  | 221112 | 125 | 120 | 1472204133 | U00001 | 00001 | OILFP | 110 | 10.5 | 835 | 160.8 | 85.3 | 40.9617 | -72.8651 |  |  | 11786
42045 | FPL ENERGY MARCUS HOOK LP/750 MW | 55801_G_CT13 | 10723711 | 58850313 | 54432312 | 77036014 |  | 221112 | 125 | 120 | 420450317 | 103 | S103 | 2 | 275 | 20 | 200 | 18333.3 | 58.4 | 39.8098 | -75.4274 | 55801 | 0003 | 19061
42045 | FPL ENERGY MARCUS HOOK LP/750 MW | 55801_G_CT1A | 10723711 | 58814913 | 54432112 | 77035814 |  | 221112 | 125 | 120 | 420450317 | 101 | S101 | 2 | 275 | 20 | 200 | 18333.3 | 58.4 | 39.8098 | -75.4274 | 55801 | 0001 | 19061
42045 | FPL ENERGY MARCUS HOOK LP/750 MW | 55801_G_CTIB | 10723711 | 58815013 | 54432212 | 77035914 |  | 221112 | 125 | 120 | 420450317 | 102 | S102 | 2 | 275 | 20 | 200 | 18333.3 | 58.4 | 39.8098 | -75.4274 | 55801 | 0002 | 19061
42045 | FPL ENERGY MARCUS HOOK LP/750 MW | 55801_G_STG | 10723711 | ORISSTG | ORISSTG | 55801_G_STG |  | 221112 | 125 | 120 |  |  |  |  | 275 | 20 | 200 | 18333.3 | 58.4 | 39.8098 | -75.4274 | 55801 | STG | 19061
35061 | Valencia Power Plant | 55802_G_CTG1 | 7799911 | 82635413 | 73640612 | 106148114 |  | 221112 | 125 | 120 | 350610031 | EQPT2 | EQPT2 | EQPT2 | 14.9 | 6.1 | 839 | 821 | 28.1 | 34.6046 | -106.7331 | 55802 | CTG1 | 87002 | 60GG
06031 | GWF ENERGY LLC - HENRIETTA | 55807_G_HPP1 | 16711 | 52145713 | 48911812 | 58230514 |  | 333611 | 125 | 120 | 1614303929 | 1 | 1 | 1 |  |  | 68 | 83.3 | 63.3 | 36.24 | -119.9043 | 55807 | HPP1 | 93245
06031 | GWF ENERGY LLC - HENRIETTA | 55807_G_HPP2 | 16711 | 52145813 | 48911912 | 58230414 |  | 333611 | 125 | 120 | 1614303929 | 2 | 2 | 1 |  |  | 68 | 83.3 | 63.3 | 36.24 | -119.9043 | 55807 | HPP2 | 93245
06085 | CALPINE GILROY COGEN,LP & GILR | 55810_G_S3 | 743011 | 45722413 | 43450912 | 53225714 |  | 221112 | 125 | 120 | 43130311180 | 3 | 3 | 1 | 80 | 14.2 | 849 | 9730.9 |  | 37.0013 | -121.5364 | 55810 | S-3 | 95020
06085 | CALPINE GILROY COGEN,LP & GILR | 55810_G_S4 | 743011 | 45722313 | 43450612 | 53225814 |  | 221112 | 125 | 120 | 43130311180 | 4 | 4 | 1 | 80 | 14.2 | 849 | 9730.9 |  | 37.0013 | -121.5364 | 55810 | S-4 | 95020
06085 | CALPINE GILROY COGEN,LP & GILR | 55810_G_S5 | 743011 | 45722513 | 43450512 | 53225614 |  | 221112 | 125 | 120 | 43130311180 | 5 | 5 | 1 | 80 | 14.2 | 849 | 9730.9 |  | 37.0013 | -121.5364 | 55810 | S-5 | 95020
06053 | CALPINE KING CITY COGEN, LLC | 55811_G_CTG1 | 7877111 | 78776613 | 69701612 | 102180314 |  | 311423 | 125 | 120 | 270715220 | 4 | 4 | 1 |  |  | 340 | 909.2 |  | 36.2265 | -121.1275 | 10294 | 2 | 93930
53053 | Frederickson Power LP | 55818_G_FICT | 12623711 | 63640913 | 58324412 | 87675314 |  | 221112 | 125 | 120 | 10645 | 1 | 1 | 1 | 105 | 18 | 205 | 13755.4 | 54.1 | 47.0862 | -122.3657 | 55818 | F1CT | 98446
53053 | Frederickson Power LP | 55818_G_FIST | 12623711 | 63640913 | 58324412 | 87675314a |  | 221112 | 125 | 120 | 10645 | 1 | 1 | 1 | 105 | 18 | 205 | 13755.4 | 54.1 | 47.0862 | -122.3657 | 55818 | F1CT | 98446
12095 | ORLANDO UTILITIES COMMISSION | 55821_G_A | 845411 | 67201413 | 61839912 | 92647014 |  | 2211 | 125 | 120 | 0950137 | 25 | 26 | 2 | 160 | 19 | 287 | 21335.5 | 75.2 | 28.4885 | -81.1672 | 55821 | 25 | 32831 | SLT-0001&ARP-0001
12095 | ORLANDO UTILITIES COMMISSION | 55821_G_B | 845411 | 67201513 | 61840012 | 92647214 |  | 2211 | 125 | 120 | 0950137 | 26 | 27 | 2 | 160 | 19 | 287 | 21335.5 | 75.3 | 28.4881 | -81.1672 | 55821 | 26 | 32831 | SLT-0001&ARP-0001
12095 | ORLANDO UTILITIES COMMISSION | 55821_G_C | 845411 | 67201413 | 61839912 | 92647014a |  | 2211 | 125 | 120 | 0950137 | 25 | 26 | 2 | 160 | 19 | 287 | 21335.5 | 75.2 | 28.4885 | -81.1672 | 55821 | 25 | 32831 | SLT-0001&ARP-0001
08123 | PUBLIC SERV - ROCKY MOUNTAIN ENERGY | 55835_G_CTG1 | 12868211 | 68879713 | 63246812 | 94877514 |  | 221112 | 125 | 120 | CO0000000812301 | 123-1342-001 | 123-1342-S001 | 123-1342-001-01 | 175 | 18.5 | 161 |  | 62 | 40.0909 | -104.5953 | 55835 | 1 | 80643
08123 | PUBLIC SERV - ROCKY MOUNTAIN ENERGY | 55835_G_CTG2 | 12868211 | 68879813 | 63246912 | 94877614 |  | 221112 | 125 | 120 | CO0000000812301 | 123-1342-002 | 123-1342-S002 | 123-1342-002-01 | 175 | 18.5 | 161 |  | 62 | 40.0909 | -104.5953 | 55835 | 2 | 80643
08123 | Rocky Mountain Energy Center | 55835_G_STG1 | 12868211 | 68880013 | 63247112 | 94877814 |  | 221112 | 125 | 100 | 123-1342 | 123-1342-004 | 123-1342-S004 | 123-1342-004-01 | 80 | 3.5 | 325 | 0 | 85 | 40.0909 | -104.5953 | 55835 | STG1 | 80643
32003 | Nevada Power Silverhawk | 55841_G_CT1 | 12770211 | 67165513 | 61811612 | 92578314 |  | 22111 | 125 | 120 | 1584 | A01,2 | 01 | 1 | 150 | 5.5 | 360 |  | 21 | 36.4093 | -114.9607 | 55841 | A01 | 89124
32003 | Nevada Power Silverhawk | 55841_G_CT2 | 12770211 | 67165613 | 61811712 | 92578414 |  | 22111 | 125 | 120 | 1584 | A03,4 | 03 | 1 | 150 | 5.5 | 360 |  | 21 | 36.4093 | -114.96 | 55841 | A03 | 89124
32003 | Nevada Power Silverhawk | 55841_G_ST1 | 12770211 | 67165513 | 61811612 | 92578314a |  | 22111 | 125 | 120 | 1584 | A01,2 | 01 | 1 | 150 | 5.5 | 360 |  | 21 | 36.4093 | -114.9607 | 55841 | A01 | 89124
06101 | Feather River Energy Center | 55847_G_CTG1 | 14137911 | 84795713 | 97079212 | 111457514 |  | 221118 | 125 | 120 | 51160813007 | 1 | 1_1_20100201 | 1 | [5 empty] | 39.1085 | -121.6106 | 55847 | UNIT1 | 95993
06065 | INLAND EMPIRE ENERGY CENTER, LLC | 55853_G_1 | 13483911 | ORIS1 | ORIS1 | 55853_G_1 |  | 221112 | 125 | 140 | [9 empty] | 33.7385 | -117.1717 | 55853 | 1 | 92585
06065 | INLAND EMPIRE ENERGY CENTER, LLC | 55853_G_2 | 13483911 | ORIS2 | ORIS2 | 55853_G_2 |  | 221112 | 125 | 140 | [9 empty] | 33.7385 | -117.1717 | 55853 | 2 | 92585
06095 | Wolfskill Energy Center | 55855_G_CTG1 | 9850211 | 53998913 | 76990612 | 68518614 |  | 221112 | 125 | 120 | 48130314511 | 1 | 1 | 1 | 80 | 15.4 | 750 | 10670.8 |  | 38.229 | -122.074 | 55855 | UNIT1 | 94534
17189 | Prairie State Generating Station | 55856_G_PC1 | 10857911 | 96564813 | 93646512 | 150204914 |  | 221112 | 125 | 100 | 189808AAB | 0004 | 0004 | 02 | 700 | 28 | 134 | 37409.1 |  | 38.2793 | -89.667 | 55856 | 01 | 62257
17189 | Prairie State Generating Station | 55856_G_PC2 | 10857911 | 96564913 | 93646712 | 153819614 |  | 221112 | 125 | 100 | 189808AAB | 0005 | 0006 | 02 | 700 | 28 | 134 | 37409.1 |  | 38.2793 | -89.6669 | 55856 | 02 | 62257
27151 | Fibrominn Biomass Power Plant | 55867_B_B1 | 13603611 | 79734913 | 70846412 | 103012214 |  | 221122 | 125 | 100 | 2715100038 | EU001 | SV001 | EU001PD001 | 300 | 9 | 295 | 5268 |  | 45.2996 | -95.5604 | 55867 | BLR-1 | 56215
06019 | WELLHEAD POWER PANOCHE, LLC. | 55874_G_8 | 10436611 | 58173713 | 49382612 | 68462914 |  | 221118 | 125 | 120 | 1014303844 | 1 | 1 | 1 |  |  | 68 | 83.3 | 61.9 | 36.6557 | -120.5836 |  |  | 93622
06019 | WELLHEAD POWER GATES, LLC. | 55875_G_GEN1 | 10436711 | 58173613 | 50351612 | 68566714 |  | 221118 |  | 120 | 1014303843 | 1 | 1 | 1 |  |  | 68 | 83.3 | 53.2 | 36.159 | -120.154 | 55875 | GT1 | 00000
53027 | Sierra Pacific Industries - Cogeneration | 55882_B_BLR1 | 9048311 | 58390413 | 51251712 | 150849714 |  | 221118 | 125 | 100 | 0018 | 1 | A | 620A | 100 | 7 | 357 | 2313 | 57.3 | 46.9695 | -123.7741 |  |  | 98520
45053 | SCE&G JASPER | 55927_G_CT1 | 13005611 | 69625313 | 63901412 | 95965314 |  | 221112 | 125 | 120 | 1360-0026 | CA1 | 4 | 3 |  |  | 72 | 0.2 | 1 | 32.3592 | -81.1242 | 55927 | CT01 | 29927
45053 | SCE&G JASPER | 55927_G_CT2 | 13005611 | 69625513 | 63901512 | 95965614 |  | 221112 | 125 | 120 | 1360-0026 | CA2 | 2 | 2 | 190 | 18 | 289 | 19696 | 77.4 | 32.3592 | -81.1242 | 55927 | CT02 | 29927
45053 | SCE&G JASPER | 55927_G_CT3 | 13005611 | 69625613 | 63901312 | 95965814 |  | 221112 | 125 | 120 | 1360-0026 | CA3 | 3 | 2 | 190 | 18 | 289 | 19696 | 77.4 | 32.3592 | -81.1242 | 55927 | CT03 | 29927
45053 | SCE&G JASPER | 55927_G_ST1 | 13005611 | ORISST1 | ORISST1 | 55927_G_ST1 |  | 221112 | 125 | 120 |  |  |  |  | 190 | 18 | 289 | 19696 | 77.4 | 32.3592 | -81.1242 | 55927 | ST1 | 29927
06077 | GWF ENERGY, LLC - TRACY PEAKER POWER PLANT | 55933_G_TCC1 | 10009011 | ORISTCC1 | ORISTCC1 | 55933_G_TCC1 |  | 221118 | 125 | 160 | [6 empty] | 68 | 83.3 | 72.9 | 37.7216 | -121.4939 | 55933 | TCC1 | 95377
06077 | GWF ENERGY, LLC - TRACY PEAKER POWER PLANT | 55933_G_TPP1 | 10009011 | 57721613 | 49732112 | 68209114 |  | 221118 | 125 | 120 | 3914304597 | 1 | 1 | 1 |  |  | 68 | 83.3 | 27.6 | 37.7216 | -121.4939 | 55933 | TPP1 | 95377
06077 | GWF ENERGY, LLC - TRACY PEAKER POWER PLANT | 55933_G_TPP2 | 10009011 | 57721713 | 50256612 | 68209214 |  | 221118 | 125 | 120 | 3914304597 | 2 | 2 | 1 |  |  | 68 | 83.3 | 27.6 | 37.7216 | -121.4939 | 55933 | TPP2 | 95377
17201 | NRG Rockford Energy Center | 55936_G_GT3 | 9698111 | 53429313 | 52130512 | 71811914 |  | 221112 | 125 | 120 | 201030BCG | 0003 | 0003 | 01 | 88 | 21 | 1008 | 30466.7 |  | 42.2386 | -89.101 | 55936 | U1 | 61104
34029 | Essential Power Operating Company LLC | 55938_G_OPP3 | 8174211 | 65965113 | 60878112 | 91376214 |  | 221112 | 125 | 120 | 78896 | U11 | PT11 | OS1 | 75 | 19 | 1110 | 40828.7 |  | 40.0624 | -74.1686 |  |  | 08701
34029 | Essential Power Operating Company LLC | 55938_G_OPP4 | 8174211 | 65965113 | 60878112 | 91376214a |  | 221112 | 125 | 120 | 78896 | U11 | PT11 | OS1 | 75 | 19 | 1110 | 40828.7 |  | 40.0624 | -74.1686 |  |  | 08701
06071 | Agua Mansa Power Plant | 55951_G_AMP1 | 10108611 | 101781113 | 104617412 | 142831214 |  | 221118 | 125 | 120 | 361026133813 | 2 | 2_11_20100201 | 11 | [5 empty] | 34.0413 | -117.3635 | 55951 | AMP-1 | 92324
32003 | SWG Nevada Holdings LLC | 55952_G_GEN3 | 9399211 | 55525513 | 50921312 | 68460414 |  | 221112 | 125 | 120 | 0329 | 03 | 03 | 1 | 100 | 9 | 285 |  | 85 | 36.23 | -115.1221 | 10761 | 2 | 89030
32003 | SWG Nevada Holdings LLC | 55952_G_GEN4 | 9399211 | 55525613 | 50949512 | 68460514 |  | 221112 | 125 | 120 | 0329 | 04 | 04 | 1 | 100 | 9 | 285 |  | 85 | 36.23 | -115.1226 | 10761 | 3 | 89030
32003 | SWG Nevada Holdings LLC | 55952_G_GEN5 | 9399211 | 55525713 | 51001812 | 68460614 |  | 221112 | 125 | 120 | 0329 | 05 | 05 | 1 | 100 | 9 | 285 |  | 85 | 36.23 | -115.1232 | 10761 | 4 | 89030
32003 | SWG Nevada Holdings LLC | 55952_G_GEN6 | 9399211 | 55525813 | 50974412 | 68460714 |  | 221112 | 125 | 120 | 0329 | 06 | 06 | 1 | 100 | 9 | 285 |  | 85 | 36.23 | -115.1237 | 10761 | 5 | 89030
32003 | SWG Nevada Holdings LLC | 55952_G_GEN7 | 9399211 | 55525513 | 50921312 | 68460414a |  | 221112 | 125 | 120 | 0329 | 03 | 03 | 1 | 100 | 9 | 285 |  | 85 | 36.23 | -115.1221 | 10761 | 2 | 89030
32003 | SWG Nevada Holdings LLC | 55952_G_GEN8 | 9399211 | 55525713 | 51001812 | 68460614a |  | 221112 | 125 | 120 | 0329 | 05 | 05 | 1 | 100 | 9 | 285 |  | 85 | 36.23 | -115.1232 | 10761 | 4 | 89030
06013 | Riverview Energy Center | 55963_G_CTG1 | 10524811 | 52537613 | 74924512 | 68518414 |  | 221112 | 125 | 120 | 07130314512 | 1 | 1 | 1 | 80 | 15.4 | 750 | 10704.4 |  | 38.0118 | -121.7912 | 55963 | 1 | 94509
13149 | Southern Power - Wansley Combined Cycle | 55965_G_CT6A | 16658111 | 105656413 | 109318712 | 149972414 |  | 221112 | 125 | 140 | 14900011 | CT6A | ST01 | 1 | 132 | 16.8 | 198 | 19167 | 87 | 33.4059 | -85.0371 | 55965 | 6A | 30217
13149 | Southern Power - Wansley Combined Cycle | 55965_G_CT6B | 16658111 | 105656513 | 109318812 | 149972514 |  | 221112 | 125 | 140 | 14900011 | CT6B | ST02 | 1 | 132 | 16.8 | 198 | 19167 | 87 | 33.4057 | -85.0369 | 55965 | 6B | 30217
13149 | Southern Power - Wansley Combined Cycle | 55965_G_CT7A | 16658111 | 105656613 | 109318612 | 149972614 |  | 221112 | 125 | 140 | 14900011 | CT7A | ST03 | 1 | 132 | 16.8 | 198 | 19167 | 87 | 33.4067 | -85.0381 | 55965 | 7A | 30217
13149 | Southern Power - Wansley Combined Cycle | 55965_G_CT7B | 16658111 | 105656713 | 109318912 | 149972714 |  | 221112 | 125 | 140 | 14900011 | CT7B | ST04 | 1 | 132 | 16.8 | 198 | 19167 | 87 | 33.4065 | -85.0378 | 55965 | 7B | 30217
13149 | Ga Power Company - Plant Wansley | 55965_G_ST6 | 7415011 | ORISST6 | ORISST6 | 55965_G_ST6 |  | 221112 | 125 | 100 |  |  |  |  | 295 | 9 | 413 | 3583 | 57 | 33.4122 | -85.0343 | 55965 | ST6 | 30116
13149 | Ga Power Company - Plant Wansley | 55965_G_ST7 | 7415011 | ORISST7 | ORISST7 | 55965_G_ST7 |  | 221112 | 125 | 100 |  |  |  |  | 295 | 9 | 413 | 3583 | 57 | 33.4122 | -85.0343 | 55965 | ST7 | 30116
36103 | GREENPORT GENERATING FACILITY | 55969_G_U-01 | 10749711 | 64120413 | 58824712 | 88919614 |  | 221112 | 125 | 120 | 1473803119 | U00001 | EP001 | DFOFP | 65 | 10 | 840 | 211.1 |  | 41.1059 | -72.3761 | 55969 | U-01 | 11944
06067 | SMUD COSUMNES POWER PLANT | 55970_G_1 | 13841411 | 84720813 | 77053212 | 111296414 |  | 221118 | 125 | 120 | 3416243456 | 1 | 1 | 1 | 160 | 18.5 | 215 | 16250 |  | 38.3363 | -121.1224 | 55970 | 2 | 95638
06067 | SMUD COSUMNES POWER PLANT | 55970_G_2 | 13841411 | 84720813 | 77053212 | 111296414a |  | 221118 | 125 | 120 | 3416243456 | 1 | 1 | 1 | 160 | 18.5 | 215 | 16250 |  | 38.3363 | -121.1224 | 55970 | 2 | 95638
06067 | SMUD COSUMNES POWER PLANT | 55970_G_3 | 13841411 | 84720713 | 77053112 | 111296314 |  | 221118 | 125 | 120 | 3416243456 | 2 | 2 | 1 | 160 | 18.5 | 215 | 16250 |  | 38.3363 | -121.1224 | 55970 | 3 | 95638
31025 | OPPD Cass County Station | 55972_G_CT-1 | 9445711 | 55517013 | 50938812 | 71809114 |  | 221112 | 125 | 120 | 00054 | 001 | 001 | 01 | 50 | 26.1 | 1160 | 46402.3 | 1.4 | 40.9479 | -95.9646 | 55972 | CT1 | 68048-6226
31025 | OPPD Cass County Station | 55972_G_CT-2 | 9445711 | 55517113 | 50938812 | 71809314 |  | 221112 | 125 | 120 | 00054 | 002 | 001 | 01 | 50 | 26.1 | 1160 | 46402.3 | 1.4 | 40.9479 | -95.9646 | 55972 | CT2 | 68048-6226
42001 | GENON WHOLESALE GEN LP/HUNTERSTOWN PLT | 55976_G_101 | 4713111 | 28152513 | 26996912 | 17148814 |  | 221118 | 125 | 120 | 420010122 | 101 | S101 | 1 | 195 | 18.5 | 208 | 17838.6 | 66.4 | 39.8692 | -77.1672 | 55976 | CT101 | 17325-7526
42001 | GENON WHOLESALE GEN LP/HUNTERSTOWN PLT | 55976_G_201 | 4713111 | 67433513 | 62037012 | 93008814 |  | 221118 | 125 | 120 | 420010122 | 201 | S201 | 1 | 195 | 18.5 | 208 | 17838.6 | 66.4 | 39.8729 | -77.1668 | 55976 | CT201 | 17325-7526
42001 | GENON WHOLESALE GEN LP/HUNTERSTOWN PLT | 55976_G_301 | 4713111 | 67433613 | 62037112 | 93008914 |  | 221118 | 125 | 120 | 420010122 | 301 | S301 | 1 | 195 | 18.5 | 208 | 17838.6 | 66.4 | 39.8729 | -77.1668 | 55976 | CT301 | 17325-7526
42001 | GENON WHOLESALE GEN LP/HUNTERSTOWN PLT | 55976_G_401 | 4713111 | 67433413 | 62036912 | 93008714 |  | 221118 | 125 | 100 | 420010122 | 031 | S031 | 1 | 150 | 4.5 | 300 | 333.3 | 21 | 39.8729 | -77.1668 |  |  | 17325-7526
35045 | Bluffview Power Plant | 55977_G_CTG1 | 13646111 | 82635513 | 73641112 | 106148214 |  | 221112 | 125 | 120 | 350450462 | EQPT4 | EQPT4 | EQPT4 | 70 | 13 | 269 | 5384 | 38 | 36.7143 | -108.2144 | 55977 | CTG-1 | 87401 | 60GG
35045 | Bluffview Power Plant | 55977_G_STG1 | 13646111 | ORISSTG1 | ORISSTG1 | 55977_G_STG1 |  | 221112 | 125 | 150 |  |  |  |  | 70 | 13 | 269 | 5384 | 38 | 36.7143 | -108.2144 | 55977 | STG1 | 87401 | 60Db-60Dc
06073 | SDG&E | 55985_G_CTG1 | 13562611 | 78684413 | 105176712 | 116325814 |  | 221118 | 125 | 120 | 3712278013 | 1082 | 1082_11_2010020 | 11 | [5 empty] | 33.117 | -117.118 | 55985 | CTG1 | 92029
06073 | SDG&E | 55985_G_CTG2 | 13562611 | 78684513 | 105176812 | 116325714 |  | 221118 | 125 | 120 | 3712278013 | 1846 | 1846_11_2010020 | 11 | [5 empty] | 33.117 | -117.118 | 55985 | CTG2 | 92029
06073 | SDG&E | 55985_G_STG | 13562611 | ORISSTG | ORISSTG | 55985_G_STG |  | 221118 | 125 | 120 | [9 empty] | 33.117 | -117.118 | 55985 | STG | 92029
01129 | PowerSouth Energy Coop - Lowman | 56_B_1 | 1028611 | 46970513 | 44557812 | 61690414 |  | 221112 | 125 | 100 | 0001 | X001 | CS4 | 01 | 415 | 18.2 | 128 | 12250 | 63 | 31.4876 | -87.9096 | 56 | 1 | 36548 | 63UUUUU
01129 | PowerSouth Energy Coop - Lowman | 56_B_2 | 1028611 | 46970713 | 44557812 | 61690214 |  | 221112 | 125 | 100 | 0001 | X002 | CS4 | 01 | 415 | 18.2 | 128 | 12250 | 63 | 31.4876 | -87.9096 | 56 | 2 | 36548 | 63UUUUU
01129 | PowerSouth Energy Coop - Lowman | 56_B_3 | 1028611 | 46970613 | 44557612 | 61690314 |  | 221112 | 125 | 100 | 0001 | X003 | MS3 | 01 | 399 | 16.5 | 130 | 12250 | 28.6 | 31.4876 | -87.9096 | 56 | 3 | 36548 | 63UUUUU
19009 | WESTERN MINNESOTA MUNICIPAL POWER AGENCY | 56013_G_U1 | 9661311 | 67654313 | 62259412 | 93362614 |  | 221112 | 125 | 120 | 05-04-002 | 000137673 | 000108902 | 000174787 | 45 | 10 | 791 | 9716.9 |  | 41.5153 | -94.9123 | 56013 | U-1 | 50042
19009 | WESTERN MINNESOTA MUNICIPAL POWER AGENCY | 56013_G_U2 | 9661311 | 67654413 | 62259512 | 93362814 |  | 221112 | 125 | 120 | 05-04-002 | 000137674 | 000108903 | 000174789 | 45 | 10 | 791 | 9716.9 |  | 41.5153 | -94.9123 | 56013 | U-2 | 50042
19009 | WESTERN MINNESOTA MUNICIPAL POWER AGENCY | 56013_G_U3 | 9661311 | 67654513 | 62259612 | 93363014 |  | 221112 | 125 | 120 | 05-04-002 | 000245186 | 000194562 | 000251906 | 46.2 | 10 | 791 | 9716.9 |  | 41.5153 | -94.9123 | 56013 | U-3 | 50042
13087 | Bainbridge Power Facility | 56015_G_SEG1 | 15498211 | 97049513 | 94048812 | 135280114 |  | 221112 | 125 | 120 | 08700053 | G01 | ES01 | PG01 | 43 | 17.8 | 780 | 620 | 2.5 | 30.9111 | -84.5472 |  |  | 39817-8093
13087 | Bainbridge Power Facility | 56015_G_SEGC | 15498211 | 97049613 | 94048712 | 135280214 |  | 221112 | 125 | 120 | 08700053 | G02 | ES02 | PG02 | 43 | 17.8 | 780 | 620 | 2.5 | 30.9111 | -84.5472 |  |  | 39817-8093
01121 | Alabama Municipal Electric Authority | 56018_G_1 | 10535111 | 52230213 | 50938512 | 71809014 |  | 221112 | 125 | 120 | 0057 | X001A | 001 | 01 | 45.5 | 10.5 | 829 | 9402.6 | 109 | 33.1665 | -86.2819 | 56018 | 1 | 35151
01121 | Alabama Municipal Electric Authority | 56018_G_2 | 10535111 | 52230313 | 50940712 | 71809814 |  | 221112 | 125 | 120 | 0057 | X001B | 002 | 01 | 45.5 | 10.5 | 829 | 9402.6 | 109 | 33.1665 | -86.2819 | 56018 | 2 | 35151
06085 | Donald Von Raesfeld Power Plant | 56026_G_CTG1 | 16024011 | 100453613 | 99144612 | 140689514 |  | 221112 | 125 | 120 | 43130314991 | 1 | 1_1_20100201 | 1 | [5 empty] | 37.3779 | -121.951 | 56026 | PCT1 | 95054
06085 | Donald Von Raesfeld Power Plant | 56026_G_CTG2 | 16024011 | 100453813 | 99144812 | 140689714 |  | 221112 | 125 | 120 | 43130314991 | 3 | 3_1_20100201 | 1 | [5 empty] | 37.3779 | -121.951 | 56026 | PCT2 | 95054
06085 | Donald Von Raesfeld Power Plant | 56026_G_STG | 16024011 | 100453713 | 99144712 | 140689614 |  | 221112 | 125 | 150 | 43130314991 | 2 | 2_1_10100602 | 1 | [5 empty] | 37.3779 | -121.951 |  |  | 95054
55087 | Wisconsin Public Service Corporation - Fox Energy Center | 56031_G_CTG1 | 15038711 | 91926113 | 88990812 | 125379414 |  | 221112 | 125 | 100 | 445159110 | P01 | S01 | 01 | 150 | 18.996 | 188 |  | 43.2 | 44.3208 | -88.2089 | 56031 | CTG-1 | 54130
55087 | Wisconsin Public Service Corporation - Fox Energy Center | 56031_G_CTG2 | 15038711 | 91926013 | 88990712 | 125379214 |  | 221112 | 125 | 140 | 445159110 | P02 | S02 | 00 | 150 | 18.996 | 188 |  | 43.2 | 44.3208 | -88.2089 | 56031 | CTG-2 | 54130
55087 | Wisconsin Public Service Corporation - Fox Energy Center | 56031_G_STG | 15038711 | 91926613 | 88990912 | 125379914 |  | 221112 | 125 | 100 | 445159110 | P05 | S05 | 00 | 100 | 3.97 | 270 |  | 21.2 | 44.3208 | -88.2089 |  |  | 54130
36059 | EQUUS FREEPORT POWER GENERATING STATION | 56032_G_0001 | 10680411 | 58686613 | 54552112 | 77306014 |  | 221112 | 125 | 120 | 1282004508 | U00001 | EP001 | OILFP | 187 | 10.5 | 850 | 165.3 | 115 | 40.6503 | -73.5684 | 56032 | 0001 | 11520
06037 | BICENT (CALIFORNIA) MALBURG LLC | 56041_G_M1 | 16016511 | 101034313 | 102036712 | 141825214 |  | 221112 | 125 | 120 | 191026155474 | 4 | 4_11_20100102 | 11 | [5 empty] | 33.9986 | -118.2207 | 56041 | M1 | 90058
06037 | BICENT (CALIFORNIA) MALBURG LLC | 56041_G_M2 | 16016511 | 101034113 | 102036312 | 141824814 |  | 221112 | 125 | 120 | 191026155474 | 2 | 2_11_20100201 | 11 | [5 empty] | 33.9986 | -118.2207 | 56041 | M2 | 90058
06037 | BICENT (CALIFORNIA) MALBURG LLC | 56041_G_M3 | 16016511 | 101034213 | 102036512 | 141825014 |  | 221112 | 125 | 999 | 191026155474 | 3 | 3_11_20100201 | 11 | [5 empty] | 33.9986 | -118.2207 |  |  | 90058
17023 | City of Casey | 56053_G_2 | 1929611 | 41598513 | 87474212 | 46152114 |  | 221112 | 125 | 160 | 023405AAB | 0001 | 0007 | 01 | 20 | 1 | 922 | 66.7 |  | 39.2975 | -87.993 |  |  | 62420
55079 | Wisconsin Electric Power Company, D/B/A We Energies-Oak Creek Station | 56068_B_18 | 6330411 | 91417413 | 59462312 | 125337414 |  | 221112 | 125 | 100 | 241007690 | B18 | S18 | 02 | 550 | 25 | 140 |  | 75 | 42.8457 | -87.8294 | 56068 | 1 | 53154 | 63UUUUU
55079 | Wisconsin Electric Power Company, D/B/A We Energies-Oak Creek Station | 56068_B_19 | 6330411 | 91901113 | 59462512 | 125337214 |  | 221112 | 125 | 100 | 241007690 | B19 | S19 | 02 | 550 | 25 | 140 |  | 75 | 42.8457 | -87.8294 | 56068 | 2 | 53154 | 63UUUUU
06099 | WALNUT ENERGY CENTER AUTHORITY | 56078_G_1 | 14025311 | 85005313 | 77607512 | 111875014 |  | 221118 | 125 | 120 | 5014307172 | 1 | 1 | 1 |  |  | 68 | 83.3 |  | 37.4881 | -120.9034 | 56078 | 1 | 95381
06099 | WALNUT ENERGY CENTER AUTHORITY | 56078_G_2 | 14025311 | 85005213 | 77607412 | 111874914 |  | 221118 | 125 | 120 | 5014307172 | 2 | 2 | 1 |  |  | 68 | 83.3 |  | 37.4881 | -120.9034 | 56078 | 2 | 95381
06099 | WALNUT ENERGY CENTER AUTHORITY | 56078_G_3 | 14025311 | 85005313 | 77607512 | 111875014a |  | 221118 | 125 | 120 | 5014307172 | 1 | 1 | 1 |  |  | 68 | 83.3 |  | 37.4881 | -120.9034 | 56078 | 1 | 95381
05001 | RICELAND FOODS INC - SOY DIV - STUTTGART | 56079_B_North | 1091311 | 95975413 | 57826912 | 133961714 |  | 311224 | 147 | 100 | 0500100008 | 087 | 87 | 37 | 62 | 4.5 | 350 | 1200.8 | 75.5 | 34.5128 | -91.535 |  |  | 72160
05001 | RICELAND FOODS INC - SOY DIV - STUTTGART | 56079_B_South | 1091311 | 95975413 | 57826912 | 133961714a |  | 311224 | 147 | 100 | 0500100008 | 087 | 87 | 37 | 62 | 4.5 | 350 | 1200.8 | 75.5 | 34.5128 | -91.535 |  |  | 72160
09005 | Connecticut Jet Power LLC, Franklin Drive | 561_G_UN19 | 16712111 | 107732013 | 111231012 | 152590014 |  | 221112 | 125 | 120 | T183 P0024 C077 | R0067 | 001 | 20100901 | 34 | 12.6 | 700 | 10466.7 |  | 41.7975 | -73.1211 | 561 | 10 | 06790
49023 | PacifiCorp: Currant Creek Power Plant | 56102_G_CT1A | 9093511 | 72099313 | 66227912 | 99837214 |  | 221118 | 125 | 140 | 12524 | 177207 | 178515 | 1 | 165 | 16.8 | 202 | 11315 | 51 | 39.8194 | -111.892 | 56102 | CTG1A | 84645
49023 | PacifiCorp: Currant Creek Power Plant | 56102_G_CT1B | 9093511 | 72099413 | 66228012 | 99837314 |  | 221118 | 125 | 140 | 12524 | 177208 | 178516 | 1 | 165 | 16.8 | 202 | 11315 | 51 | 39.8194 | -111.892 | 56102 | CTG1B | 84645
49023 | PacifiCorp: Currant Creek Power Plant | 56102_G_ST1 | 9093511 | 72099513 | 66227712 | 99837414 |  | 221118 | 125 | 100 | 12524 | 177209 | 178517 | 1 | 35 | 2 | 72 | 12 | 3.8 | 39.8194 | -111.892 |  |  | 84645
27013 | Mankato Energy Center LLC | 56104_G_CTG2 | 13597611 | 79510813 | 70568812 | 102641014 |  | 221112 | 125 | 120 | 2701300098 | EU002 | SV002 | EU002PD002 | 200 | 19 | 160 | 9943.4 |  | 44.1963 | -94.0006 | 56104 | CT-2 | 56001
27013 | Mankato Energy Center LLC | 56104_G_STG1 | 13597611 | 79510813 | 70568812 | 102641014a |  | 221112 | 125 | 120 | 2701300098 | EU002 | SV002 | EU002PD002 | 200 | 19 | 160 | 9943.4 |  | 44.1963 | -94.0006 | 56104 | CT-2 | 56001
22055 | Lafayette Utilities System - T J Labbe' Electric Generating Station | 56108_G_U-1 | 9587011 | 80803913 | 71919712 | 104225614 |  | 221112 | 125 | 120 | 119640 | SR0001 | RP0001 | PR0001 | 60 | 12.3 | 771 | 9981.8 | 84 | 30.2569 | -92.0437 | 56108 | U-1 | 70507
22055 | Lafayette Utilities System - T J Labbe' Electric Generating Station | 56108_G_U-2 | 9587011 | 80803813 | 71919512 | 104225514 |  | 221112 | 125 | 120 | 119640 | SR0002 | RP0002 | PR0002 | 60 | 12.3 | 771 | 9981.8 | 84 | 30.2571 | -92.0437 | 56108 | U-2 | 70507
17025 | Illinois Municipal Electric Agency | 56116_G_8 | 1944711 | 41588713 | 93526012 | 46050314 |  | 221112 | 125 | 120 | 025010ABM | 0001 | 0006 | 01 | 10 | 1.5 | 806 | 135.7 |  | 38.6658 | -88.4626 |  |  | 62839
17025 | City of Flora | 56117_G_1 | 1944811 | 41588513 | 87474812 | 46049914 |  | 221112 | 125 | 120 | 025010ABO | 0001 | 0006 | 01 | 10 | 1 | 808 | 66.7 |  | 38.6716 | -88.4897 |  |  | 62839
17025 | City of Flora | 56117_G_2 | 1944811 | 41588313 | 55938612 | 46050114 |  | 221112 | 125 | 120 | 025010ABO | 0002 | 0002 | 01 | 10 | 1 | 808 | 66.7 |  | 38.6716 | -88.4897 |  |  | 62839
17025 | City of Flora | 56117_G_3 | 1944811 | 41588413 | 87474912 | 46050014 |  | 221112 | 125 | 120 | 025010ABO | 0003 | 0008 | 01 | 10 | 1 | 808 | 66.7 |  | 38.6716 | -88.4897 |  |  | 62839
17025 | City of Flora | 56118_G_4 | 1944811 | 41588613 | 55938512 | 46049814 |  | 221112 | 125 | 120 | 025010ABO | 0004 | 0004 | 01 | 10 | 1 | 808 | 66.7 |  | 38.6716 | -88.4897 |  |  | 62839
17025 | City of Flora | 56118_G_5 | 1944811 | 41588213 | 87475012 | 46050214 |  | 221112 | 125 | 120 | 025010ABO | 0005 | 0010 | 01 | 10 | 1 | 808 | 66.7 |  | 38.6716 | -88.4897 |  |  | 62839
41071 | SP Fiber Technologies Northwest, LLC | 56124_B_10BLR | 7410811 | 68342113 | 62737912 | 94226414 |  | 322122 | 133 | 100 | 36-6142 | PS-3 | STK-2 | P-6 | 108.5 | 6.5 | 387 |  | 36.6 | 45.2891 | -122.9611 |  |  | 97132-3380
06077 | MODESTO IRRIGATION DISTRICT | 56135_G_1 | 14090111 | 85018913 | 77623512 | 111902814 |  | 221118 | 125 | 120 | 3914304940 | 1 | 1 | 1 | [5 empty] | 37.7312 | -121.1241 | 56135 | 1 | 95366
06077 | MODESTO IRRIGATION DISTRICT | 56135_G_2 | 14090111 | 85018813 | 77623412 | 111902714 |  | 221118 | 125 | 120 | 3914304940 | 2 | 2 | 1 | [5 empty] | 37.7312 | -121.1241 | 56135 | 2 | 95366
36081 | BAYSWATER / JAMAICA BAY PEAKING FACILITY | 56141_G_2 | 9333411 | 55489513 | 51984112 | 74066814 |  | 221112 | 125 | 120 | 2630800513 | U00002 | 00002 | 003FP | 110 | 15 | 723 | 213.6 | 77 | 40.6079 | -73.7625 | 55699 | 2 | 11691
06065 | CITY OF RIVERSIDE PUBLIC UTILITIES DEPT | 56143_G_1 | 13483211 | 76233813 | 104270012 | 142697414 |  | 221111 | 125 | 120 | 331026139796 | 1 | 1_11_20100201 | 11 | [5 empty] | 33.9612 | -117.4518 | 56143 | 1 | 92504
06065 | CITY OF RIVERSIDE PUBLIC UTILITIES DEPT | 56143_G_2 | 13483211 | 76233913 | 104270212 | 142697514 |  | 221111 | 125 | 120 | 331026139796 | 2 | 2_11_20100201 | 11 | [5 empty] | 33.9612 | -117.4518 | 56143 | 2 | 92504
06065 | CITY OF RIVERSIDE PUBLIC UTILITIES DEPT | 56143_G_3 | 13483211 | 101679713 | 104270612 | 142697814 |  | 221111 | 125 | 120 | 331026139796 | 4 | 4_11_20100201 | 11 | [5 empty] | 33.9612 | -117.4518 | 56143 | 3 | 92504
06065 | CITY OF RIVERSIDE PUBLIC UTILITIES DEPT | 56143_G_4 | 13483211 | 101679813 | 104270812 | 142698014 |  | 221111 | 125 | 120 | 331026139796 | 5 | 5_11_20100201 | 11 | [5 empty] | 33.9612 | -117.4518 | 56143 | 4 | 92504
13103 | Ga Power Company - McIntosh Combined Cycle Facility | 56150_G_10ST | 9736811 | 57649713 | 54085812 | 68460014 |  | 221112 | 125 | 140 | 10300014 | CT10B | STK10B | 1 | 160 | 19 | 287 | 20201.4 | 75 | 32.3476 | -81.1825 | 56150 | 10B | 31326
13103 | Ga Power Company - McIntosh Combined Cycle Facility | 56150_G_11ST | 9736811 | 57649913 | 54086012 | 71086614 |  | 221112 | 125 | 140 | 10300014 | CT11B | STK11B | 2 | 160 | 19 | 287 | 20201.4 | 75 | 32.3474 | -81.1809 | 56150 | 11B | 31326
13103 | Ga Power Company - McIntosh Combined Cycle Facility | 56150_G_C10A | 9736811 | 57649613 | 54085712 | 68459914 |  | 221112 | 125 | 140 | 10300014 | CT10A | STK10A | 1 | 160 | 19 | 287 | 20201.4 | 75 | 32.3477 | -81.1829 | 56150 | 10A | 31326
13103 | Ga Power Company - McIntosh Combined Cycle Facility | 56150_G_C10B | 9736811 | 57649713 | 54085812 | 68460014a |  | 221112 | 125 | 140 | 10300014 | CT10B | STK10B | 1 | 160 | 19 | 287 | 20201.4 | 75 | 32.3476 | -81.1825 | 56150 | 10B | 31326
13103 | Ga Power Company - McIntosh Combined Cycle Facility | 56150_G_C11A | 9736811 | 57649813 | 54085912 | 71086514 |  | 221112 | 125 | 140 | 10300014 | CT11A | STK11A | 2 | 160 | 19 | 287 | 20201.4 | 75 | 32.3474 | -81.1813 | 56150 | 11A | 31326
13103 | Ga Power Company - McIntosh Combined Cycle Facility | 56150_G_C11B | 9736811 | 57649913 | 54086012 | 71086614a |  | 221112 | 125 | 140 | 10300014 | CT11B | STK11B | 2 | 160 | 19 | 287 | 20201.4 | 75 | 32.3474 | -81.1809 | 56150 | 11B | 31326
29037 | KANSAS CITY POWER AND LIGHT CO-SOUTH HARPER PEAKING FACILITY | 56151_G_GT1 | 10734511 | 59224813 | 58102512 | 87803714 |  | 221112 | 125 | 120 | 0063 | 1 | 58499 | 1 | 70 | 25 | 1000 | 11033.3 | 22.5 | 38.6817 | -94.4809 | 56151 | 1 | 64708
29037 | KANSAS CITY POWER AND LIGHT CO-SOUTH HARPER PEAKING FACILITY | 56151_G_GT2 | 10734511 | 59225013 | 58102612 | 87803814 |  | 221112 | 125 | 120 | 0063 | 2 | 58500 | 1 | 70 | 25 | 1000 | 11033.3 | 22.5 | 38.6817 | -94.4809 | 56151 | 2 | 64708
29037 | KANSAS CITY POWER AND LIGHT CO-SOUTH HARPER PEAKING FACILITY | 56151_G_GT3 | 10734511 | 59224913 | 58102712 | 87803914 |  | 221112 | 125 | 120 | 0063 | 3 | 58501 | 1 | 70 | 25 | 1000 | 11033.3 | 22.5 | 38.6817 | -94.4809 | 56151 | 3 | 64708
49035 | Kennecott Utah Copper LLC: Power Plant/ Lab/ Tailings Impoundment | 56163_B_1 | 7569011 | 12314413 | 12248812 | 221114 |  | 212234 | 112 | 100 | 10572 | 4038 | 1310 | 1 | 135 | 10.6 | 277 | 2639.5 | 29.7 | 40.6994 | -112.12 |  |  | 84044
49035 | Kennecott Utah Copper LLC: Power Plant/ Lab/ Tailings Impoundment | 56163_B_2 | 7569011 | 12314513 | 12249112 | 220914 |  | 212234 | 112 | 100 | 10572 | 4040 | 1312 | 1 | 135 | 10.6 | 298 | 2582.4 | 29.1 | 40.6994 | -112.12 |  |  | 84044
49035 | Kennecott Utah Copper LLC: Power Plant/ Lab/ Tailings Impoundment | 56163_B_3 | 7569011 | 12314613 | 12250512 | 220714 |  | 212234 | 112 | 100 | 10572 | 4041 | 1314 | 1 | 135 | 10.6 | 311 | 3051.6 | 34.4 | 40.6994 | -112.12 |  |  | 84044
49035 | Kennecott Utah Copper LLC: Power Plant/ Lab/ Tailings Impoundment | 56163_B_4 | 7569011 | 12314713 | 12247512 | 220614 |  | 212234 | 112 | 100 | 10572 | 4042 | 1316 | 1 | 180 | 15.6 | 258 | 4993.3 | 26 | 40.6994 | -112.12 |  |  | 84044
27131 | Faribault Energy Park | 56164_G_EU01 | 9467011 | 79650313 | 70734112 | 102861314 |  | 221112 | 125 | 120 | 2713100071 | EU001 | SV001 | EU001PD002 | 175 | 19 | 248 | 19628.5 |  | 44.3342 | -93.2924 | 56164 | EU006 | 55021
27131 | Faribault Energy Park | 56164_G_HRSG | 9467011 | ORISHRSG | ORISHRSG | 56164_G_HRSG |  | 221112 | 125 | 160 |  |  |  |  | 22 | 0.8 | 958 | 107.7 |  | 44.3342 | -93.2924 | 56164 | HRSG | 55021
55117 | Wpl - Sheboygan Falls Energy Facility | 56166_G_1 | 9012411 | 54825813 | 51995612 | 71666914 |  | 221112 | 125 | 160 | 460067190 | P01 | S01 | 00 | 75 | 19.98 | 1051 |  | 127.3 | 43.753 | -87.88 | 56166 | 1 | 53073
55117 | Wpl - Sheboygan Falls Energy Facility | 56166_G_2 | 9012411 | 54825913 | 52022012 | 71667014 |  | 221112 | 125 | 160 | 460067190 | P02 | S02 | 00 | 75 | 19.98 | 1051 |  | 127.3 | 43.753 | -87.88 | 56166 | 2 | 53073
06103 | CALIFORNIA POWER HOLDINGS LLC | 56184_G_IC1 | 765911 | 45532413 | 43251912 | 49689814 |  | 221118 | 125 | 160 | 521632220 | 1 | 1 | 1 | 40 | 2 | 1300 | 166.7 |  | 40.1513 | -122.211 |  |  | 96080
36103 | PINELAWN POWER | 56188_G_CTG | 9318211 | 55568913 | 51983812 | 88912214 |  | 221112 | 125 | 140 | 1472003061 | U00001 | 00001 | P06FP | 145 | 10.7 | 390 | 0 | 72 | 40.7339 | -73.3886 | 56188 | 00001 | 11704
36103 | PINELAWN POWER | 56188_G_STG | 9318211 | 55568913 | 51983812 | 88912214a |  | 221112 | 125 | 140 | 1472003061 | U00001 | 00001 | P06FP | 145 | 10.7 | 390 | 0 | 72 | 40.7339 | -73.3886 | 56188 | 00001 | 11704
09001 | WATERSIDE POWER LLC | 56189_G_4 | 14623611 | 88748813 | 85116512 | 120548114 |  | 221112 | 125 | 120 | T172 P0026 C080 | P0228 | 002 | 02 | 30 | 8.2 | 960 | 5691.7 |  | 41.0382 | -73.5545 | 56189 | 4 | 06902-6607
09001 | WATERSIDE POWER LLC | 56189_G_5 | 14623611 | 88748913 | 85116612 | 120548314 |  | 221112 | 125 | 120 | T172 P0026 C080 | P0229 | 003 | 02 | 30 | 8.2 | 960 | 5691.7 |  | 41.0382 | -73.5545 | 56189 | 5 | 06902-6607
09001 | WATERSIDE POWER LLC | 56189_G_7 | 14623611 | 88749013 | 85116712 | 120548514 |  | 221112 | 125 | 120 | T172 P0026 C080 | P0230 | 004 | 02 | 30 | 8.2 | 960 | 5691.7 |  | 41.0382 | -73.5545 | 56189 | 7 | 06902-6607
36081 | POLETTI POWER PROJECT | 56196_G_CA01 | 7982211 | 64122213 | 58827612 | 88925114 |  | 221112 | 125 | 120 | 2630100084 | U00003 | 0003A | PC2FP | 250 | 18.5 | 50 | 296.6 |  | 40.7889 | -73.9096 |  |  | 11105
36081 | POLETTI POWER PROJECT | 56196_G_CT01 | 7982211 | 64122213 | 58827612 | 88925114a |  | 221112 | 125 | 120 | 2630100084 | U00003 | 0003A | PC2FP | 250 | 18.5 | 50 | 296.6 |  | 40.7889 | -73.9096 |  |  | 11105
36081 | POLETTI POWER PROJECT | 56196_G_CT02 | 7982211 | 64122213 | 58827612 | 88925114b |  | 221112 | 125 | 120 | 2630100084 | U00003 | 0003A | PC2FP | 250 | 18.5 | 50 | 296.6 |  | 40.7889 | -73.9096 |  |  | 11105
09007 | MIDDLETOWN POWER LLC | 562_B_2 | 715711 | 46361413 | 44037412 | 47533514 |  | 221112 | 125 | 100 | T104 P0024 C077 | R0098 | 002 | 03 | 266 | 9.5 | 270 | 6333.3 | 89.4 | 41.5556 | -72.5755 | 562 | 2 | 06457-5712 | 63UUUUU
09007 | MIDDLETOWN POWER LLC | 562_B_3 | 715711 | 46360813 | 44037812 | 47534514 |  | 221112 | 125 | 100 | T104 P0024 C077 | R0100 | 003 | 03 | 266 | 12 | 295 | 10933.3 | 96.7 | 41.5555 | -72.5695 | 562 | 3 | 06457-5712
09007 | MIDDLETOWN POWER LLC | 562_B_4 | 715711 | 46360913 | 44037512 | 47534214 |  | 221112 | 125 | 100 | T104 P0024 C077 | P0003 | 005 | 02 | 498 | 18 | 615 | 30800 | 121 | 41.5548 | -72.5791 | 562 | 4 | 06457-5712 | 63UUUUU
09007 | MIDDLETOWN POWER LLC | 562_G_10 | 715711 | 46361313 | 44037612 | 47533614 |  | 221112 | 125 | 120 | T104 P0024 C077 | R0102 | 004 | 01 | 25 | 12.6 | 700 | 12200 | 97.8 | 41.5548 | -72.5791 | 562 | 10 | 06457-5712
32011 | TS POWER PLANT | 56224_B_BLR100 | 12758911 | 97868713 | 95170812 | 136729814 |  | 221112 | 125 | 100 | AP49112502 | 10029 | 11311-17608 | 17608 |  |  | 160 | 7933.3 |  | 40.746 | -116.5298 | 56224 | 001 | 89631
41009 | Beaver Plant/Port Westward I Plant | 56227_G_1 | 7393911 | 68311713 | 62709912 | 94185914 |  | 221112 | 125 | 140 | 05-2520 | PS-2 | STK-2 | P-1 | 200 | 22 | 192 | 25468.9 | 67 | 46.1736 | -123.1769 | 56227 | PWEU1 | 97016-2209
41009 | Beaver Plant/Port Westward I Plant | 56227_G_2 | 7393911 | 68311713 | 62709912 | 94185914a |  | 221112 | 125 | 140 | 05-2520 | PS-2 | STK-2 | P-1 | 200 | 22 | 192 | 25468.9 | 67 | 46.1736 | -123.1769 | 56227 | PWEU1 | 97016-2209
06073 | CABRILLO POWER II LLC MIRAMAR GT | 56232_G_1 | 3371111 | 78629213 | 105077612 | 116266614 |  | 221118 | 125 | 120 | 371227540 | 124249 | 124249_11_20100 | 11 | [5 empty] | 32.88 | -117.1648 | 56232 | 1 | 92121
06073 | CABRILLO POWER II LLC MIRAMAR GT | 56232_G_2 | 3371111 | 78629313 | 105077712 | 116266414 |  | 221118 | 125 | 120 | 371227540 | 125250 | 125250_11_20100 | 11 | [5 empty] | 32.88 | -117.1648 | 56232 | 2 | 92121
36103 | Caithness Long Island Energy Center | 56234_G_CT01 | 15488311 | 96986713 | 93919112 | 135189614 |  | 221112 | 125 | 120 | 1472204426 | U00001 | EP001 | P09FP | 170 | 20 | 175 |  | 43 | 40.8143 | -72.9404 | 56234 | 0001 | 11980
36103 | Caithness Long Island Energy Center | 56234_G_ST01 | 15488311 | 96986813 | 93919212 | 135189314 |  | 221112 | 125 | 100 | 1472204426 | U00002 | EP002 | P06FP | 170 | 2 | 365 |  | 15 | 40.8143 | -72.9404 |  |  | 11980
49049 | PacifiCorp Energy: Lake Side Power Plant | 56237_G_CT01 | 12730611 | 72103913 | 66232512 | 99841914 |  | 221112 | 125 | 120 | 13031 | 177216 | 178523 | 1 | 150 | 18 | 179 | 12272 | 48.2 | 40.3285 | -111.753 | 56237 | CT01 | 84058
49049 | PacifiCorp Energy: Lake Side Power Plant | 56237_G_CT02 | 12730611 | 72104013 | 66232412 | 99842014 |  | 221112 | 125 | 120 | 13031 | 177217 | 178524 | 1 | 150 | 18 | 178 | 11832 | 46.5 | 40.3285 | -111.753 | 56237 | CT02 | 84058
49049 | PacifiCorp Energy: Lake Side Power Plant | 56237_G_CT21 | 12730611 | ORISCT21 | ORISCT21 | 56237_G_CT21 |  | 221112 | 125 | 690 |  |  |  |  | 12 | 0.75 | 72 | 5 | 11.3 | 40.3285 | -111.753 | 56237 | CT21 | 84058
49049 | PacifiCorp Energy: Lake Side Power Plant | 56237_G_CT22 | 12730611 | ORISCT22 | ORISCT22 | 56237_G_CT22 |  | 221112 | 125 | 690 |  |  |  |  | 12 | 0.75 | 72 | 5 | 11.3 | 40.3285 | -111.753 | 56237 | CT22 | 84058
49049 | PacifiCorp Energy: Lake Side Power Plant | 56237_G_ST01 | 12730611 | 72104113 | 66232012 | 99842114 |  | 221112 | 125 | 100 | 13031 | 177218 | 178525 | 1 | 45 | 2.5 | 72 | 12 | 2.4 | 40.3285 | -111.753 |  |  | 84058
49049 | PacifiCorp Energy: Lake Side Power Plant | 56237_G_ST2 | 12730611 | ORISST2 | ORISST2 | 56237_G_ST2 |  | 221112 | 125 | 690 |  |  |  |  | 12 | 0.75 | 72 | 5 | 11.3 | 40.3285 | -111.753 | 56237 | ST2 | 84058
46013 | Basin Electric Power Cooperative | 56238_G_GT01 | 15649111 | 99817213 | 96696612 | 139610314 |  | 335312 | 125 | 120 | 28.0802-03 | 1 | 1 | 1 | 65 | 11.4 | 650 |  | 61.9 | 45.3741 | -98.1022 | 56238 | CT001 | 57445
46013 | Basin Electric Power Cooperative | 56238_G_GT02 | 15649111 | 99817313 | 96696712 | 139643714 |  | 335312 | 125 | 120 | 28.0802-03 | 2 | 2 | 1 | 65 | 11.4 | 650 |  | 61.9 | 45.3741 | -98.1022 | 56238 | CT002 | 57445
06019 | KINGS RIVER CONSERVATION DISTRICT | 56239_G_GT-1 | 13845911 | 84878213 | 77465112 | 111638014 |  | 221118 |  | 120 | 1014304305 | 1 | 1 | 1 |  |  | 68 | 83.3 |  | 36.6923 | -119.7436 | 56239 | GT-1 | 93725
06019 | KINGS RIVER CONSERVATION DISTRICT | 56239_G_GT-2 | 13845911 | 84878113 | 77465012 | 111637914 |  | 221118 |  | 120 | 1014304305 | 2 | 2 | 1 |  |  | 68 | 83.3 |  | 36.6923 | -119.7436 | 56239 | GT-2 | 93725
27049 | Cannon Falls Energy Center | 56241_G_UNT1 | 13596111 | 79444013 | 70521912 | 102547214 |  | 221121 | 125 | 120 | 2704900088 | EU001 | SV001 | EU001PD002 | 75 | 19 | 1075 | 37668.8 |  | 44.4857 | -92.8689 | 56241 | CT-01 | 55009
27049 | Cannon Falls Energy Center | 56241_G_UNT2 | 13596111 | 79444113 | 70522012 | 102547414 |  | 221121 | 125 | 120 | 2704900088 | EU002 | SV002 | EU002PD002 | 75 | 19 | 1075 | 37668.8 |  | 44.4857 | -92.8689 | 56241 | CT-02 | 55009
22005 | Shell Chemical LP - Geismar Plant | 56248_G_101G | 7445611 | 80858213 | 72002012 | 104280314 |  | 325110 | 129 | 120 | 1136 | CG1 | 720-99 | 720-99 | 100 | 10.5 | 280 | 6404.4 | 74 | 30.1875 | -90.9839 |  |  | 70734
22005 | Shell Chemical LP - Geismar Plant | 56248_G_201G | 7445611 | 80854713 | 71961012 | 104276814 |  | 325110 | 129 | 120 | 1136 | CG2 | 721-99 | 721-99 | 100 | 10.5 | 280 | 6404.4 | 74 | 30.1878 | -90.9842 |  |  | 70734
37007 | NCEMC - Anson Plant | 56249_G_1 | 10616211 | 74982813 | 69343212 | 101429114 |  | 221112 | 125 | 120 | 3700700050 | GR1 | ES-5B | 3 | 60 | 8.9 | 563 | 4168.2 | 67 | 34.9681 | -79.9223 |  |  | 28091
37007 | NCEMC - Anson Plant | 56249_G_2 | 10616211 | 74982813 | 69343212 | 101429114a |  | 221112 | 125 | 120 | 3700700050 | GR1 | ES-5B | 3 | 60 | 8.9 | 563 | 4168.2 | 67 | 34.9681 | -79.9223 |  |  | 28091
37007 | NCEMC - Anson Plant | 56249_G_3 | 10616211 | 74982813 | 69343212 | 101429114b |  | 221112 | 125 | 120 | 3700700050 | GR1 | ES-5B | 3 | 60 | 8.9 | 563 | 4168.2 | 67 | 34.9681 | -79.9223 |  |  | 28091
37007 | NCEMC - Anson Plant | 56249_G_4 | 10616211 | 74982813 | 69343212 | 101429114c |  | 221112 | 125 | 120 | 3700700050 | GR1 | ES-5B | 3 | 60 | 8.9 | 563 | 4168.2 | 67 | 34.9681 | -79.9223 |  |  | 28091
37007 | NCEMC - Anson Plant | 56249_G_5 | 10616211 | 74982813 | 69343212 | 101429114d |  | 221112 | 125 | 120 | 3700700050 | GR1 | ES-5B | 3 | 60 | 8.9 | 563 | 4168.2 | 67 | 34.9681 | -79.9223 |  |  | 28091
37007 | NCEMC - Anson Plant | 56249_G_6 | 10616211 | 74982813 | 69343212 | 101429114e |  | 221112 | 125 | 120 | 3700700050 | GR1 | ES-5B | 3 | 60 | 8.9 | 563 | 4168.2 | 67 | 34.9681 | -79.9223 |  |  | 28091
36083 | EMPIRE POWER PLANT | 56259_G_CT11 | 15473111 | 96599013 | 93681512 | 134772514 |  | 221112 | 125 | 120 | 4381400052 | 1CTDBR | 0100A | C01FP | 248 | 19 | 171 |  | 58 | 42.6296 | -73.749 |  |  | 12144
36083 | EMPIRE POWER PLANT | 56259_G_CT12 | 15473111 | 96599013 | 93681512 | 134772514a |  | 221112 | 125 | 120 | 4381400052 | 1CTDBR | 0100A | C01FP | 248 | 19 | 171 |  | 58 | 42.6296 | -73.749 |  |  | 12144
36083 | EMPIRE POWER PLANT | 56259_G_ST13 | 15473111 | 96599013 | 93681512 | 134772514b |  | 221112 | 125 | 120 | 4381400052 | 1CTDBR | 0100A | C01FP | 248 | 19 | 171 |  | 58 | 42.6296 | -73.749 |  |  | 12144
37167 | NC Municipal Power Agency No. 1, Albemarle Prime Power Park | 56263_G_Unit1 | 13441911 | 74083713 | 68867812 | 101221814 |  | 221118 |  | 160 | 3716700105 | G-6 | EP-2 | 2 | 8 | 0.943 | 847 | 382.8 | 548.3 | 35.4074 | -80.1516 |  |  | 28001
37167 | NC Municipal Power Agency No. 1, Albemarle Prime Power Park | 56263_G_Unit2 | 13441911 | 74083613 | 68867912 | 101221714 |  | 221118 |  | 160 | 3716700105 | G-14 | EP-1 | 1 | 8 | 0.943 | 847 | 382.8 | 548.3 | 35.4074 | -80.1516 |  |  | 28001
22055 | Lafayette Consolidated Government - Hargis-Hebert Generating Station | 56283_G_U-1 | 13611411 | 81421613 | 72518912 | 104884814 |  | 221112 | 125 | 120 | 121572 | SR0001 | RP0001 | PR0001 | 61 | 12.3 | 771 | 9981.8 | 84 | 30.1693 | -91.9923 | 56283 | U-1 | 70508
22055 | Lafayette Consolidated Government - Hargis-Hebert Generating Station | 56283_G_U-2 | 13611411 | 81421213 | 72518812 | 104884314 |  | 221112 | 125 | 120 | 121572 | SR0002 | RP0002 | PR0002 | 61 | 12.3 | 771 | 9981.8 | 84 | 30.1695 | -91.9923 | 56283 | U-2 | 70508
37153 | NCEMC - Hamlet Plant | 56292_G_ES1 | 10631811 | 74982313 | 69341612 | 101428814 |  | 221112 | 125 | 120 | 3715300082 | GR1 | ES-5A | 2 | 60 | 8.9 | 563 | 4168.2 | 67 | 34.8395 | -79.7421 |  |  | 28345
37153 | NCEMC - Hamlet Plant | 56292_G_ES2 | 10631811 | 74982313 | 69341612 | 101428814a |  | 221112 | 125 | 120 | 3715300082 | GR1 | ES-5A | 2 | 60 | 8.9 | 563 | 4168.2 | 67 | 34.8395 | -79.7421 |  |  | 28345
37153 | NCEMC - Hamlet Plant | 56292_G_ES3 | 10631811 | 74982313 | 69341612 | 101428814b |  | 221112 | 125 | 120 | 3715300082 | GR1 | ES-5A | 2 | 60 | 8.9 | 563 | 4168.2 | 67 | 34.8395 | -79.7421 |  |  | 28345
37153 | NCEMC - Hamlet Plant | 56292_G_ES4 | 10631811 | 74982313 | 69341612 | 101428814c |  | 221112 | 125 | 120 | 3715300082 | GR1 | ES-5A | 2 | 60 | 8.9 | 563 | 4168.2 | 67 | 34.8395 | -79.7421 |  |  | 28345
37153 | NCEMC - Hamlet Plant | 56292_G_ES5 | 10631811 | 74982313 | 69341612 | 101428814d |  | 221112 | 125 | 120 | 3715300082 | GR1 | ES-5A | 2 | 60 | 8.9 | 563 | 4168.2 | 67 | 34.8395 | -79.7421 |  |  | 28345
37153 | NCEMC - Hamlet Plant | 56292_G_ES6 | 10631811 | ORISES6 | ORISES6 | 56292_G_ES6 |  | 221112 | 125 | 180 |  |  |  |  | 17.5 | 1.42 | 900 | 31.3 | 19.8 | 34.8395 | -79.7421 | 56292 | ES6 | 28345
06061 | ROSEVILLE ENERGY PARK | 56298_G_0001 | 15695911 | 100281613 | 98240612 | 140443014 |  | 221118 |  | 140 | 3116232046 | 11288 | 1 | 1 | 118 | 11.3 | 173 | 3420.4 |  | 38.7916 | -121.3794 | 56298 | CT001 | 95747
06061 | ROSEVILLE ENERGY PARK | 56298_G_0002 | 15695911 | 100281313 | 98240812 | 140442714 |  | 221118 |  | 140 | 3116232046 | 11284 | 11284_2_4030101 | 2 | [5 empty] | 38.7916 | -121.3794 | 56298 | CT002 | 95747
06061 | ROSEVILLE ENERGY PARK | 56298_G_0003 | 15695911 | 100281613 | 98240612 | 140443014a |  | 221118 |  | 140 | 3116232046 | 11288 | 1 | 1 | 118 | 11.3 | 173 | 3420.4 |  | 38.7916 | -121.3794 | 56298 | CT001 | 95747
09003 | C R R A / MID-CONNECTICUT | 563_G_11 | 715611 | 46362813 | 44039112 | 48106414 |  | 562213 | 103 | 120 | T075 P0158 C054 | R0260 | 013 | 01 | 25 | 12.5 | 750 | 12733.3 | 103.8 | 41.7489 | -72.6464 | 563 | 11A | 06114
09003 | C R R A / MID-CONNECTICUT | 563_G_12 | 715611 | 46362413 | 44038412 | 48107214 |  | 562213 | 103 | 120 | T075 P0158 C054 | R0262 | 011 | 01 | 25 | 12.5 | 750 | 12733.3 | 103.8 | 41.7489 | -72.6464 | 563 | 12A | 06114
09003 | C R R A / MID-CONNECTICUT | 563_G_13 | 715611 | 46362213 | 44038612 | 48107414 |  | 562213 | 103 | 120 | T075 P0158 C054 | R0264 | 009 | 01 | 25 | 12.5 | 750 | 12733.3 | 103.8 | 41.7489 | -72.6464 | 563 | 13A | 06114
09003 | C R R A / MID-CONNECTICUT | 563_G_14 | 715611 | 46362013 | 44039212 | 48107614 |  | 562213 | 103 | 120 | T075 P0158 C054 | R0266 | 007 | 01 | 25 | 12.5 | 750 | 12733.3 | 103.8 | 41.7489 | -72.6464 | 563 | 14A | 06114
56005 | WYGEN II | 56319_B_1 | 12811111 | 68391113 | 62771312 | 94275314 |  | 221112 | 125 | 100 | 13933 | WYGEN2 | 1861 | 1861 | 295 | 9.25 | 155 | 4416.8 | 90 | 44.2912 | -105.381 | 56319 | 001 | 82716 | 63UUUUU
48501 | MUSTANG STATION UNIT 4 & 5 | 56326_G_GEN1 | 13411811 | 71624213 | 65836812 | 99137514 |  | 221122 | 125 | 120 | 45 | 000001 | 000001 | 000001 | 110 | 16 | 1086 |  | 60 | 32.9748 | -102.7441 | 56326 | GEN1 | 79323
48501 | MUSTANG STATION UNIT 4 & 5 | 56326_G_GEN2 | 13411811 | 71624313 | 65836912 | 99137614 |  | 221122 | 125 | 120 | 45 | 000002 | 000002 | 000002 | 110 | 16 | 1086 |  | 60 | 32.9748 | -102.7433 | 56326 | GEN2 | 79323
05143 | Harry D. Mattison Power Plant | 56328_G_1 | 10642811 | 63390213 | 57939312 | 87312514 |  | 221112 | 125 | 120 | 0514300695 | 001 | 1 | 1 | 56 | 13.7 | 1025 | 18072.6 | 122.6 | 36.1836 | -94.2844 | 56328 | 1 | 72762
05143 | Harry D. Mattison Power Plant | 56328_G_2 | 10642811 | 63390313 | 57939412 | 87312614 |  | 221112 | 125 | 120 | 0514300695 | 002 | 7 | 1 | 12 | 1.7 | 922 | 198.4 | 87.4 | 36.1836 | -94.2844 | 56328 | 2 | 72762
05143 | Harry D. Mattison Power Plant | 56328_G_3 | 10642811 | 63390413 | 57939412 | 87312714 |  | 221112 | 125 | 120 | 0514300695 | 003 | 7 | 1 | 12 | 1.7 | 922 | 198.4 | 87.4 | 36.1836 | -94.2844 | 56328 | 3 | 72762
05143 | Harry D. Mattison Power Plant | 56328_G_4 | 10642811 | 63390513 | 57939412 | 87312814 |  | 221112 | 125 | 120 | 0514300695 | 004 | 7 | 1 | 12 | 1.7 | 922 | 198.4 | 87.4 | 36.1836 | -94.2844 | 56328 | 4 | 72762
37167 | NC Municipal Power Agency No. 1 - Albemarle Hospital Unit | 56339_G_1 | 14662211 | 89451913 | 85435412 | 121201114 |  | 221118 |  | 160 | 3716700106 | G-2 | EP-1 | 1 | 8 | 0.9 | 847 | 382.8 | 548.3 | 35.3646 | -80.1955 |  |  | 28001
48135 | QUAIL RUN ENERGY CENTER | 56349_G_CT1A | 13408111 | 70290813 | 64619012 | 97432414 |  | 221122 | 125 | 120 | 134 | 000001 | 000001 | 000001 | 120 | 14 | 215 |  | 83.4 | 31.8414 | -102.3167 | 56349 | CT1A | 79761
48135 | QUAIL RUN ENERGY CENTER | 56349_G_CT1B | 13408111 | 70290913 | 64619112 | 97432514 |  | 221122 | 125 | 120 | 134 | 000002 | 000002 | 000002 | 120 | 14 | 215 |  | 83.4 | 31.8416 | -102.3162 | 56349 | CT1B | 79761
48135 | QUAIL RUN ENERGY CENTER | 56349_G_CT2A | 13408111 | 70291113 | 64619412 | 97432714 |  | 221122 | 125 | 120 | 134 | 000004 | 000004 | 000004 | 120 | 14 | 215 |  | 83.4 | 31.8418 | -102.3153 | 56349 | CT2A | 79761
48135 | QUAIL RUN ENERGY CENTER | 56349_G_CT2B | 13408111 | 70291213 | 110207112 | 151036214 |  | 221122 | 125 | 120 | 134 | 000005 | 000005 | 000009 | 120 | 14 | 30 |  | 83.4 | 31.8419 | -102.3147 | 56349 | CT2B | 79761
48135 | QUAIL RUN ENERGY CENTER | 56349_G_ST1 | 13408111 | ORISST1 | ORISST1 | 56349_G_ST1 |  | 221122 | 125 | 680 |  |  |  |  | 53 | 28 | 103 |  | 36 | 31.8427 | -102.3157 | 56349 | ST1 | 79761
48135 | QUAIL RUN ENERGY CENTER | 56349_G_ST2 | 13408111 | ORISST2 | ORISST2 | 56349_G_ST2 |  | 221122 | 125 | 680 |  |  |  |  | 53 | 28 | 103 |  | 36 | 31.8427 | -102.3157 | 56349 | ST2 | 79761
48481 | COLORADO BEND ENERGY CENTER | 56350_G_CT1A | 13392711 | 71581513 | 65798012 | 99087314 |  | 221122 | 125 | 120 | 306 | 000001 | 000001 | 000001 | 120 | 14 | 223 |  | 84.5 | 29.2859 | -96.0693 | 56350 | CT1A | 75241
48481 | COLORADO BEND ENERGY CENTER | 56350_G_CT1B | 13392711 | 71581613 | 65797612 | 99087414 |  | 221122 | 125 | 120 | 306 | 000002 | 000002 | 000002 | 120 | 14 | 223 |  | 84.5 | 29.2861 | -96.0688 | 56350 | CT1B | 75241
48481 | COLORADO BEND ENERGY CENTER | 56350_G_CT2A | 13392711 | 71581813 | 65797912 | 99087614 |  | 221122 | 125 | 120 | 306 | 000004 | 000004 | 000004 | 120 | 14 | 223 |  | 84.5 | 29.2887 | -96.0674 | 56350 | CT2A | 75241
48481 | COLORADO BEND ENERGY CENTER | 56350_G_CT2B | 13392711 | 71581913 | 65798112 | 99087714 |  | 221122 | 125 | 120 | 306 | 000005 | 000005 | 000005 | 120 | 14 | 223 |  | 84.5 | 29.2886 | -96.068 | 56350 | CT2B | 75241
48481 | COLORADO BEND ENERGY CENTER | 56350_G_ST1 | 13392711 | ORISST1 | ORISST1 | 56350_G_ST1 |  | 221122 | 125 | 680 |  |  |  |  | 53 | 28 | 103 |  | 25 | 29.2877 | -96.0678 | 56350 | ST1 | 75241
48481 | COLORADO BEND ENERGY CENTER | 56350_G_ST2 | 13392711 | ORISST2 | ORISST2 | 56350_G_ST2 |  | 221122 | 125 | 680 |  |  |  |  | 53 | 28 | 103 |  | 25 | 29.2877 | -96.0678 | 56350 | ST2 | 75241
42079 | ALLEGHENY ENERGY SUPPLY CO/HUNLOCK 4 | 56397_G_4 | 12800611 | 67507313 | 62124212 | 93290714 |  | 221112 | 125 | 690 | 420790001 | CT01 | S01 | 1 | 75 | 9 | 816 | 9039.8 | 142.1 | 41.2033 | -76.0685 | 56397 | 4 | 18621
12095 | ORLANDO UTILITIES COMMISSION | 564_B_1 | 845411 | 46192513 | 43860612 | 48649914 |  | 2211 | 125 | 100 | 0950137 | 1 | 1 | 2 | 550 | 19 | 127 | 23666.7 | 83.5 | 28.4825 | -81.166 | 564 | 1 | 32831 | 63UUUUU&ARP-0001&SLT-0001
12095 | ORLANDO UTILITIES COMMISSION | 564_B_2 | 845411 | 46192013 | 43860512 | 48650714 |  | 2211 | 125 | 100 | 0950137 | 2 | 2 | 3 | 550 | 19 | 124 | 21835.3 | 77 | 28.4825 | -81.165 | 564 | 2 | 32831 | SLT-0001&63UUUUU&ARP-0001
12095 | ORLANDO UTILITIES COMMISSION | 564_G_B | 845411 | 89408913 | 85404012 | 121160214 |  | 2211 | 125 | 120 | 0950137 | 37 | 37 | 2 | 205 | 20 | 212 | 17420.4 | 55.5 | 28.4846 | -81.1676 | 564 | CCB | 32831 | SLT-0001
12095 | ORLANDO UTILITIES COMMISSION | 564_G_B1 | 845411 | 89408913 | 85404012 | 121160214a |  | 2211 | 125 | 120 | 0950137 | 37 | 37 | 2 | 205 | 20 | 212 | 17420.4 | 55.5 | 28.4846 | -81.1676 | 564 | CCB | 32831 | SLT-0001
12111 | FLORIDA MUNICIPAL POWER AGENCY | 56400_G_CT1 | 12779711 | 67328113 | 61934312 | 92880814 |  | 2211 | 125 | 120 | 1110121 | 1 | 1 | 2 | 170 | 18 | 170 | 15971.7 | 62.8 | 27.3847 | -80.3776 | 56400 | 1 | 34981 | SLT-0001&ARP-0001
12111 | FLORIDA MUNICIPAL POWER AGENCY | 56400_G_ST1 | 12779711 | 67328113 | 61934312 | 92880814a |  | 2211 | 125 | 120 | 1110121 | 1 | 1 | 2 | 170 | 18 | 170 | 15971.7 | 62.8 | 27.3847 | -80.3776 | 56400 | 1 | 34981 | SLT-0001&ARP-0001
53057 | SIERRA PACIFIC INDUSTRIES | 56406_B_BLR1 | 12626311 | 63843413 | 58415012 | 88410314 |  | 321113 | 135 | 100 | 8 | 1577 | 573 | 1631 | 105 | 8 | 38 | 2553 | 50.8 | 48.4515 | -122.424 |  |  | 98273-8232
12099 | FP&L / WEST COUNTY ENERGY CENTER | 56407_G_1A | 14654911 | 89427313 | 85417912 | 121189314 |  | 2211 | 125 | 140 | 0990646 | 1 | 1 | 2 | 149 | 22 | 188 | 21859.8 | 57.5 | 26.6986 | -80.3749 | 56407 | WCCT1A | 33470 | SLT-0001
12099 | FP&L / WEST COUNTY ENERGY CENTER | 56407_G_1B | 14654911 | 89427413 | 85418012 | 121189514 |  | 2211 | 125 | 140 | 0990646 | 2 | 2 | 2 | 149 | 22 | 188 | 21859.8 | 57.5 | 26.6986 | -80.3749 | 56407 | WCCT1B | 33470 | SLT-0001
12099 | FP&L / WEST COUNTY ENERGY CENTER | 56407_G_1C | 14654911 | 89427513 | 85418112 | 121189714 |  | 2211 | 125 | 140 | 0990646 | 3 | 3 | 2 | 149 | 22 | 188 | 21859.8 | 57.5 | 26.6986 | -80.3749 | 56407 | WCCT1C | 33470 | SLT-0001
12099 | FP&L / WEST COUNTY ENERGY CENTER | 56407_G_1ST | 14654911 | 89427313 | 85417912 | 121189314a |  | 2211 | 125 | 140 | 0990646 | 1 | 1 | 2 | 149 | 22 | 188 | 21859.8 | 57.5 | 26.6986 | -80.3749 | 56407 | WCCT1A | 33470 | SLT-0001
12099 | FP&L / WEST COUNTY ENERGY CENTER | 56407_G_2A | 14654911 | 89427613 | 85418212 | 121189914 |  | 2211 | 125 | 140 | 0990646 | 4 | 4 | 2 | 149 | 22 | 188 | 21859.8 | 57.5 | 26.6986 | -80.3749 | 56407 | WCCT2A | 33470 | SLT-0001
12099 | FP&L / WEST COUNTY ENERGY CENTER | 56407_G_2B | 14654911 | 89427713 | 85418312 | 121190114 |  | 2211 | 125 | 140 | 0990646 | 5 | 5 | 2 | 149 | 22 | 188 | 21859.8 | 57.5 | 26.6986 | -80.3749 | 56407 | WCCT2B | 33470 | SLT-0001
12099 | FP&L / WEST COUNTY ENERGY CENTER | 56407_G_2C | 14654911 | 89427813 | 85418412 | 137173414 |  | 2211 | 125 | 140 | 0990646 | 6 | 6 | 2 | 149 | 22 | 650 | 21859.8 | 57.5 | 26.6986 | -80.3749 | 56407 | WCCT2C | 33470 | SLT-0001
12099 | FP&L / WEST COUNTY ENERGY CENTER | 56407_G_2ST | 14654911 | 89427613 | 85418212 | 121189914a |  | 2211 | 125 | 140 | 0990646 | 4 | 4 | 2 | 149 | 22 | 188 | 21859.8 | 57.5 | 26.6986 | -80.3749 | 56407 | WCCT2A | 33470 | SLT-0001
12099 | FP&L / WEST COUNTY ENERGY CENTER | 56407_G_3A | 14654911 | 89428513 | 88820412 | 137173514 |  | 2211 | 125 | 120 | 0990646 | 13 | 13 | 2 | 149 | 22 | 195 | 22666.7 | 59.6 | 26.6951 | -80.3748 | 56407 | WCCT3A | 33470 | SLT-0001
12099 | FP&L / WEST COUNTY ENERGY CENTER | 56407_G_3B | 14654911 | 89428613 | 88820512 | 137173614 |  | 2211 | 125 | 120 | 0990646 | 14 | 14 | 2 | 149 | 22 | 195 | 22666.7 | 59.6 | 26.6951 | -80.3748 | 56407 | WCCT3B | 33470 | SLT-0001
12099 | FP&L / WEST COUNTY ENERGY CENTER | 56407_G_3C | 14654911 | 89428713 | 88820612 | 137173714 |  | 2211 | 125 | 120 | 0990646 | 15 | 15 | 2 | 149 | 22 | 195 | 22666.7 | 59.6 | 26.6951 | -80.3748 | 56407 | WCCT3C | 33470 | SLT-0001
12099 | FP&L / WEST COUNTY ENERGY CENTER | 56407_G_3ST | 14654911 | 89428513 | 88820412 | 137173514a |  | 2211 | 125 | 120 | 0990646 | 13 | 13 | 2 | 149 | 22 | 195 | 22666.7 | 59.6 | 26.6951 | -80.3748 | 56407 | WCCT3A | 33470 | SLT-0001
08123 | SPINDLE HILL ENERGY, LLC | 56445_G_GEN1 | 13331311 | 68956213 | 63391912 | 95025714 |  | 221112 | 125 | 120 | CO0000000812305 | 123-5468-001 | 123-5468-S001 | 123-5468-001-01 | 75 | 19 | 1026 |  | 77.2 | 40.0918 | -104.8881 | 56445 | CT-01 | 80621
08123 | SPINDLE HILL ENERGY, LLC | 56445_G_GEN2 | 13331311 | 68956313 | 63392012 | 95025914 |  | 221112 | 125 | 120 | CO0000000812305 | 123-5468-002 | 123-5468-S002 | 123-5468-002-01 | 5 | 1.9 | 1026 |  | 77.2 | 40.0918 | -104.8881 | 56445 | CT-02 | 80621
05093 | PLUM POINT ENERGY STATION STATION UNIT 1 | 56456_B_BLR1 | 15259811 | 95994413 | 92783312 | 133984314 |  | 221112 | 125 | 100 | 0509300461 | 001 | 1 | 2 | 475 | 24 | 175 | 38362.6 | 84.8 | 35.6636 | -89.9456 | 56456 | 1 | 72370 | 63UUUUU
35025 | Hobbs Generating Station | 56458_G_GT1 | 14627711 | 91585713 | 88547712 | 124792614 |  | 221112 | 125 | 120 | 350250341 | EQPT1 | EQPT1 | EQPT1 | 165 | 18 | 179 | 34786.1 | 75.9 | 32.7283 | -103.3095 | 56458 | HOBB1 | 88240 | 60KKKK
35025 | Hobbs Generating Station | 56458_G_GT2 | 14627711 | 91585513 | 88548112 | 124792414 |  | 221112 | 125 | 120 | 350250341 | EQPT11 | EQPT11 | EQPT11 | 165 | 18 | 179 | 19311 | 71.2 | 32.7283 | -103.3095 | 56458 | HOBB2 | 88240 | 60KKKK
35025 | Hobbs Generating Station | 56458_G_ST3 | 14627711 | ORISST3 | ORISST3 | 56458_G_ST3 |  | 221112 | 125 | 180 |  |  |  |  | 15 | 2.5 | 600 | 50.5 | 10.3 | 32.7283 | -103.3095 | 56458 | ST3 | 88240
17089 | Geneva Generating Plant | 56462_G_GEN 1 | 9731711 | 53868813 | 51926912 | 71811014 |  | 221112 | 125 | 120 | 089035ABY | 0001 | 0001 | 01 | 65 | 3.33 | 500 | 308.6 |  | 41.8915 | -88.2711 |  |  | 60134
17089 | Geneva Generating Plant | 56462_G_GEN 2 | 9731711 | 53868913 | 52104412 | 71811414 |  | 221112 | 125 | 120 | 089035ABY | 0002 | 0002 | 01 | 65 | 3.33 | 500 | 279.7 |  | 41.8915 | -88.2711 |  |  | 60134
17089 | Geneva Generating Plant | 56462_G_GEN 3 | 9731711 | 53869013 | 52180012 | 71811714 |  | 221112 | 125 | 120 | 089035ABY | 0003 | 0003 | 01 | 65 | 3.33 | 500 | 281.4 |  | 41.8915 | -88.271 |  |  | 60134
17089 | Geneva Generating Plant | 56462_G_GEN 4 | 9731711 | 53869113 | 52232212 | 71812014 |  | 221112 | 125 | 120 | 089035ABY | 0004 | 0004 | 01 | 65 | 3.33 | 500 | 280.8 |  | 41.8915 | -88.2709 |  |  | 60134
17089 | Geneva Generating Plant | 56462_G_GEN 5 | 9731711 | 53869213 | 52259812 | 71812214 |  | 221112 | 125 | 120 | 089035ABY | 0005 | 0005 | 01 | 65 | 3.33 | 500 | 278.3 |  | 41.8915 | -88.2708 |  |  | 60134
06013 | GATEWAY GENERATING STATION | 56476_G_A | 15757411 | 100519013 | 99629712 | 140793714 |  | 221112 | 125 | 140 | 07130318143 | 41 | 12 | 1 | 195 | 9.4 | 195 | 16666.7 |  | 38.0123 | -121.7598 | 56476 | GT1 | 94509
06013 | GATEWAY GENERATING STATION | 56476_G_B | 15757411 | 100519313 | 99629412 | 140794014 |  | 221112 | 125 | 140 | 07130318143 | 43 | 14 | 1 | 195 | 9.4 | 195 | 16666.7 |  | 38.0123 | -121.7598 | 56476 | GT2 | 94509
06013 | GATEWAY GENERATING STATION | 56476_G_C | 15757411 | 100519013 | 99629712 | 140793714a |  | 221112 | 125 | 140 | 07130318143 | 41 | 12 | 1 | 195 | 9.4 | 195 | 16666.7 |  | 38.0123 | -121.7598 | 56476 | GT1 | 94509
04015 | UNS ELECTRIC INC - BLACK MOUNTAIN GENERATING STATION | 56482_G_1 | 13414311 | 88717213 | 81850912 | 123644314 |  | 221112 | 125 | 999 | 126082 | 001 | 1 | 1 | 65 | 10.2 | 550 | 3834 | 46.2 | 35.2061 | -114.2292 | 56482 | 1 | 86413
04015 | UNS ELECTRIC INC - BLACK MOUNTAIN GENERATING STATION | 56482_G_2 | 13414311 | 86200113 | 81851012 | 116593514 |  | 221112 | 125 | 999 | 126082 | 002 | 2 | 2 | 65 | 10.2 | 550 | 3877.6 | 46.7 | 35.2061 | -114.2292 | 56482 | 2 | 86413
09005 | Connecticut Jet Power LLC, Torrington Terminal | 565_G_UN10 | 16708411 | 107730313 | 111229312 | 152588314 |  | 221112 | 125 | 120 | T183 P0043 C077 | R0068 | 001 | 20100901 | 33 | 12.6 | 700 | 10466.7 |  | 41.7912 | -73.1201 | 565 | 10 | 06790
20111 | WESTAR ENERGY, INC. | 56502_G_1 | 12635811 | 63891613 | 58449612 | 88478714 |  | 221112 | 125 | 120 | 0046 | 001 | 1 | 1 | 75 | 5 | 335 | 2070.7 | 106 | 38.4467 | -96.0642 | 56502 | EEC1 | 66801
20111 | WESTAR ENERGY, INC. | 56502_G_2 | 12635811 | 63891713 | 58449712 | 88478814 |  | 221112 | 125 | 120 | 0046 | 002 | 2 | 1 | 75 | 5 | 335 | 2070.7 | 105 | 38.4467 | -96.0642 | 56502 | EEC2 | 66801
20111 | WESTAR ENERGY, INC. | 56502_G_3 | 12635811 | 63891813 | 58449812 | 88478914 |  | 221112 | 125 | 120 | 0046 | 003 | 3 | 1 | 75 | 5 | 335 | 2070.7 | 106 | 38.4467 | -96.0642 | 56502 | EEC3 | 66801
20111 | WESTAR ENERGY, INC. | 56502_G_4 | 12635811 | 63891913 | 58449912 | 88479014 |  | 221112 | 125 | 120 | 0046 | 004 | 4 | 1 | 149 | 8 | 313 | 2800 | 56 | 38.4467 | -96.0642 | 56502 | EEC4 | 66801
20111 | WESTAR ENERGY, INC. | 56502_G_5 | 12635811 | 63892013 | 58450012 | 88479114 |  | 221112 | 125 | 120 | 0046 | 005 | 5 | 1 | 149 | 8 | 313 | 2800 | 56 | 38.4467 | -96.0642 | 56502 | EEC5 | 66801
20111 | WESTAR ENERGY, INC. | 56502_G_6 | 12635811 | 63892113 | 58450112 | 88479214 |  | 221112 | 125 | 120 | 0046 | 006 | 6 | 1 | 32 | 14.97 | 975 | 17952 | 102 | 38.4467 | -96.0642 | 56502 | EEC6 | 66801
20111 | WESTAR ENERGY, INC. | 56502_G_7 | 12635811 | 63892213 | 58450212 | 88479314 |  | 221112 | 125 | 120 | 0046 | 007 | 7 | 1 | 32 | 14.97 | 975 | 17952 | 102 | 38.4467 | -96.0642 | 56502 | EEC7 | 66801
05031 | JONESBORO CITY WATER AND LIGHT-NW SUBSTA | 56505_G_SN01 | 976311 | 47097513 | 57849112 | 87089114 |  | 221112 | 125 | 120 | 0503100412 | 001 | 7 | 9 | 45 | 9 | 821 | 4453.2 | 70 | 35.8475 | -90.7256 |  |  | 72403
05031 | JONESBORO CITY WATER AND LIGHT-NW SUBSTA | 56505_G_SN02 | 976311 | 47097513 | 57849112 | 87089114a |  | 221112 | 125 | 120 | 0503100412 | 001 | 7 | 9 | 45 | 9 | 821 | 4453.2 | 70 | 35.8475 | -90.7256 |  |  | 72403
05031 | JONESBORO CITY WATER AND LIGHT-NW SUBSTA | 56505_G_SN04 | 976311 | 47097513 | 57849112 | 87089114b |  | 221112 | 125 | 120 | 0503100412 | 001 | 7 | 9 | 45 | 9 | 821 | 4453.2 | 70 | 35.8475 | -90.7256 |  |  | 72403
05031 | JONESBORO CITY WATER AND LIGHT-NW SUBSTA | 56505_G_SN06 | 976311 | 47097513 | 57849112 | 87089114c |  | 221112 | 125 | 120 | 0503100412 | 001 | 7 | 9 | 45 | 9 | 821 | 4453.2 | 70 | 35.8475 | -90.7256 |  |  | 72403
05031 | JONESBORO CITY WATER AND LIGHT-NW SUBSTA | 56505_G_SN07 | 976311 | 47097513 | 57849112 | 87089114d |  | 221112 | 125 | 120 | 0503100412 | 001 | 7 | 9 | 45 | 9 | 821 | 4453.2 | 70 | 35.8475 | -90.7256 |  |  | 72403
08059 | PLAINS END, LLC | 56516_G_2G01 | 3834311 | 96071213 | 92860312 | 134083814 |  | 221112 | 125 | 160 | CO0000000805900 | 059-0864-002 | 059-0864-S002 | 059-0864-002-01 | 45 | 3.3 | 670 |  | 135 | 39.8578 | -105.2259 |  |  | 80007
08059 | PLAINS END, LLC | 56516_G_2G02 | 3834311 | 96071213 | 92860312 | 134083814a |  | 221112 | 125 | 160 | CO0000000805900 | 059-0864-002 | 059-0864-S002 | 059-0864-002-01 | 45 | 3.3 | 670 |  | 135 | 39.8578 | -105.2259 |  |  | 80007
08059 | PLAINS END, LLC | 56516_G_2G03 | 3834311 | 96071213 | 92860312 | 134083814b |  | 221112 | 125 | 160 | CO0000000805900 | 059-0864-002 | 059-0864-S002 | 059-0864-002-01 | 45 | 3.3 | 670 |  | 135 | 39.8578 | -105.2259 |  |  | 80007
08059 | PLAINS END, LLC | 56516_G_2G04 | 3834311 | 96071213 | 92860312 | 134083814c |  | 221112 | 125 | 160 | CO0000000805900 | 059-0864-002 | 059-0864-S002 | 059-0864-002-01 | 45 | 3.3 | 670 |  | 135 | 39.8578 | -105.2259 |  |  | 80007
08059 | PLAINS END, LLC | 56516_G_2G05 | 3834311 | 96071213 | 92860312 | 134083814d |  | 221112 | 125 | 160 | CO0000000805900 | 059-0864-002 | 059-0864-S002 | 059-0864-002-01 | 45 | 3.3 | 670 |  | 135 | 39.8578 | -105.2259 |  |  | 80007
08059 | PLAINS END, LLC | 56516_G_2G06 | 3834311 | 96071213 | 92860312 | 134083814e |  | 221112 | 125 | 160 | CO0000000805900 | 059-0864-002 | 059-0864-S002 | 059-0864-002-01 | 45 | 3.3 | 670 |  | 135 | 39.8578 | -105.2259 |  |  | 80007
08059 | PLAINS END, LLC | 56516_G_2G07 | 3834311 | 96071213 | 92860312 | 134083814f |  | 221112 | 125 | 160 | CO0000000805900 | 059-0864-002 | 059-0864-S002 | 059-0864-002-01 | 45 | 3.3 | 670 |  | 135 | 39.8578 | -105.2259 |  |  | 80007
08059 | PLAINS END, LLC | 56516_G_2G08 | 3834311 | 96071213 | 92860312 | 134083814g |  | 221112 | 125 | 160 | CO0000000805900 | 059-0864-002 | 059-0864-S002 | 059-0864-002-01 | 45 | 3.3 | 670 |  | 135 | 39.8578 | -105.2259 |  |  | 80007
08059 | PLAINS END, LLC | 56516_G_2G09 | 3834311 | 96071213 | 92860312 | 134083814h |  | 221112 | 125 | 160 | CO0000000805900 | 059-0864-002 | 059-0864-S002 | 059-0864-002-01 | 45 | 3.3 | 670 |  | 135 | 39.8578 | -105.2259 |  |  | 80007
08059 | PLAINS END, LLC | 56516_G_2G10 | 3834311 | 96071213 | 92860312 | 134083814i |  | 221112 | 125 | 160 | CO0000000805900 | 059-0864-002 | 059-0864-S002 | 059-0864-002-01 | 45 | 3.3 | 670 |  | 135 | 39.8578 | -105.2259 |  |  | 80007
08059 | PLAINS END, LLC | 56516_G_2G11 | 3834311 | 96071213 | 92860312 | 134083814j |  | 221112 | 125 | 160 | CO0000000805900 | 059-0864-002 | 059-0864-S002 | 059-0864-002-01 | 45 | 3.3 | 670 |  | 135 | 39.8578 | -105.2259 |  |  | 80007
08059 | PLAINS END, LLC | 56516_G_2G12 | 3834311 | 96071213 | 92860312 | 134083814k |  | 221112 | 125 | 160 | CO0000000805900 | 059-0864-002 | 059-0864-S002 | 059-0864-002-01 | 45 | 3.3 | 670 |  | 135 | 39.8578 | -105.2259 |  |  | 80007
08059 | PLAINS END, LLC | 56516_G_2G13 | 3834311 | 96071213 | 92860312 | 134083814l |  | 221112 | 125 | 160 | CO0000000805900 | 059-0864-002 | 059-0864-S002 | 059-0864-002-01 | 45 | 3.3 | 670 |  | 135 | 39.8578 | -105.2259 |  |  | 80007
08059 | PLAINS END, LLC | 56516_G_2G14 | 3834311 | 96071213 | 92860312 | 134083814m |  | 221112 | 125 | 160 | CO0000000805900 | 059-0864-002 | 059-0864-S002 | 059-0864-002-01 | 45 | 3.3 | 670 |  | 135 | 39.8578 | -105.2259 |  |  | 80007
06011 | PG&E COLUSA GENERATING STATION | 56532_G_A | 15322111 | 96221113 | 98128412 | 134339414 |  | 221112 | 125 | 120 | 061606224 | 1 | 1_1_20100201 | 1 | [5 empty] | 39.3662 | -122.2696 | 56532 | CT1 | 95955
06011 | PG&E COLUSA GENERATING STATION | 56532_G_B | 15322111 | 96221013 | 98128512 | 134339314 |  | 221112 | 125 | 120 | 061606224 | 2 | 2_1_20100201 | 1 | [5 empty] | 39.3662 | -122.2696 | 56532 | CT2 | 95955
06011 | PG&E COLUSA GENERATING STATION | 56532_G_C | 15322111 | 96221113 | 98128412 | 134339414a |  | 221112 | 125 | 120 | 061606224 | 1 | 1_1_20100201 | 1 | [5 empty] | 39.3662 | -122.2696 | 56532 | CT1 | 95955
21145 | Paducah Power System - PPS Power Plant # 1 | 56556_G_2 | 15073911 | 94795913 | 91584612 | 129811814 |  | 221112 | 125 | 999 | 2114500096 | 001 | 001 | 1 | 50 | 10.19 | 746 | 7860.5 | 96.4 | 37.0325 | -88.6156 |  |  | 42003
05057 | SWEPCO-JOHN W TURK JR POWER PLANT | 56564_G_1 | 16584111 | 105991513 | 109688612 | 150309314 |  | 221112 | 125 | 100 | 0505700506 | 001 | 1 | 1 | 643 | 21.4 | 192 | 35968.1 | 100 | 33.6497 | -93.8117 | 56564 | SN-01 | 71838
22017 | SWEPCO - Arsenal Hill/J Lamar Stall Power Plant | 56565_G_6A | 6116111 | 95093713 | 91890612 | 130202114 |  | 221112 | 125 | 120 | 1060 | CTG-6A | RP0003 | NG-6A | 180 | 23 | 200 | 17017.8 | 41 | 32.5199 | -93.7602 | 1416 | CTG-6A | 71101
22017 | SWEPCO - Arsenal Hill/J Lamar Stall Power Plant | 56565_G_6B | 6116111 | 95093913 | 91890812 | 130202314 |  | 221112 | 125 | 120 | 1060 | CTG-6B | RP0004 | NG-6B | 180 | 23 | 200 | 17017.8 | 41 | 32.5195 | -93.7601 | 1416 | CTG-6B | 71101
22017 | SWEPCO - Arsenal Hill/J Lamar Stall Power Plant | 56565_G_6STG | 6116111 | ORIS6STG | ORIS6STG | 56565_G_6STG |  | 221112 | 125 | 680 | [8 empty] | 32.4 | 32.5204 | -93.7626 | 56565 | 6STG | 71101
06025 | Niland Gas Turbine Plant | 56569_G_1 | 15667711 | 100118313 | 97123612 | 140252114 |  | 221112 | 125 | 120 | 131511281 | 1 | 1_1_20100201 | 1 | [5 empty] | 33.2418 | -115.5022 | 56569 | 1 | 92257
06025 | Niland Gas Turbine Plant | 56569_G_2 | 15667711 | 100118413 | 97123712 | 140252214 |  | 221112 | 125 | 120 | 131511281 | 2 | 2_2_20100201 | 2 | [5 empty] | 33.2418 | -115.5022 | 56569 | 2 | 92257
17031 | Robbins Community Power LLC | 56576_G_1 | 10786111 | 105840513 | 109518312 | 150117414 |  | 221112 | 125 | 100 | 031270AAB | 0001 | 0001 | 01 | 274 | 8 | 295 | 3375 |  | 41.6503 | -87.7016 |  |  | 60472
17031 | Robbins Community Power LLC | 56576_G_2 | 10786111 | 105840613 | 109518412 | 150117514 |  | 221112 | 125 | 100 | 031270AAB | 0002 | 0002 | 01 | 274 | 8 | 295 | 3375 |  | 41.6503 | -87.7016 |  |  | 60472
56005 | WYGEN III | 56596_B_1 | 15064111 | 94492613 | 91287612 | 129246414 |  | 221112 | 125 | 100 | 19844 | 1421 | 1421 | 1421 | 295 | 9.25 | 155 | 4416.8 | 90 | 44.2912 | -105.379 | 56596 | 001 | 82716
48407 | SAN JACINTO COUNTY PEAKING FACILITY | 56603_G_SJC1 | 14748511 | 90268613 | 86229712 | 122214314 |  | 221122 | 125 | 120 | 6 | 000001 | 000001 | 000001 | 56 | 14.75 | 900 |  | 129 | 30.4192 | -95.0118 | 56603 | SJCCT1 | 77327
48407 | SAN JACINTO COUNTY PEAKING FACILITY | 56603_G_SJC2 | 14748511 | 90268713 | 86229812 | 122214414 |  | 221122 | 125 | 120 | 6 | 000002 | 000002 | 000002 | 56 | 14.75 | 900 |  | 129 | 30.4192 | -95.0114 | 56603 | SJCCT2 | 77327
48199 | HARDIN COUNTY PEAKING FACILITY | 56604_G_HC1 | 14748411 | 90268013 | 86229112 | 122213714 |  | 221122 | 125 | 120 | 679 | 000001 | 000001 | 000001 | 56 | 14.75 | 900 |  | 129 | 30.3035 | -94.2572 | 56604 | HCCT1 | 77625
48199 | HARDIN COUNTY PEAKING FACILITY | 56604_G_HC2 | 14748411 | 90268113 | 86229212 | 122213814 |  | 221122 | 125 | 120 | 679 | 000002 | 000002 | 000002 | 56 | 14.75 | 900 |  | 129 | 30.3032 | -94.2571 | 56604 | HCCT2 | 77625
30085 | BASIN ELECTRIC POWER COOPERATIVE | 56606_G_01 | 14766611 | 90334113 | 86289712 | 122287214 |  | 221112 | 125 | 120 | 085-0061 | 1 | FRP-1 | 1 | [5 empty] | 48.2104 | -104.3919 | 56606 | CT01 | 59218
56005 | Dry Fork Station | 56609_B_1 | 15659411 | 100091013 | 96890812 | 140216614 |  | 22111 | 125 | 100 | 20818 | 38789 | 38710 | 38770 | 500 | 19.49 | 170 | 25082.9 | 84.2 | 44.3882 | -105.46 | 56609 | 01 | 82716
48309 | SANDY CREEK ENERGY STATION | 56611_B_S01 | 15628511 | 99365513 | 96284712 | 139062914 |  | 221112 | 125 | 100 | 79 | 000001 | 000001 | 000001 | 360 | 27.8 | 165 |  | 65 | 31.4746 | -96.9555 | 56611 | S01 | 76682
04017 | NOVO BIOPOWER LLC | 56616_B_4PB | 13414411 | 86201613 | 85006312 | 120449514 |  | 221117 | 125 | 999 | 34839 | 003 | 1 | 1 | 75 | 6 | 302 | 3107.8 | 109.9 | 34.5 | -110.3333 |  |  | 85937
09009 | WATERBURY GENERATION, LLC | 56629_G_10 | 15588211 | 99539613 | 96630512 | 140188914 |  | 221112 | 125 | 120 | T192 P0005 C084 | P0300-Y2011 | 004 | 20100901 | 125 | 13.5 | 723 | 13669.7 | 95.5 | 41.5458 | -73.0445 | 56629 | 10 | 06103
27123 | District Energy St Paul Inc-Hans O'Nyman | 56643_B_7 | 7147311 | 79647013 | 14468112 | 102851414 |  | 221122 | 125 | 100 | 2712300063 | EU007 | SV001 | EU007PD002 | 258.3 | 16 | 450 | 5083.3 |  | 44.9432 | -93.0962 |  |  | 55102
54061 | LONGVIEW POWER | 56671_B_UHA01 | 16320111 | 103875013 | 107541912 | 146984514 |  | 221112 | 125 | 100 | 0134 | 001 | 1 | 1 | 554 | 25.75 | 125 | 28000 | 54 | 39.7081 | -79.9594 | 56671 | 001 | 26541
48149 | WINCHESTER POWER PARK | 56674_G_CGT1 | 14748911 | 90280913 | 86240512 | 122232114 |  | 221122 | 125 | 120 | 262 | 000001 | 000001 | 000001 | 80 | 12 | 841 |  | 87.2 | 30.0253 | -96.993 | 56674 | 1 | 78945
48149 | WINCHESTER POWER PARK | 56674_G_CGT2 | 14748911 | 90281013 | 86240612 | 122232214 |  | 221122 | 125 | 120 | 262 | 000002 | 000002 | 000002 | 80 | 12 | 841 |  | 87.2 | 30.025 | -96.9933 | 56674 | 2 | 78945
48149 | WINCHESTER POWER PARK | 56674_G_CGT3 | 14748911 | 90281113 | 86240712 | 122232314 |  | 221122 | 125 | 120 | 262 | 000003 | 000003 | 000003 | 80 | 12 | 841 |  | 87.2 | 30.0247 | -96.9933 | 56674 | 3 | 78945
48149 | WINCHESTER POWER PARK | 56674_G_CGT4 | 14748911 | 90281213 | 86240812 | 122232414 |  | 221122 | 125 | 120 | 262 | 000004 | 000004 | 000004 | 80 | 12 | 841 |  | 87.2 | 30.0244 | -96.9936 | 56674 | 4 | 78945
41043 | #1, 2, & 4 | 56781_B_3 | 16006311 | 103012513 | 106729312 | 144524314 |  | 321113 | 135 | 100 | 22-6002 | PS-1 | STK-1 | P-1 | 80.5 | 7 | 397 | 1616.3 | 42 | 44.7718 | -122.6069 |  |  | 97358-2348
09007 | KLEEN ENERGY SYSTEM PROJECT | 56798_G_ST | 14622911 | ORISST | ORISST | 56798_G_ST |  | 2211 | 125 | 100 |  |  |  |  | 50 | 4.5 | 300 | 321.7 | 20.2 | 41.5527 | -72.5983 | 56798 | ST | 06457-4852
09007 | KLEEN ENERGY SYSTEM PROJECT | 56798_G_U1 | 14622911 | 88745013 | 85114112 | 120543314 |  | 2211 | 125 | 120 | T104 P0246 C080 | P0131 | 001 | 03 | 215 | 18.5 | 173 | 16856 | 62.7 | 41.5527 | -72.5983 | 56798 | U1 | 06457-4852
09007 | KLEEN ENERGY SYSTEM PROJECT | 56798_G_U2 | 14622911 | 88745113 | 85113912 | 120543514 |  | 2211 | 125 | 120 | T104 P0246 C080 | P0133 | 002 | 03 | 215 | 18.5 | 173 | 16856 | 62.7 | 41.5527 | -72.5983 | 56798 | U2 | 06457-4852
12031 | JEA - GREENLAND ENERGY CENTER | 56799_G_1 | 15032711 | 91837113 | 95486012 | 137179414 |  | 2211 | 125 | 120 | 0310561 | 1 | 3 | 2 | 115 | 20 | 1111 | 40479.8 | 128.9 | 30.1574 | -81.5178 | 56799 | 1 | 32256 | SLT-0001
12031 | JEA - GREENLAND ENERGY CENTER | 56799_G_2 | 15032711 | 91837213 | 95486112 | 137179614 |  | 2211 | 125 | 120 | 0310561 | 2 | 2 | 2 | 115 | 20 | 1111 | 40479.8 | 128.9 | 30.1579 | -81.517 | 56799 | 2 | 32256
09001 | PSEG PWR CT LLC/BPT HARBOR STA | 568_B_BHB3 | 754311 | 46286413 | 43962012 | 47339914 |  | 221112 | 125 | 100 | T015 P0045 C080 | P0089 | 003 | 02 | 498 | 14 | 290 | 19583.3 | 127.2 | 41.1715 | -73.1845 | 568 | BHB3 | 06604-5513 | 63UUUUU
06019 | PANOCHE ENERGY CENTER LLC | 56803_G_1 | 15863611 | 102017313 | 105449012 | 143237114 |  | 221118 | 125 | 120 | 1014307220 | 1 | 1 | 1 | [5 empty] | 36.6542 | -120.5842 | 56803 | 1 | 93662
06019 | PANOCHE ENERGY CENTER LLC | 56803_G_2 | 15863611 | 102017413 | 105449112 | 143237214 |  | 221118 | 125 | 120 | 1014307220 | 2 | 2 | 1 | [5 empty] | 36.6542 | -120.5842 | 56803 | 2 | 93662
06019 | PANOCHE ENERGY CENTER LLC | 56803_G_3 | 15863611 | 102017513 | 105449212 | 143237314 |  | 221118 | 125 | 120 | 1014307220 | 3 | 3 | 1 | [5 empty] | 36.6542 | -120.5842 | 56803 | 3 | 93662
06019 | PANOCHE ENERGY CENTER LLC | 56803_G_4 | 15863611 | 102017613 | 105449312 | 143237414 |  | 221118 | 125 | 120 | 1014307220 | 4 | 4 | 1 | [5 empty] | 36.6542 | -120.5842 | 56803 | 4 | 93662
48071 | CEDAR BAYOU GEN STATION | 56806_G_4 | 5847411 | 70141113 | 64485712 | 97227614 |  | 221122 | 125 | 120 | 3 | 000021 | 000020 | 000022 | 150 | 18 | 250 |  | 86 | 29.7521 | -94.9236 | 56806 | CBY41 | 77001
48071 | CEDAR BAYOU GEN STATION | 56806_G_41 | 5847411 | 70141113 | 64485712 | 97227614a |  | 221122 | 125 | 120 | 3 | 000021 | 000020 | 000022 | 150 | 18 | 250 |  | 86 | 29.7521 | -94.9236 | 56806 | CBY41 | 77001
48071 | CEDAR BAYOU GEN STATION | 56806_G_42 | 5847411 | 70141213 | 64486112 | 97227714 |  | 221122 | 125 | 120 | 3 | 000022 | 000021 | 000023 | 150 | 18 | 250 |  | 86 | 29.7521 | -94.9232 | 56806 | CBY42 | 77001
51029 | Dominion - Bear Garden CT Station | 56807_G_1A | 15432111 | 96378013 | 93489012 | 150222014 |  | 221112 | 125 | 120 | 32004 | 1 | 1 | 4 | 148 | 18 | 275 | 18690.5 | 73.5 | 37.7034 | -78.2932 | 56807 | 1A | 23123
51029 | Dominion - Bear Garden CT Station | 56807_G_1B | 15432111 | 96378213 | 93489112 | 150222314 |  | 221112 | 125 | 120 | 32004 | 3 | 2 | 4 | 148 | 18 | 275 | 18690.5 | 73.5 | 37.7034 | -78.2932 | 56807 | 1B | 23123
51029 | Dominion - Bear Garden CT Station | 56807_G_1C | 15432111 | ORIS1C | ORIS1C | 56807_G_1C |  | 221112 | 125 | 180 |  |  |  |  | 20 | 2 | 933 | 47.1 | 15 | 37.7034 | -78.2932 | 56807 | 1C | 23123
51195 | Dominion - Virginia City Hybrid Energy Center | 56808_G_1 | 16530111 | 105638013 | 109313012 | 149950114 |  | 221112 | 125 | 100 | 11526 | 1 | 1 | 2 | 500 | 19 | 170 | 16936.7 | 59.7 | 36.9164 | -82.3383 | 56808 | 1 | 24283
39145 | Haverhill Chemicals (0773000080) | 56848_B_HRSG10 | 8148211 | ORISHRSG10 | ORISHRSG10 | 56848_B_HRSG10 |  | 325110 | 129 | 999 |  |  |  |  | 15 | 1.7 | 280 | 0.1 |  | 38.592 | -82.8184 | 56848 | HRSG10 | 45636-0127
39145 | Haverhill Chemicals (0773000080) | 56848_B_HRSG6 | 8148211 | ORISHRSG6 | ORISHRSG6 | 56848_B_HRSG6 |  | 325110 | 129 | 999 |  |  |  |  | 15 | 1.7 | 280 | 0.1 |  | 38.592 | -82.8184 | 56848 | HRSG6 | 45636-0127
39145 | Haverhill Chemicals (0773000080) | 56848_B_HRSG7 | 8148211 | ORISHRSG7 | ORISHRSG7 | 56848_B_HRSG7 |  | 325110 | 129 | 999 |  |  |  |  | 15 | 1.7 | 280 | 0.1 |  | 38.592 | -82.8184 | 56848 | HRSG7 | 45636-0127
39145 | Haverhill Chemicals (0773000080) | 56848_B_HRSG8 | 8148211 | ORISHRSG8 | ORISHRSG8 | 56848_B_HRSG8 |  | 325110 | 129 | 999 |  |  |  |  | 15 | 1.7 | 280 | 0.1 |  | 38.592 | -82.8184 | 56848 | HRSG8 | 45636-0127
39145 | Haverhill Chemicals (0773000080) | 56848_B_HRSG9 | 8148211 | ORISHRSG9 | ORISHRSG9 | 56848_B_HRSG9 |  | 325110 | 129 | 999 |  |  |  |  | 15 | 1.7 | 280 | 0.1 |  | 38.592 | -82.8184 | 56848 | HRSG9 | 45636-0127
30023 | DAVE GATES GENERATING STATION AT MILL CREEK | 56908_G_1 | 14496011 | 87303813 | 83538712 | 118254314 |  | 221112 | 125 | 120 | 023-0002 | 1 | 1 | 1 | 20 | 0.3 | 31 |  | 0.2 | 46.1056 | -112.8756 |  |  | 59711
30023 | DAVE GATES GENERATING STATION AT MILL CREEK | 56908_G_2 | 14496011 | 87303513 | 83538612 | 118254014 |  | 221112 | 125 | 120 | 023-0002 | 2 | 2 | 2 | 20 | 0.3 | 31 |  | 0.2 | 46.1056 | -112.8756 |  |  | 59711
30023 | DAVE GATES GENERATING STATION AT MILL CREEK | 56908_G_3 | 14496011 | 87303413 | 83539112 | 118253914 |  | 221112 | 125 | 120 | 023-0002 | 3 | 3 | 3 | 20 | 0.3 | 31 |  | 0.2 | 46.1056 | -112.8756 |  |  | 59711
04021 | Coolidge Generating Station | 56948_G_1 | 11310611 | 98182213 | 95511212 | 137216214 |  | 22111 | 125 | 120 | COOLGEN | CT01-CT12 | 1181 | CT01-CT12 | 85 | 10.5 | 800 | 3867 |  | 32.916 | -111.5042 | 56948 | 01 | 85128
04021 | Coolidge Generating Station | 56948_G_10 | 11310611 | 98182213 | 95511212 | 137216214a |  | 22111 | 125 | 120 | COOLGEN | CT01-CT12 | 1181 | CT01-CT12 | 85 | 10.5 | 800 | 3867 |  | 32.916 | -111.5042 | 56948 | 10 | 85128
04021 | Coolidge Generating Station | 56948_G_11 | 11310611 | 98182213 | 95511212 | 137216214b |  | 22111 | 125 | 120 | COOLGEN | CT01-CT12 | 1181 | CT01-CT12 | 85 | 10.5 | 800 | 3867 |  | 32.916 | -111.5042 | 56948 | 11 | 85128
04021 | Coolidge Generating Station | 56948_G_12 | 11310611 | 98182213 | 95511212 | 137216214c |  | 22111 | 125 | 120 | COOLGEN | CT01-CT12 | 1181 | CT01-CT12 | 85 | 10.5 | 800 | 3867 |  | 32.916 | -111.5042 | 56948 | 12 | 85128
04021 | Coolidge Generating Station | 56948_G_2 | 11310611 | 98182213 | 95511212 | 137216214d |  | 22111 | 125 | 120 | COOLGEN | CT01-CT12 | 1181 | CT01-CT12 | 85 | 10.5 | 800 | 3867 |  | 32.916 | -111.5042 | 56948 | 02 | 85128
04021 | Coolidge Generating Station | 56948_G_3 | 11310611 | 98182213 | 95511212 | 137216214e |  | 22111 | 125 | 120 | COOLGEN | CT01-CT12 | 1181 | CT01-CT12 | 85 | 10.5 | 800 | 3867 |  | 32.916 | -111.5042 | 56948 | 03 | 85128
04021 | Coolidge Generating Station | 56948_G_4 | 11310611 | 98182213 | 95511212 | 137216214f |  | 22111 | 125 | 120 | COOLGEN | CT01-CT12 | 1181 | CT01-CT12 | 85 | 10.5 | 800 | 3867 |  | 32.916 | -111.5042 | 56948 | 04 | 85128
04021 | Coolidge Generating Station | 56948_G_5 | 11310611 | 98182213 | 95511212 | 137216214g |  | 22111 | 125 | 120 | COOLGEN | CT01-CT12 | 1181 | CT01-CT12 | 85 | 10.5 | 800 | 3867 |  | 32.916 | -111.5042 | 56948 | 05 | 85128
04021 | Coolidge Generating Station | 56948_G_6 | 11310611 | 98182213 | 95511212 | 137216214h |  | 22111 | 125 | 120 | COOLGEN | CT01-CT12 | 1181 | CT01-CT12 | 85 | 10.5 | 800 | 3867 |  | 32.916 | -111.5042 | 56948 | 06 | 85128
04021 | Coolidge Generating Station | 56948_G_7 | 11310611 | 98182213 | 95511212 | 137216214i |  | 22111 | 125 | 120 | COOLGEN | CT01-CT12 | 1181 | CT01-CT12 | 85 | 10.5 | 800 | 3867 |  | 32.916 | -111.5042 | 56948 | 07 | 85128
04021 | Coolidge Generating Station | 56948_G_8 | 11310611 | 98182213 | 95511212 | 137216214j |  | 22111 | 125 | 120 | COOLGEN | CT01-CT12 | 1181 | CT01-CT12 | 85 | 10.5 | 800 | 3867 |  | 32.916 | -111.5042 | 56948 | 08 | 85128
04021 | Coolidge Generating Station | 56948_G_9 | 11310611 | 98182213 | 95511212 | 137216214k |  | 22111 | 125 | 120 | COOLGEN | CT01-CT12 | 1181 | CT01-CT12 | 85 | 10.5 | 800 | 3867 |  | 32.916 | -111.5042 | 56948 | 09 | 85128
34017 | Bayonne Energy Center | 56964_G_GT1 | 15658011 | 99940113 | 96822912 | 152070214 |  | 221112 | 125 | 120 | 12863 | U1 | PT99999 | OS8 | [5 empty] | 40.6544 | -74.094 |  |  | 07002
34017 | Bayonne Energy Center | 56964_G_GT2 | 15658011 | 99940113 | 96822912 | 152070214b |  | 221112 | 125 | 120 | 12863 | U1 | PT99999 | OS8 | [5 empty] | 40.6544 | -74.094 |  |  | 07002
34017 | Bayonne Energy Center | 56964_G_GT3 | 15658011 | 99940113 | 96822912 | 152070214c |  | 221112 | 125 | 120 | 12863 | U1 | PT99999 | OS8 | [5 empty] | 40.6544 | -74.094 |  |  | 07002
34017 | Bayonne Energy Center | 56964_G_GT4 | 15658011 | 99940113 | 96822912 | 152070214d |  | 221112 | 125 | 120 | 12863 | U1 | PT99999 | OS8 | [5 empty] | 40.6544 | -74.094 |  |  | 07002
34017 | Bayonne Energy Center | 56964_G_GT5 | 15658011 | 99940113 | 96822912 | 152070214e |  | 221112 | 125 | 120 | 12863 | U1 | PT99999 | OS8 | [5 empty] | 40.6544 | -74.094 |  |  | 07002
34017 | Bayonne Energy Center | 56964_G_GT6 | 15658011 | 99940113 | 96822912 | 152070214f |  | 221112 | 125 | 120 | 12863 | U1 | PT99999 | OS8 | [5 empty] | 40.6544 | -74.094 |  |  | 07002
34017 | Bayonne Energy Center | 56964_G_GT7 | 15658011 | 99940113 | 96822912 | 152070214g |  | 221112 | 125 | 120 | 12863 | U1 | PT99999 | OS8 | [5 empty] | 40.6544 | -74.094 |  |  | 07002
34017 | Bayonne Energy Center | 56964_G_GT8 | 15658011 | 99940113 | 96822912 | 152070214a |  | 221112 | 125 | 120 | 12863 | U1 | PT99999 | OS8 | [5 empty] | 40.6544 | -74.094 |  |  | 07002
08101 | Pueblo Memorial | 56998_G_4 | 9815011 | ORIS4 | ORIS4 | 56998_G_4 |  | 48811 | 100 | 300 | [9 empty] | 38.3042 | -104.5043 | 56998 | 4 | 00000
08101 | Pueblo Memorial | 56998_G_43 | 9815011 | ORIS43 | ORIS43 | 56998_G_43 |  | 48811 | 100 | 300 | [9 empty] | 38.3042 | -104.5043 | 56998 | 43 | 00000
08101 | Pueblo Memorial | 56998_G_5 | 9815011 | ORIS5 | ORIS5 | 56998_G_5 |  | 48811 | 100 | 300 | [9 empty] | 38.3042 | -104.5043 | 56998 | 5 | 00000
08101 | Pueblo Memorial | 56998_G_53 | 9815011 | ORIS53 | ORIS53 | 56998_G_53 |  | 48811 | 100 | 300 | [9 empty] | 38.3042 | -104.5043 | 56998 | 53 | 00000
08101 | Pueblo Memorial | 56998_G_6 | 9815011 | ORIS6 | ORIS6 | 56998_G_6 |  | 48811 | 100 | 300 | [9 empty] | 38.3042 | -104.5043 | 56998 | 6 | 00000
08101 | Pueblo Memorial | 56998_G_7 | 9815011 | ORIS7 | ORIS7 | 56998_G_7 |  | 48811 | 100 | 300 | [9 empty] | 38.3042 | -104.5043 | 56998 | 7 | 00000
08101 | Pueblo Memorial | 56998_G_GT1 | 9815011 | ORISGT1 | ORISGT1 | 56998_G_GT1 |  | 48811 | 100 | 300 | [9 empty] | 38.3042 | -104.5043 | 56998 | GT1 | 00000
08101 | Pueblo Memorial | 56998_G_GT2 | 9815011 | ORISGT2 | ORISGT2 | 56998_G_GT2 |  | 48811 | 100 | 300 | [9 empty] | 38.3042 | -104.5043 | 56998 | GT2 | 00000
06073 | CABRILLO POWER II LLC EL CAJON GT | 57001_G_GEN1 | 3371411 | 86058213 | 105026412 | 116255614 |  | 221118 | 125 | 120 | 371227544 | 125258 | 125258_11_20100 | 11 | [5 empty] | 32.795 | -116.952 | 57001 | 1 | 92020
06059 | CANYON POWER PLANT | 57027_G_CPP1 | 15993811 | 101564413 | 103866912 | 142555514 |  | 221112 | 125 | 120 | 301026153992 | 1 | 1_11_20100201 | 11 | [5 empty] | 33.8576 | -117.8616 |  |  | 92806
06059 | CANYON POWER PLANT | 57027_G_CPP2 | 15993811 | 101564513 | 103867112 | 142555714 |  | 221112 | 125 | 120 | 301026153992 | 2 | 2_11_20100201 | 11 | [5 empty] | 33.8576 | -117.8616 |  |  | 92806
06059 | CANYON POWER PLANT | 57027_G_CPP3 | 15993811 | 101564613 | 103867312 | 142555914 |  | 221112 | 125 | 120 | 301026153992 | 3 | 3_11_20100201 | 11 | [5 empty] | 33.8576 | -117.8616 |  |  | 92806
06059 | CANYON POWER PLANT | 57027_G_CPP4 | 15993811 | 101564713 | 103867512 | 142556114 |  | 221112 | 125 | 120 | 301026153992 | 4 | 4_11_20100201 | 11 | [5 empty] | 33.8576 | -117.8616 |  |  | 92806
37045 | Cleveland County Generating Facility | 57029_G_1 | 16600211 | 106270213 | 109844212 | 150583014 |  | 221118 | 125 | 160 | 3704500372 | G-1 | ES1 | 1 | 60 | 26.1 | 1111 | 42266.7 | 79 | 35.1706 | -81.4167 | 57029 | ES1 | 28086
37045 | Cleveland County Generating Facility | 57029_G_2 | 16600211 | 106270313 | 109844512 | 150583214 |  | 221118 | 125 | 120 | 3704500372 | G-2 | ES2 | 3 | 60 | 26.1 | 1111 | 42266.7 | 79 | 35.1706 | -81.4167 | 57029 | ES2 | 28086
37045 | Cleveland County Generating Facility | 57029_G_3 | 16600211 | 106270413 | 109844312 | 150583414 |  | 221118 | 125 | 120 | 3704500372 | G-3 | ES3 | 6 | 60 | 26.1 | 1111 | 42266.7 | 79 | 35.1706 | -81.4167 | 57029 | ES3 | 28086
37045 | Cleveland County Generating Facility | 57029_G_4 | 16600211 | 106270513 | 109844612 | 150583614 |  | 221118 | 125 | 120 | 3704500372 | G-4 | ES4 | 8 | 60 | 26.1 | 1111 | 42266.7 | 79 | 35.1706 | -81.4167 | 57029 | ES4 | 28086
28069 | Tennessee Valley Authority, TVA, Kemper Combustion Turbine Plant | 57037_G_1A | 7356611 | ORIS1A | ORIS1A | 57037_G_1A |  | 221112 | 125 | 120 |  |  |  |  | 15 | 14.8 | 958 | 28294.5 | 165 | 32.7974 | -88.6057 | 57037 | 1A | 39328
28069 | Tennessee Valley Authority, TVA, Kemper Combustion Turbine Plant | 57037_G_1B | 7356611 | ORIS1B | ORIS1B | 57037_G_1B |  | 221112 | 125 | 120 |  |  |  |  | 15 | 14.8 | 958 | 28294.5 | 165 | 32.7974 | -88.6057 | 57037 | 1B | 39328
28069 | Tennessee Valley Authority, TVA, Kemper Combustion Turbine Plant | 57037_G_1C | 7356611 | ORIS1C | ORIS1C | 57037_G_1C |  | 221112 | 125 | 120 |  |  |  |  | 15 | 14.8 | 958 | 28294.5 | 165 | 32.7974 | -88.6057 | 57037 | 1C | 39328
31141 | ADM Corn Processing | 57046_B_CFB1 | 14493311 | 91130513 | 83458112 | 123613514 |  | 311221 | 127 | 100 | 00032 | 093 | 001 | 01 | 164 | 2.5 | 68 | 333.3 | 1.1 | 41.4229 | -97.291 |  |  | 68601-9073
31141 | ADM Corn Processing | 57046_B_CFB2 | 14493311 | 91130513 | 83458112 | 123613514a |  | 311221 | 127 | 100 | 00032 | 093 | 001 | 01 | 164 | 2.5 | 68 | 333.3 | 1.1 | 41.4229 | -97.291 |  |  | 68601-9073
09007 | MIDDLETOWN POWER LLC | 57068_G_12 | 715711 | 99518713 | 96622912 | 140163014 |  | 221112 | 125 | 120 | T104 P0024 C077 | P0144-Y2011 | 008 | 20100201 | 213 | 12 | 839 | 10780.7 | 95.3 | 41.5547 | -72.5798 | 562 | 12 | 06457-5712
09007 | MIDDLETOWN POWER LLC | 57068_G_13 | 715711 | 99518613 | 96623012 | 140162814 |  | 221112 | 125 | 120 | T104 P0024 C077 | P0145-Y2011 | 009 | 20100201 | 213 | 12 | 839 | 10780.7 | 95.3 | 41.5547 | -72.5798 | 562 | 13 | 06457-5712
09007 | MIDDLETOWN POWER LLC | 57068_G_14 | 715711 | 99518513 | 96623112 | 140162614 |  | 221112 | 125 | 120 | T104 P0024 C077 | P0146-Y2011 | 010 | 20100201 | 213 | 12 | 839 | 10780.7 | 95.3 | 41.5547 | -72.5798 | 562 | 14 | 06457-5712
09007 | MIDDLETOWN POWER LLC | 57068_G_15 | 715711 | 99518413 | 96623212 | 140162414 |  | 221112 | 125 | 120 | T104 P0024 C077 | P0147-Y2011 | 011 | 20100201 | 213 | 12 | 839 | 10780.7 | 95.3 | 41.5547 | -72.5798 | 562 | 15 | 06457-5712
09009 | DEVON POWER, LLC | 57070_G_15 | 590011 | 99521413 | 85098712 | 140166214 |  | 221112 | 125 | 120 | T105 P0014 C077 | P0098-Y2011 | 012 | 20100201 | 217 | 12 | 830 | 10780.7 | 95.3 | 41.2073 | -73.1191 | 544 | 15 | 06460
09009 | DEVON POWER, LLC | 57070_G_16 | 590011 | 99521313 | 85098812 | 140166014 |  | 221112 | 125 | 120 | T105 P0014 C077 | P0099-Y2011 | 013 | 20100201 | 217 | 12 | 830 | 10780.7 | 95.3 | 41.2073 | -73.1191 | 544 | 16 | 06460
09009 | DEVON POWER, LLC | 57070_G_17 | 590011 | 99521513 | 85098912 | 140166414 |  | 221112 | 125 | 120 | T105 P0014 C077 | P0100-Y2011 | 014 | 20100201 | 217 | 12 | 830 | 10780.7 | 95.3 | 41.2073 | -73.1191 | 544 | 17 | 06460
09009 | DEVON POWER, LLC | 57070_G_18 | 590011 | 99521613 | 85099012 | 140166614 |  | 221112 | 125 | 120 | T105 P0014 C077 | P0101-Y2011 | 015 | 20100201 | 217 | 12 | 830 | 10780.7 | 95.3 | 41.2073 | -73.1191 | 544 | 18 | 06460
17119 | US Steel Granite City | 57072_B_PB-1 | 8191211 | 91730213 | 88709412 | 125003914 |  | 331110 | 138 | 100 | 119813AAI | 0230 | 0263 | 02 | 137 | 6 | 442 | 1758 |  | 38.697 | -90.1279 |  |  | 62040
53027 | Harbor Paper LLC | 57105_B_6 | 4880311 | 29297813 | 28073112 | 1872214 |  | 322121 | 133 | 100 | 0002 | 6 | A | 93_A_B | 169 | 8 | 148 | 2192 | 43.6 | 46.9704 | -123.8712 |  |  | 98550
53027 | Harbor Paper LLC | 57105_B_8 | 4880311 | 29298013 | 28073112 | 90481414 |  | 322121 | 133 | 100 | 0002 | 3 | A | 635A | 169 | 8 | 148 | 2192 | 43.6 | 46.9704 | -123.8712 |  |  | 98550
27139 | Koda Energy LLC | 57119_B_1111 | 16000011 | 102928113 | 106638012 | 144428114 |  | 221118 | 125 | 100 | 2713900114 | EU056 | SV009 | EU056PD002 | 180 | 6.5 | 325 | 1243.4 |  | 44.795 | -93.5387 |  |  | 55379
12001 | GAINESVILLE RENEWABLE ENERGY CENTER, LLC | 57241_G_1 | 15561111 | ORIS1 | ORIS1 | 57241_G_1 |  | 2211 |  | 999 |  |  |  |  | 10 | 0.5 | 617 |  | 72.9 | 29.7671 | -82.3964 | 57241 | 1 | 32653
41039 | Seneca Sustainable Energy, LLC | 57457_B_1 | 10763611 | 59280213 | 108301412 | 148223214 |  | 22111 |  | 100 | 206470 | EU-1 | RPB-1 | B-1 | 98 | 9 | 325 | 165500 | 43.4 | 44.1159 | -123.1807 |  |  | 97402
01065 | The Westervelt Company | 57467_G_TG1 | 1037211 | ORISTG1 | ORISTG1 | 57467_G_TG1 |  | 321113 | 135 | 490 | [9 empty] | 32.9578 | -87.657 | 57467 | TG1 | 35474
30013 | HIGHWOOD GENERATING STATION | 57480_G_GTG1 | 14494611 | 87294213 | 83981412 | 119260814 |  | 221112 | 125 | 120 | 013-0040 | 1 | FRP-1 | 1 | [5 empty] | 47.5516 | -111.0376 |  |  | 59401
48201 | TEXAS MEDICAL CENTER | 57504_G_CHP1 | 4942411 | 92105313 | 89146512 | 125702014 |  | 221330 | 183 | 120 | 887 | 000022 | 000029 | 000026 | 130 | 10 | 225 |  | 70 | 29.7032 | -95.3986 |  |  | 77030
06111 | INTERNATIONAL PAPER, HUENEME MILL | 57585_G_1 | 1609911 | 45184113 | 42895612 | 59735814 |  | 322130 | 133 | 120 | 561134157 | 10 | 10 | 1 | 51 | 8.1 | 332 | 2866.7 |  | 34.1451 | -119.1831 |  |  | 93033
36081 | ASTORIA ENERGY LLC & ASTORIA ENERGY II LLC | 57664_G_CT3 | 7763311 | 64122013 | 58827412 | 88924814c |  | 221112 | 125 | 120 | 2630100072 | U00001 | 00004 | P11FP | 269 | 37 | 328 | 1321.1 | 75.6 | 40.7825 | -73.8966 |  |  | 11105
36081 | ASTORIA ENERGY LLC & ASTORIA ENERGY II LLC | 57664_G_CT4 | 7763311 | 64122013 | 58827412 | 88924814d |  | 221112 | 125 | 120 | 2630100072 | U00001 | 00004 | P11FP | 269 | 37 | 328 | 1321.1 | 75.6 | 40.7825 | -73.8966 |  |  | 11105
36081 | ASTORIA ENERGY LLC & ASTORIA ENERGY II LLC | 57664_G_ST2 | 7763311 | 64122013 | 58827412 | 88924814e |  | 221112 | 125 | 120 | 2630100072 | U00001 | 00004 | P11FP | 269 | 37 | 328 | 1321.1 | 75.6 | 40.7825 | -73.8966 |  |  | 11105
39017 | SunCoke Energy Middletown Operations (1409011031) | 57822_G_YNKE | 15484911 | ORISYNKE | ORISYNKE | 57822_G_YNKE |  | 324199 |  | 999 |  |  |  |  | 25.7 | 4.5 | 120 | 916.7 |  | 39.4728 | -84.4006 | 57822 | YNKE | 45042
09011 | NORWICH PUBLIC UTIL/ELECT | 581_G_5 | 16708211 | 107730113 | 111229112 | 152588114 |  | 221112 | 125 | 120 | T139 P0105 C061 | R0137 | 001 | 20100101 | 38 | 10.4 | 740 | 7707.9 |  | 41.5249 | -72.0636 | 581 | TRBINE | 06360
37191 | Duke Energy Progress - H.F. Lee Steam Electric Plant | 58215_G_1A | 7265811 | ORIS1A | ORIS1A | 58215_G_1A |  | 221112 | 125 | 120 |  |  |  |  | 175 | 18 | 260 | 19365.0833 | 76.1 | 35.3737 | -78.0896 | 58215 | 1A | 27530 | NCDEQ
37191 | Duke Energy Progress - H.F. Lee Steam Electric Plant | 58215_G_1B | 7265811 | ORIS1B | ORIS1B | 58215_G_1B |  | 221112 | 125 | 120 |  |  |  |  | 175 | 18 | 260 | 19365.0833 | 76.1 | 35.3737 | -78.089 | 58215 | 1B | 27530 | NCDEQ
37191 | Duke Energy Progress - H.F. Lee Steam Electric Plant | 58215_G_1C | 7265811 | ORIS1C | ORIS1C | 58215_G_1C |  | 221112 | 125 | 120 |  |  |  |  | 175 | 18 | 260 | 19365.0833 | 76.1 | 35.3737 | -78.0885 | 58215 | 1C | 27530 | NCDEQ
37191 | Duke Energy Progress - H.F. Lee Steam Electric Plant | 58215_G_ST1 | 7265811 | ORISST1 | ORISST1 | 58215_G_ST1 |  | 221112 | 125 | 120 |  |  |  |  | 100 | 17.7 | 1122 | 39369.2 | 160 | 35.3807 | -78.0875 | 58215 | ST1 | 27530
50007 | Burlington Electric Dept (McNeil Station) | 589_B_1 | 7773211 | 1692113 | 1617412 | 1090614 |  | 22111 | 125 | 100 | 43 | 1 | 1 | 2 | 257 | 10 | 284 | 4749.2 | 60.5 | 44.4933 | -73.2088 | 589 | 1 | 05401
31079 | Platte Generating Station | 59_B_1 | 8212011 | 6705013 | 6670912 | 21295014 |  | 221118 | 125 | 690 | 00606 | 001 | 001 | 02 | 412 | 12.01 | 250 | 6116.7 | 0 | 40.8551 | -98.3487 | 59 | 1 | 68801-9639 | 63UUUUU
10003 | CHRISTIANA ENERGY CENTER | 591_G_CH11 | 2457411 | 40424813 | 38557112 | 48045314 |  | 2211 | 125 | 120 | 1000300317 | 001 | 1 | 1 | 36 | 13.5 | 965 | 10332.8 | 72.2 | 39.7319 | -75.5372 | 591 | 11 | 19801
10003 | CHRISTIANA ENERGY CENTER | 591_G_CH14 | 2457411 | 40424713 | 38557112 | 48045414 |  | 2211 | 125 | 120 | 1000300317 | 002 | 1 | 1 | 36 | 13.5 | 965 | 10332.8 | 72.2 | 39.7319 | -75.5372 | 591 | 14 | 19801
10003 | DELAWARE CITY ENERGY CENTER | 592_G_DC10 | 2425311 | 40248813 | 38379712 | 48463714 |  | 2211 | 125 | 120 | 1000300005 | 002 | 2 | 1 | 21 | 12.2 | 875 | 6452.4 | 55.2 | 39.5958 | -75.6328 | 592 | 10 | 19706
10003 | EDGE MOOR ENERGY CENTER | 593_B_3 | 827811 | 46233113 | 43899912 | 48462114 |  | 2211 | 125 | 100 | 1000300007 | 002 | 2 | 4 | 220 | 13.5 | 261 | 6904.7 | 48.2 | 39.74 | -75.5031 | 593 | 3 | 19809 | 63UUUUU
10003 | EDGE MOOR ENERGY CENTER | 593_B_4 | 827811 | 46232713 | 43899712 | 48463014 |  | 2211 | 125 | 100 | 1000300007 | 003 | 3 | 6 | 220 | 13.5 | 285 | 10388.3 | 72.6 | 39.7397 | -75.5031 | 593 | 4 | 19809 | 63UUUUU
10003 | EDGE MOOR ENERGY CENTER | 593_B_5 | 827811 | 46233313 | 43899812 | 48461314 |  | 2211 | 125 | 100 | 1000300007 | 004 | 4 | 3 | 275 | 21 | 315 | 26099.5 | 75.4 | 39.7394 | -75.5031 | 593 | 5 | 19809 | 63UUUUU
10003 | EDGE MOOR ENERGY CENTER | 593_G_10 | 827811 | 46232613 | 43900112 | 48463114 |  | 2211 | 125 | 120 | 1000300007 | 001 | 1 | 1 | 26 | 12.2 | 860 | 8184.2 | 70 | 39.7392 | -75.5036 | 593 | 10 | 19809
10005 | INDIAN RIVER GENERATING STATION | 594_B_4 | 640911 | 46474713 | 44152912 | 48643814 |  | 221112 | 125 | 100 | 1000500001 | 004 | 4 | 2 | 400 | 24 | 345 | 26305.4 | 58.1 | 38.5869 | -75.2333 | 594 | 4 | 19939 | 63UUUUU
10005 | INDIAN RIVER GENERATING STATION | 594_G_10 | 640911 | 46474813 | 44153012 | 48643614 |  | 221112 | 125 | 120 | 1000500001 | 005 | 5 | 1 | 20 | 13.5 | 792 | 9032.8 | 63.1 | 38.5861 | -75.2347 | 594 | 10 | 19939
10003 | WEST ENERGY CENTER | 597_G_WEST | 2425411 | 40248713 | 38379612 | 48463614 |  | 2211 | 125 | 120 | 1000300006 | 001 | 1 | 1 | 27 | 12.2 | 860 | 8184.2 | 70 | 39.7306 | -75.6272 | 597 | 10 | 19808
10001 | McKee Run Generating Station | 599_B_1 | 588111 | 46181713 | 43851212 | 48778914 |  | 221112 | 125 | 999 | 1000100002 | 001 | 1 | 2 | 175 | 10.2 | 320 | 2940 | 36 | 39.1767 | -75.545 | 599 | 1 | 19904
10001 | McKee Run Generating Station | 599_B_2 | 588111 | 46182313 | 43851212 | 48777914 |  | 221112 | 125 | 999 | 1000100002 | 002 | 1 | 1 | 175 | 10.2 | 320 | 2940 | 36 | 39.1767 | -75.545 | 599 | 2 | 19904
10001 | McKee Run Generating Station | 599_B_3 | 588111 | 46182213 | 43851512 | 48778114 |  | 221112 | 125 | 999 | 1000100002 | 003 | 3 | 1 | 200 | 10.2 | 325 | 5951.1 | 72.8 | 39.1764 | -75.5453 | 599 | 3 | 19904 | 63UUUUU
31001 | Whelan Energy Center | 60_B_1 | 8399211 | 104525113 | 725812 | 155068214 |  | 926130 | 125 | 100 | 00042 | 010 | 001 | 10 | 250 | 9.75 | 290 | 5241.3 | 1.2 | 40.5823 | -98.3161 | 60 | 1 | 68901
31001 | Whelan Energy Center | 60_B_2 | 8399211 | 724613 | 725812 | 21709214 |  | 926130 | 125 | 100 | 00042 | 001 | 001 | 02 | 250 | 9.75 | 290 | 5241.3 | 1.2 | 40.5823 | -98.3161 | 60 | 2 | 68901 | 63UUUUU
01073 | Ala power - MILLER | 6002_B_1 | 1003111 | 62941313 | 57680112 | 86652714 |  | 221112 | 125 | 100 | 010730011 | 101 | 101 | 1 | 707 | 25 | 276 | 35961.3 | 74 | 33.632 | -87.0598 | 6002 | 1 | 35130 | 63UUUUU
01073 | Ala power - MILLER | 6002_B_2 | 1003111 | 62941413 | 57680212 | 86652814 |  | 221112 | 125 | 999 | 010730011 | 102 | 102 | 1 | 707 | 25 | 280 | 36319 | 74 | 33.632 | -87.0598 | 6002 | 2 | 35130 | 63UUUUU
01073 | Ala power - MILLER | 6002_B_3 | 1003111 | 62941513 | 57680312 | 86652914 |  | 221112 | 125 | 999 | 010730011 | 103 | 103 | 1 | 700 | 25 | 277 | 32934.8 |  | 33.6334 | -87.059 | 6002 | 3 | 35130 | 63UUUUU
01073 | Ala power - MILLER | 6002_B_4 | 1003111 | 62941613 | 57680412 | 86653014 |  | 221112 | 125 | 999 | 010730011 | 104 | 104 | 1 | 700 | 25 | 319 | 40612.6 | 82.7 | 33.6334 | -87.059 | 6002 | 4 | 35130 | 63UUUUU
54073 | MONONGAHELA POWER CO-PLEASANTS POWER STA | 6004_B_1 | 4782811 | 71785513 | 65975012 | 99411614 |  | 221112 | 125 | 999 | 0005 | 001 | 1 | 3 | 640 | 29 | 150 | 30000 | 45.4 | 39.3678 | -81.2958 | 6004 | 1 | 26134 | 63UUUUU
54073 | MONONGAHELA POWER CO-PLEASANTS POWER STA | 6004_B_2 | 4782811 | 71785613 | 65974912 | 99411914 |  | 221112 | 125 | 999 | 0005 | 002 | 2 | 3 | 640 | 29 | 150 | 30000 | 45.4 | 39.3678 | -81.2958 | 6004 | 2 | 26134 | 63UUUUU
05069 | ENTERGY ARK-WHITE BLUFF | 6009_B_1 | 893911 | 46642113 | 44325412 | 87148014 |  | 221112 | 125 | 100 | 0506900110 | 001 | 1 | 2 | 1000 | 25.7 | 321 | 46687.3 | 90 | 34.4235 | -92.1392 | 6009 | 1 | 72132-0126 | 63UUUUU
05069 | ENTERGY ARK-WHITE BLUFF | 6009_B_2 | 893911 | 46642213 | 44325912 | 87148114 |  | 221112 | 125 | 100 | 0506900110 | 002 | 2 | 3 | 1000 | 25.7 | 321 | 46687.3 | 90 | 34.4235 | -92.1392 | 6009 | 2 | 72132-0126 | 63UUUUU
17057 | Ameren Energy Resources Generating Co | 6016_B_1 | 3206511 | 39272713 | 93571212 | 45398914 |  | 221112 | 125 | 100 | 057801AAA | 0001 | 0019 | 01 | 588 | 21.75 | 135 | 21090 |  | 40.4662 | -89.9824 | 6016 | 1 | 61520-8761 | 63UUUUU
17079 | Ameren Energy Generating Co | 6017_B_1 | 2587011 | 40794613 | 109556412 | 45238514 |  | 221112 | 125 | 100 | 079808AAA | 0003 | 0020 | 01 | 499 | 30 | 138 | 28426.7 |  | 38.9372 | -88.2762 | 6017 | 1 | 62448 | 63UUUUU
17079 | Ameren Energy Generating Co | 6017_B_2 | 2587011 | 40794913 | 109556512 | 45238214 |  | 221112 | 125 | 100 | 079808AAA | 0013 | 0021 | 01 | 499 | 30 | 138 | 28426.7 |  | 38.9372 | -88.2762 | 6017 | 2 | 62448 | 63UUUUU
21015 | Duke Energy KY East Bend | 6018_B_2 | 6040811 | 23832113 | 83347712 | 39143114 |  | 221112 | 125 | 100 | 2101500029 | 002 | 002 | 1 | 650 | 23.5 | 149 | 48333.3 | 111.4 | 38.9051 | -84.851 | 6018 | 2 | 41091 | 63UUUUU
39025 | Duke Energy Ohio, Wm. H. Zimmer Station (1413090154) | 6019_B_1 | 8294311 | 1540113 | 68623412 | 101027314 |  | 221112 | 125 | 100 | 1413090154 | B006 | 210403 | 10100202 | 573 | 42 | 130 | 65000 |  | 38.869 | -84.2284 | 6019 | 1 | 45153-9705 | 63UUUUU
24003 | Raven Power Fort Smallwood LLC | 602_B_1 | 6084311 | 87886313 | 84021112 | 119292514 |  | 221112 | 125 | 100 | 003-0468 | 003-0468-3-0015 | 003-0468-3-0015 | 10100202-1 | 700 | 22 | 350 |  | 124 | 39.1803 | -76.5389 | 602 | 1 | 21226 | 63UUUUU
24003 | Raven Power Fort Smallwood LLC | 602_B_2 | 6084311 | 87886413 | 84021212 | 119292614 |  | 221112 | 125 | 100 | 003-0468 | 003-0468-3-0016 | 003-0468-3-0016 | 10100202-1 | 700 | 22 | 350 |  | 124 | 39.1803 | -76.5389 | 602 | 2 | 21226 | 63UUUUU
08081 | TRI STATE GENERATION CRAIG | 6021_B_C1 | 1839711 | 41819913 | 39879512 | 47440614 |  | 221112 | 125 | 100 | CO0000000808100 | 081-0018-001 | 081-0018-S001 | 081-0018-001-01 | 600 | 25 | 110 |  | 43.5 | 40.4627 | -107.5912 | 6021 | C1 | 81625 | 63UUUUU
08081 | TRI STATE GENERATION CRAIG | 6021_B_C2 | 1839711 | 41819013 | 39879712 | 47442014 |  | 221112 | 125 | 100 | CO0000000808100 | 081-0018-002 | 081-0018-S002 | 081-0018-002-01 | 600 | 25 | 109 |  | 46.8 | 40.4627 | -107.5912 | 6021 | C2 | 81625 | 63UUUUU
08081 | TRI STATE GENERATION CRAIG | 6021_B_C3 | 1839711 | 41819813 | 39879812 | 47440714 |  | 221112 | 125 | 100 | CO0000000808100 | 081-0018-003 | 081-0018-S003 | 081-0018-003-01 | 600 | 25 | 168 |  | 45.6 | 40.4627 | -107.5912 | 6021 | C3 | 81625 | 63UUUUU
38055 | Coal Creek Station | 6030_B_1 | 8011011 | 64296413 | 59074712 | 89245414 |  | 221112 | 125 | 100 | 347 | 973 | 618 | 1040 | 675 | 26.5 | 230 | 40710.8 | 84.6 | 47.381 | -101.1576 | 6030 | 1 | 58576 | 63UUUUU
38055 | Coal Creek Station | 6030_B_2 | 8011011 | 64296513 | 59074812 | 89245714 |  | 221112 | 125 | 100 | 347 | 974 | 619 | 1043 | 653 | 29 | 178 | 38082.1 | 73.8 | 47.381 | -101.1576 | 6030 | 2 | 58576 | 63UUUUU
39001 | DP&L, Killen Generating Station (0701000060) | 6031_B_2 | 8101411 | 5524813 | 68509312 | 117763814 |  | 221112 | 125 | 100 | 0701000060 | B001 | 154838 | 10100202 | 900 | 29 | 121 | 36367.2 |  | 38.6903 | -83.4803 | 6031 | 2 | 45144 | 63UUUUU
39001 | DP&L, Killen Generating Station (0701000060) | 6031_G_GT1 | 8101411 | 89864113 | 85856312 | 121813814 |  | 221112 | 125 | 120 | 0701000060 | B004 | 154844 | 20100101 | 37.5 | 12.4 | 925 | 8698.7 |  | 38.6903 | -83.4803 |  |  | 45144
26147 | ST. CLAIR / BELLE RIVER POWER PLANT | 6034_B_1 | 7239111 | 7534713 | 7461812 | 28560614 |  | 221112 | 125 | 100 | B2796 | EU0119 | SV0062 | 10100501 | 665 | 25.5 | 290 | 46000 | 90.1 | 42.7753 | -82.4939 | 6034 | 1 | 48054 | 63UUUUU
26147 | ST. CLAIR / BELLE RIVER POWER PLANT | 6034_B_2 | 7239111 | 7535613 | 7461712 | 28559414 |  | 221112 | 125 | 100 | B2796 | EU0120 | SV0063 | 10100222 | 665 | 25.5 | 290 | 46000 | 90.1 | 42.7756 | -82.495 | 6034 | 2 | 48054 | 63UUUUU
26147 | ST. CLAIR / BELLE RIVER POWER PLANT | 6034_G_12-1 | 7239111 | 7536413 | 7459512 | 28558414 |  | 221112 | 125 | 100 | B2796 | EU0168 | FUG001 | 20100201 |  |  | 72 |  |  | 42.7748 | -82.4945 | 6034 | CTG121 | 48054
26147 | ST. CLAIR / BELLE RIVER POWER PLANT | 6034_G_12-2 | 7239111 | 7536513 | 7459512 | 28558314 |  | 221112 | 125 | 100 | B2796 | EU0169 | FUG001 | 20100201 |  |  | 72 |  |  | 42.7748 | -82.4945 | 6034 | CTG122 | 48054
26147 | ST. CLAIR / BELLE RIVER POWER PLANT | 6034_G_13-1 | 7239111 | 7536613 | 7459512 | 28558214 |  | 221112 | 125 | 100 | B2796 | EU0170 | FUG001 | 20100201 |  |  | 72 |  |  | 42.7748 | -82.4945 | 6034 | CTG131 | 48054
26147 | DTE - Electric Company GREENWOOD ENERGY CENTER | 6035_B_1 | 7239211 | 7533413 | 7456012 | 28553414 |  | 221112 | 125 | 100 | B6145 | EU0009 | SV0001 | 10100401 | 496 | 23.25 | 290 | 38216.7 | 90 | 43.1055 | -82.6965 | 6035 | 1 | 48006
26147 | DTE - Electric Company GREENWOOD ENERGY CENTER | 6035_G_11-1 | 7239211 | 7532913 | 7455912 | 28554114 |  | 221112 | 125 | 120 | B6145 | EU0017 | FUG001 | 20100201 |  |  | 650 | 6353 | 61.9 | 43.1044 | -82.6981 | 6035 | CTG111 | 48006
26147 | DTE - Electric Company GREENWOOD ENERGY CENTER | 6035_G_11-2 | 7239211 | 7533013 | 7455912 | 28554014 |  | 221112 | 125 | 120 | B6145 | EU0018 | FUG001 | 20100201 |  |  | 650 | 6353 | 61.9 | 43.1044 | -82.6981 | 6035 | CTG112 | 48006
26147 | DTE - Electric Company GREENWOOD ENERGY CENTER | 6035_G_11-3 | 7239211 | 7533113 | 7455912 | 28553914 |  | 221112 | 125 | 120 | B6145 | EU0019 | FUG001 | 20100201 |  |  | 650 | 6353 | 61.9 | 43.1044 | -82.6981 | 6035 | CTG121 | 48006
21161 | East KY Power Coop - Spurlock Station | 6041_B_1 | 7335511 | 86758613 | 82881712 | 117349614 |  | 221112 | 125 | 100 | 2116100009 | EU01 | EU01 | 1 | 805 | 15 | 304 | 18933.3 | 107.1 | 38.7 | -83.8176 | 6041 | 1 | 41056 | 63UUUUU
21161 | East KY Power Coop - Spurlock Station | 6041_B_2 | 7335511 | 86758513 | 82881812 | 117349514 |  | 221112 | 125 | 100 | 2116100009 | EU02 | EU02 | 1 | 805 | 15 | 304 | 18933.3 | 107.1 | 38.7 | -83.8176 | 6041 | 2 | 41056 | 63UUUUU
21161 | East KY Power Coop - Spurlock Station | 6041_B_3 | 7335511 | 86757113 | 82881912 | 117346614 |  | 221112 | 125 | 100 | 2116100009 | EU08 | EU08 | 1 | 650 | 15 | 140 | 10555 | 52.5 | 38.7 | -83.8176 | 6041 | 3 | 41056 | 63UUUUU
21161 | East KY Power Coop - Spurlock Station | 6041_B_4 | 7335511 | 86759113 | 82882012 | 117350214 |  | 221112 | 125 | 100 | 2116100009 | EU17 | EU17 | 4 | 720 | 16 | 140 | 10555 | 52.5 | 38.7 | -83.8176 | 6041 | 4 | 41056 | 63UUUUU
12081 | FLORIDA POWER & LIGHT (PMT) | 6042_B_PMT1 | 537911 | 48407513 | 45865912 | 92788314 |  | 2211 | 125 | 100 | 0810010 | 1 | 1 | 7 | 499 | 27.3 | 344 | 45652.4 | 78 | 27.6066 | -82.3451 | 6042 | PMT1 | 34219-9220 | ARP-0001&SLT-0001&63UUUUU
12081 | FLORIDA POWER & LIGHT (PMT) | 6042_B_PMT2 | 537911 | 48407613 | 45865712 | 92788414 |  | 2211 | 125 | 100 | 0810010 | 2 | 2 | 3 | 499 | 26.2 | 325 | 44456.8 | 82.5 | 27.6066 | -82.3451 | 6042 | PMT2 | 34219-9220 | ARP-0001&63UUUUU&SLT-0001
12081 | FLORIDA POWER & LIGHT (PMT) | 6042_G_3 | 537911 | 67276713 | 61897312 | 92788714 |  | 2211 | 125 | 120 | 0810010 | 5 | 5 | 1 | 120 | 22 | 1116 | 39825 | 104.8 | 27.6064 | -82.3586 | 6042 | MTCT3A | 34219-9220 | SLT-0001
12081 | FLORIDA POWER & LIGHT (PMT) | 6042_G_A | 537911 | 67276713 | 61897312 | 92788714a |  | 2211 | 125 | 120 | 0810010 | 5 | 5 | 1 | 120 | 22 | 1116 | 39825 | 104.8 | 27.6064 | -82.3586 | 6042 | MTCT3A | 34219-9220 | SLT-0001
12081 | FLORIDA POWER & LIGHT (PMT) | 6042_G_B | 537911 | 67276813 | 61897412 | 92788814 |  | 2211 | 125 | 120 | 0810010 | 6 | 6 | 1 | 120 | 19 | 202 | 16735.8 | 59 | 27.6064 | -82.3586 | 6042 | MTCT3B | 34219-9220 | SLT-0001
12081 | FLORIDA POWER & LIGHT (PMT) | 6042_G_C | 537911 | 67276913 | 61897512 | 92788914 |  | 2211 | 125 | 120 | 0810010 | 7 | 7 | 1 | 120 | 19 | 202 | 16735.8 | 59 | 27.6064 | -82.3586 | 6042 | MTCT3C | 34219-9220 | SLT-0001
12081 | FLORIDA POWER & LIGHT (PMT) | 6042_G_D | 537911 | 67277013 | 61897612 | 92789014 |  | 2211 | 125 | 120 | 0810010 | 8 | 8 | 1 | 120 | 19 | 202 | 16735.8 | 59 | 27.6064 | -82.3586 | 6042 | MTCT3D | 34219-9220 | SLT-0001
12085 | FLORIDA POWER & LIGHT (PMR) | 6043_B_PMR1 | 751511 | 46319913 | 43992412 | 92703814 |  | 2211 | 125 | 100 | 0850001 | 1 | 1 | 6 | 499 | 36 | 338 | 43908.7 | 43.1 | 27.0594 | -80.5656 | 6043 | PMR1 | 34956-9755 | SLT-0001&63UUUUU&ARP-0001
12085 | FLORIDA POWER & LIGHT (PMR) | 6043_B_PMR2 | 751511 | 46320113 | 43992812 | 92704214 |  | 2211 | 125 | 100 | 0850001 | 2 | 2 | 6 | 499 | 36 | 338 | 43908.7 | 43.1 | 27.0586 | -80.5656 | 6043 | PMR2 | 34956-9755 | SLT-0001&63UUUUU&ARP-0001
12085 | FLORIDA POWER & LIGHT (PMR) | 6043_G_3GT1 | 751511 | 46320313 | 43993012 | 46019814 |  | 2211 | 125 | 120 | 0850001 | 3 | 3 | 2 | 213 | 20 | 280 | 40338.5 | 128.4 | 27.0551 | -80.5637 | 6043 | HRSG3A | 34956-9755 | SLT-0001&ARP-0001
12085 | FLORIDA POWER & LIGHT (PMR) | 6043_G_3GT2 | 751511 | 46320213 | 43993112 | 46019914 |  | 2211 | 125 | 120 | 0850001 | 4 | 4 | 1 | 213 | 20 | 280 | 40338.5 | 128.4 | 27.0551 | -80.5641 | 6043 | HRSG3B | 34956-9755 | SLT-0001&ARP-0001
12085 | FLORIDA POWER & LIGHT (PMR) | 6043_G_3ST | 751511 | 46320313 | 43993012 | 46019814a |  | 2211 | 125 | 120 | 0850001 | 3 | 3 | 2 | 213 | 20 | 280 | 40338.5 | 128.4 | 27.0551 | -80.5637 | 6043 | HRSG3A | 34956-9755 | SLT-0001&ARP-0001
12085 | FLORIDA POWER & LIGHT (PMR) | 6043_G_4GT1 | 751511 | 46319713 | 43992312 | 46020814 |  | 2211 | 125 | 120 | 0850001 | 5 | 5 | 2 | 213 | 20 | 280 | 40338.5 | 128.4 | 27.0551 | -80.5647 | 6043 | HRSG4A | 34956-9755 | SLT-0001&ARP-0001
12085 | FLORIDA POWER & LIGHT (PMR) | 6043_G_4GT2 | 751511 | 46319513 | 43993212 | 46021114 |  | 2211 | 125 | 120 | 0850001 | 6 | 6 | 1 | 213 | 20 | 280 | 40338.5 | 128.4 | 27.0551 | -80.5651 | 6043 | HRSG4B | 34956-9755 | SLT-0001&ARP-0001
12085 | FLORIDA POWER & LIGHT (PMR) | 6043_G_4ST | 751511 | 46319713 | 43992312 | 46020814a |  | 2211 | 125 | 120 | 0850001 | 5 | 5 | 2 | 213 | 20 | 280 | 40338.5 | 128.4 | 27.0551 | -80.5647 | 6043 | HRSG4A | 34956-9755 | SLT-0001&ARP-0001
12085 | FLORIDA POWER & LIGHT (PMR) | 6043_G_8 | 751511 | 46320013 | 43993412 | 46020314 |  | 2211 | 125 | 120 | 0850001 | 11 | 11 | 2 | 120 | 19 | 202 | 16736.7 | 59 | 27.0541 | -80.565 | 6043 | PMR8A | 34956-9755 | SLT-0001&ARP-0001
12085 | FLORIDA POWER & LIGHT (PMR) | 6043_G_8A | 751511 | 46320013 | 43993412 | 46020314a |  | 2211 | 125 | 120 | 0850001 | 11 | 11 | 2 | 120 | 19 | 202 | 16736.7 | 59 | 27.0541 | -80.565 | 6043 | PMR8A | 34956-9755 | SLT-0001&ARP-0001
12085 | FLORIDA POWER & LIGHT (PMR) | 6043_G_8B | 751511 | 46319813 | 43992912 | 46020714 |  | 2211 | 125 | 120 | 0850001 | 12 | 12 | 2 | 120 | 19 | 202 | 16736.7 | 59 | 27.0541 | -80.5655 | 6043 | PMR8B | 34956-9755 | SLT-0001&ARP-0001
12085 | FLORIDA POWER & LIGHT (PMR) | 6043_G_8C | 751511 | 67227613 | 61860412 | 92705014 |  | 2211 | 125 | 120 | 0850001 | 17 | 17 | 2 | 120 | 19 | 202 | 16736.7 | 59 | 27.0541 | -80.5637 | 6043 | PMR8C | 34956-9755 | SLT-0001&ARP-0001
12085 | FLORIDA POWER & LIGHT (PMR) | 6043_G_8D | 751511 | 67227713 | 61860512 | 92705214 |  | 2211 | 125 | 120 | 0850001 | 18 | 18 | 2 | 120 | 19 | 202 | 16736.7 | 59 | 27.0541 | -80.5642 | 6043 | PMR8D | 34956-9755 | SLT-0001&ARP-0001
12127 | DUKE ENERGY FLORIDA, INC. | 6046_G_10 | 2797311 | 40825313 | 38944912 | 49093814 |  | 2211 | 125 | 120 | 1270028 | 18 | 18 | 1 | 50 | 13.8 | 1043 | 25855.3 | 174.1 | 28.9041 | -81.3333 | 6046 | **10 | 33713 | ARP-0001&SLT-0001
12127 | DUKE ENERGY FLORIDA, INC. | 6046_G_2 | 2797311 | 40825913 | 38944412 | 49092914 |  | 2211 | 125 | 120 | 1270028 | 5 | 5 | 1 | 45 | 17.7 | 1050 | 42750 | 173.7 | 28.9041 | -81.3333 | 6046 | P2 | 33713 | SLT-0001
12127 | DUKE ENERGY FLORIDA, INC. | 6046_G_3 | 2797311 | 40825113 | 38944312 | 49094014 |  | 2211 | 125 | 120 | 1270028 | 7 | 7 | 1 | 45 | 17.7 | 1050 | 42750 | 173.7 | 28.9041 | -81.3333 | 6046 | P3 | 33713 | SLT-0001
12127 | DUKE ENERGY FLORIDA, INC. | 6046_G_4 | 2797311 | 40825013 | 38945012 | 49094114 |  | 2211 | 125 | 120 | 1270028 | 9 | 9 | 1 | 45 | 17.7 | 1050 | 42750 | 173.7 | 28.9041 | -81.3333 | 6046 | P4 | 33713 | SLT-0001
12127 | DUKE ENERGY FLORIDA, INC. | 6046_G_5 | 2797311 | 40825613 | 38944712 | 49093414 |  | 2211 | 125 | 120 | 1270028 | 11 | 11 | 1 | 45 | 17.7 | 1050 | 42750 | 173.7 | 28.9041 | -81.3333 | 6046 | P5 | 33713 | SLT-0001
12127 | DUKE ENERGY FLORIDA, INC. | 6046_G_6 | 2797311 | 40825213 | 38944612 | 49093914 |  | 2211 | 125 | 120 | 1270028 | 13 | 13 | 1 | 45 | 17.7 | 1050 | 42750 | 173.7 | 28.9041 | -81.3333 | 6046 | P6 | 33713 | SLT-0001
12127 | DUKE ENERGY FLORIDA, INC. | 6046_G_7 | 2797311 | 40825713 | 38944512 | 49093314 |  | 2211 | 125 | 120 | 1270028 | 15 | 15 | 2 | 50 | 13.8 | 1043 | 25855.3 | 174.1 | 28.9041 | -81.3333 | 6046 | **7 | 33713 | ARP-0001&SLT-0001
12127 | DUKE ENERGY FLORIDA, INC. | 6046_G_8 | 2797311 | 40825813 | 38944812 | 49093114 |  | 2211 | 125 | 120 | 1270028 | 16 | 16 | 1 | 50 | 13.8 | 1043 | 25855.3 | 174.1 | 28.9041 | -81.3333 | 6046 | **8 | 33713 | SLT-0001&ARP-0001
12127 | DUKE ENERGY FLORIDA, INC. | 6046_G_9 | 2797311 | 40825513 | 38944112 | 49093614 |  | 2211 | 125 | 120 | 1270028 | 17 | 17 | 2 | 50 | 13.8 | 1043 | 25855.3 | 174.1 | 28.9041 | -81.3333 | 6046 | **9 | 33713 | ARP-0001&SLT-0001
12127 | DUKE ENERGY FLORIDA, INC. | 6046_G_P1 | 2797311 | 40825413 | 38944212 | 49093714 |  | 2211 | 125 | 120 | 1270028 | 3 | 3 | 1 | 45 | 17.7 | 1050 | 42750 | 173.7 | 28.9041 | -81.3333 | 6046 | P1 | 33713 | SLT-0001
13149 | Ga Power Company - Plant Wansley | 6052_B_1 | 7415011 | 9227113 | 9112812 | 47214614 |  | 221112 | 125 | 100 | 14900001 | SG01 | ST01 | 1 | 1000 | 25 | 315 | 34532.9 | 67 | 33.4137 | -85.0331 | 6052 | 1 | 30116 | 63UUUUU
13149 | Ga Power Company - Plant Wansley | 6052_B_2 | 7415011 | 9227213 | 9113212 | 47214414 |  | 221112 | 125 | 100 | 14900001 | SG02 | ST02 | 1 | 1000 | 25 | 315 | 34017.5 | 66 | 33.4137 | -85.0331 | 6052 | 2 | 30116 | 63UUUUU
13149 | Ga Power Company - Plant Wansley | 6052_G_5A | 7415011 | 9227313 | 9113112 | 47214214 |  | 221112 | 125 | 120 | 14900001 | CT5A | ST03 | 1 | 32 | 21.5 | 1049 | 30233 | 81 | 33.4148 | -85.0259 | 6052 | 5A | 30116
22077 | Louisiana Generating LLC - Big Cajun II Power Plant | 6055_B_2B1 | 8020711 | 81503613 | 72601112 | 104967414 |  | 221112 | 125 | 100 | 38867 | S2B1 | R2B1 | P2B1C | 600 | 26.5 | 305 | 33090 | 60 | 30.7285 | -91.3687 | 6055 | 2B1 | 70760 | 63UUUUU
22077 | Louisiana Generating LLC - Big Cajun II Power Plant | 6055_B_2B2 | 8020711 | 81503213 | 72602112 | 104966914 |  | 221112 | 125 | 100 | 38867 | S2B2 | R2B2 | P2B2O | 600 | 26.5 | 305 | 33090 | 60 | 30.7282 | -91.3695 | 6055 | 2B2 | 70760 | 63UUUUU
22077 | Louisiana Generating LLC - Big Cajun II Power Plant | 6055_B_2B3 | 8020711 | 81503813 | 72601812 | 104967714 |  | 221112 | 125 | 100 | 38867 | S2B3 | R2B3 | P2B3C | 600 | 26.5 | 305 | 33090 | 60 | 30.7279 | -91.3707 | 6055 | 2B3 | 70760 | 63UUUUU
27109 | Rochester Public Utilities Cascade Creek | 6058_G_1 | 7150111 | 14412513 | 14145812 | 26762214 |  | 221112 | 125 | 120 | 2710900020 | EU001 | SV001 | EU001PD002 | 37.3 | 18.8 | 945 | 11816.7 |  | 44.0321 | -92.4905 | 6058 | CT1 | 55906
27109 | Rochester Public Utilities Cascade Creek | 6058_G_2 | 7150111 | 14412413 | 14146012 | 26762314 |  | 221112 | 125 | 120 | 2710900020 | EU003 | SV005 | EU003PD002 | 39 | 10 | 695 | 7366.7 |  | 44.0321 | -92.4905 | 6058 | CT2 | 55906
06065 | IMPERIAL IRRIGATION DISTRICT/ COACHELLA | 6060_G_2 | 2541511 | 75960313 | 104425812 | 112945614 |  | 221112 |  | 120 | 33152662862 | 2 | 2_1_20100201 | 1 | [5 empty] | 33.6759 | -116.173 |  |  | 92236
06065 | IMPERIAL IRRIGATION DISTRICT/ COACHELLA | 6060_G_3 | 2541511 | 75960413 | 104425912 | 112945514 |  | 221112 |  | 120 | 33152662862 | 3 | 3_1_20100101 | 1 | [5 empty] | 33.6759 | -116.173 |  |  | 92236
28073 | South Mississippi Electric Power Association, R D Morrow Plant | 6061_B_1 | 7154411 | 14081213 | 13888212 | 25079814 |  | 22111 | 125 | 100 | 2807300021 | 001 | 1 | 1 | 408 | 16.8 | 235 | 13655 | 62 | 31.2178 | -89.3938 | 6061 | 1 | 39475 | 63UUUUU
28073 | South Mississippi Electric Power Association, R D Morrow Plant | 6061_B_2 | 7154411 | 14080913 | 13888312 | 25080114 |  | 22111 | 125 | 100 | 2807300021 | 002 | 2 | 1 | 408 | 16.8 | 235 | 13655 | 62 | 31.2178 | -89.3938 | 6061 | 2 | 39475 | 63UUUUU
19013 | MIDAMERICAN ENERGY CO - ELECTRIFARM TURBINES | 6063_G_1 | 5524311 | 27492213 | 26393512 | 40385714 |  | 221112 | 125 | 120 | 07-01-038 | 000003592 | 000002448 | 000003175 | 32 | 14.596 | 1072 | 23333.3 |  | 42.4414 | -92.4194 | 6063 | 1 | 50704
19013 | MIDAMERICAN ENERGY CO - ELECTRIFARM TURBINES | 6063_G_2 | 5524311 | 27492313 | 26393812 | 40385514 |  | 221112 | 125 | 120 | 07-01-038 | 000003593 | 000002449 | 000003178 | 32 | 14.596 | 1072 | 23980.8 |  | 42.4414 | -92.4194 | 6063 | 2 | 50704
19013 | MIDAMERICAN ENERGY CO - ELECTRIFARM TURBINES | 6063_G_3 | 5524311 | 27492413 | 26393412 | 40385314 |  | 221112 | 125 | 120 | 07-01-038 | 000003594 | 000002450 | 000003179 | 32 | 14.596 | 1072 | 24689 |  | 42.4414 | -92.4194 | 6063 | 3 | 50704
20209 | BOARD OF PUBLIC UTILITIES - NEARMAN | 6064_B_N1 | 4633811 | 28397413 | 58504212 | 88544814 |  | 221112 | 125 | 100 | 0008 | 001 | 001_D | 4 | [5 empty] | 39.1693 | -94.6972 | 6064 | N1 | 66104 | 63UUUUU
20209 | BOARD OF PUBLIC UTILITIES - NEARMAN | 6064_G_CT4 | 4633811 | 63911713 | 58504112 | 88545314 |  | 221112 | 125 | 120 | 0008 | 004 | 2 | 1 | 56 | 14.8 | 1000 | 22619.5 | 132 | 39.1693 | -94.6972 | 6064 | CT4 | 66104
29165 | KANSAS CITY POWER LIGHT CO-IATAN GENERATING STATION | 6065_B_1 | 6795111 | 13105713 | 12954212 | 87899914 |  | 221112 | 125 | 100 | 0007 | 16912 | 21121 | 2 | 615 | 28.41 | 132 |  | 54.8 | 39.4501 | -94.9788 | 6065 | 1 | 64098 | 63UUUUU
29165 | KANSAS CITY POWER LIGHT CO-IATAN GENERATING STATION | 6065_B_2 | 6795111 | 91539513 | 88503112 | 124745414 |  | 221112 | 125 | 100 | 0007 | 16928 | 69862 | 2 | 615 | 30.3 | 135 |  | 49 | 39.4476 | -94.9791 | 6065 | 2 | 64098 | 63UUUUU
20149 | WESTAR ENERGY, INC. | 6068_B_1 | 5406811 | 27605113 | 26493912 | 37543814 |  | 221112 | 125 | 100 | 0001 | 001 | 1 | 1 | 600 | 26 | 300 | 46666.7 | 88 | 39.2847 | -96.1083 | 6068 | 1 | 66536 | 63UUUUU
20149 | WESTAR ENERGY, INC. | 6068_B_2 | 5406811 | 27604913 | 26493712 | 37545614 |  | 221112 | 125 | 100 | 0001 | 003 | 2 | 1 | 600 | 26 | 300 | 46666.7 | 88 | 39.2847 | -96.1083 | 6068 | 2 | 66536 | 63UUUUU
20149 | WESTAR ENERGY, INC. | 6068_B_3 | 5406811 | 27605213 | 26494712 | 88614514 |  | 221112 | 125 | 100 | 0001 | 004 | 3 | 2 | 600 | 26 | 300 | 46666.7 | 88 | 39.2847 | -96.1083 | 6068 | 3 | 66536 | 63UUUUU
53057 | PSE FREDONIA | 607_G_1 | 8532811 | 942013 | 867412 | 2017914 |  | 221112 | 125 | 120 | 16 | 1607 | 574 | 2487 | 50 | 37 | 958 | 9583 | 8.9 | 48.4549 | -122.4351 |  |  | 98273-8201
53057 | PSE FREDONIA | 607_G_2 | 8532811 | 942313 | 867312 | 2017314 |  | 221112 | 125 | 120 | 16 | 1608 | 575 | 2489 | 50 | 37 | 958 | 10366 | 9.6 | 48.4549 | -122.4351 |  |  | 98273-8201
53057 | PSE FREDONIA | 607_G_3 | 8532811 | 942113 | 867112 | 2017714 |  | 221112 | 125 | 120 | 16 | 1609 | 576 | 2490 | 65 | 13 | 764 | 4818 | 36.3 | 48.4549 | -122.4351 | 607 | CT3 | 98273-8201
53057 | PSE FREDONIA | 607_G_4 | 8532811 | 942213 | 867212 | 2017514 |  | 221112 | 125 | 120 | 16 | 1610 | 577 | 2492 | 65 | 13 | 764 | 5865 | 44.2 | 48.4549 | -122.4351 | 607 | CT4 | 98273-8201
21223 | Louisville Gas & Electric Co - Trimble Co Generating Station | 6071_B_1 | 5742811 | 22616813 | 82893912 | 35306114 |  | 221112 | 125 | 100 | 2122300002 | 001 | 001 | 1 | 760 | 18 | 149 | 37916.7 | 149.1 | 38.5847 | -85.4117 | 6071 | 1 | 40006 | 63UUUUU
21223 | Louisville Gas & Electric Co - Trimble Co Generating Station | 6071_B_2 | 5742811 | 86766713 | 82894112 | 117373014 |  | 221112 | 125 | 100 | 2122300002 | 031 | 031 | 1 | 760 | 18 | 133 | 26125.9 | 102.7 | 38.5847 | -85.4117 | 6071 | 2 | 40006
21223 | Louisville Gas & Electric Co - Trimble Co Generating Station | 6071_G_10 | 5742811 | 22616913 | 82895412 | 35306014 |  | 221112 | 125 | 999 | 2122300002 | 030 | 030 | 1 | 90 | 18 | 1049 | 43466.7 | 171 | 38.5847 | -85.4117 | 6071 | 10 | 40006
21223 | Louisville Gas & Electric Co - Trimble Co Generating Station | 6071_G_5 | 5742811 | 22616213 | 82894912 | 35307314 |  | 221112 | 125 | 999 | 2122300002 | 025 | 025 | 1 | 90 | 18 | 1049 | 43466.7 | 171 | 38.5847 | -85.4117 | 6071 | 5 | 40006
21223 | Louisville Gas & Electric Co - Trimble Co Generating Station | 6071_G_6 | 5742811 | 22616113 | 82895012 | 35307414 |  | 221112 | 125 | 999 | 2122300002 | 026 | 026 | 1 | 90 | 18 | 1049 | 43466.7 | 171 | 38.5847 | -85.4117 | 6071 | 6 | 40006
21223 | Louisville Gas & Electric Co - Trimble Co Generating Station | 6071_G_7 | 5742811 | 22616013 | 82895112 | 35307514 |  | 221112 | 125 | 999 | 2122300002 | 027 | 027 | 1 | 90 | 18 | 1049 | 43466.7 | 171 | 38.5847 | -85.4117 | 6071 | 7 | 40006
21223 | Louisville Gas & Electric Co - Trimble Co Generating Station | 6071_G_8 | 5742811 | 22615913 | 82895212 | 35307614 |  | 221112 | 125 | 999 | 2122300002 | 028 | 028 | 1 | 90 | 18 | 1049 | 43466.7 | 171 | 38.5847 | -85.4117 | 6071 | 8 | 40006
21223 | Louisville Gas & Electric Co - Trimble Co Generating Station | 6071_G_9 | 5742811 | 22617113 | 82895312 | 35305614 |  | 221112 | 125 | 999 | 2122300002 | 029 | 029 | 1 | 90 | 18 | 1049 | 43466.7 | 171 | 38.5847 | -85.4117 | 6071 | 9 | 40006
28059 | Mississippi Power Company, Plant Victor J Daniel | 6073_B_1 | 6251011 | 16467713 | 16030912 | 24921814 |  | 221112 | 125 | 100 | 2805900090 | 001 | 1 | 1 | 350 | 34.1 | 278 | 61066.7 | 66.9 | 30.5327 | -88.5572 | 6073 | 1 | 39552 | 63UUUUU
28059 | Mississippi Power Company, Plant Victor J Daniel | 6073_B_2 | 6251011 | 16467213 | 16031012 | 24955414 |  | 221112 | 125 | 100 | 2805900090 | 002 | 2 | 1 | 350 | 34.1 | 278 | 61066.7 | 66.9 | 30.5327 | -88.5572 | 6073 | 2 | 39552 | 63UUUUU
28059 | Mississippi Power Company, Plant Victor J Daniel | 6073_G_3 | 6251011 | 16467613 | 16030712 | 24921914 |  | 221112 | 125 | 120 | 2805900090 | 003 | 3 | 1 | 180 | 16.8 | 183 | 15619.9 | 70.5 | 30.5312 | -88.5567 | 6073 | 3A | 39552
28059 | Mississippi Power Company, Plant Victor J Daniel | 6073_G_3CT | 6251011 | 16467413 | 16031112 | 24955214 |  | 221112 | 125 | 120 | 2805900090 | 004 | 4 | 1 | 180 | 16.8 | 183 | 15619.9 | 70.5 | 30.5309 | -88.5567 | 6073 | 3B | 39552
28059 | Mississippi Power Company, Plant Victor J Daniel | 6073_G_3ST | 6251011 | 16467613 | 16030712 | 24921914a |  | 221112 | 125 | 120 | 2805900090 | 003 | 3 | 1 | 180 | 16.8 | 183 | 15619.9 | 70.5 | 30.5312 | -88.5567 | 6073 | 3A | 39552
28059 | Mississippi Power Company, Plant Victor J Daniel | 6073_G_4 | 6251011 | 16467313 | 16030012 | 24955314 |  | 221112 | 125 | 120 | 2805900090 | 005 | 5 | 1 | 121 | 16.8 | 183 | 15619.9 | 70.5 | 30.5299 | -88.5567 | 6073 | 4A | 39552
28059 | Mississippi Power Company, Plant Victor J Daniel | 6073_G_4CT | 6251011 | 16467513 | 16030612 | 24955114 |  | 221112 | 125 | 120 | 2805900090 | 006 | 6 | 1 | 121 | 16.8 | 183 | 15619.9 | 70.5 | 30.5296 | -88.5568 | 6073 | 4B | 39552
28059 | Mississippi Power Company, Plant Victor J Daniel | 6073_G_4ST | 6251011 | 16467313 | 16030012 | 24955314a |  | 221112 | 125 | 120 | 2805900090 | 005 | 5 | 1 | 121 | 16.8 | 183 | 15619.9 | 70.5 | 30.5299 | -88.5567 | 6073 | 4A | 39552
29095 | KANSAS CITY POWER AND LIGHT CO-GREENWOOD ENERGY CENTER | 6074_G_1 | 7668211 | 11760013 | 11661712 | 87831714 |  | 221112 | 125 | 120 | 0139 | 9340 | 11904 | 10999 | 42 | 14 | 1025 | 21444.1 | 123.8 | 38.8617 | -94.299 | 6074 | 1 | 64034
29095 | KANSAS CITY POWER AND LIGHT CO-GREENWOOD ENERGY CENTER | 6074_G_2 | 7668211 | 11760413 | 11661912 | 25523914 |  | 221112 | 125 | 120 | 0139 | 9342 | 11906 | 11000 | 42 | 14 | 1025 | 21444.1 | 123.8 | 38.8617 | -94.299 | 6074 | 2 | 64034
29095 | KANSAS CITY POWER AND LIGHT CO-GREENWOOD ENERGY CENTER | 6074_G_3 | 7668211 | 11760313 | 11662012 | 25524114 |  | 221112 | 125 | 120 | 0139 | 9344 | 11908 | 11002 | 42 | 14 | 1025 | 21444.1 | 123.8 | 38.8617 | -94.299 | 6074 | 3 | 64034
29095 | KANSAS CITY POWER AND LIGHT CO-GREENWOOD ENERGY CENTER | 6074_G_4 | 7668211 | 11760213 | 11661612 | 25524314 |  | 221112 | 125 | 120 | 0139 | 9346 | 11910 | 11019 | 42 | 14 | 1025 | 21444.1 | 123.8 | 38.8617 | -94.299 | 6074 | 4 | 64034
30087 | COLSTRIP STEAM ELECTRIC STATION | 6076_B_1 | 7765611 | 1786213 | 1696012 | 21806914 |  | 221112 | 125 | 290 | 087-0008 | 1 | 1 | 1 | 500 | 16.5 | 200 | 22500 | 100 | 45.8829 | -106.6121 | 6076 | 1 | 59323 | 63UUUUU
30087 | COLSTRIP STEAM ELECTRIC STATION | 6076_B_2 | 7765611 | 1786313 | 1695712 | 21806614 |  | 221112 | 125 | 290 | 087-0008 | 2 | 2 | 2 | 500 | 16.5 | 200 | 22451.6 | 100 | 45.8829 | -106.6121 | 6076 | 2 | 59323 | 63UUUUU
30087 | COLSTRIP STEAM ELECTRIC STATION | 6076_B_3 | 7765611 | 1786413 | 1695912 | 119839214 |  | 221112 | 125 | 290 | 087-0008 | 3 | 3 | 3 | 692 | 24 | 210 | 47222.2 | 110 | 45.8829 | -106.6121 | 6076 | 3 | 59323 | 63UUUUU
30087 | COLSTRIP STEAM ELECTRIC STATION | 6076_B_4 | 7765611 | 1786513 | 1695612 | 119839514 |  | 221112 | 125 | 290 | 087-0008 | 4 | 4 | 4 | 692 | 24 | 210 | 47222.2 | 110 | 45.8829 | -106.6121 | 6076 | 4 | 59323 | 63UUUUU
31111 | NPPD Gerald Gentleman Station | 6077_B_1 | 7766511 | 1736213 | 1653712 | 21298714 |  | 221122 | 125 | 100 | 00019 | 001 | 001 | 01 | 550 | 27.99 | 310 | 49333.3 | 1.3 | 41.0836 | -101.146 | 6077 | 1 | 69165-2133 | 63UUUUU
31111 | NPPD Gerald Gentleman Station | 6077_B_2 | 7766511 | 1736413 | 1653712 | 21298414 |  | 221122 | 125 | 100 | 00019 | 002 | 001 | 02 | 550 | 27.99 | 310 | 49333.3 | 1.3 | 41.0836 | -101.146 | 6077 | 2 | 69165-2133 | 63UUUUU
25013 | STONY BROOK ENERGY CENTER | 6081_G_1 | 5979211 | 87355513 | 83622612 | 118395014 |  | 221210 | 125 | 120 | 0420001 | 4 | 4 | 1 | 120 | 14.2 | 664 |  | 36.1 | 42.1977 | -72.5106 | 6081 | 004 | 01056-0000
25013 | STONY BROOK ENERGY CENTER | 6081_G_2 | 5979211 | 87355613 | 83622512 | 118395114 |  | 221210 | 125 | 120 | 0420001 | 5 | 5 | 1 | 120 | 14.2 | 664 |  | 36.1 | 42.1977 | -72.5106 | 6081 | 005 | 01056-0000
25013 | STONY BROOK ENERGY CENTER | 6081_G_CA1 | 5979211 | 87356113 | 83622312 | 118395914 |  | 221210 | 125 | 120 | 0420001 | 1 | 1 | 2 | 150 | 15.5 | 700 |  | 71 | 42.1977 | -72.5106 | 6081 | 001 | 01056-0000
25013 | STONY BROOK ENERGY CENTER | 6081_G_CT1 | 5979211 | 87356113 | 83622312 | 118395914a |  | 221210 | 125 | 120 | 0420001 | 1 | 1 | 2 | 150 | 15.5 | 700 |  | 71 | 42.1977 | -72.5106 | 6081 | 001 | 01056-0000
25013 | STONY BROOK ENERGY CENTER | 6081_G_CT2 | 5979211 | 87356213 | 83622412 | 118396114 |  | 221210 | 125 | 120 | 0420001 | 2 | 2 | 2 | 150 | 15.5 | 700 |  | 71 | 42.1977 | -72.5106 | 6081 | 002 | 01056-0000
25013 | STONY BROOK ENERGY CENTER | 6081_G_CT3 | 5979211 | 87356313 | 83622712 | 118396314 |  | 221210 | 125 | 120 | 0420001 | 3 | 3 | 2 | 150 | 15.5 | 700 |  | 71 | 42.1977 | -72.5106 | 6081 | 003 | 01056-0000
36063 | AES SOMERSET LLC | 6082_B_1 | 7417811 | 7974613 | 7871312 | 17934114 |  | 221112 | 125 | 100 | 9293800003 | S00001 | 00001 | P11FP | 612 | 2.3 | 186 | 1.4 | 65 | 43.3574 | -78.6058 | 6082 | 1 | 14012 | 63UUUUU
18073 | NIPSCO R M SCHAHFER GENERATING STATI | 6085_B_14 | 7957011 | 3009313 | 2880912 | 123854114 |  | 221112 | 125 | 999 | 00008 | 001 | 1 | 03 | 500 | 21 | 307 | 31313.2 | 90.4 | 41.2173 | -87.0238 | 6085 | 14 | 46392 | 63UUUUU
18073 | NIPSCO R M SCHAHFER GENERATING STATI | 6085_B_15 | 7957011 | 3008913 | 2881112 | 123854414 |  | 221112 | 125 | 999 | 00008 | 002 | 2 | 03 | 500 | 21 | 290 | 35578.3 | 25.7 | 41.2175 | -87.0239 | 6085 | 15 | 46392 | 63UUUUU
18073 | NIPSCO R M SCHAHFER GENERATING STATI | 6085_B_17 | 7957011 | 3010013 | 2881312 | 123855114 |  | 221112 | 125 | 999 | 00008 | 005 | 5 | 03 | 500 | 18 | 160 | 19691.7 | 77.4 | 41.2175 | -87.0239 | 6085 | 17 | 46392 | 63UUUUU
18073 | NIPSCO R M SCHAHFER GENERATING STATI | 6085_B_18 | 7957011 | 3009913 | 2881212 | 123855414 |  | 221112 | 125 | 999 | 00008 | 006 | 6 | 03 | 500 | 18 | 160 | 19691.7 | 77.4 | 41.2164 | -87.0262 | 6085 | 18 | 46392 | 63UUUUU
18073 | NIPSCO R M SCHAHFER GENERATING STATI | 6085_G_16A | 7957011 | 3009713 | 2881012 | 123854614 |  | 221112 | 125 | 999 | 00008 | 003 | 3 | 02 | 50 | 23.9 | 1007 | 4205 | 9.4 | 41.2175 | -87.0239 | 6085 | 16A | 46392
18073 | NIPSCO R M SCHAHFER GENERATING STATI | 6085_G_16B | 7957011 | 3009813 | 2880812 | 123854814 |  | 221112 | 125 | 999 | 00008 | 004 | 4 | 02 | 50 | 23.9 | 1007 | 4205 | 9.4 | 41.2175 | -87.0239 | 6085 | 16B | 46392
30083 | MDU - LEWIS & CLARK STATION | 6089_B_B1 | 7618511 | 12223213 | 12128012 | 21803514 |  | 221112 | 125 | 100 | 083-0003 | 1 | 1 | 1 | 250 | 8.8 | 160 | 3833.3 | 63 | 47.6794 | -104.1533 | 6089 | B1 | 59270 | 63UUUUU
27141 | Xcel Energy - Sherburne Generating Plant | 6090_B_1 | 6990811 | 15174813 | 14824912 | 27527914 |  | 221112 | 125 | 100 | 2714100004 | EU001 | SV001 | EU001PD002 | 650 | 32.5 | 171 | 86666.7 |  | 45.3792 | -93.8958 | 6090 | 1 | 55308 | 63UUUUU
27141 | Xcel Energy - Sherburne Generating Plant | 6090_B_2 | 6990811 | 15175013 | 14824912 | 27527614 |  | 221112 | 125 | 100 | 2714100004 | EU002 | SV001 | EU002PD001 | 650 | 32.5 | 171 | 86666.7 |  | 45.3792 | -93.8958 | 6090 | 2 | 55308 | 63UUUUU
27141 | Xcel Energy - Sherburne Generating Plant | 6090_B_3 | 6990811 | 15173513 | 14824712 | 27529814 |  | 221112 | 125 | 100 | 2714100004 | EU003 | SV002 | EU003PD002 | 650 | 26 | 165 | 53333.3 |  | 45.3792 | -93.8958 | 6090 | 3 | 55308 | 63UUUUU
46027 | Basin Electric Power Cooperative - Spirit Mound | 6092_G_1 | 15647011 | 99777613 | 96651012 | 139561214 |  | 335312 | 125 | 120 | 28.0801-19 | 1 | 1 | 1 | 57 | 11.5 | 734 |  | 61.7 | 42.8974 | -96.9908 |  |  | 57069
46027 | Basin Electric Power Cooperative - Spirit Mound | 6092_G_2 | 15647011 | 99777713 | 96651112 | 139561314 |  | 335312 | 125 | 120 | 28.0801-19 | 2 | 2 | 1 | 57 | 11.5 | 734 |  | 61.7 | 42.8974 | -96.9908 |  |  | 57069
42007 | FIRSTENERGY GEN LLC/BRUCE MANSFIELD PLT | 6094_B_1 | 3853711 | 37815013 | 36067012 | 13631614 |  | 221112 | 125 | 100 | 420070005 | 031 | S01 | 1 | 950 | 19.2 | 126 | 21750 | 75.1 | 40.6344 | -80.42 | 6094 | 1 | 15077 | 63UUUUU
42007 | FIRSTENERGY GEN LLC/BRUCE MANSFIELD PLT | 6094_B_2 | 3853711 | 37815113 | 36066712 | 13631314 |  | 221112 | 125 | 100 | 420070005 | 032 | S03 | 1 | 950 | 19.2 | 126 | 21750 | 75.1 | 40.6344 | -80.42 | 6094 | 2 | 15077 | 63UUUUU
42007 | FIRSTENERGY GEN LLC/BRUCE MANSFIELD PLT | 6094_B_3 | 3853711 | 37815213 | 36066812 | 13630714 |  | 221112 | 125 | 100 | 420070005 | 033 | S06 | 1 | 600 | 19.2 | 126 | 21750 | 75.1 | 40.6344 | -80.42 | 6094 | 3 | 15077 | 63UUUUU
40103 | SOONER GNRTNG STA | 6095_B_1 | 8519411 | 519913 | 517612 | 16780214 |  | 221112 | 125 | 100 | 1211 | 9953 | 9953 | 49749 | 500 | 20 | 264 | 31962.8 | 106.1 | 36.4566 | -97.0503 | 6095 | 1 | 74651 | 63UUUUU
40103 | SOONER GNRTNG STA | 6095_B_2 | 8519411 | 520013 | 517712 | 16780014 |  | 221112 | 125 | 100 | 1211 | 9954 | 9954 | 49751 | 500 | 20 | 264 | 31962.8 | 106.1 | 36.4568 | -97.0495 | 6095 | 2 | 74651 | 63UUUUU
31131 | OPPD Nebraska City Station | 6096_B_1 | 7303711 | 8402913 | 8286912 | 21727914 |  | 221118 | 125 | 100 | 00036 | 001 | 001 | 01 | 700 | 23.59 | 300 | 43083.3 | 1.6 | 40.6215 | -95.7779 | 6096 | 1 | 68410-6584 | 63UUUUU
31131 | OPPD Nebraska City Station | 6096_B_2 | 7303711 | 91099913 | 8286912 | 123569814 |  | 221118 | 125 | 100 | 00036 | 027 | 001 | 01 | 700 | 23.59 | 300 | 43083.3 | 1.6 | 40.6215 | -95.7779 | 6096 | 2 | 68410-6584 | 63UUUUU
46051 | Otter Tail Power Company | 6098_B_1 | 4962811 | 30069713 | 28848712 | 11984314 |  | 221112 | 125 | 100 | 28.0801-29 | 1 | 1-RETIRED-1065 | 1 | 498 | 24.1 | 321 | 22064 | 48.1 | 45.3067 | -96.5112 | 6098 | 1 | 57216 | 63UUUUU
56005 | Wyodak Plant | 6101_B_BW91 | 8041911 | 72191013 | 66314012 | 99942014 |  | 221112 | 125 | 100 | 00646 | 1317 | 1317 | 1317 | 400 | 20 | 190 | 17400 | 74 | 44.2879 | -105.383 | 6101 | BW91 | 87216 | 63UUUUU
41049 | PGE Boardman | 6106_B_1SG | 8171111 | 5385813 | 66282012 | 16244114 |  | 221112 | 125 | 100 | 25-0016 | MB.EU | STK-1 | P-1 | 656 | 22.5 | 302 | 37772.7 | 95 | 45.6933 | -119.8075 | 6106 | 1SG | 97818 | 63UUUUU
08123 | PUBLIC SERVICE CO FORT SAINT VRAIN PLT | 6112_G_1 | 3551511 | 36793113 | 35056612 | 48146414 |  | 221112 | 125 | 120 | CO0000000812300 | 123-0023-004 | 123-0023-S004 | 123-0023-004-01 | 175 | 15 | 180 |  | 90 | 40.2446 | -104.8743 | 6112 | 2 | 80651
08123 | PUBLIC SERVICE CO FORT SAINT VRAIN PLT | 6112_G_2 | 3551511 | 36793113 | 35056612 | 48146414a |  | 221112 | 125 | 120 | CO0000000812300 | 123-0023-004 | 123-0023-S004 | 123-0023-004-01 | 175 | 15 | 180 |  | 90 | 40.2446 | -104.8743 | 6112 | 2 | 80651
08123 | PUBLIC SERVICE CO FORT SAINT VRAIN PLT | 6112_G_3 | 3551511 | 36793013 | 35056512 | 48146514 |  | 221112 | 125 | 120 | CO0000000812300 | 123-0023-005 | 123-0023-S005 | 123-0023-005-01 | 175 | 15 | 180 |  | 90 | 40.2446 | -104.8743 | 6112 | 3 | 80651
08123 | PUBLIC SERVICE CO FORT SAINT VRAIN PLT | 6112_G_4 | 3551511 | 36792713 | 35056112 | 48146214 |  | 221112 | 125 | 120 | CO0000000812300 | 123-0023-008 | 123-0023-S008 | 123-0023-008-01 | 175 | 15 | 180 |  | 94 | 40.2446 | -104.8743 | 6112 | 4 | 80651
08123 | PUBLIC SERVICE CO FORT SAINT VRAIN PLT | 6112_G_5 | 3551511 | 90957313 | 87026112 | 123358814 |  | 221112 | 125 | 120 | CO0000000812300 | 123-0023-010 | 123-0023-S010 | 123-0023-010-01 | 135 | 18 | 1115 |  | 130.2 | 40.2461 | -104.8742 | 6112 | 5 | 80651
08123 | PUBLIC SERVICE CO FORT SAINT VRAIN PLT | 6112_G_6 | 3551511 | 90957413 | 87026212 | 123358914 |  | 221112 | 125 | 120 | CO0000000812300 | 123-0023-011 | 123-0023-S011 | 123-0023-011-01 | 135 | 18 | 1115 |  | 130.2 | 40.2461 | -104.8742 | 6112 | 6 | 80651
18051 | Duke Energy Indiana Incorporated Gibson | 6113_B_1 | 7363111 | 10573513 | 10485312 | 123887314 |  | 221112 | 125 | 999 | 00013 | 001 | 1 | 02 | 500 | 32 | 288 | 76066.7 | 95 | 38.3703 | -87.7658 | 6113 | 1 | 47665 | 63UUUUU
18051 | Duke Energy Indiana Incorporated Gibson | 6113_B_2 | 7363111 | 10573413 | 10485312 | 123887514 |  | 221112 | 125 | 999 | 00013 | 002 | 1 | 02 | 500 | 32 | 288 | 76066.7 | 95 | 38.3703 | -87.7658 | 6113 | 2 | 47665 | 63UUUUU
18051 | Duke Energy Indiana Incorporated Gibson | 6113_B_3 | 7363111 | 10574013 | 10485812 | 123887714 |  | 221112 | 125 | 999 | 00013 | 003 | 2 | 02 | 500 | 32 | 288 | 76066.7 | 95 | 38.3712 | -87.7681 | 6113 | 3 | 47665 | 63UUUUU
18051 | Duke Energy Indiana Incorporated Gibson | 6113_B_4 | 7363111 | 10574213 | 10485412 | 123887914 |  | 221112 | 125 | 999 | 00013 | 004 | 4 | 02 | 500 | 23.5 | 145 | 30450 | 70 | 38.3721 | -87.7681 | 6113 | 4 | 47665 | 63UUUUU
18051 | Duke Energy Indiana Incorporated Gibson | 6113_B_5 | 7363111 | 10573613 | 10485612 | 123888114 |  | 221112 | 125 | 999 | 00013 | 005 | 3 | 02 | 500 | 23.5 | 145 | 30450 | 70 | 38.3721 | -87.7681 | 6113 | 5 | 47665 | 63UUUUU
12071 | FLORIDA POWER & LIGHT (PFM) | 612_G_2A | 922311 | 46494313 | 44173212 | 48715714 |  | 2211 | 125 | 140 | 0710002 | 18 | 18 | 1 | 125 | 19 | 220 | 19936 | 70.3 | 26.6978 | -81.7889 | 612 | FMCT2A | 33905 | SLT-0001
12071 | FLORIDA POWER & LIGHT (PFM) | 612_G_2B | 922311 | 46494213 | 44173312 | 48715814 |  | 2211 | 125 | 140 | 0710002 | 19 | 19 | 1 | 125 | 19 | 220 | 19936 | 70.3 | 26.6978 | -81.7889 | 612 | FMCT2B | 33905 | SLT-0001
12071 | FLORIDA POWER & LIGHT (PFM) | 612_G_2C | 922311 | 46494413 | 44172912 | 48715614 |  | 2211 | 125 | 140 | 0710002 | 20 | 20 | 1 | 125 | 19 | 220 | 19936 | 70.3 | 26.6978 | -81.7889 | 612 | FMCT2C | 33905 | SLT-0001
12071 | FLORIDA POWER & LIGHT (PFM) | 612_G_2D | 922311 | 46494613 | 44173112 | 48715414 |  | 2211 | 125 | 140 | 0710002 | 21 | 21 | 1 | 125 | 19 | 220 | 19936 | 70.3 | 26.6978 | -81.7889 | 612 | FMCT2D | 33905 | SLT-0001
12071 | FLORIDA POWER & LIGHT (PFM) | 612_G_2E | 922311 | 46494013 | 44172812 | 48716014 |  | 2211 | 125 | 140 | 0710002 | 22 | 22 | 1 | 125 | 19 | 220 | 19936 | 70.3 | 26.6978 | -81.7889 | 612 | FMCT2E | 33905 | SLT-0001
12071 | FLORIDA POWER & LIGHT (PFM) | 612_G_2F | 922311 | 46494513 | 44172712 | 48715514 |  | 2211 | 125 | 160 | 0710002 | 23 | 23 | 1 | 125 | 19 | 220 | 19936 | 70.3 | 26.6978 | -81.7889 | 612 | FMCT2F | 33905 | SLT-0001
12071 | FLORIDA POWER & LIGHT (PFM) | 612_G_CT1 | 922311 | 67302913 | 61915812 | 92837914 |  | 2211 | 125 | 120 | 0710002 | 27 | 27 | 2 | 80 | 20.5 | 1116 | 39824.4 | 120.7 | 26.6967 | -81.7831 | 612 | PFM3A | 33905 | SLT-0001
12071 | FLORIDA POWER & LIGHT (PFM) | 612_G_CT2 | 922311 | 67303013 | 61915912 | 92838114 |  | 2211 | 125 | 120 | 0710002 | 28 | 28 | 2 | 80 | 20.5 | 1116 | 39824.4 | 120.7 | 26.6967 | -81.7831 | 612 | PFM3B | 33905 | SLT-0001
12071 | FLORIDA POWER & LIGHT (PFM) | 612_G_GT2 | 922311 | 46493913 | 44173012 | 48716114 |  | 2211 | 125 | 120 | 0710002 | 4 | 4 | 1 | 32 | 11.4 | 975 | 19333.3 | 189.4 | 26.6883 | -81.7889 | 612 | GFM02 | 33905 | SLT-0001
12071 | FLORIDA POWER & LIGHT (PFM) | 612_G_ST1 | 922311 | 46494313 | 44173212 | 48715714a |  | 2211 | 125 | 140 | 0710002 | 18 | 18 | 1 | 125 | 19 | 220 | 19936 | 70.3 | 26.6978 | -81.7889 | 612 | FMCT2A | 33905 | SLT-0001
12071 | FLORIDA POWER & LIGHT (PFM) | 612_G_ST2 | 922311 | 46494613 | 44173112 | 48715414a |  | 2211 | 125 | 140 | 0710002 | 21 | 21 | 1 | 125 | 19 | 220 | 19936 | 70.3 | 26.6978 | -81.7889 | 612 | FMCT2D | 33905 | SLT-0001
53073 | PSE WHITEHORN | 6120_G_2 | 6212111 | 15566913 | 15224312 | 1768414 |  | 221112 | 125 | 120 | 47 | 1748 | 527 | 2450 | 32 | 18 | 900 | 8705 | 34.2 | 48.8849 | -122.732 |  |  | 98230-9063
53073 | PSE WHITEHORN | 6120_G_3 | 6212111 | 15566813 | 15224212 | 1768614 |  | 221112 | 125 | 120 | 47 | 1749 | 528 | 2452 | 32 | 18 | 900 | 8584.1 | 33.7 | 48.8849 | -122.732 |  |  | 98230-9063
13103 | Ga Power Co Plt McIntosh | 6124_G_CT1 | 3711211 | 36851713 | 35113712 | 46567814 |  | 221112 | 125 | 120 | 10300003 | CT01 | S2 | 1 | 64 | 15 | 984 | 25412 | 143.8 | 32.3562 | -81.1717 | 6124 | CT1 | 31326
13103 | Ga Power Co Plt McIntosh | 6124_G_CT2 | 3711211 | 36851813 | 35113612 | 46567614 |  | 221112 | 125 | 120 | 10300003 | CT02 | S3 | 2 | 64 | 15 | 984 | 25412 | 143.8 | 32.3564 | -81.1715 | 6124 | CT2 | 31326
13103 | Ga Power Co Plt McIntosh | 6124_G_CT3 | 3711211 | 36851213 | 35114212 | 46568814 |  | 221112 | 125 | 120 | 10300003 | CT03 | S4 | 1 | 64 | 15 | 984 | 25412 | 143.8 | 32.3566 | -81.1713 | 6124 | CT3 | 31326
13103 | Ga Power Co Plt McIntosh | 6124_G_CT4 | 3711211 | 36851013 | 35113912 | 46569114 |  | 221112 | 125 | 120 | 10300003 | CT04 | S5 | 1 | 64 | 15 | 984 | 25412 | 143.8 | 32.3568 | -81.1711 | 6124 | CT4 | 31326
13103 | Ga Power Co Plt McIntosh | 6124_G_CT5 | 3711211 | 36851513 | 35114112 | 46568214 |  | 221112 | 125 | 120 | 10300003 | CT05 | S6 | 2 | 64 | 15 | 984 | 25412 | 143.8 | 32.3571 | -81.1709 | 6124 | CT5 | 31326
13103 | Ga Power Co Plt McIntosh | 6124_G_CT6 | 3711211 | 36851313 | 35113812 | 46568614 |  | 221112 | 125 | 120 | 10300003 | CT06 | S7 | 1 | 64 | 15 | 984 | 25412 | 143.8 | 32.3573 | -81.1707 | 6124 | CT6 | 31326
13103 | Ga Power Co Plt McIntosh | 6124_G_CT7 | 3711211 | 36851613 | 35113512 | 46568014 |  | 221112 | 125 | 120 | 10300003 | CT07 | S8 | 2 | 64 | 15 | 984 | 25412 | 143.8 | 32.3575 | -81.1705 | 6124 | CT7 | 31326
13103 | Ga Power Co Plt McIntosh | 6124_G_CT8 | 3711211 | 36851413 | 35113412 | 46568414 |  | 221112 | 125 | 120 | 10300003 | CT08 | S9 | 2 | 64 | 15 | 984 | 25412 | 143.8 | 32.3577 | -81.1704 | 6124 | CT8 | 31326
12011 | FLORIDA POWER & LIGHT (PFL) | 613_G_1 | 591711 | 46118913 | 43794612 | 48870214 |  | 2211 | 125 | 120 | 0110037 | 3 | 3 | 1 | 45 | 15.6 | 860 | 17829 | 93.3 | 26.0708 | -80.1897 | 613 | GFL01 | 33314 | SLT-0001
12011 | FLORIDA POWER & LIGHT (PFL) | 613_G_10 | 591711 | 46118913 | 43794612 | 48870214a |  | 2211 | 125 | 120 | 0110037 | 3 | 3 | 1 | 45 | 15.6 | 860 | 17829 | 93.3 | 26.0708 | -80.1897 | 613 | GFL10 | 33314 | SLT-0001
12011 | FLORIDA POWER & LIGHT (PFL) | 613_G_11 | 591711 | 46118913 | 43794612 | 48870214b |  | 2211 | 125 | 120 | 0110037 | 3 | 3 | 1 | 45 | 15.6 | 860 | 17829 | 93.3 | 26.0708 | -80.1897 | 613 | GFL11 | 33314 | SLT-0001
12011 | FLORIDA POWER & LIGHT (PFL) | 613_G_12 | 591711 | 46118913 | 43794612 | 48870214c |  | 2211 | 125 | 120 | 0110037 | 3 | 3 | 1 | 45 | 15.6 | 860 | 17829 | 93.3 | 26.0708 | -80.1897 | 613 | GFL12 | 33314 | SLT-0001
12011 | FLORIDA POWER & LIGHT (PFL) | 613_G_13 | 591711 | 46119513 | 43795012 | 48829314a |  | 2211 | 125 | 120 | 0110037 | 15 | 15 | 2 | 45 | 15.6 | 860 | 17829 | 93.3 | 26.0747 | -80.1894 | 613 | GFL13 | 33314 | SLT-0001
12011 | FLORIDA POWER & LIGHT (PFL) | 613_G_14 | 591711 | 46119513 | 43795012 | 48829314b |  | 2211 | 125 | 120 | 0110037 | 15 | 15 | 2 | 45 | 15.6 | 860 | 17829 | 93.3 | 26.0747 | -80.1894 | 613 | GFL14 | 33314 | SLT-0001
12011 | FLORIDA POWER & LIGHT (PFL) | 613_G_15 | 591711 | 46119513 | 43795012 | 48829314c |  | 2211 | 125 | 120 | 0110037 | 15 | 15 | 2 | 45 | 15.6 | 860 | 17829 | 93.3 | 26.0747 | -80.1894 | 613 | GFL15 | 33314 | SLT-0001
12011 | FLORIDA POWER & LIGHT (PFL) | 613_G_16 | 591711 | 46119513 | 43795012 | 48829314d |  | 2211 | 125 | 120 | 0110037 | 15 | 15 | 2 | 45 | 15.6 | 860 | 17829 | 93.3 | 26.0747 | -80.1894 | 613 | GFL16 | 33314 | SLT-0001
12011 | FLORIDA POWER & LIGHT (PFL) | 613_G_17 | 591711 | 46119513 | 43795012 | 48829314e |  | 2211 | 125 | 120 | 0110037 | 15 | 15 | 2 | 45 | 15.6 | 860 | 17829 | 93.3 | 26.0747 | -80.1894 | 613 | GFL17 | 33314 | SLT-0001
12011 | FLORIDA POWER & LIGHT (PFL) | 613_G_18 | 591711 | 46119513 | 43795012 | 48829314f |  | 2211 | 125 | 120 | 0110037 | 15 | 15 | 2 | 45 | 15.6 | 860 | 17829 | 93.3 | 26.0747 | -80.1894 | 613 | GFL18 | 33314 | SLT-0001
12011 | FLORIDA POWER & LIGHT (PFL) | 613_G_19 | 591711 | 46119513 | 43795012 | 48829314g |  | 2211 | 125 | 120 | 0110037 | 15 | 15 | 2 | 45 | 15.6 | 860 | 17829 | 93.3 | 26.0747 | -80.1894 | 613 | GFL19 | 33314 | SLT-0001
12011 | FLORIDA POWER & LIGHT (PFL) | 613_G_2 | 591711 | 46118913 | 43794612 | 48870214d |  | 2211 | 125 | 120 | 0110037 | 3 | 3 | 1 | 45 | 15.6 | 860 | 17829 | 93.3 | 26.0708 | -80.1897 | 613 | GFL02 | 33314 | SLT-0001
12011 | FLORIDA POWER & LIGHT (PFL) | 613_G_20 | 591711 | 46119513 | 43795012 | 48829314h |  | 2211 | 125 | 120 | 0110037 | 15 | 15 | 2 | 45 | 15.6 | 860 | 17829 | 93.3 | 26.0747 | -80.1894 | 613 | GFL20 | 33314 | SLT-0001
12011 | FLORIDA POWER & LIGHT (PFL) | 613_G_21 | 591711 | 46119513 | 43795012 | 48829314i |  | 2211 | 125 | 120 | 0110037 | 15 | 15 | 2 | 45 | 15.6 | 860 | 17829 | 93.3 | 26.0747 | -80.1894 | 613 | GFL21 | 33314 | SLT-0001
12011 | FLORIDA POWER & LIGHT (PFL) | 613_G_22 | 591711 | 46119513 | 43795012 | 48829314j |  | 2211 | 125 | 120 | 0110037 | 15 | 15 | 2 | 45 | 15.6 | 860 | 17829 | 93.3 | 26.0747 | -80.1894 | 613 | GFL22 | 33314 | SLT-0001
12011 | FLORIDA POWER & LIGHT (PFL) | 613_G_23 | 591711 | 46119513 | 43795012 | 48829314k |  | 2211 | 125 | 120 | 0110037 | 15 | 15 | 2 | 45 | 15.6 | 860 | 17829 | 93.3 | 26.0747 | -80.1894 | 613 | GFL23 | 33314 | SLT-0001
12011 | FLORIDA POWER & LIGHT (PFL) | 613_G_24 | 591711 | 46119513 | 43795012 | 48829314l |  | 2211 | 125 | 120 | 0110037 | 15 | 15 | 2 | 45 | 15.6 | 860 | 17829 | 93.3 | 26.0747 | -80.1894 | 613 | GFL24 | 33314 | SLT-0001
12011 | FLORIDA POWER & LIGHT (PFL) | 613_G_3 | 591711 | 46118913 | 43794612 | 48870214e |  | 2211 | 125 | 120 | 0110037 | 3 | 3 | 1 | 45 | 15.6 | 860 | 17829 | 93.3 | 26.0708 | -80.1897 | 613 | GFL03 | 33314 | SLT-0001
12011 | FLORIDA POWER & LIGHT (PFL) | 613_G_4 | 591711 | 46118913 | 43794612 | 48870214f |  | 2211 | 125 | 120 | 0110037 | 3 | 3 | 1 | 45 | 15.6 | 860 | 17829 | 93.3 | 26.0708 | -80.1897 | 613 | GFL04 | 33314 | SLT-0001
12011 | FLORIDA POWER & LIGHT (PFL) | 613_G_4GT1 | 591711 | 46120113 | 43794112 | 48828014 |  | 2211 | 125 | 120 | 0110037 | 35 | 35 | 1 | 150 | 18 | 330 | 40382.8 | 158.7 | 26.0697 | -80.1906 | 613 | 4GT1 | 33314 | ARP-0001&SLT-0001
12011 | FLORIDA POWER & LIGHT (PFL) | 613_G_4GT2 | 591711 | 46120213 | 43794412 | 48827814 |  | 2211 | 125 | 120 | 0110037 | 36 | 36 | 1 | 150 | 18 | 330 | 40382.8 | 158.7 | 26.07 | -80.1906 | 613 | 4GT2 | 33314 | SLT-0001&ARP-0001
12011 | FLORIDA POWER & LIGHT (PFL) | 613_G_5 | 591711 | 46118913 | 43794612 | 48870214g |  | 2211 | 125 | 120 | 0110037 | 3 | 3 | 1 | 45 | 15.6 | 860 | 17829 | 93.3 | 26.0708 | -80.1897 | 613 | GFL05 | 33314 | SLT-0001
12011 | FLORIDA POWER & LIGHT (PFL) | 613_G_5GT1 | 591711 | 46119013 | 43795112 | 48829614 |  | 2211 | 125 | 120 | 0110037 | 37 | 37 | 2 | 150 | 18 | 330 | 40382.8 | 158.7 | 26.0703 | -80.1985 | 613 | 5GT1 | 33314 | SLT-0001&ARP-0001
12011 | FLORIDA POWER & LIGHT (PFL) | 613_G_5GT2 | 591711 | 46119213 | 43794012 | 48829314 |  | 2211 | 125 | 120 | 0110037 | 38 | 38 | 1 | 150 | 18 | 330 | 40382.8 | 158.7 | 26.0706 | -80.1906 | 613 | 5GT2 | 33314 | SLT-0001&ARP-0001
12011 | FLORIDA POWER & LIGHT (PFL) | 613_G_6 | 591711 | 46118913 | 43794612 | 48870214h |  | 2211 | 125 | 120 | 0110037 | 3 | 3 | 1 | 45 | 15.6 | 860 | 17829 | 93.3 | 26.0708 | -80.1897 | 613 | GFL06 | 33314 | SLT-0001
12011 | FLORIDA POWER & LIGHT (PFL) | 613_G_7 | 591711 | 46118913 | 43794612 | 48870214i |  | 2211 | 125 | 120 | 0110037 | 3 | 3 | 1 | 45 | 15.6 | 860 | 17829 | 93.3 | 26.0708 | -80.1897 | 613 | GFL07 | 33314 | SLT-0001
12011 | FLORIDA POWER & LIGHT (PFL) | 613_G_8 | 591711 | 46118913 | 43794612 | 48870214j |  | 2211 | 125 | 120 | 0110037 | 3 | 3 | 1 | 45 | 15.6 | 860 | 17829 | 93.3 | 26.0708 | -80.1897 | 613 | GFL08 | 33314 | SLT-0001
12011 | FLORIDA POWER & LIGHT (PFL) | 613_G_9 | 591711 | 46118913 | 43794612 | 48870214k |  | 2211 | 125 | 120 | 0110037 | 3 | 3 | 1 | 45 | 15.6 | 860 | 17829 | 93.3 | 26.0708 | -80.1897 | 613 | GFL09 | 33314 | SLT-0001
12011 | FLORIDA POWER & LIGHT (PFL) | 613_G_ST4 | 591711 | 46120113 | 43794112 | 48828014a |  | 2211 | 125 | 120 | 0110037 | 35 | 35 | 1 | 150 | 18 | 330 | 40382.8 | 158.7 | 26.0697 | -80.1906 | 613 | 4GT1 | 33314 | ARP-0001&SLT-0001
12011 | FLORIDA POWER & LIGHT (PFL) | 613_G_ST5 | 591711 | 46119013 | 43795112 | 48829614a |  | 2211 | 125 | 120 | 0110037 | 37 | 37 | 2 | 150 | 18 | 330 | 40382.8 | 158.7 | 26.0703 | -80.1985 | 613 | 5GT1 | 33314 | SLT-0001&ARP-0001
48185 | GIBBONS CREEK | 6136_B_1 | 6436311 | 16959513 | 16506712 | 8375014 |  | 221122 | 125 | 100 | 2 | 000002 | 000002 | 000013 | 465 | 20 | 200 |  | 82 | 30.6186 | -96.0817 | 6136 | 1 | 77801 | 63UUUUU
18129 | Sigeco AB Brown South Indiana Gas & Ele | 6137_B_1 | 8166111 | 5887813 | 5734512 | 123866614 |  | 221112 | 125 | 999 | 00010 | 001 | 1 | 02 | 497 | 14 | 130 | 13893.3 | 90.3 | 37.9047 | -87.7154 | 6137 | 1 | 47620 | 63UUUUU
18129 | Sigeco AB Brown South Indiana Gas & Ele | 6137_B_2 | 8166111 | 5887913 | 5734312 | 123866814 |  | 221112 | 125 | 999 | 00010 | 002 | 2 | 02 | 497 | 14 | 120 | 15000 | 97.4 | 37.9038 | -87.7097 | 6137 | 2 | 47620 | 63UUUUU
18129 | Sigeco AB Brown South Indiana Gas & Ele | 6137_G_4 | 8166111 | 5888013 | 5733912 | 123867014 |  | 221112 | 125 | 120 | 00010 | 003 | 3 | 02 | 32 | 7.1 | 1069 | 22833.3 | 146 | 37.9053 | -87.715 | 6137 | 3 | 47620
18129 | Sigeco AB Brown South Indiana Gas & Ele | 6137_G_5 | 8166111 | 5887413 | 5734112 | 123867514 |  | 221112 | 125 | 120 | 00010 | 008 | 8 | 01 | 75 | 14.75 | 810 | 22833.3 | 134 | 37.9047 | -87.7154 | 6137 | 4 | 47620
05007 | FLINT CREEK POWER PLANT (SWEPCO) | 6138_B_1 | 1015511 | 48088413 | 45635412 | 87053014 |  | 221112 | 125 | 100 | 0500700107 | 001 | 1 | 2 | 540 | 20 | 275 | 28588.5 | 91 | 36.2578 | -94.5239 | 6138 | 1 | 72734 | 63UUUUU
48449 | WELSH POWER PLANT | 6139_B_1 | 4164411 | 33937013 | 32390012 | 3790014 |  | 221122 | 125 | 100 | 5 | 000012 | 000013 | 000011 | 300 | 17 | 300 |  | 160 | 33.0566 | -94.8458 | 6139 | 1 | 75455 | 63UUUUU
48449 | WELSH POWER PLANT | 6139_B_3 | 4164411 | 33937713 | 32390312 | 3789214 |  | 221122 | 125 | 100 | 5 | 000010 | 000011 | 000009 | 300 | 17 | 250 |  | 160 | 33.0566 | -94.8458 | 6139 | 3 | 75455 | 63UUUUU
48401 | MARTIN LAKE ELECTRICAL STATION | 6146_B_1 | 4207311 | 35676413 | 33957112 | 2497714 |  | 221122 | 125 | 100 | 11 | 000006 | 000005 | 000006 | 450 | 23 | 212 |  | 89.4 | 32.2603 | -94.5711 | 6146 | 1 | 75691 | 63UUUUU
48401 | MARTIN LAKE ELECTRICAL STATION | 6146_B_2 | 4207311 | 35676113 | 33957012 | 2498014 |  | 221122 | 125 | 100 | 11 | 000007 | 000006 | 000007 | 450 | 23 | 206 |  | 92 | 32.2597 | -94.5706 | 6146 | 2 | 75691 | 63UUUUU
48401 | MARTIN LAKE ELECTRICAL STATION | 6146_B_3 | 4207311 | 35676013 | 33955512 | 2498114 |  | 221122 | 125 | 100 | 11 | 000008 | 000007 | 000008 | 450 | 23 | 218 |  | 92 | 32.2589 | -94.5703 | 6146 | 3 | 75691 | 63UUUUU
48449 | MONTICELLO STEAM ELECTRIC STATION | 6147_B_3 | 4036111 | 34165213 | 32628012 | 3141314 |  | 221122 | 125 | 100 | 3 | 000010 | 000010 | 000011 | 460 | 8 | 178 |  | 87 | 33.0922 | -95.0378 | 6147 | 3 | 75455 | 63UUUUU
29099 | AMEREN MISSOURI-RUSH ISLAND PLANT | 6155_B_1 | 5258811 | 26073613 | 25010312 | 23269814 |  | 221112 | 125 | 100 | 0016 | 11565 | 46867 | 30507 | 700 | 20.714 | 270 |  | 82 | 38.1328 | -90.2748 | 6155 | 1 | 63028 | 63UUUUU
29099 | AMEREN MISSOURI-RUSH ISLAND PLANT | 6155_B_2 | 5258811 | 26073013 | 25010212 | 23270514 |  | 221112 | 125 | 100 | 0016 | 11563 | 14677 | 30504 | 700 | 29 | 270 | 54162 | 82 | 38.1328 | -90.2748 | 6155 | 2 | 63028 | 63UUUUU
09009 | PSEG FOSSIL LLC/ POWER CT LLC | 6156_B_NHB1 | 643411 | 46449613 | 44128512 | 48687514 |  | 221112 | 125 | 100 | T117 P0551 C080 | P0031 | 001 | 03 | 389 | 18.5 | 250 | 0.2 | 0 | 41.2892 | -72.903 | 6156 | NHB1 | 06512-1714 | 63UUUUU
09009 | PSEG FOSSIL LLC/ POWER CT LLC | 6156_G_2 | 643411 | 107238213 | 110771712 | 151860814 |  | 221112 | 125 | 120 | T117 P0551 C080 | P0373 | 005 | 20100201 | 130 | 11.29 | 758 | 7260 |  | 41.2839 | -72.9037 | 6156 | NHHS2 | 06512-1714
09009 | PSEG FOSSIL LLC/ POWER CT LLC | 6156_G_3 | 643411 | 107238013 | 110771512 | 151860414 |  | 221112 | 125 | 120 | T117 P0551 C080 | P0374 | 006 | 20100201 | 130 | 11.29 | 758 | 7260 |  | 41.2839 | -72.9037 | 6156 | NHHS3 | 06512-1714
09009 | PSEG FOSSIL LLC/ POWER CT LLC | 6156_G_4 | 643411 | 107238113 | 110771612 | 151860614 |  | 221112 | 125 | 120 | T117 P0551 C080 | P0375 | 007 | 20100201 | 130 | 11.29 | 758 | 7260 |  | 41.2839 | -72.9037 | 6156 | NHHS4 | 06512-1714
49015 | PacifiCorp: Hunter Power Plant | 6165_B_1 | 5050511 | 25906513 | 24842412 | 99748214 |  | 221112 | 125 | 100 | 10237 | 4026 | 1281 | 2 | 600 | 24 | 140 | 28447 | 62.8 | 39.1714 | -111.02 | 6165 | 1 | 84513 | 63UUUUU
49015 | PacifiCorp: Hunter Power Plant | 6165_B_2 | 5050511 | 25905313 | 24841812 | 99748314 |  | 221112 | 125 | 100 | 10237 | 4028 | 1282 | 2 | 600 | 24 | 113 | 17906 | 39.5 | 39.1714 | -111.02 | 6165 | 2 | 84513 | 63UUUUU
49015 | PacifiCorp: Hunter Power Plant | 6165_B_3 | 5050511 | 25905513 | 24842512 | 99748414 |  | 221112 | 125 | 100 | 10237 | 4030 | 1283 | 2 | 600 | 24 | 116 | 18106 | 40 | 39.1714 | -111.02 | 6165 | 3 | 84513 | 63UUUUU
18147 | INDIANA MICHIGAN POWER DBA AEP ROCKPORT | 6166_B_MB1 | 8017211 | 3994813 | 3881812 | 123930814 |  | 221112 | 125 | 999 | 00020 | 001 | 1 | 02 | 1038 | 42.5 | 314 | 156290 | 110.2 | 37.9258 | -87.0364 | 6166 | MB1 | 47635 | 63UUUUU
18147 | INDIANA MICHIGAN POWER DBA AEP ROCKPORT | 6166_B_MB2 | 8017211 | 3995513 | 3881812 | 123931014 |  | 221112 | 125 | 999 | 00020 | 002 | 1 | 02 | 1038 | 42.5 | 314 | 156290 | 110.2 | 37.9258 | -87.0364 | 6166 | MB2 | 47635 | 63UUUUU
12011 | FLORIDA POWER & LIGHT (PPE) | 617_G_10 | 591611 | 46121213 | 43796012 | 92798814a |  | 2211 | 125 | 120 | 0110036 | 5 | 5 | 1 | 45 | 15.6 | 860 | 17829 | 93.3 | 26.0859 | -80.1262 | 617 | GPE10 | 33316 | SLT-0001
12011 | FLORIDA POWER & LIGHT (PPE) | 617_G_11 | 591611 | 46121213 | 43796012 | 92798814b |  | 2211 | 125 | 120 | 0110036 | 5 | 5 | 1 | 45 | 15.6 | 860 | 17829 | 93.3 | 26.0859 | -80.1262 | 617 | GPE11 | 33316 | SLT-0001
12011 | FLORIDA POWER & LIGHT (PPE) | 617_G_12 | 591611 | 46121213 | 43796012 | 92798814c |  | 2211 | 125 | 120 | 0110036 | 5 | 5 | 1 | 45 | 15.6 | 860 | 17829 | 93.3 | 26.0859 | -80.1262 | 617 | GPE12 | 33316 | SLT-0001
12011 | FLORIDA POWER & LIGHT (PPE) | 617_G_6 | 591611 | 46121213 | 43796012 | 92798814d |  | 2211 | 125 | 120 | 0110036 | 5 | 5 | 1 | 45 | 15.6 | 860 | 17829 | 93.3 | 26.0859 | -80.1262 | 617 | GPE06 | 33316 | SLT-0001
12011 | FLORIDA POWER & LIGHT (PPE) | 617_G_7 | 591611 | 46121213 | 43796012 | 92798814e |  | 2211 | 125 | 120 | 0110036 | 5 | 5 | 1 | 45 | 15.6 | 860 | 17829 | 93.3 | 26.0859 | -80.1262 | 617 | GPE07 | 33316 | SLT-0001
12011 | FLORIDA POWER & LIGHT (PPE) | 617_G_8 | 591611 | 46121213 | 43796012 | 92798814f |  | 2211 | 125 | 120 | 0110036 | 5 | 5 | 1 | 45 | 15.6 | 860 | 17829 | 93.3 | 26.0859 | -80.1262 | 617 | GPE08 | 33316 | SLT-0001
12011 | FLORIDA POWER & LIGHT (PPE) | 617_G_9 | 591611 | 46121213 | 43796012 | 92798814g |  | 2211 | 125 | 120 | 0110036 | 5 | 5 | 1 | 45 | 15.6 | 860 | 17829 | 93.3 | 26.0859 | -80.1262 | 617 | GPE09 | 33316 | SLT-0001
12011 | FLORIDA POWER & LIGHT (PPE) | 617_G_GT1 | 591611 | 46121213 | 43796012 | 92798814h |  | 2211 | 125 | 120 | 0110036 | 5 | 5 | 1 | 45 | 15.6 | 860 | 17829 | 93.3 | 26.0859 | -80.1262 | 617 | GPE01 | 33316 | SLT-0001
12011 | FLORIDA POWER & LIGHT (PPE) | 617_G_GT2 | 591611 | 46121213 | 43796012 | 92798814i |  | 2211 | 125 | 120 | 0110036 | 5 | 5 | 1 | 45 | 15.6 | 860 | 17829 | 93.3 | 26.0859 | -80.1262 | 617 | GPE02 | 33316 | SLT-0001
12011 | FLORIDA POWER & LIGHT (PPE) | 617_G_GT3 | 591611 | 46121213 | 43796012 | 92798814j |  | 2211 | 125 | 120 | 0110036 | 5 | 5 | 1 | 45 | 15.6 | 860 | 17829 | 93.3 | 26.0859 | -80.1262 | 617 | GPE03 | 33316 | SLT-0001
12011 | FLORIDA POWER & LIGHT (PPE) | 617_G_GT4 | 591611 | 46121213 | 43796012 | 92798814k |  | 2211 | 125 | 120 | 0110036 | 5 | 5 | 1 | 45 | 15.6 | 860 | 17829 | 93.3 | 26.0859 | -80.1262 | 617 | GPE04 | 33316 | SLT-0001
12011 | FLORIDA POWER & LIGHT (PPE) | 617_G_GT5 | 591611 | 46121213 | 43796012 | 92798814l |  | 2211 | 125 | 120 | 0110036 | 5 | 5 | 1 | 45 | 15.6 | 860 | 17829 | 93.3 | 26.0859 | -80.1262 | 617 | GPE05 | 33316 | SLT-0001
55059 | Wisconsin Electric Power Company, D/B/A We Energies-Pleasant Prairie Power Plant | 6170_B_1 | 7509411 | 11166713 | 88899212 | 67046114 |  | 221112 | 125 | 100 | 230006260 | B20 | S20 | 04 | 450.1 | 29.987 | 135 |  | 43 | 42.5381 | -87.9033 | 6170 | 1 | 53158 | 63UUUUU
55059 | Wisconsin Electric Power Company, D/B/A We Energies-Pleasant Prairie Power Plant | 6170_B_2 | 7509411 | 11166513 | 88899312 | 67046814 |  | 221112 | 125 | 100 | 230006260 | B21 | S21 | 03 | 450.1 | 29.987 | 135 |  | 43 | 42.5381 | -87.9033 | 6170 | 2 | 53158 | 63UUUUU
04001 | CORONADO GENERATING PLANT | 6177_B_U1B | 7735011 | 2903213 | 2785512 | 61813514 |  | 221112 | 125 | 100 | 4477 | 111 | 1 | 1 | 400 | 24.5 | 130 | 25833.3 | 56.1 | 34.5778 | -109.2722 | 6177 | U1B | 85936 | 63UUUUU
04001 | CORONADO GENERATING PLANT | 6177_B_U2B | 7735011 | 2903013 | 2785612 | 61813714 |  | 221112 | 125 | 100 | 4477 | 222 | 2 | 1 | 400 | 24.5 | 130 | 28333.3 | 58.4 | 34.5778 | -109.2722 | 6177 | U2B | 85936 | 63UUUUU
48175 | COLETO CREEK POWER STATION | 6178_B_1 | 4018411 | 34509413 | 32887512 | 7771114 |  | 221122 | 125 | 100 | 2 | 000001 | 000001 | 000001 | 303 | 20 | 300 |  | 87 | 28.7128 | -97.2144 | 6178 | 1 | 77960 | 63UUUUU
48149 | FAYETTE POWER PROJECT | 6179_B_1 | 4144811 | 34062013 | 96150112 | 138875614 |  | 221122 | 125 | 100 | 5 | 000007 | 000092 | 000080 | 525 | 34 | 136 |  | 55 | 29.9145 | -96.7521 | 6179 | 1 | 78945 | 63UUUUU
48149 | FAYETTE POWER PROJECT | 6179_B_2 | 4144811 | 34062213 | 96150212 | 138875714 |  | 221122 | 125 | 100 | 5 | 000008 | 000093 | 000081 | 525 | 34 | 136 |  | 55 | 29.9143 | -96.7521 | 6179 | 2 | 78945 | 63UUUUU
48149 | FAYETTE POWER PROJECT | 6179_B_3 | 4144811 | 34061613 | 32520512 | 8148214 |  | 221122 | 125 | 100 | 5 | 000016 | 000016 | 000015 | 535 | 25.75 | 250 |  | 88 | 29.916 | -96.7514 | 6179 | 3 | 78945 | 63UUUUU
48395 | OAK GROVE STEAM ELECTRIC STATION | 6180_B_1 | 13385811 | 71177813 | 65441712 | 98592314 |  | 221122 | 125 | 100 | 8 | 000015 | 000015 | 000008 | 450 | 32.6 | 138 |  | 56 | 31.181 | -96.4885 | 6180 | 1 | 77856 | 63UUUUU
48395 | OAK GROVE STEAM ELECTRIC STATION | 6180_B_2 | 13385811 | 91482013 | 88484212 | 124714314 |  | 221122 | 125 | 100 | 8 | 000017 | 000017 | 000015 | 450 | 32.6 | 138 |  | 56 | 31.1818 | -96.4891 | 6180 | 2 | 77856 | 63UUUUU
48029 | CALAVERAS PLANT | 6181_B_1 | 5617211 | 21260113 | 20406712 | 12570114 |  | 221122 | 125 | 100 | 63 | 000004 | 000002 | 000048 | 700 | 26 | 275 |  | 99.4 | 29.3074 | -98.3229 | 6181 | 1 | 78223 | 63UUUUU
48029 | CALAVERAS PLANT | 6181_B_2 | 5617211 | 21257613 | 20406712 | 13396714 |  | 221122 | 125 | 100 | 63 | 000002 | 000002 | 000052 | 700 | 26 | 275 |  | 99.4 | 29.3074 | -98.3229 | 6181 | 2 | 78223 | 63UUUUU
48013 | LIGNITE FIRED POWER PLANT | 6183_B_SM-1 | 4898511 | 69876513 | 27853412 | 96827114 |  | 221122 | 125 | 100 | 7 | 000013 | 000013 | 000009 | 450 | 20 | 160 |  | 80 | 28.7046 | -98.4776 | 6183 | SM-1 | 78012 | 63UUUUU
12099 | FLORIDA POWER & LIGHT (PRV) | 619_G_5A | 921511 | ORIS5A | ORIS5A | 619_G_5A |  | 2211 | 125 | 400 | [9 empty] | 26.7653 | -80.0528 | 619 | 5A | 33404 | SLT-0001
12099 | FLORIDA POWER & LIGHT (PRV) | 619_G_5B | 921511 | ORIS5B | ORIS5B | 619_G_5B |  | 2211 | 125 | 400 | [9 empty] | 26.7653 | -80.0528 | 619 | 5B | 33404 | SLT-0001
12099 | FLORIDA POWER & LIGHT (PRV) | 619_G_5C | 921511 | ORIS5C | ORIS5C | 619_G_5C |  | 2211 | 125 | 400 | [9 empty] | 26.7653 | -80.0528 | 619 | 5C | 33404 | SLT-0001
12099 | FLORIDA POWER & LIGHT (PRV) | 619_G_5ST | 921511 | ORIS5ST | ORIS5ST | 619_G_5ST |  | 2211 | 125 | 400 | [9 empty] | 26.7653 | -80.0528 | 619 | 5ST | 33404 | SLT-0001
22079 | CLECO - Brame Energy Center | 6190_B_1 | 7446811 | 81273813 | 72373812 | 104723214 |  | 221111 | 125 | 100 | 2922 | UNIT1 | BOILR1 | NGUN1 | 195 | 16.9 | 287 | 21613.8 | 86 | 31.3951 | -92.7174 | 6190 | 1 | 71447
22079 | CLECO - Brame Energy Center | 6190_B_2 | 7446811 | 81274013 | 72374412 | 104723414 |  | 221111 | 125 | 100 | 2922 | UNIT2 | BOILR2 | BURNCL | 250 | 18 | 307 | 36000 | 119 | 31.3961 | -92.7176 | 6190 | 2 | 71447 | 63UUUUU
22079 | CLECO - Brame Energy Center | 6190_B_3-1 | 7446811 | 89630213 | 85579512 | 121409414 |  | 221111 | 125 | 100 | 2922 | BLR1 | BLR1 | BLR1 | 450 | 24.6 | 170 | 13813.7 | 29.1 | 31.3972 | -92.7186 | 6190 | 3-1 | 71447 | 63UUUUU
22079 | CLECO - Brame Energy Center | 6190_B_3-2 | 7446811 | 89630713 | 85579412 | 121409914 |  | 221111 | 125 | 100 | 2922 | BLR2 | BLR2 | BLR2 | 450 | 24.6 | 170 | 13813.7 | 29.1 | 31.3956 | -92.7186 | 6190 | 3-2 | 71447 | 63UUUUU
48375 | HARRINGTON STATION POWER PLANT | 6193_B_061B | 5745311 | 21837113 | 20930112 | 2969914 |  | 221122 | 125 | 100 | 22 | 000004 | 000007 | 000002 | 250 | 18.94 | 250 |  | 88.7 | 35.299 | -101.748 | 6193 | 061B | 79101 | 63UUUUU
48375 | HARRINGTON STATION POWER PLANT | 6193_B_062B | 5745311 | 21837313 | 20929612 | 2969614 |  | 221122 | 125 | 100 | 22 | 000005 | 000011 | 000005 | 92 | 0.88 | 85 |  | 55 | 35.2996 | -101.7468 | 6193 | 062B | 79101 | 63UUUUU
48375 | HARRINGTON STATION POWER PLANT | 6193_B_063B | 5745311 | 21837413 | 20929712 | 2969514 |  | 221122 | 125 | 100 | 22 | 000007 | 000009 | 000007 | 300 | 19 | 250 |  | 88.7 | 35.2996 | -101.7464 | 6193 | 063B | 79101 | 63UUUUU
48279 | TOLK STATION | 6194_B_171B | 4930011 | 30286513 | 29063312 | 4992414 |  | 221122 | 125 | 100 | 18 | 000001 | 000001 | 000016 | 273 | 22.5 | 250 |  | 90 | 34.1799 | -102.575 | 6194 | 171B | 79347 | 63UUUUU
48279 | TOLK STATION | 6194_B_172B | 4930011 | 30286413 | 29064112 | 4992514 |  | 221122 | 125 | 100 | 18 | 000002 | 000002 | 000015 | 400 | 22.5 | 250 |  | 80 | 34.1799 | -102.575 | 6194 | 172B | 79347 | 63UUUUU
29077 | CITY UTILITIES OF SPRINGFIELD MISSOURI-JOHN TWITTY ENERGY CENTER | 6195_B_1 | 7496411 | 11215213 | 11170212 | 25982614 |  | 221112 | 125 | 100 | 0039 | 984 | 1239 | 1176 | 385 | 12 | 295 | 7719.5 | 78.4 | 37.1529 | -93.3877 | 6195 | 1 | 65807 | 63UUUUU
29077 | CITY UTILITIES OF SPRINGFIELD MISSOURI-JOHN TWITTY ENERGY CENTER | 6195_B_2 | 7496411 | 91542013 | 88505512 | 124751114 |  | 221112 | 125 | 100 | 0039 | 994 | 69925 | 2 | 513 | 14 | 187 | 11648 | 90.8 | 37.1519 | -93.3892 | 6195 | 2 | 65807
29077 | CITY UTILITIES OF SPRINGFIELD MISSOURI-JOHN TWITTY ENERGY CENTER | 6195_G_GT1 | 7496411 | 11216513 | 11169812 | 25943214 |  | 221112 | 125 | 120 | 0039 | 963 | 1209 | 1146 | 47 | 12.36 | 875 | 11883.3 | 99.2 | 37.1529 | -93.3877 | 6195 | CT1B | 65807
29077 | CITY UTILITIES OF SPRINGFIELD MISSOURI-JOHN TWITTY ENERGY CENTER | 6195_G_GT2 | 7496411 | 11218013 | 11168012 | 25940614 |  | 221112 | 125 | 120 | 0039 | 961 | 1205 | 1142 | 47 | 12.36 | 804 | 10166.7 | 84.7 | 37.1529 | -93.3877 | 6195 | CT2B | 65807
12127 | FLORIDA POWER & LIGHT (PSN) | 620_G_4 | 845211 | 67203913 | 61841712 | 92651014 |  | 2211 | 125 | 140 | 1270009 | 5 | 10 | 1 | 125 | 19 | 220 | 19936 | 70.3 | 28.8417 | -81.3283 | 620 | SNCT4A | 32713 | SLT-0001&ARP-0001
12127 | FLORIDA POWER & LIGHT (PSN) | 620_G_4A | 845211 | 67203913 | 61841712 | 92651014a |  | 2211 | 125 | 140 | 1270009 | 5 | 10 | 1 | 125 | 19 | 220 | 19936 | 70.3 | 28.8417 | -81.3283 | 620 | SNCT4A | 32713 | SLT-0001&ARP-0001
12127 | FLORIDA POWER & LIGHT (PSN) | 620_G_4B | 845211 | 67204013 | 61841812 | 92651114 |  | 2211 | 125 | 140 | 1270009 | 6 | 11 | 1 | 125 | 19 | 220 | 19936 | 70.3 | 28.8417 | -81.3283 | 620 | SNCT4B | 32713 | SLT-0001&ARP-0001
12127 | FLORIDA POWER & LIGHT (PSN) | 620_G_4C | 845211 | 67204113 | 61841912 | 92651214 |  | 2211 | 125 | 140 | 1270009 | 7 | 12 | 1 | 125 | 19 | 220 | 19936 | 70.3 | 28.8417 | -81.3283 | 620 | SNCT4C | 32713 | SLT-0001&ARP-0001
12127 | FLORIDA POWER & LIGHT (PSN) | 620_G_4D | 845211 | 67204213 | 61842012 | 92651314 |  | 2211 | 125 | 140 | 1270009 | 8 | 13 | 1 | 125 | 19 | 220 | 19936 | 70.3 | 28.8417 | -81.3283 | 620 | SNCT4D | 32713 | SLT-0001&ARP-0001
12127 | FLORIDA POWER & LIGHT (PSN) | 620_G_5 | 845211 | 46194113 | 43863712 | 49096314 |  | 2211 | 125 | 140 | 1270009 | 9 | 14 | 1 | 125 | 19 | 220 | 19936 | 70.3 | 28.8417 | -81.3283 | 620 | SNCT5A | 32713 | SLT-0001&ARP-0001
12127 | FLORIDA POWER & LIGHT (PSN) | 620_G_5A | 845211 | 46194113 | 43863712 | 49096314a |  | 2211 | 125 | 140 | 1270009 | 9 | 14 | 1 | 125 | 19 | 220 | 19936 | 70.3 | 28.8417 | -81.3283 | 620 | SNCT5A | 32713 | SLT-0001&ARP-0001
12127 | FLORIDA POWER & LIGHT (PSN) | 620_G_5B | 845211 | 46194013 | 43863512 | 49111714 |  | 2211 | 125 | 140 | 1270009 | 10 | 15 | 1 | 125 | 19 | 220 | 19936 | 70.3 | 28.8417 | -81.3283 | 620 | SNCT5B | 32713 | SLT-0001&ARP-0001
12127 | FLORIDA POWER & LIGHT (PSN) | 620_G_5C | 845211 | 46194713 | 43863812 | 49095314 |  | 2211 | 125 | 140 | 1270009 | 11 | 16 | 1 | 125 | 19 | 220 | 19936 | 70.3 | 28.8417 | -81.3283 | 620 | SNCT5C | 32713 | SLT-0001&ARP-0001
12127 | FLORIDA POWER & LIGHT (PSN) | 620_G_5D | 845211 | 46194613 | 43863412 | 49095414 |  | 2211 | 125 | 140 | 1270009 | 12 | 17 | 1 | 125 | 19 | 220 | 19936 | 70.3 | 28.8417 | -81.3283 | 620 | SNCT5D | 32713 | SLT-0001&ARP-0001
56031 | Laramie River Station | 6204_B_1 | 4207711 | 72228413 | 66351112 | 99979414 |  | 221112 | 125 | 100 | 00085 | 1338 | 1338 | 1338 | 600 | 31.3 | 140 | 38333.3 | 60 | 42.109 | -104.8815 | 6204 | 1 | 82001 | 63UUUUU
56031 | Laramie River Station | 6204_B_2 | 4207711 | 72228013 | 66351212 | 99979014 |  | 221112 | 125 | 100 | 00085 | 1349 | 1349 | 1349 | 600 | 31.3 | 140 | 38333.3 | 60 | 42.109 | -104.8815 | 6204 | 2 | 82001 | 63UUUUU
56031 | Laramie River Station | 6204_B_3 | 4207711 | 72228213 | 66351012 | 99979214 |  | 221112 | 125 | 100 | 00085 | 1350 | 1350 | 1350 | 600 | 28.4 | 170 | 40000 | 62.7 | 42.109 | -104.8815 | 6204 | 3 | 82001 | 63UUUUU
12086 | FLORIDA POWER & LIGHT (PTF) | 621_B_PTP1 | 900011 | 46585213 | 44266312 | 92684414 |  | 2211 | 125 | 100 | 0250003 | 1 | 1 | 5 | 400 | 18.1 | 275 | 20687.6 | 80.4 | 25.4356 | -80.3317 | 621 | PTP1 | 33035 | ARP-0001&SLT-0001&63UUUUU
12086 | FLORIDA POWER & LIGHT (PTF) | 621_G_5CA | 900011 | ORIS5CA | ORIS5CA | 621_G_5CA |  | 2211 | 125 | 999 | [9 empty] | 25.4358 | -80.3311 | 621 | 5CA | 33035
12086 | FLORIDA POWER & LIGHT (PTF) | 621_G_5CTA | 900011 | 67219013 | 61853412 | 92685114 |  | 2211 | 125 | 120 | 0250003 | 9 | 9 | 2 | 131 | 19 | 202 | 16735.8 | 59 | 25.4358 | -80.3311 | 621 | TPCT5A | 33035 | SLT-0001
12086 | FLORIDA POWER & LIGHT (PTF) | 621_G_5CTB | 900011 | 67219113 | 61853512 | 92685314 |  | 2211 | 125 | 120 | 0250003 | 10 | 10 | 2 | 131 | 19 | 650 |  | 61.9 | 25.4358 | -80.3311 | 621 | TPCT5B | 33035 | SLT-0001
12086 | FLORIDA POWER & LIGHT (PTF) | 621_G_5CTC | 900011 | 67219213 | 61853612 | 92685514 |  | 2211 | 125 | 120 | 0250003 | 11 | 11 | 2 | 131 | 19 | 202 | 16735.8 | 59 | 25.4358 | -80.3311 | 621 | TPCT5C | 33035 | SLT-0001
12086 | FLORIDA POWER & LIGHT (PTF) | 621_G_5CTD | 900011 | 67219313 | 61853712 | 92685714 |  | 2211 | 125 | 120 | 0250003 | 12 | 12 | 2 | 131 | 19 | 202 | 16735.8 | 59 | 25.4358 | -80.3311 | 621 | TPCT5D | 33035 | SLT-0001
12086 | FLORIDA POWER & LIGHT (PTF) | 621_G_IC1 | 900011 | 46584713 | 44266212 | 48879714 |  | 2211 | 125 | 160 | 0250003 | 5 | 5 | 1 | 20 | 1.8 | 735 | 383.3 | 145.7 | 25.4361 | -80.3379 |  |  | 33035 | SLT-0001
06001 | DYNEGY OAKLAND LLC | 6211_G_GEN1 | 772011 | 46268113 | 43942912 | 59458314 |  | 221112 | 125 | 120 | 01130311887 | 1 | 1 | 1 | 68 | 14.3 | 68 | 9633.3 |  | 37.7971 | -122.2823 |  |  | 94607
06001 | DYNEGY OAKLAND LLC | 6211_G_GEN2 | 772011 | 46268013 | 43942712 | 59458414 |  | 221112 | 125 | 120 | 01130311887 | 2 | 2 | 1 | 68 | 14.3 | 68 | 9633.3 |  | 37.7971 | -122.2823 |  |  | 94607
06001 | DYNEGY OAKLAND LLC | 6211_G_GEN3 | 772011 | 46267913 | 43943012 | 59458514 |  | 221112 | 125 | 120 | 01130311887 | 3 | 3 | 1 | 68 | 14.3 | 68 | 9633.3 |  | 37.7971 | -122.2823 |  |  | 94607
18153 | HOOSIER ENERGY REC INC MEROM GENERA | 6213_B_1SG1 | 8396211 | 1479713 | 1370912 | 123812014 |  | 221121 | 125 | 999 | 00005 | 001 | 1 | 02 | 704 | 19 | 130 | 29264.2 | 103 | 39.0692 | -87.5109 | 6213 | 1SG1 | 47882 | 63UUUUU
18153 | HOOSIER ENERGY REC INC MEROM GENERA | 6213_B_2SG1 | 8396211 | 1479613 | 87279112 | 123812214 |  | 221121 | 125 | 999 | 00005 | 002 | 2 | 02 | 704 | 19 | 130 | 29264.2 | 103 | 39.0694 | -87.5108 | 6213 | 2SG1 | 47882 | 63UUUUU
29097 | EMPIRE DISTRICT ELECTRIC CO-EMPIRE ENERGY CENTER | 6223_G_1 | 5338211 | 26497213 | 25419312 | 87802214 |  | 221112 | 125 | 120 | 0062 | 10641 | 13527 | 2 | 60 | 25 | 1040 | 32833.3 | 65.5 | 37.1372 | -94.1029 | 6223 | 1 | 64862
29097 | EMPIRE DISTRICT ELECTRIC CO-EMPIRE ENERGY CENTER | 6223_G_2 | 5338211 | 26497113 | 58101912 | 87802114 |  | 221112 | 125 | 120 | 0062 | 10640 | 13524 | 2 | 60 | 22.953 | 1040 | 32833.3 | 65.5 | 37.1365 | -94.106 | 6223 | 2 | 64862
29097 | EMPIRE DISTRICT ELECTRIC CO-EMPIRE ENERGY CENTER | 6223_G_3 | 5338211 | 59036413 | 58102012 | 87802514 |  | 221112 | 125 | 120 | 0062 | 10645 | 52272 | 2 | 60 | 12.9 | 828 | 7819.3 | 52.7 | 37.1365 | -94.106 | 6223 | 3A | 64862
29097 | EMPIRE DISTRICT ELECTRIC CO-EMPIRE ENERGY CENTER | 6223_G_4 | 5338211 | 59036613 | 58102212 | 87802814 |  | 221112 | 125 | 120 | 0062 | 10647 | 52277 | 2 | 60 | 12.9 | 828 | 7819.3 | 52.7 | 37.1365 | -94.106 | 6223 | 4A | 64862
18037 | JASPER MUNICIPAL ELECTRIC UTILITY | 6225_B_1 | 7224911 | 65418613 | 7474912 | 90684114 |  | 221122 | 125 | 999 | 00002 | 001 | 1 | 03 | 177 | 8 | 420 | 1800 | 35.8 | 38.3998 | -86.9141 |  |  | 47547
17149 | Prairie Power Inc | 6238_G_GT1 | 7807411 | 2246613 | 2165212 | 43090314 |  | 221112 | 125 | 100 | 149817AAB | 0003 | 0003 | 01 | 116 | 1.25 | 290 | 0 |  | 39.4486 | -90.6141 |  |  | 62361
48041 | ROLAND C DANSBY POWER PLANT | 6243_B_1 | 6599611 | 17311313 | 16830112 | 12927714 |  | 221122 | 125 | 100 | 10 | 000004 | 000004 | 000004 | 197 | 11.7 | 300 |  | 43.7 | 30.7216 | -96.4611 | 6243 | 1 | 77801
48041 | ROLAND C DANSBY POWER PLANT | 6243_G_2 | 6599611 | 70051913 | 64405712 | 97102714 |  | 221122 | 125 | 120 | 10 | 000005 | 000005 | 000005 | 85 | 10 | 500 |  | 60 | 30.7217 | -96.4607 | 6243 | 2 | 77801
48041 | ROLAND C DANSBY POWER PLANT | 6243_G_3 | 6599611 | 92041813 | 89096512 | 125644914 |  | 221122 | 125 | 120 | 10 | 000006 | 000006 | 000006 | 85 | 10 | 840 |  | 85 | 30.7214 | -96.4608 | 6243 | 3 | 77801
12107 | FLORIDA POWER & LIGHT (PPN) | 6246_G_1GT1 | 842511 | 46222913 | 43889412 | 48544414 |  | 2211 | 125 | 140 | 1070014 | 3 | 3 | 1 | 73 | 10.3 | 328 | 16143.8 | 192.3 | 29.6277 | -81.5855 | 6246 | HRSG11 | 32131 | SLT-0001&ARP-0001
12107 | FLORIDA POWER & LIGHT (PPN) | 6246_G_1GT2 | 842511 | 46222813 | 43889712 | 48544614 |  | 2211 | 125 | 140 | 1070014 | 4 | 4 | 2 | 73 | 10.3 | 328 | 16830.8 | 200.4 | 29.6284 | -81.586 | 6246 | HRSG12 | 32131 | SLT-0001&ARP-0001
12107 | FLORIDA POWER & LIGHT (PPN) | 6246_G_1ST | 842511 | 46222013 | 43889412 | 48594714 |  | 2211 | 125 | 100 | 1070014 | 7 | 3 | 1 | 73 | 10.3 | 328 | 16143.8 | 192.3 | 29.6277 | -81.5855 |  |  | 32131 | SLT-0001&ARP-0001
12107 | FLORIDA POWER & LIGHT (PPN) | 6246_G_2GT1 | 842511 | 46222713 | 43889812 | 48593914 |  | 2211 | 125 | 140 | 1070014 | 5 | 5 | 1 | 73 | 10.3 | 328 | 16143.8 | 192.3 | 29.6283 | -81.5853 | 6246 | HRSG21 | 32131 | SLT-0001&ARP-0001
12107 | FLORIDA POWER & LIGHT (PPN) | 6246_G_2GT2 | 842511 | 46222613 | 43889512 | 48594114 |  | 2211 | 125 | 140 | 1070014 | 6 | 6 | 1 | 73 | 10.3 | 328 | 16830.8 | 200.4 | 29.6282 | -81.5855 | 6246 | HRSG22 | 32131 | SLT-0001&ARP-0001
12107 | FLORIDA POWER & LIGHT (PPN) | 6246_G_2ST | 842511 | 46222113 | 43889812 | 48594614 |  | 2211 | 125 | 100 | 1070014 | 9 | 5 | 1 | 73 | 10.3 | 328 | 16143.8 | 192.3 | 29.6283 | -81.5853 |  |  | 32131 | SLT-0001&ARP-0001
08087 | PUBLIC SERVICE CO PAWNEE PLT | 6248_B_1 | 897211 | 46611213 | 44293412 | 47670514 |  | 221112 | 125 | 100 | CO0000000808700 | 087-0011-001 | 087-0011-S001 | 087-0011-001-01 | 550 | 36.17 | 240 |  | 60 | 40.2201 | -103.6796 | 6248 | 1 | 80723 | 63UUUUU
45043 | SANTEE COOPER WINYAH GENERATING STATION | 6249_B_1 | 6652811 | 18919413 | 18390012 | 11491014 |  | 221112 | 125 | 999 | 1140-0005 | 001 | 1 | 1 | 404 | 20 | 125 | 16273.5 | 51.8 | 33.3308 | -79.3578 | 6249 | 1 | 29440 | 63UUUUU
45043 | SANTEE COOPER WINYAH GENERATING STATION | 6249_B_2 | 6652811 | 18920113 | 18389812 | 11488214 |  | 221112 | 125 | 999 | 1140-0005 | 002 | 2 | 2 | 404 | 20 | 125 | 16273.5 | 51.8 | 33.3308 | -79.3578 | 6249 | 2 | 29440 | 63UUUUU
45043 | SANTEE COOPER WINYAH GENERATING STATION | 6249_B_3 | 6652811 | 18920013 | 18389712 | 11488414 |  | 221112 | 125 | 999 | 1140-0005 | 003 | 3 | 2 | 404 | 16 | 161 | 15099.8 | 75.1 | 33.3308 | -79.3578 | 6249 | 3 | 29440 | 63UUUUU
45043 | SANTEE COOPER WINYAH GENERATING STATION | 6249_B_4 | 6652811 | 18919513 | 18390112 | 11490814 |  | 221112 | 125 | 999 | 1140-0005 | 004 | 4 | 2 | 404 | 16 | 161 | 15099.8 | 75.1 | 33.3308 | -79.3578 | 6249 | 4 | 29440 | 63UUUUU
37145 | Duke Energy Progress, Inc. - Mayo Facility | 6250_B_1A | 7826111 | 2214013 | 69467812 | 18654014 |  | 221112 | 125 | 100 | 3714500045 | G-46 | ES-1 | 2 | 380 | 30.5 | 125 | 39161.1 | 53.6 | 36.5283 | -78.8916 |  |  | 27574 | 63UUUUU
37145 | Duke Energy Progress, Inc. - Mayo Facility | 6250_B_1B | 7826111 | 2214013 | 69467812 | 18654014a |  | 221112 | 125 | 100 | 3714500045 | G-46 | ES-1 | 2 | 380 | 30.5 | 125 | 39161.1 | 53.6 | 36.5283 | -78.8916 |  |  | 27574 | 63UUUUU
55131 | Wisconsin Electric Power Company, D/B/A We Energies-Germantown Station | 6253_G_1 | 5235111 | 25374513 | 24329012 | 66295314 |  | 221112 | 125 | 120 | 267006190 | P30 | S10 | 01 | 45 | 11.778 | 779 |  | 36.9 | 43.1936 | -88.14 | 6253 | P30 | 53022
55131 | Wisconsin Electric Power Company, D/B/A We Energies-Germantown Station | 6253_G_2 | 5235111 | 25373813 | 24329012 | 66296114 |  | 221112 | 125 | 120 | 267006190 | P32 | S10 | 01 | 45 | 11.778 | 779 |  | 36.9 | 43.1936 | -88.14 | 6253 | P32 | 53022
55131 | Wisconsin Electric Power Company, D/B/A We Energies-Germantown Station | 6253_G_3 | 5235111 | 25374013 | 24329012 | 66295914 |  | 221112 | 125 | 120 | 267006190 | P34 | S10 | 01 | 45 | 11.778 | 779 |  | 36.9 | 43.1936 | -88.14 | 6253 | P34 | 53022
55131 | Wisconsin Electric Power Company, D/B/A We Energies-Germantown Station | 6253_G_4 | 5235111 | 25374213 | 24329012 | 66295714 |  | 221112 | 125 | 120 | 267006190 | P36 | S10 | 01 | 45 | 11.778 | 779 |  | 36.9 | 43.1936 | -88.14 | 6253 | P36 | 53022
55131 | Wisconsin Electric Power Company, D/B/A We Energies-Germantown Station | 6253_G_5 | 5235111 | 25374413 | 24328912 | 66295514 |  | 221112 | 125 | 120 | 267006190 | P38 | S11 | P01 | 75 | 11.778 | 999 |  | 154.9 | 43.1936 | -88.14 | 6253 | **5 | 53022
19179 | IPL - OTTUMWA GENERATING STATION | 6254_B_1 | 3732211 | 37541113 | 35816112 | 41993514 |  | 221112 | 125 | 100 | 90-07-001 | 000132793 | 000105177 | 000105344 | 600 | 25 | 203 | 44345 |  | 41.0987 | -92.5616 | 6254 | 1 | 52501 | 63UUUUU
13207 | Ga Power Company - Plant Scherer | 6257_B_1 | 8354711 | 420013 | 425812 | 45784414 |  | 221112 | 125 | 100 | 20700008 | SG01 | ST1 | 1 | 1000 | 27 | 278 | 43589 | 76 | 33.0595 | -83.8074 | 6257 | 1 | 31046 | 63UUUUU
13207 | Ga Power Company - Plant Scherer | 6257_B_2 | 8354711 | 420113 | 425712 | 45784214 |  | 221112 | 125 | 100 | 20700008 | SG02 | ST2 | 2 | 1000 | 27 | 278 | 43589 | 76 | 33.0595 | -83.8074 | 6257 | 2 | 31046 | 63UUUUU
13207 | Ga Power Company - Plant Scherer | 6257_B_3 | 8354711 | 420213 | 89071312 | 137251714 |  | 221112 | 125 | 100 | 20700008 | SG03 | ST7 | 4 | 847 | 34 | 133 | 51667 | 57 | 33.0634 | -83.8064 | 6257 | 3 | 31046 | 63UUUUU
13207 | Ga Power Company - Plant Scherer | 6257_B_4 | 8354711 | 419913 | 426012 | 45784614 |  | 221112 | 125 | 100 | 20700008 | SG04 | ST4 | 1 | 1000 | 27 | 262 | 45324 | 79 | 33.0613 | -83.8064 | 6257 | 4 | 31046 | 63UUUUU
13033 | Southern Nuclear - Allen B. Wilson Plant | 6258_G_5A | 15028311 | 91734613 | 88713112 | 125008214 |  | 221112 | 125 | 120 | 03300008 | CT-1A | CT-1A | 1 | 34 | 16.3 | 800 | 21216 | 102 | 33.1383 | -81.7481 | 6258 | 1A | 30830
13033 | Southern Nuclear - Allen B. Wilson Plant | 6258_G_5B | 15028311 | 91734713 | 88713212 | 125008314 |  | 221112 | 125 | 120 | 03300008 | CT-1B | CT-1B | 1 | 34 | 16.3 | 800 | 21216 | 102 | 33.138 | -81.7481 | 6258 | 1B | 30830
13033 | Southern Nuclear - Allen B. Wilson Plant | 6258_G_5C | 15028311 | 91734813 | 88713312 | 125008414 |  | 221112 | 125 | 120 | 03300008 | CT-1C | CT-1C | 1 | 34 | 16.3 | 800 | 21216 | 102 | 33.1378 | -81.7481 | 6258 | 1C | 30830
13033 | Southern Nuclear - Allen B. Wilson Plant | 6258_G_5D | 15028311 | 91734913 | 88713412 | 125008514 |  | 221112 | 125 | 120 | 03300008 | CT-1D | CT-1D | 1 | 34 | 16.3 | 800 | 21216 | 102 | 33.1376 | -81.7481 | 6258 | 1D | 30830
13033 | Southern Nuclear - Allen B. Wilson Plant | 6258_G_5E | 15028311 | 91735013 | 88713512 | 125008614 |  | 221112 | 125 | 120 | 03300008 | CT-1E | CT-1E | 1 | 34 | 16.3 | 800 | 21216 | 102 | 33.1373 | -81.7481 | 6258 | 1E | 30830
13033 | Southern Nuclear - Allen B. Wilson Plant | 6258_G_5F | 15028311 | 91735113 | 88713612 | 125008714 |  | 221112 | 125 | 120 | 03300008 | CT-1F | CT-1F | 1 | 34 | 16.3 | 800 | 21216 | 102 | 33.1371 | -81.7481 | 6258 | 1F | 30830
54053 | APPALACHIAN POWER - MOUNTAINEER PLANT | 6264_B_1 | 6760811 | 71715813 | 65923312 | 99271714 |  | 221112 | 125 | 999 | 0009 | 001 | 1 | 2 | 1000 | 42.5 | 129 | 70366.5 | 49.6 | 38.9794 | -81.9344 | 6264 | 1 | 25265 | 63UUUUU
12103 | DUKE ENERGY FLORIDA, INC. | 627_G_P1 | 2744511 | 41361313 | 39445812 | 46051614 |  | 2211 | 125 | 120 | 1030013 | 1 | 1 | 1 | 40 | 22.9 | 900 | 8837.9 | 21 | 27.7581 | -82.6351 |  |  | 33701-5540 | SLT-0001
12103 | DUKE ENERGY FLORIDA, INC. | 627_G_P2 | 2744511 | 41361413 | 39446112 | 46051514 |  | 2211 | 125 | 120 | 1030013 | 2 | 2 | 2 | 40 | 22.9 | 900 | 8837.9 | 21 | 27.7581 | -82.6351 |  |  | 33701-5540 | SLT-0001
12103 | DUKE ENERGY FLORIDA, INC. | 627_G_P3 | 2744511 | 41360913 | 39446012 | 46052014 |  | 2211 | 125 | 120 | 1030013 | 3 | 3 | 2 | 40 | 22.9 | 900 | 8837.9 | 21 | 27.7581 | -82.6351 |  |  | 33701-5540 | SLT-0001
12103 | DUKE ENERGY FLORIDA, INC. | 627_G_P4 | 2744511 | 41361113 | 39445612 | 46051814 |  | 2211 | 125 | 120 | 1030013 | 4 | 4 | 2 | 40 | 22.9 | 900 | 8837.9 | 21 | 27.7581 | -82.6351 |  |  | 33701-5540 | SLT-0001
12017 | DUKE ENERGY FLORIDA, INC. (DEF) | 628_B_1 | 640611 | 46477413 | 44155512 | 48393214 |  | 2211 | 125 | 100 | 0170004 | 1 | 1 | 1 | 499 | 15 | 291 | 23465.4 | 132.8 | 28.9596 | -82.7003 | 628 | 1 | 34428-6708 | ARP-0001&SLT-0001&63UUUUU
12017 | DUKE ENERGY FLORIDA, INC. (DEF) | 628_B_2 | 640611 | 46477913 | 44156512 | 48392614 |  | 2211 | 125 | 100 | 0170004 | 2 | 2 | 1 | 502 | 16 | 300 | 32188.7 | 160.1 | 28.9596 | -82.7003 | 628 | 2 | 34428-6708 | SLT-0001&63UUUUU&ARP-0001
12017 | DUKE ENERGY FLORIDA, INC. (DEF) | 628_B_4 | 640611 | 46478213 | 44156312 | 48392114 |  | 2211 | 125 | 100 | 0170004 | 4 | 4 | 1 | 550 | 30.5 | 130 | 36753.3 | 50.3 | 28.9596 | -82.7003 | 628 | 4 | 34428-6708 | SLT-0001&63UUUUU&ARP-0001
12017 | DUKE ENERGY FLORIDA, INC. (DEF) | 628_B_5 | 640611 | 46478413 | 44155612 | 48391814 |  | 2211 | 125 | 100 | 0170004 | 3 | 3 | 1 | 550 | 30.5 | 130 | 36753.3 | 50.3 | 28.9596 | -82.7003 | 628 | 5 | 34428-6708 | SLT-0001&63UUUUU&ARP-0001
12127 | DUKE ENERGY FLORIDA, INC. | 629_G_P4 | 2797211 | 40826113 | 38945112 | 49094414 |  | 2211 | 125 | 120 | 1270020 | 10 | 10 | 1 | 41 | 12.3 | 960 | 15900 | 133.8 | 28.8689 | -81.2756 | 629 | P4 | 32725 | SLT-0001
12103 | DUKE ENERGY FLORIDA, INC. | 634_G_4AGT | 751811 | 67282113 | 61900512 | 92796214 |  | 2211 | 125 | 140 | 1030011 | 38 | 38 | 2 | 132 | 18 | 190 | 17780.2 | 69.9 | 27.8614 | -82.6011 | 634 | 4A | 33702 | SLT-0001
12103 | DUKE ENERGY FLORIDA, INC. | 634_G_4BGT | 751811 | 67282213 | 61900612 | 92796414 |  | 2211 | 125 | 140 | 1030011 | 39 | 39 | 2 | 132 | 18 | 190 | 17780.2 | 69.9 | 27.8614 | -82.6011 | 634 | 4B | 33702 | SLT-0001
12103 | DUKE ENERGY FLORIDA, INC. | 634_G_4CGT | 751811 | 67282313 | 61900712 | 92796614 |  | 2211 | 125 | 140 | 1030011 | 40 | 40 | 2 | 132 | 18 | 650 | 17780.2 | 69.9 | 27.8614 | -82.6011 | 634 | 4C | 33702 | SLT-0001
12103 | DUKE ENERGY FLORIDA, INC. | 634_G_4DGT | 751811 | 67282413 | 61900812 | 92796814 |  | 2211 | 125 | 140 | 1030011 | 41 | 41 | 2 | 132 | 18 | 190 | 17780.2 | 69.9 | 27.8614 | -82.6011 | 634 | 4D | 33702 | SLT-0001
12103 | DUKE ENERGY FLORIDA, INC. | 634_G_4ST | 751811 | 67282413 | 61900812 | 92796814a |  | 2211 | 125 | 140 | 1030011 | 41 | 41 | 2 | 132 | 18 | 190 | 17780.2 | 69.9 | 27.8614 | -82.6011 | 634 | 4D | 33702 | SLT-0001
12103 | DUKE ENERGY FLORIDA, INC. | 634_G_P1 | 751811 | 46316313 | 43989412 | 46165214 |  | 2211 | 125 | 120 | 1030011 | 5 | 5 | 1 | 45 | 17.9 | 930 | 17388.3 | 69.1 | 27.8614 | -82.6011 | 634 | P1 | 33702 | SLT-0001
12103 | DUKE ENERGY FLORIDA, INC. | 634_G_P2 | 751811 | 46315613 | 43988712 | 46166414 |  | 2211 | 125 | 120 | 1030011 | 6 | 6 | 1 | 45 | 17.9 | 930 | 17388.3 | 69.1 | 27.8614 | -82.6011 | 634 | P2 | 33702 | SLT-0001
12103 | DUKE ENERGY FLORIDA, INC. | 634_G_P3 | 751811 | 46315413 | 43988512 | 46166814 |  | 2211 | 125 | 120 | 1030011 | 7 | 7 | 1 | 45 | 17.9 | 930 | 17388.3 | 69.1 | 27.8614 | -82.6011 | 634 | P3 | 33702 | SLT-0001
12103 | DUKE ENERGY FLORIDA, INC. | 634_G_P4 | 751811 | 46315713 | 43989212 | 46166214 |  | 2211 | 125 | 120 | 1030011 | 8 | 8 | 1 | 45 | 17.9 | 930 | 17388.3 | 69.1 | 27.8614 | -82.6011 | 634 | P4 | 33702 | SLT-0001
26139 | HOLLAND BOARD OF PUBLIC WORKS | 6356_G_1 | 7087011 | 14146113 | 13942812 | 29403714 |  | 221112 |  | 120 | N6000 | EU0001 | SV0001 | 20100101 | 35 | 12 | 925 | 3700 | 32.7 | 42.793 | -86.1098 |  |  | 49423
27085 | Hutchinson Utilities Commission -Plant 2 | 6358_G_2 | 7626711 | 11448813 | 11353912 | 26979214 |  | 221112 | 125 | 120 | 2708500034 | EU001 | SV002 | EU001PD001 | 70 | 10 | 809 | 8601 |  | 44.8891 | -94.3483 | 6358 | 1 | 55350
27085 | Hutchinson Utilities Commission -Plant 2 | 6358_G_3 | 7626711 | 11448813 | 11353912 | 26979214a |  | 221112 | 125 | 120 | 2708500034 | EU001 | SV002 | EU001PD001 | 70 | 10 | 809 | 8601 |  | 44.8891 | -94.3483 | 6358 | 1 | 55350
27085 | Hutchinson Utilities Commission -Plant 2 | 6358_G_9 | 7626711 | 11449113 | 11353812 | 26978814 |  | 221112 | 125 | 120 | 2708500034 | EU004 | SV004 | EU004PD001 | 30 | 6 | 957 | 6166.7 |  | 44.8891 | -94.3483 |  |  | 55350
37095 | NCEMC - Ocracoke | 6377_G_1 | 8312611 | 189213 | 69016612 | 18530414 |  | 221122 | 125 | 160 | 3709500028 | G-1 | EP001 | 1 | 53 | 2.3 | 580 | 325 | 78.2 | 35.1094 | -75.9804 |  |  | 27960
12121 | DUKE ENERGY FLORIDA, INC. | 638_B_1 | 642811 | 46455313 | 44134212 | 48598414 |  | 2211 | 125 | 100 | 1210003 | 1 | 1 | 4 | 110 | 7 | 318 | 2394.5 | 62 | 30.3754 | -83.1801 | 638 | 1 | 32060 | ARP-0001&SLT-0001&63UUUUU
12121 | DUKE ENERGY FLORIDA, INC. | 638_B_2 | 642811 | 46455013 | 44134012 | 92747314 |  | 2211 | 125 | 100 | 1210003 | 2 | 2 | 1 | 110 | 7 | 340 | 3283.3 | 85 | 30.3754 | -83.1801 | 638 | 2 | 32060 | SLT-0001&63UUUUU&ARP-0001
12121 | DUKE ENERGY FLORIDA, INC. | 638_B_3 | 642811 | 46454913 | 44134312 | 48599414 |  | 2211 | 125 | 100 | 1210003 | 3 | 3 | 2 | 135 | 7.7 | 300 | 5084.5 | 109 | 30.3754 | -83.1801 | 638 | 3 | 32060 | SLT-0001&63UUUUU&ARP-0001
12121 | DUKE ENERGY FLORIDA, INC. | 638_G_P1 | 642811 | 46455413 | 44133812 | 48598014 |  | 2211 | 125 | 120 | 1210003 | 4 | 4 | 1 | 22 | 11.3 | 726 | 20925 | 208.7 | 30.3754 | -83.1801 |  |  | 32060 | SLT-0001
12121 | DUKE ENERGY FLORIDA, INC. | 638_G_P2 | 642811 | 46455113 | 44133912 | 48598714 |  | 2211 | 125 | 120 | 1210003 | 5 | 5 | 1 | 22 | 11.3 | 726 | 20925 | 208.7 | 30.3754 | -83.1801 | 638 | 2B | 32060 | SLT-0001
12121 | DUKE ENERGY FLORIDA, INC. | 638_G_P3 | 642811 | 46455213 | 44134112 | 48598614 |  | 2211 | 125 | 120 | 1210003 | 6 | 6 | 2 | 22 | 11.3 | 726 | 20925 | 208.7 | 30.3754 | -83.1801 |  |  | 32060 | SLT-0001
12033 | GULF POWER - Crist | 641_B_4 | 752711 | 46305913 | 43979512 | 48675914 |  | 2211 | 125 | 100 | 0330045 | 4 | 1 | 4 | 490 | 35 | 131 | 54700 | 56.9 | 30.5668 | -87.2268 | 641 | 4 | 32514 | ARP-0001&SLT-0001&63UUUUU
12033 | GULF POWER - Crist | 641_B_5 | 752711 | 46305813 | 43979512 | 48676214 |  | 2211 | 125 | 100 | 0330045 | 5 | 1 | 4 | 490 | 35 | 131 | 54700 | 56.9 | 30.5668 | -87.2268 | 641 | 5 | 32514 | ARP-0001&SLT-0001&63UUUUU
12033 | GULF POWER - Crist | 641_B_6 | 752711 | 46305713 | 43979512 | 48676514 |  | 2211 | 125 | 100 | 0330045 | 6 | 1 | 1 | 490 | 35 | 131 | 54700 | 56.9 | 30.5668 | -87.2268 | 641 | 6 | 32514 | SLT-0001&63UUUUU&ARP-0001
12033 | GULF POWER - Crist | 641_B_7 | 752711 | 46305613 | 43979512 | 48676814 |  | 2211 | 125 | 100 | 0330045 | 7 | 1 | 3 | 490 | 35 | 131 | 54700 | 56.9 | 30.5668 | -87.2268 | 641 | 7 | 32514 | SLT-0001&63UUUUU&ARP-0001
12005 | LANSING SMITH PLANT | 643_B_1 | 554911 | 48231013 | 45756212 | 48531214 |  | 2211 | 125 | 100 | 0050014 | 1 | 1 | 2 | 199 | 18 | 260 |  | 102.7 | 30.2685 | -85.7 | 643 | 1 | 32409 | SLT-0001&63UUUUU&ARP-0001
12005 | LANSING SMITH PLANT | 643_B_2 | 554911 | 48231113 | 45756212 | 92605514 |  | 2211 | 125 | 100 | 0050014 | 2 | 1 | 3 | 199 | 18 | 260 |  | 102.7 | 30.2685 | -85.7 | 643 | 2 | 32409 | SLT-0001&63UUUUU&ARP-0001
12005 | LANSING SMITH PLANT | 643_G_3A | 554911 | 48230713 | 45756612 | 48531614 |  | 2211 | 125 | 120 | 0050014 | 4 | 4 | 1 | 121 | 16.8 | 186 | 16355.6 | 73.8 | 30.2719 | -85.6981 | 643 | 4 | 32409 | SLT-0001&ARP-0001
12005 | LANSING SMITH PLANT | 643_G_3B | 554911 | 48230613 | 45756412 | 48531814 |  | 2211 | 125 | 120 | 0050014 | 5 | 5 | 1 | 121 | 16.8 | 186 | 16355.6 | 73.8 | 30.2722 | -85.6981 | 643 | 5 | 32409 | SLT-0001&ARP-0001
12005 | LANSING SMITH PLANT | 643_G_3S | 554911 | 48230613 | 45756412 | 48531814a |  | 2211 | 125 | 120 | 0050014 | 5 | 5 | 1 | 121 | 16.8 | 186 | 16355.6 | 73.8 | 30.2722 | -85.6981 | 643 | 5 | 32409 | SLT-0001&ARP-0001
12005 | LANSING SMITH PLANT | 643_G_CT1 | 554911 | 48230813 | 45756812 | 48531414 |  | 2211 | 125 | 120 | 0050014 | 3 | 3 | 1 | 33 | 13.7 | 1200 | 17829 | 120.9 | 30.2693 | -85.7016 |  |  | 32409 | SLT-0001
12057 | TAMPA ELECTRIC COMPANY (TEC) | 645_B_BB01 | 538611 | 48397513 | 45857212 | 49077014 |  | 2211 | 125 | 100 | 0570039 | 1 | 1 | 1 | 490 | 24 | 294 | 52453.3 | 115.9 | 27.7944 | -82.4178 | 645 | BB01 | 33572-9200 | SLT-0001&63UUUUU&ARP-0001
12057 | TAMPA ELECTRIC COMPANY (TEC) | 645_B_BB02 | 538611 | 48398413 | 45855712 | 49075714 |  | 2211 | 125 | 100 | 0570039 | 2 | 2 | 1 | 490 | 24 | 125 | 39631.2 | 87.6 | 27.7936 | -82.4178 | 645 | BB02 | 33572-9200 | SLT-0001&63UUUUU&ARP-0001
12057 | TAMPA ELECTRIC COMPANY (TEC) | 645_B_BB03 | 538611 | 48398013 | 45854812 | 49076314 |  | 2211 | 125 | 100 | 0570039 | 3 | 3 | 2 | 490 | 24 | 308 | 23162.3 | 51.2 | 27.7944 | -82.4167 | 645 | BB03 | 33572-9200 | SLT-0001&63UUUUU&ARP-0001
12057 | TAMPA ELECTRIC COMPANY (TEC) | 645_B_BB04 | 538611 | 48398913 | 45856412 | 49074914 |  | 2211 | 125 | 100 | 0570039 | 4 | 4 | 1 | 490 | 24 | 127 | 26904.2 | 59.5 | 27.7942 | -82.4167 | 645 | BB04 | 33572-9200 | SLT-0001&63UUUUU&ARP-0001
12057 | TAMPA ELECTRIC COMPANY (TEC) | 645_G_GT4 | 538611 | 67261513 | 85401912 | 125212314 |  | 2211 | 125 | 160 | 0570039 | 41 | 41 | 4 | 60 | 9.5 | 893 | 7179 | 101.3 | 27.7939 | -82.4158 | 645 | CT4A | 33572-9200 | SLT-0001
19169 | CITY OF AMES COMBUSTION TURBINE | 6463_G_GT1 | 12806511 | 68177513 | 62635312 | 94053514 |  | 221112 | 125 | 120 | 85-01-006-01 | 000134186 | 000106207 | 000106894 | 28 | 8.934 | 787 | 8275 |  | 42.0272 | -93.5817 | 6463 | GT1 | 50010
19169 | CITY OF AMES COMBUSTION TURBINE | 6463_G_GT2 | 12806511 | 68177613 | 62635412 | 94053614 |  | 221112 | 125 | 120 | 85-01-006-01 | 000188099 | 000151197 | 000185218 | 60 | 9 | 939 | 6775 |  | 42.0272 | -93.5817 | 6463 | GT2 | 50010
38057 | Antelope Valley Station | 6469_B_B1 | 8086511 | 64298413 | 59076112 | 89247914 |  | 221112 | 125 | 100 | 349 | 484 | 156 | 535 | 600 | 25.779 | 300 | 6666.7 |  | 47.3679 | -101.8373 | 6469 | B1 | 58523 | 63UUUUU
38057 | Antelope Valley Station | 6469_B_B2 | 8086511 | 64298513 | 59076112 | 89248014 |  | 221112 | 125 | 100 | 349 | 485 | 156 | 536 | 600 | 25.779 | 300 | 6666.7 |  | 47.3679 | -101.8373 | 6469 | B2 | 58523 | 63UUUUU
49027 | Intermountain Power Service Corporation: Intermountain Generation Station | 6481_B_1SGA | 7558311 | 11959213 | 11853212 | 2814 |  | 221112 | 125 | 100 | 10327 | 2381 | 1709 | 1 | 712.5 | 28 | 120 | 33737 | 54.7 | 39.5085 | -112.57 | 6481 | 1SGA | 84624 | 63UUUUU
49027 | Intermountain Power Service Corporation: Intermountain Generation Station | 6481_B_2SGA | 7558311 | 11959313 | 11853912 | 2714 |  | 221112 | 125 | 100 | 10327 | 2382 | 1710 | 1 | 712.5 | 28 | 128 | 33175.6 | 53.8 | 39.5085 | -112.57 | 6481 | 2SGA | 84624 | 63UUUUU
04023 | VALENCIA POWER PLANT | 6515_G_GT1 | 1032911 | 48098513 | 45645112 | 61005214 |  | 221112 | 125 | 120 | 8999 | 001 | 1 | 1 | 29 | 11.7 | 960 | 8190.6 | 76 | 31.3636 | -110.9311 |  |  | 85621
04023 | VALENCIA POWER PLANT | 6515_G_GT2 | 1032911 | 48098613 | 45645012 | 61004914 |  | 221112 | 125 | 120 | 8999 | 002 | 2 | 2 | 29 | 11.7 | 960 | 8190.6 | 76 | 31.3636 | -110.9314 |  |  | 85621
04023 | VALENCIA POWER PLANT | 6515_G_GT3 | 1032911 | 103916313 | 45644912 | 147211014 |  | 221112 | 125 | 120 | 8999 | 003 | 3 | 2 | 29 | 11.7 | 960 | 8190.6 | 76 | 31.3633 | -110.9314 |  |  | 85621
04023 | VALENCIA POWER PLANT | 6515_G_GT4 | 1032911 | 103916413 | 85006412 | 147211214 |  | 221112 | 125 | 120 | 8999 | 004 | 4 | 2 | 12 | 11.7 | 960 | 8190.6 | 76 | 31.3617 | -110.9303 |  |  | 85621
22079 | Alexandria City of - DG Hunter Generating Station | 6558_B_3 | 5740811 | 81373413 | 72472512 | 104832814 |  | 221112 | 125 | 100 | 8494 | BLR003 | RBL3R | PBL3 | 93.3 | 7.67 | 295 | 3761.7 | 81.4 | 31.3211 | -92.4622 | 6558 | 3 | 71301
22079 | Alexandria City of - DG Hunter Generating Station | 6558_B_4 | 5740811 | 81373513 | 72472212 | 104832914 |  | 221112 | 125 | 100 | 8494 | BLR004 | RBL4R | PBL4 | 63.3 | 8 | 295 | 5808.3 | 115.6 | 31.3209 | -92.4622 | 6558 | 4 | 71301
29171 | UNIONVILLE POWER PLANT-UNIONVILLE | 6563_G_1 | 6687511 | 12918213 | 12792912 | 23743114 |  | 221112 | 125 | 120 | 0015 | 17145 | 21373 | 20046 | 35 | 8 | 734 | 3103.8 | 61.7 | 40.4596 | -93.0212 |  |  | 63566
29171 | UNIONVILLE POWER PLANT-UNIONVILLE | 6563_G_2 | 6687511 | 12918113 | 12793012 | 23743214 |  | 221112 | 125 | 120 | 0015 | 17146 | 21374 | 20047 | 35 | 8 | 734 | 3103.8 | 61.7 | 40.4596 | -93.0212 |  |  | 63566
12087 | FLORIDA MUNICIPAL POWER AGENCY | 6584_G_EP2 | 554011 | ORISEP2 | ORISEP2 | 6584_G_EP2 |  | 2211 | 125 | 160 |  |  |  |  | 25 | 3 | 617 |  | 72.9 | 24.5636 | -81.7342 | 6584 | EP2 | 33041-6100 | SLT-0001
12087 | FLORIDA MUNICIPAL POWER AGENCY | 6584_G_GT1 | 554011 | 48241313 | 45764612 | 48978714 |  | 2211 | 125 | 120 | 0870003 | 7 | 7 | 1 | 68 | 12.2 | 910 | 17003.4 | 145.5 | 24.5638 | -81.7341 |  |  | 33041-6100 | SLT-0001
12087 | FLORIDA MUNICIPAL POWER AGENCY | 6584_G_GT2 | 554011 | 48240913 | 45764412 | 48979114 |  | 2211 | 125 | 120 | 0870003 | 8 | 8 | 1 | 43 | 12.6 | 982 | 10126.1 | 81.2 | 24.5631 | -81.7411 |  |  | 33041-6100 | SLT-0001
12087 | FLORIDA MUNICIPAL POWER AGENCY | 6584_G_GT3 | 554011 | 48241013 | 45764312 | 48979014 |  | 2211 | 125 | 120 | 0870003 | 9 | 9 | 1 | 43 | 12.6 | 982 | 10126.1 | 81.2 | 24.5631 | -81.7411 |  |  | 33041-6100 | SLT-0001
12087 | FLORIDA MUNICIPAL POWER AGENCY | 6584_G_GT4 | 554011 | 67305113 | 61916912 | 92840114 |  | 2211 | 125 | 120 | 0870003 | 11 | 11 | 1 | 60 | 10 | 837 | 9440 | 120.2 | 24.5636 | -81.7342 | 6584 | CT4 | 33041-6100 | SLT-0001
12087 | FLORIDA MUNICIPAL POWER AGENCY | 6584_G_MSD1 | 554011 | 48241213 | 45764112 | 48978814 |  | 2211 | 125 | 160 | 0870003 | 5 | 5 | 2 | 100 | 4 | 600 | 1216.7 | 96 | 24.5638 | -81.7341 |  |  | 33041-6100 | SLT-0001
12087 | FLORIDA MUNICIPAL POWER AGENCY | 6584_G_MSD2 | 554011 | 48241113 | 45764512 | 48978914 |  | 2211 | 125 | 160 | 0870003 | 6 | 6 | 2 | 100 | 4 | 600 | 1216.7 | 96 | 24.5638 | -81.7341 |  |  | 33041-6100 | SLT-0001
08063 | TRI STATE GENERATION BURLINGTON | 6619_G_1 | 2761411 | 40836613 | 38956012 | 48075414 |  | 221112 | 125 | 160 | CO0000000806300 | 063-0003-001 | 063-0003-S001 | 063-0003-001-01 | 43 | 14.6 | 968 |  | 37.4 | 39.3571 | -102.2429 |  |  | 80807
08063 | TRI STATE GENERATION BURLINGTON | 6619_G_2 | 2761411 | 40836513 | 38956112 | 48075514 |  | 221112 | 125 | 160 | CO0000000806300 | 063-0003-002 | 063-0003-S002 | 063-0003-002-01 | 43 | 14.6 | 968 |  | 37.4 | 39.3571 | -102.2429 |  |  | 80807
12001 | CITY OF GAINESVILLE, GRU | 663_B_B1 | 535011 | 48440013 | 45894512 | 46186314 |  | 2211 | 125 | 100 | 0010006 | 3 | 3 | 1 | 300 | 11 | 261 | 4533.3 | 47 | 29.7582 | -82.3889 | 663 | B1 | 32653-7864 | SLT-0001&ARP-0001
12001 | CITY OF GAINESVILLE, GRU | 663_B_B2 | 535011 | 48439813 | 45894712 | 46186614 |  | 2211 | 125 | 100 | 0010006 | 5 | 5 | 3 | 350 | 18.5 | 275 | 13440.1 | 50 | 29.7582 | -82.3889 | 663 | B2 | 32653-7864 | SLT-0001&63UUUUU&ARP-0001
12001 | CITY OF GAINESVILLE, GRU | 663_G_GT3 | 535011 | 48440113 | 45894412 | 46186014 |  | 2211 | 125 | 120 | 0010006 | 6 | 6 | 2 | 52 | 14.1 | 1100 | 26226.9 | 168 | 29.7586 | -82.3883 | 663 | CT3 | 32653-7864 | SLT-0001&ARP-0001
09009 | PIERCE GENERATING STATION (Wallingford) | 6635_G_4 | 14624411 | 88754513 | 85123012 | 120555514 |  | 2211 | 125 | 120 | T189 P0114 C082 | P0234 | 007 | 03 | 125 | 16.6 | 951 | 27956.8 | 129.2 | 41.4475 | -72.8344 | 6635 | AP-1 | 06492-4441
21233 | Big Rivers Electric Corp - Green Station | 6639_B_G1 | 6098611 | 86744213 | 82871012 | 117325714 |  | 221112 | 125 | 100 | 2123300052 | EU01G1 | EU01G1 | 1 | 350 | 15 | 129 | 12755 | 72.2 | 37.6467 | -87.5006 | 6639 | G1 | 42455 | 63UUUUU
21233 | Big Rivers Electric Corp - Green Station | 6639_B_G2 | 6098611 | 86744513 | 82871112 | 117326614 |  | 221112 | 125 | 100 | 2123300052 | EU02G2 | EU02G2 | 1 | 350 | 15 | 129 | 15074.1 | 85.3 | 37.6467 | -87.5006 | 6639 | G2 | 42455 | 63UUUUU
12001 | GAINESVILLE REGIONAL UTILITIES | 664_G_8 | 536811 | ORIS8 | ORIS8 | 664_G_8 |  | 2211 | 125 | 120 |  |  |  |  | 102 | 15.5 | 242 | 11741.4 | 62.2 | 29.646 | -82.3218 | 664 | 8 | 32601 | SLT-0001&ARP-0001
12001 | GAINESVILLE REGIONAL UTILITIES | 664_G_CT04 | 536811 | 48417613 | 45876812 | 46186814 |  | 2211 | 125 | 120 | 0010005 | 10 | 10 | 2 | 102 | 15.5 | 242 | 11741.4 | 62.2 | 29.646 | -82.3218 | 664 | CC1 | 32601 | SLT-0001&ARP-0001
05063 | ENTERGY ARKANSAS INC-INDEPENDENCE PLANT | 6641_B_1 | 1083411 | 46911413 | 44497912 | 87133814 |  | 221112 | 125 | 100 | 0506300042 | 001 | 1 | 2 | 1000 | 25.7 | 321 | 46687.3 | 90 | 35.6782 | -91.4078 | 6641 | 1 | 72562 | 63UUUUU
05063 | ENTERGY ARKANSAS INC-INDEPENDENCE PLANT | 6641_B_2 | 1083411 | 46911013 | 44497612 | 87133914 |  | 221112 | 125 | 100 | 0506300042 | 002 | 2 | 2 | 1000 | 25.7 | 321 | 46687.3 | 90 | 35.6782 | -91.4078 | 6641 | 2 | 72562 | 63UUUUU
48331 | SANDOW STEAM ELECTRIC STATION | 6648_B_4 | 4204811 | 35746613 | 34035712 | 5714814 |  | 221122 | 125 | 100 | 5 | 000015 | 000016 | 000018 | 400 | 21.5 | 180 |  | 98 | 30.5658 | -97.0631 | 6648 | 4 | 76567 | 63UUUUU
12086 | HOMESTEAD CITY UTILITIES | 665_G_13 | 3532711 | 36554613 | 34813912 | 92686714 |  | 2211 | 125 | 160 | 0250013 | 13 | 13 | 1 |  |  | 900 | 471.2 | 207.6 | 25.4755 | -80.4753 |  |  | 33030-6173 | SLT-0001
12086 | HOMESTEAD CITY UTILITIES | 665_G_16 | 3532711 | 36554513 | 34813312 | 92687014 |  | 2211 | 125 | 160 | 0250013 | 16 | 16 | 1 |  |  | 900 | 471.2 | 207.6 | 25.4755 | -80.4753 |  |  | 33030-6173 | SLT-0001
12086 | HOMESTEAD CITY UTILITIES | 665_G_17 | 3532711 | 36553813 | 34813512 | 92687114 |  | 2211 | 125 | 160 | 0250013 | 17 | 17 | 1 |  |  | 900 | 471.2 | 207.6 | 25.4755 | -80.4753 |  |  | 33030-6173 | SLT-0001
12086 | HOMESTEAD CITY UTILITIES | 665_G_19 | 3532711 | 36554113 | 34813212 | 92687214 |  | 2211 | 125 | 160 | 0250013 | 19 | 19 | 1 |  |  | 895 | 1170.4 | 85.7 | 25.4755 | -80.4753 |  |  | 33030-6173 | SLT-0001
12086 | HOMESTEAD CITY UTILITIES | 665_G_20 | 3532711 | 36553713 | 34812812 | 92687314 |  | 2211 | 125 | 160 | 0250013 | 20 | 20 | 1 |  |  | 900 | 1035 | 249.1 | 25.4755 | -80.4753 |  |  | 33030-6173 | SLT-0001
12086 | HOMESTEAD CITY UTILITIES | 665_G_21 | 3532711 | 36554213 | 34814112 | 92687414 |  | 2211 | 125 | 160 | 0250013 | 21 | 21 | 1 |  |  | 900 | 1035 | 249.1 | 25.4755 | -80.4753 |  |  | 33030-6173 | SLT-0001
29007 | AMEREN MISSOURI-MEXICO COMBUSTION TURBINE | 6650_G_1 | 6998211 | 14705313 | 14400012 | 25395314 |  | 221112 | 125 | 120 | 0012 | 547 | 698 | 647 | 32 | 15 | 1050 | 18269.1 | 103.8 | 39.1483 | -91.8334 | 6650 | CT01 | 65265
29175 | AMEREN MISSOURI-MOBERLY COMBUSTION TURBINE | 6651_G_1 | 6688611 | 12905513 | 12780212 | 24356414 |  | 221112 | 125 | 120 | 0010 | 17539 | 21780 | 30972 | 32 | 15 | 1050 | 18269.1 | 103.8 | 39.4239 | -92.4842 | 6651 | CT01 | 65270
29051 | AMEREN MISSOURI-MOREAU COMBUSTION TURBINE | 6652_G_1 | 7542511 | 11994813 | 11889112 | 25870414 |  | 221112 | 125 | 120 | 0008 | 6190 | 7864 | 7345 | 32 | 15 | 1050 | 18269.1 | 103.8 | 38.5545 | -92.0564 | 6652 | CT01 | 65101
12031 | JEA | 666_G_GT37 | 557811 | 48173713 | 45723812 | 46590214 |  | 2211 | 125 | 120 | 0310047 | 15 | 15 | 1 | 90 | 24 | 1116 | 39500 | 87.3 | 30.365 | -81.6249 | 666 | 7 | 32206-1725 | SLT-0001&ARP-0001
12031 | JEA | 666_G_GT38 | 557811 | 67248313 | 85401412 | 121148414 |  | 2211 | 125 | 120 | 0310047 | 16 | 16 | 1 | 90 | 18 | 1110 | 39983.3 | 157.1 | 30.3649 | -81.6255 | 666 | CT8 | 32206-1725 | SLT-0001
19115 | MIDAMERICAN ENERGY CO - LOUISA STATION | 6664_B_101 | 3942411 | 37581213 | 35857712 | 41861714 |  | 221112 | 125 | 100 | 58-07-001 | 000002762 | 000001782 | 000002400 | 610 | 30 | 180 | 59773.6 |  | 41.3169 | -91.0936 | 6664 | 101 | 52761 | 63UUUUU
12031 | JEA | 667_B_1 | 640211 | 46483513 | 44162112 | 46592314 |  | 2211 | 125 | 100 | 0310045 | 27 | 27 | 1 | 495 | 15 | 144 | 11671.7 | 66 | 30.4311 | -81.5508 | 667 | 1A | 32226-3033 | SLT-0001&63UUUUU
12031 | JEA | 667_B_2 | 640211 | 46484313 | 44161412 | 46590714 |  | 2211 | 125 | 100 | 0310045 | 26 | 26 | 2 | 495 | 15 | 144 | 11671.7 | 66 | 30.4311 | -81.5552 | 667 | 2A | 32226-3033 | 63UUUUU&SLT-0001
12031 | JEA | 667_B_3 | 640211 | 46483913 | 44161312 | 46591714 |  | 2211 | 125 | 100 | 0310045 | 3 | 3 | 1 | 300 | 23 | 330 | 26083 | 62 | 30.4173 | -81.5537 | 667 | 3 | 32226-3033 | SLT-0001&63UUUUU&ARP-0001
12031 | JEA | 667_G_4 | 640211 | 46483413 | 44161912 | 46592414 |  | 2211 | 125 | 120 | 0310045 | 7 | 7 | 1 | 30 | 12.9 | 800 | 8070.4 | 61.7 | 30.4216 | -81.5541 | 667 | GT4 | 32226-3033 | SLT-0001
12031 | JEA | 667_G_5 | 640211 | 46483313 | 44161512 | 46592514 |  | 2211 | 125 | 120 | 0310045 | 8 | 8 | 3 | 30 | 12.9 | 800 | 8070.4 | 61.7 | 30.4216 | -81.5541 | 667 | GT5 | 32226-3033 | SLT-0001
12031 | JEA | 667_G_6 | 640211 | 46484413 | 44161612 | 46590414 |  | 2211 | 125 | 120 | 0310045 | 9 | 9 | 3 | 30 | 12.9 | 800 | 8070.4 | 61.7 | 30.4216 | -81.5541 | 667 | GT6 | 32226-3033 | SLT-0001
12031 | JEA | 667_G_GT3 | 640211 | 46483713 | 44161812 | 46591914 |  | 2211 | 125 | 120 | 0310045 | 6 | 6 | 1 | 30 | 12.9 | 800 | 8070.4 | 61.7 | 30.4216 | -81.5541 | 667 | GT3 | 32226-3033 | SLT-0001
18173 | ALCOA WARRICK POWER PLT AGC DIV OF AL | 6705_B_1 | 8183111 | 91184413 | 87277512 | 123753814 |  | 221112 | 125 | 999 | 00002 | 007 | 7 | 02 | 380 | 13.5 | 128 | 8334.7 | 58.2 | 37.9147 | -87.3329 | 6705 | 1 | 47630
18173 | ALCOA WARRICK POWER PLT AGC DIV OF AL | 6705_B_2 | 8183111 | 91184513 | 87277612 | 123754014 |  | 221112 | 125 | 999 | 00002 | 008 | 8 | 02 | 380 | 13.5 | 128 | 8369.7 | 58.5 | 37.9147 | -87.3329 | 6705 | 2 | 47630
18173 | ALCOA WARRICK POWER PLT AGC DIV OF AL | 6705_B_3 | 8183111 | 91184613 | 101263412 | 123754214 |  | 221112 | 125 | 999 | 00002 | 009 | 9a | 02 | 380 | 13.5 | 128 | 8406.5 | 58.7 | 37.9147 | -87.3329 | 6705 | 3 | 47630
18173 | ALCOA WARRICK POWER PLT AGC DIV OF AL | 6705_B_4 | 8183111 | 91184713 | 5686812 | 123754414 |  | 221112 | 125 | 999 | 00002 | 010 | 10 | 02 | 500 | 19 | 123 | 19189 | 64.3 | 37.9145 | -87.3333 | 6705 | 4 | 47630 | 63UUUUU
12099 | CITY OF LAKE WORTH UTILITIES | 673_B_S-3 | 919411 | 46529713 | 44206812 | 48790914 |  | 221118 | 125 | 100 | 0990045 | 9 | 9 | 3 | 113 | 7 | 293 | 1978.7 | 51.4 | 26.6125 | -80.0586 | 673 | S-3 | 33460 | SLT-0001&ARP-0001
12099 | CITY OF LAKE WORTH UTILITIES | 673_G_GT1 | 919411 | 46529613 | 44207612 | 48791114 |  | 221118 | 125 | 140 | 0990045 | 11 | 11 | 2 | 75 | 10 | 404 | 6874.4 | 87.5 | 26.6125 | -80.0586 | 673 | GT1 | 33460 | SLT-0001
12099 | CITY OF LAKE WORTH UTILITIES | 673_G_GT2 | 919411 | 46529013 | 44207312 | 48791714 |  | 221118 | 125 | 120 | 0990045 | 6 | 6 | 1 | 46 | 16 | 837 | 16393.2 | 81.5 | 26.6125 | -80.0586 | 673 | GT201 | 33460 | SLT-0001
12099 | CITY OF LAKE WORTH UTILITIES | 673_G_S5 | 919411 | 46529613 | 44207612 | 48791114a |  | 221118 | 125 | 140 | 0990045 | 11 | 11 | 2 | 75 | 10 | 404 | 6874.4 | 87.5 | 26.6125 | -80.0586 | 673 | GT1 | 33460 | SLT-0001
27115 | Great River Energy - Rock Lake | 6741_G_1 | 7074811 | 15095913 | 14757712 | 27489214 |  | 221122 | 125 | 120 | 2711500011 | EU001 | SV001 | EU001PD001 | 35 | 12.8 | 842 | 9378.1 |  | 45.8054 | -92.9718 |  |  | 55063
12105 | LAKELAND ELECTRIC | 675_G_2 | 752011 | 46313413 | 43987112 | 45842114 |  | 2211 | 125 | 120 | 1050003 | 5 | 5 | 3 | 31 | 11.8 | 800 | 11040 | 101 | 28.0489 | -81.9342 |  |  | 33801-2444 | SLT-0001
12105 | LAKELAND ELECTRIC | 675_G_3 | 752011 | 46313513 | 43987012 | 45841914 |  | 2211 | 125 | 120 | 1050003 | 6 | 6 | 3 | 31 | 11.8 | 800 | 11040 | 101 | 28.0489 | -81.9342 |  |  | 33801-2444 | SLT-0001
12105 | LAKELAND ELECTRIC | 675_G_5 | 752011 | ORIS5 | ORIS5 | 675_G_5 |  | 2211 | 125 | 120 |  |  |  |  | 155 | 16 | 481 | 17234.2 | 85.7 | 28.0489 | -81.9353 | 675 | 5 | 33801-2444 | ARP-0001&SLT-0001
12105 | LAKELAND ELECTRIC | 675_G_8 | 752011 | 46313613 | 43987212 | 45841714 |  | 2211 | 125 | 120 | 1050003 | 8 | 8 | 1 | 155 | 16 | 481 | 17234.2 | 85.7 | 28.0489 | -81.9353 | 675 | **8 | 33801-2444 | ARP-0001&SLT-0001
12105 | C.D. MCINTOSH, JR. POWER PLANT | 676_B_1 | 643111 | 46453813 | 44132012 | 45839614 |  | 221112 | 125 | 100 | 1050004 | 1 | 1 | 1 | 150 | 9 | 277 | 5166.7 | 81.2 | 28.0797 | -81.9333 | 676 | 1 | 33805 | 63UUUUU&SLT-0001&ARP-0001
12105 | C.D. MCINTOSH, JR. POWER PLANT | 676_B_2 | 643111 | 46452813 | 44132312 | 45841014 |  | 221112 | 125 | 100 | 1050004 | 5 | 5 | 2 | 157 | 10.5 | 277 | 6335 | 73.2 | 28.0797 | -81.9333 | 676 | 2 | 33805 | 63UUUUU&ARP-0001&SLT-0001
12105 | C.D. MCINTOSH, JR. POWER PLANT | 676_B_3 | 643111 | 46452713 | 44132212 | 45841414 |  | 221112 | 125 | 100 | 1050004 | 6 | 6 | 3 | 250 | 18 | 167 | 21008.9 | 82.6 | 28.0806 | -81.9325 | 676 | 3 | 33805 | 63UUUUU&ARP-0001&SLT-0001
12105 | C.D. MCINTOSH, JR. POWER PLANT | 676_G_5CT | 643111 | 46453113 | 44131612 | 45840414 |  | 221112 | 125 | 120 | 1050004 | 28 | 28 | 2 | 300 | 28 | 1095 | 50929.2 | 82.7 | 28.085 | -81.9356 | 676 | 5 | 33805 | SLT-0001&ARP-0001
12105 | C.D. MCINTOSH, JR. POWER PLANT | 676_G_5ST | 643111 | 46453113 | 44131612 | 45840414a |  | 221112 | 125 | 120 | 1050004 | 28 | 28 | 2 | 300 | 28 | 1095 | 50929.2 | 82.7 | 28.085 | -81.9356 | 676 | 5 | 33805 | SLT-0001&ARP-0001
12105 | C.D. MCINTOSH, JR. POWER PLANT | 676_G_GT1 | 643111 | 46452913 | 44131512 | 45840814 |  | 221112 | 125 | 120 | 1050004 | 4 | 4 | 3 | 35 | 13.5 | 900 | 11372.2 | 79.5 | 28.0814 | -81.9333 |  |  | 33805 | SLT-0001
12105 | C.D. MCINTOSH, JR. POWER PLANT | 676_G_IC1 | 643111 | 46453513 | 44132712 | 45840014 |  | 221112 | 125 | 160 | 1050004 | 2 | 2 | 2 | 20 | 2.6 | 715 | 408.8 | 77 | 28.0806 | -81.9344 |  |  | 33805 | SLT-0001
08069 | PLATTE RIVER POWER AUTHORITY - RAWHIDE | 6761_B_101 | 4364011 | 36155313 | 34418512 | 48118814 |  | 221112 | 125 | 100 | CO0000000806900 | 069-0053-001 | 069-0053-S001 | 069-0053-001-01 | 505 | 17.5 | 200 |  | 65 | 40.86 | -105.0269 | 6761 | 101 | 80549 | 63UUUUU
08069 | PLATTE RIVER POWER AUTHORITY - RAWHIDE | 6761_G_A | 4364011 | 36155213 | 34419012 | 48118914 |  | 221112 | 125 | 120 | CO0000000806900 | 069-0053-035 | 069-0053-S035 | 069-0053-035-01 | 56 | 18 | 1000 |  | 161.6 | 40.86 | -105.0269 | 6761 | A | 80549
08069 | PLATTE RIVER POWER AUTHORITY - RAWHIDE | 6761_G_B | 4364011 | 36154713 | 34420612 | 48119414 |  | 221112 | 125 | 120 | CO0000000806900 | 069-0053-036 | 069-0053-S036 | 069-0053-036-01 | 56 | 18 | 1000 |  | 161.6 | 40.86 | -105.0269 | 6761 | B | 80549
08069 | PLATTE RIVER POWER AUTHORITY - RAWHIDE | 6761_G_C | 4364011 | 36154613 | 34420312 | 48119514 |  | 221112 | 125 | 120 | CO0000000806900 | 069-0053-037 | 069-0053-S037 | 069-0053-037-01 | 56 | 18 | 1000 |  | 161.6 | 40.86 | -105.0269 | 6761 | C | 80549
08069 | PLATTE RIVER POWER AUTHORITY - RAWHIDE | 6761_G_D | 4364011 | 68758713 | 63126512 | 94729714 |  | 221112 | 125 | 120 | CO0000000806900 | 069-0053-040 | 069-0053-S040 | 069-0053-040-01 | 56 | 14.75 | 1000 |  | 161.6 | 40.8611 | -105.0206 | 6761 | D | 80549
08069 | PLATTE RIVER POWER AUTHORITY - RAWHIDE | 6761_G_F | 4364011 | 68758813 | 63126612 | 94729814 |  | 221112 | 125 | 120 | CO0000000806900 | 069-0053-041 | 069-0053-S041 | 069-0053-041-01 | 110 | 35.3 | 1125 |  | 158.3 | 40.8611 | -105.0206 | 6761 | F | 80549
29201 | SIKESTON POWER STATION-SIKESTON POWER STATION | 6768_B_1 | 7595411 | 59159713 | 58000912 | 87958314 |  | 221112 | 125 | 100 | 0017 | 22256 | 27774 | 1 | 450 | 15 | 280 | 987.3 | 5.4 | 36.8788 | -89.6214 | 6768 | 1 | 63801 | 63UUUUU
40023 | HUGO GNRTNG STA | 6772_B_1 | 8449511 | 1415813 | 1300612 | 16590314 |  | 221112 | 125 | 100 | 1700 | 10724 | 10724 | 55418 | 500 | 26 | 260 | 25000 | 47.1 | 34.0147 | -95.321 | 6772 | 1 | 74735 | 63UUUUU
34011 | Vineland Municipal Electric Utility (VMEU) | 6776_G_1 | 7461611 | 11680913 | 11589012 | 22718314 |  | 221112 | 125 | 120 | 75482 | U1 | PT1 | OS1 | 32 | 15.833 | 925 | 13333.3 |  | 39.4915 | -75.0486 | 6776 | 002001 | 08362
20015 | AUGUSTA MUNICIPAL POWER PLANT (#2) | 6791_G_1 | 3670511 | 37387613 | 35660312 | 37831214 |  | 221112 | 125 | 160 | 0010 | 001 | 1 | 1 | 32 | 2.66 | 860 | 703.3 | 127 | 37.6864 | -96.9661 |  |  | 67010
20015 | AUGUSTA MUNICIPAL POWER PLANT (#2) | 6791_G_2 | 3670511 | 37387713 | 35660212 | 37831114 |  | 221112 | 125 | 160 | 0010 | 002 | 2 | 1 | 32 | 2.66 | 860 | 703.3 | 127 | 37.6864 | -96.9661 |  |  | 67010
20015 | AUGUSTA MUNICIPAL POWER PLANT (#2) | 6791_G_3 | 3670511 | 37387813 | 35660112 | 37831014 |  | 221112 | 125 | 160 | 0010 | 003 | 3 | 1 | 60 | 2.66 | 910 | 977.2 | 176 | 37.6864 | -96.9661 |  |  | 67010
21183 | Big Rivers Electric Corp - Wilson Station | 6823_B_W1 | 5561611 | 86766113 | 82891812 | 117370114 |  | 221112 | 125 | 100 | 2118300069 | EU 01 | EU 01 | 1 | 600 | 34 | 127 | 22638.4 | 24.9 | 37.4497 | -87.0803 | 6823 | W1 | 42348 | 63UUUUU
27019 | Great River Energy - St Bonifacius | 6824_G_1 | 7003611 | 15160213 | 14811412 | 26716014 |  | 221122 | 125 | 120 | 2701900010 | EU001 | SV001 | EU001PD001 | 50 | 13 | 783 | 16866.7 |  | 44.9051 | -93.8207 |  |  | 55375
12009 | ORLANDO UTLITIES COMMISSION | 683_G_A | 590511 | 46129213 | 43804412 | 48888014 |  | 2211 | 125 | 120 | 0090008 | 4 | 4 | 3 | 36 | 12.4 | 1035 | 13104.8 | 109.2 | 28.4932 | -80.7826 | 683 | A | 32780 | SLT-0001
12009 | ORLANDO UTLITIES COMMISSION | 683_G_B | 590511 | 46128813 | 43804112 | 48888714 |  | 2211 | 125 | 120 | 0090008 | 7 | 7 | 4 | 36 | 12.4 | 1035 | 13104.8 | 109.2 | 28.4929 | -80.7827 | 683 | B | 32780 | SLT-0001
12009 | ORLANDO UTLITIES COMMISSION | 683_G_C | 590511 | 46129113 | 43804312 | 48888214 |  | 2211 | 125 | 120 | 0090008 | 5 | 5 | 4 | 51 | 22.1 | 1005 | 32837.8 | 85.5 | 28.4926 | -80.7827 | 683 | **C | 32780 | SLT-0001&ARP-0001
12009 | ORLANDO UTLITIES COMMISSION | 683_G_D | 590511 | 46129013 | 43804512 | 48888414 |  | 2211 | 125 | 120 | 0090008 | 6 | 6 | 2 | 51 | 22.1 | 1005 | 32837.8 | 85.5 | 28.4922 | -80.7827 | 683 | **D | 32780 | SLT-0001&ARP-0001
12073 | CITY OF TALLAHASSEE | 688_B_1 | 715111 | 46366313 | 44043012 | 48977114 |  | 2211 | 125 | 100 | 0730003 | 1 | 1 | 1 | 200 | 11 | 260 | 3729.3 | 39.2 | 30.4522 | -84.4 | 688 | 1 | 32304 | SLT-0001&ARP-0001
12073 | CITY OF TALLAHASSEE | 688_G_2 | 715111 | 67190613 | 61831112 | 92623314 |  | 2211 | 125 | 120 | 0730003 | 33 | 33 | 3 | 150 | 18 | 188 | 16935 | 66.6 | 30.4522 | -84.4 | 688 | 2A | 32304 | SLT-0001
12073 | CITY OF TALLAHASSEE | 688_G_CT 2A | 715111 | 67190613 | 61831112 | 92623314a |  | 2211 | 125 | 120 | 0730003 | 33 | 33 | 3 | 150 | 18 | 188 | 16935 | 66.6 | 30.4522 | -84.4 | 688 | 2A | 32304 | SLT-0001
12073 | CITY OF TALLAHASSEE | 688_G_GT2 | 715111 | 46366113 | 44043212 | 48977514 |  | 2211 | 125 | 120 | 0730003 | 3 | 3 | 2 | 30 | 14.7 | 874 | 11785.7 | 69.4 | 30.4522 | -84.4 | 688 | HC2 | 32304 | SLT-0001
12073 | CITY OF TALLAHASSEE | 688_G_GT3 | 715111 | 67190413 | 61830912 | 92622814 |  | 2211 | 125 | 120 | 0730003 | 31 | 31 | 2 | 85 | 10 | 825 | 10020 | 127.6 | 30.452 | -84.3995 | 688 | HC3 | 32304 | SLT-0001&ARP-0001
12073 | CITY OF TALLAHASSEE | 688_G_GT4 | 715111 | 67190513 | 61831012 | 92623014 |  | 2211 | 125 | 120 | 0730003 | 32 | 32 | 2 | 85 | 10 | 825 | 10020 | 127.6 | 30.452 | -84.3995 | 688 | HC4 | 32304 | SLT-0001&ARP-0001
12129 | TALLAHASSEE CITY PURDOM GENERATING STA. | 689_G_8 | 2731711 | 41201313 | 39293212 | 45894914 |  | 2211 | 125 | 120 | 1290001 | 14 | 14 | 2 | 200 | 16.5 | 171 | 18333.3 | 85.7 | 30.1632 | -84.2016 | 689 | 8 | 32355 | SLT-0001
12129 | TALLAHASSEE CITY PURDOM GENERATING STA. | 689_G_9 | 2731711 | 41201813 | 39293012 | 45894014 |  | 2211 | 125 | 100 | 1290001 | 11 | 11 | 2 | 30 | 2 | 420 | 66.7 | 21.2 | 30.1632 | -84.2016 | 689 | 9 | 32355 | SLT-0001
12061 | CITY OF VERO BEACH | 693_B_3 | 1968211 | 41788813 | 39847612 | 48670414 |  | 2211 | 125 | 100 | 0610029 | 3 | 3 | 1 | 200 | 6 | 342 | 1939.6 | 68.6 | 27.6333 | -80.3775 | 693 | 3 | 32960 | SLT-0001&ARP-0001
12061 | CITY OF VERO BEACH | 693_B_4 | 1968211 | 41788413 | 39848112 | 48624014 |  | 2211 | 125 | 100 | 0610029 | 4 | 4 | 2 | 200 | 7 | 283 | 2991.3 | 77.7 | 27.6335 | -80.3775 | 693 | 4 | 32960 | SLT-0001&ARP-0001
12061 | CITY OF VERO BEACH | 693_G_2 | 1968211 | 41788713 | 39847912 | 48670614 |  | 2211 | 125 | 120 | 0610029 | 5 | 5 | 1 | 125 | 11 | 290 | 6047.3 | 63.6 | 27.6337 | -80.3775 | 693 | **5 | 32960 | SLT-0001&ARP-0001
12061 | CITY OF VERO BEACH | 693_G_5 | 1968211 | 41788713 | 39847912 | 48670614a |  | 2211 | 125 | 120 | 0610029 | 5 | 5 | 1 | 125 | 11 | 290 | 6047.3 | 63.6 | 27.6337 | -80.3775 | 693 | **5 | 32960 | SLT-0001&ARP-0001
12087 | FLORIDA KEYS ELECTRIC COOP ASSOC | 696_G_10 | 1858311 | 41758213 | 39816312 | 48978114 |  | 2211 | 125 | 160 | 0870004 | 2 | 2 | 1 | 20 | 3.5 | 730 | 311.7 | 32 | 24.7104 | -81.0919 |  |  | 33050-0066 | SLT-0001
12087 | FLORIDA KEYS ELECTRIC COOP ASSOC | 696_G_11 | 1858311 | 41757813 | 39816412 | 48978514 |  | 2211 | 125 | 160 | 0870004 | 1 | 1 | 1 | 20 | 3.5 | 730 | 311.7 | 32 | 24.7104 | -81.0919 |  |  | 33050-0066 | SLT-0001
12087 | FLORIDA KEYS ELECTRIC COOP ASSOC | 696_G_3 | 1858311 | 41757713 | 39816612 | 48978614 |  | 2211 | 125 | 160 | 0870004 | 3 | 3 | 1 | 40 | 2.1 | 617 | 269.7 | 72.9 | 24.7104 | -81.0919 |  |  | 33050-0066 | SLT-0001
12087 | FLORIDA KEYS ELECTRIC COOP ASSOC | 696_G_6 | 1858311 | 41758413 | 39817012 | 48977914 |  | 2211 | 125 | 160 | 0870004 | 6 | 6 | 1 | 22 | 3.5 | 728 | 373.5 | 38 | 24.7104 | -81.0919 |  |  | 33050-0066 | SLT-0001
12087 | FLORIDA KEYS ELECTRIC COOP ASSOC | 696_G_7 | 1858311 | 41757913 | 39816712 | 48978414 |  | 2211 | 125 | 160 | 0870004 | 7 | 7 | 1 | 25 | 2.5 | 735 | 383.3 | 78.1 | 24.7104 | -81.0919 |  |  | 33050-0066 | SLT-0001
12087 | FLORIDA KEYS ELECTRIC COOP ASSOC | 696_G_8 | 1858311 | 41758013 | 39816912 | 92840414 |  | 2211 | 125 | 160 | 0870004 | 8 | 8 | 2 | 45 | 2.3 | 598 | 531 | 124.5 | 24.7104 | -81.0919 |  |  | 33050-0066 | SLT-0001
12087 | FLORIDA KEYS ELECTRIC COOP ASSOC | 696_G_9 | 1858311 | 41758113 | 39816812 | 48978214 |  | 2211 | 125 | 160 | 0870004 | 9 | 10 | 1 | 55 | 2.3 | 598 | 531 | 124.5 | 24.7104 | -81.0919 |  |  | 33050-0066 | SLT-0001
29079 | TRENTON MUNICIPAL UTILITIES-TRENTON PEAKING PLANT | 698_G_1 | 7528911 | 11609113 | 11505912 | 25492814 |  | 221112 | 125 | 160 | 0027 | 7553 | 9704 | 8913 | 20 | 2 | 650 | 368.3 | 117.3 | 40.0944 | -93.6076 |  |  | 64683
29079 | TRENTON MUNICIPAL UTILITIES-TRENTON PEAKING PLANT | 698_G_2 | 7528911 | 11609613 | 11505812 | 25492114 |  | 221112 | 125 | 160 | 0027 | 7554 | 9705 | 8914 | 20 | 2 | 650 | 368.3 | 117.3 | 40.0944 | -93.6076 |  |  | 64683
29079 | TRENTON MUNICIPAL UTILITIES-TRENTON PEAKING PLANT | 698_G_3 | 7528911 | 11609513 | 11506112 | 25492214 |  | 221112 | 125 | 160 | 0027 | 7555 | 9706 | 8915 | 20 | 2 | 650 | 368.3 | 117.3 | 40.0944 | -93.6076 |  |  | 64683
29079 | TRENTON MUNICIPAL UTILITIES-TRENTON PEAKING PLANT | 698_G_4 | 7528911 | 11609013 | 11506212 | 25492914 |  | 221112 | 125 | 160 | 0027 | 7556 | 9707 | 8916 | 20 | 2 | 650 | 368.3 | 117.3 | 40.0944 | -93.6076 |  |  | 64683
29079 | TRENTON MUNICIPAL UTILITIES-TRENTON PEAKING PLANT | 698_G_5 | 7528911 | 11609313 | 11505612 | 25492514 |  | 221112 | 125 | 160 | 0027 | 7557 | 9708 | 8917 | 20 | 2 | 650 | 368.3 | 117.3 | 40.0944 | -93.6076 |  |  | 64683
01055 | Alabama Power - Gadsden | 7_G_1 | 1021011 | 47695513 | 45219412 | 61493514 |  | 221112 | 125 | 100 | 0002 | X001 | 001 | 01 | 300 | 15 | 343 | 10796.8 | 49 | 34.0127 | -85.97 | 7 | 1 | 35903 | 63UUUUU
01055 | Alabama Power - Gadsden | 7_G_2 | 1021011 | 47695413 | 45219412 | 61493614 |  | 221112 | 125 | 100 | 0002 | X002 | 001 | 01 | 300 | 15 | 343 | 10796.8 | 49 | 34.0127 | -85.97 | 7 | 2 | 35903 | 63UUUUU
20035 | WINFIELD MUNICIPAL POWER PLANT #2 | 7013_B_4 | 4476411 | 27688313 | 26578712 | 37908414 |  | 221112 | 125 | 100 | 0012 | 001 | 1 | 1 | 160 | 5 | 350 | 3828.8 | 195 | 37.2389 | -96.9625 | 7013 | 4 | 67156
20133 | CITY OF CHANUTE ELEC. DEPT., PLANT #3 | 7018_G_10 | 5414611 | 27354313 | 26249512 | 37689914 |  | 221112 | 125 | 160 | 0028 | 002 | 2 | 1 | 43 | 2.6 | 880 | 1100 | 224 | 37.6372 | -95.4703 |  |  | 66720
20133 | CITY OF CHANUTE ELEC. DEPT., PLANT #3 | 7018_G_11 | 5414611 | 27354413 | 26249212 | 37689814 |  | 221112 | 125 | 160 | 0028 | 003 | 3 | 1 | 43 | 2.6 | 880 | 1100 | 224 | 37.6372 | -95.4703 |  |  | 66720
20133 | CITY OF CHANUTE ELEC. DEPT., PLANT #3 | 7018_G_12 | 5414611 | 27354213 | 26249312 | 37690014 |  | 221112 | 125 | 160 | 0028 | 004 | 4 | 1 | 43 | 2.6 | 900 | 1033.3 | 210 | 37.6372 | -95.4703 |  |  | 66720
20133 | CITY OF CHANUTE ELEC. DEPT., PLANT #3 | 7018_G_13 | 5414611 | 27354613 | 26249612 | 37689614 |  | 221112 | 125 | 160 | 0028 | 005 | 5 | 1 | 43 | 2.6 | 900 | 1033.3 | 210 | 37.6372 | -95.4703 |  |  | 66720
20133 | CITY OF CHANUTE ELEC. DEPT., PLANT #3 | 7018_G_9 | 5414611 | 27354513 | 26249412 | 37689714 |  | 221112 | 125 | 160 | 0028 | 001 | 1 | 1 | 43 | 2.6 | 880 | 1100 | 224 | 37.6372 | -95.4703 |  |  | 66720
49049 | Springville City Corporation: Whitehead Power Plant | 7028_G_K1 | 6983111 | 13935413 | 13739112 | 99799714 |  | 221118 | 125 | 290 | 10819 | 13399 | 338 | 1 | 49 | 4.5 | 691 | 1025 | 64.5 | 40.1739 | -111.61 |  |  | 84663
49049 | Springville City Corporation: Whitehead Power Plant | 7028_G_K3 | 6983111 | 13935613 | 66189712 | 4049414 |  | 221118 | 125 | 290 | 10819 | 171149 | 340 | 1 | 50 | 3.5 | 693 | 1033 | 107.4 | 40.1739 | -111.61 |  |  | 84663
13015 | Ga Power Company - Plant Bowen | 703_B_1BLR | 2813011 | 40818913 | 73381612 | 129268514 |  | 221112 | 125 | 100 | 01500011 | SG01 | ST05 | 4 | 675 | 31 | 133 | 43333 | 58 | 34.1272 | -84.9255 | 703 | 1BLR | 30120 | 63UUUUU
13015 | Ga Power Company - Plant Bowen | 703_B_2BLR | 2813011 | 40818813 | 73381712 | 105885114 |  | 221112 | 125 | 100 | 01500011 | SG02 | ST06 | 4 | 675 | 31 | 133 | 43333 | 58 | 34.1272 | -84.9255 | 703 | 2BLR | 30120 | 63UUUUU
13015 | Ga Power Company - Plant Bowen | 703_B_3BLR | 2813011 | 40819213 | 60036212 | 90718214 |  | 221112 | 125 | 100 | 01500011 | SG03 | ST07 | 4 | 675 | 34 | 133 | 53333 | 58 | 34.126 | -84.9187 | 703 | 3BLR | 30120 | 63UUUUU
13015 | Ga Power Company - Plant Bowen | 703_B_4BLR | 2813011 | 40819013 | 60036312 | 90718414 |  | 221112 | 125 | 100 | 01500011 | SG04 | ST08 | 4 | 675 | 34 | 133 | 53333 | 58 | 34.126 | -84.9187 | 703 | 4BLR | 30120 | 63UUUUU
48395 | TWIN OAKS POWER | 7030_B_U1 | 7552911 | 12332013 | 12267612 | 2788214 |  | 221122 | 125 | 100 | 13 | 000021 | 000021 | 000013 | 340 | 12.5 | 150 |  | 70 | 31.0929 | -96.6963 | 7030 | U1 | 77837 | 63UUUUU
48395 | TWIN OAKS POWER | 7030_B_U2 | 7552911 | 12334713 | 12268412 | 2785514 |  | 221122 | 125 | 100 | 13 | 000017 | 000017 | 000009 | 340 | 12.5 | 150 |  | 70 | 31.0932 | -96.6959 | 7030 | U2 | 77837 | 63UUUUU
51181 | Surry Power Station and Gravel Neck | 7032_G_1 | 4937411 | 32379813 | 54203812 | 624714 |  | 221112 | 125 | 120 | 50336 | 1 | 1 | 1 | 28 | 9.2 | 825 | 7628.3 | 115 | 37.1575 | -76.6911 |  |  | 23883-0315
51181 | Surry Power Station and Gravel Neck | 7032_G_2 | 4937411 | 32379513 | 54203912 | 625214 |  | 221112 | 125 | 120 | 50336 | 2 | 2 | 1 | 38 | 13.8 | 860 | 8975 | 60 | 37.1575 | -76.6911 |  |  | 23883-0315
51181 | Surry Power Station and Gravel Neck | 7032_G_3 | 4937411 | 32379213 | 30964512 | 76706114 |  | 221112 | 125 | 120 | 50336 | 5 | 4 | 2 | 65 | 14.1 | 987 | 24515 | 157 | 37.1575 | -76.6911 |  |  | 23883-0315
51181 | Surry Power Station and Gravel Neck | 7032_G_4 | 4937411 | 32379213 | 30964512 | 76706114a |  | 221112 | 125 | 120 | 50336 | 5 | 4 | 2 | 65 | 14.1 | 987 | 24515 | 157 | 37.1575 | -76.6911 |  |  | 23883-0315
51181 | Surry Power Station and Gravel Neck | 7032_G_5 | 4937411 | 32379213 | 30964512 | 76706114b |  | 221112 | 125 | 120 | 50336 | 5 | 4 | 2 | 65 | 14.1 | 987 | 24515 | 157 | 37.1575 | -76.6911 |  |  | 23883-0315
51181 | Surry Power Station and Gravel Neck | 7032_G_6 | 4937411 | 32379213 | 30964512 | 76706114c |  | 221112 | 125 | 120 | 50336 | 5 | 4 | 2 | 65 | 14.1 | 987 | 24515 | 157 | 37.1575 | -76.6911 |  |  | 23883-0315
01129 | PowerSouth Energy Cooperative Inc | 7063_G_1 | 1028911 | 46967313 | 44554712 | 61672914 |  | 221112 | 125 | 120 | 0012 | X003 | 001 | 01 | 80 | 10.04 | 273 | 6126.1 | 77.4 | 31.2557 | -88.0291 | 7063 | **1 | 36553
01129 | PowerSouth Energy Cooperative Inc | 7063_G_2 | 1028911 | 83310513 | 74519012 | 108480314 |  | 221112 | 125 | 120 | 0012 | X005-1 | 002 | 01 | 80 | 20 | 1013 | 30695.9 | 97.8 | 31.2539 | -88.0308 | 7063 | **2 | 36553
01129 | PowerSouth Energy Cooperative Inc | 7063_G_3 | 1028911 | 83310613 | 74518912 | 108480414 |  | 221112 | 125 | 120 | 0012 | X005-2 | 003 | 01 | 80 | 20 | 1013 | 30695.9 | 97.8 | 31.2539 | -88.0308 | 7063 | **3 | 36553
01129 | PowerSouth Energy Cooperative Inc | 7063_G_4 | 1028911 | 95199013 | 92029112 | 130422214 |  | 221112 | 125 | 120 | 0012 | X007-1 | 005 | 01 | 90 | 21 | 1123 | 46.8 | 0.1 | 31.2539 | -88.0308 | 7063 | **4 | 36553
01129 | PowerSouth Energy Cooperative Inc | 7063_G_5 | 1028911 | 95199113 | 92029212 | 130422314 |  | 221112 | 125 | 120 | 0012 | X007-2 | 006 | 01 | 90 | 21 | 1123 | 46.8 | 0.1 | 31.2539 | -88.0308 | 7063 | **5 | 36553
13115 | Ga Power Company - Plant Hammond | 708_B_1 | 3713211 | 36848013 | 60082212 | 90806414 |  | 221112 | 125 | 100 | 11500003 | SG01 | ST3 | 4 | 675 | 33 | 133 | 43333 | 51 | 34.2534 | -85.3444 | 708 | 1 | 30129 | 63UUUUU
13115 | Ga Power Company - Plant Hammond | 708_B_2 | 3713211 | 36848113 | 60082212 | 90806614 |  | 221112 | 125 | 100 | 11500003 | SG02 | ST3 | 4 | 675 | 33 | 133 | 43333 | 51 | 34.2534 | -85.3444 | 708 | 2 | 30129 | 63UUUUU
13115 | Ga Power Company - Plant Hammond | 708_B_3 | 3713211 | 36847913 | 60082212 | 90806814 |  | 221112 | 125 | 100 | 11500003 | SG03 | ST3 | 4 | 675 | 33 | 133 | 43333 | 51 | 34.2534 | -85.3444 | 708 | 3 | 30129 | 63UUUUU
13115 | Ga Power Company - Plant Hammond | 708_B_4 | 3713211 | 36847813 | 60082212 | 90807014 |  | 221112 | 125 | 100 | 11500003 | SG04 | ST3 | 4 | 675 | 33 | 133 | 43333 | 51 | 34.2534 | -85.3444 | 708 | 4 | 30129 | 63UUUUU
49053 | St. George City Power: Red Rock Power Generation Station | 7080_G_1 | 6987011 | 13903113 | 13692812 | 3382814 |  | 221118 | 125 | 290 | 10892 | 170569 | 20351 | 1 | 45 | 3.5 | 746 | 379 | 39.4 | 37.0977 | -113.56 |  |  | 84770
49053 | St. George City Power: Red Rock Power Generation Station | 7080_G_2 | 6987011 | 13903213 | 13692712 | 3382714 |  | 221118 | 125 | 290 | 10892 | 170570 | 20352 | 1 | 45 | 3.5 | 685 | 402 | 41.8 | 37.0977 | -113.56 |  |  | 84770
32003 | Nevada Power Company (Harry Allen) | 7082_G_5 | 9399011 | 67161113 | 61804312 | 92572014 |  | 221112 | 125 | 120 | 0533 | 03 | 03 | 1 | 100 | 19 | 202 |  | 56.7 | 36.4304 | -114.9009 | 7082 | **5 | 89124
32003 | Nevada Power Company (Harry Allen) | 7082_G_6 | 9399011 | 67161013 | 61804412 | 92571914 |  | 221112 | 125 | 120 | 0533 | 04 | 04 | 1 | 100 | 19 | 202 |  | 56.7 | 36.4309 | -114.9013 | 7082 | **6 | 89124
32003 | Nevada Power Company (Harry Allen) | 7082_G_7 | 9399011 | 67161113 | 61804312 | 92572014a |  | 221112 | 125 | 120 | 0533 | 03 | 03 | 1 | 100 | 19 | 202 |  | 56.7 | 36.4304 | -114.9009 | 7082 | **5 | 89124
32003 | Nevada Power Company (Harry Allen) | 7082_G_GT1 | 9399011 | 55526813 | 51087312 | 68520014 |  | 221112 | 125 | 120 | 0533 | 01 | 01 | 1 | 123 | 11.5 | 982 |  | 59.1 | 36.4283 | -114.9002 | 7082 | **3 | 89124
32003 | Nevada Power Company (Harry Allen) | 7082_G_GT4 | 9399011 | 67161213 | 61804512 | 92572114 |  | 221112 | 125 | 120 | 0533 | 09 | 09 | 1 | 60 | 14 | 959 |  | 179 | 36.4285 | -114.9006 | 7082 | **4 | 89124
48029 | CALAVERAS PLANT | 7097_B_BLR1 | 5617211 | 21257713 | 20407912 | 13396614 |  | 221122 | 125 | 100 | 63 | 000017 | 000016 | 000036 | 525 | 26 | 275 |  | 60 | 29.3083 | -98.3208 | 7097 | **1 | 78223 | 63UUUUU
48029 | CALAVERAS PLANT | 7097_B_BLR2 | 5617211 | 69929313 | 64294712 | 96884214 |  | 221122 | 125 | 100 | 63 | 000095 | 000099 | 000080 | 601 | 28 | 133 |  | 60 | 29.3062 | -98.3191 | 7097 | **2 | 78223 | 63UUUUU
13067 | Ga Power Company - Plant McDonough/Atkinson | 710_G_3A | 3699211 | 36890213 | 35146112 | 46394014 |  | 221112 | 125 | 120 | 06700003 | CT5M | ST5M | 1 | 33 | 14.6 | 850 | 30500 | 182.1 | 33.8233 | -84.4767 | 710 | 3AA | 30080
13067 | Ga Power Company - Plant McDonough/Atkinson | 710_G_3B | 3699211 | 36890113 | 35146012 | 46394214 |  | 221112 | 125 | 120 | 06700003 | CT7M | ST7M | 1 | 33 | 14.6 | 850 | 30500 | 182.1 | 33.8233 | -84.4767 | 710 | 3BA | 30080
13067 | Ga Power Company - Plant McDonough/Atkinson | 710_G_4 | 3699211 | 105654313 | 109317912 | 149969814 |  | 221112 | 125 | 140 | 06700003 | CT4A | ST4A | 2 | 160 | 24 | 184 | 23898.6 | 52.9 | 33.8295 | -84.4695 | 710 | 4A | 30080
13067 | Ga Power Company - Plant McDonough/Atkinson | 710_G_5 | 3699211 | 105654513 | 109317312 | 149970114 |  | 221112 | 125 | 140 | 06700003 | CT5A | ST5A | 2 | 160 | 24 | 184 | 23898.6 | 52.9 | 33.8295 | -84.468 | 710 | 5A | 30080
13067 | Ga Power Company - Plant McDonough/Atkinson | 710_G_5ACT | 3699211 | ORIS5ACT | ORIS5ACT | 710_G_5ACT |  | 221112 | 125 | 120 |  |  |  |  | 33 | 14.6 | 850 | 30500 | 182.1 | 33.8233 | -84.4767 | 710 | 5ACT | 30080
13067 | Ga Power Company - Plant McDonough/Atkinson | 710_G_5BCT | 3699211 | ORIS5BCT | ORIS5BCT | 710_G_5BCT |  | 221112 | 125 | 120 |  |  |  |  | 33 | 14.6 | 850 | 30500 | 182.1 | 33.8233 | -84.4767 | 710 | 5BCT | 30080
13067 | Ga Power Company - Plant McDonough/Atkinson | 710_G_6 | 3699211 | 105654713 | 109317412 | 149970314 |  | 221112 | 125 | 140 | 06700003 | CT6A | ST6A | 1 | 160 | 24 | 184 | 23898.6 | 52.9 | 33.8272 | -84.4737 | 710 | 6A | 30080
13067 | Ga Power Company - Plant McDonough/Atkinson | 710_G_6ACT | 3699211 | ORIS6ACT | ORIS6ACT | 710_G_6ACT |  | 221112 | 125 | 120 |  |  |  |  | 33 | 14.6 | 850 | 30500 | 182.1 | 33.8233 | -84.4767 | 710 | 6ACT | 30080
13067 | Ga Power Company - Plant McDonough/Atkinson | 710_G_6BCT | 3699211 | ORIS6BCT | ORIS6BCT | 710_G_6BCT |  | 221112 | 125 | 120 |  |  |  |  | 33 | 14.6 | 850 | 30500 | 182.1 | 33.8233 | -84.4767 | 710 | 6BCT | 30080
13067 | Ga Power Company - Plant McDonough/Atkinson | 710_G_CT4A | 3699211 | ORISCT4A | ORISCT4A | 710_G_CT4A |  | 221112 | 125 | 120 |  |  |  |  | 33 | 14.6 | 850 | 30500 | 182.1 | 33.8233 | -84.4767 | 710 | CT4A | 30080
13067 | Ga Power Company - Plant McDonough/Atkinson | 710_G_CT4B | 3699211 | ORISCT4B | ORISCT4B | 710_G_CT4B |  | 221112 | 125 | 120 |  |  |  |  | 33 | 14.6 | 850 | 30500 | 182.1 | 33.8233 | -84.4767 | 710 | CT4B | 30080
48303 | BRANDON STATION | 7131_G_1 | 6382211 | 15315313 | 14984412 | 5278714 |  | 221122 | 125 | 120 | 53 | 000001 | 000001 | 000001 | 43 | 8 | 500 |  | 57 | 33.5847 | -101.8861 |  |  | 79409
19157 | IPL - GRINNELL COMBUSTION TURBINES STATION | 7137_G_1 | 2993611 | 38058913 | 36318212 | 38242914 |  | 221112 | 125 | 120 | 79-01-022 | 000001503 | 000000972 | 000001271 | 35 | 13.344 | 875 | 9000 |  | 41.7526 | -92.7485 | 7137 | 2 | 50122
19157 | IPL - GRINNELL COMBUSTION TURBINES STATION | 7137_G_2 | 2993611 | 38058913 | 36318212 | 38242914a |  | 221112 | 125 | 120 | 79-01-022 | 000001503 | 000000972 | 000001271 | 35 | 13.344 | 875 | 9000 |  | 41.7526 | -92.7485 | 7137 | 2 | 50122
34029 | Forked River Power, LLC | 7138_G_1 | 5111011 | 24651913 | 23669312 | 19958014 |  | 221112 | 125 | 120 | 78912 | U1302 | PT2 | OS1 | 60 | 11.25 | 999 | 11535.9 |  | 39.8134 | -74.2196 | 7138 | 002001 | 08731
34029 | Forked River Power, LLC | 7138_G_2 | 5111011 | 24651813 | 60391412 | 129455514 |  | 221112 | 125 | 120 | 78912 | U1303 | PT99999 | OS4 | [5 empty] | 39.8154 | -74.2098 | 7138 | 003001 | 08731
19153 | MIDAMERICAN ENERGY CO - PLEASANT HILL/GDMEC | 7145_G_1 | 3164811 | 38775213 | 37057112 | 120698914 |  | 221112 | 125 | 120 | 77-13-002 | 000000003 | 000000001 | 000381416 | 35.5 | 13.434 | 1071 | 11933.3 |  | 41.5572 | -93.5244 | 7145 | 1 | 50327
19153 | MIDAMERICAN ENERGY CO - PLEASANT HILL/GDMEC | 7145_G_2 | 3164811 | 38775413 | 37057312 | 120699114 |  | 221112 | 125 | 120 | 77-13-002 | 000000004 | 000000002 | 000381530 | 35.5 | 13.434 | 1071 | 11933.3 |  | 41.5572 | -93.5244 | 7145 | 2 | 50327
19153 | MIDAMERICAN ENERGY CO - PLEASANT HILL/GDMEC | 7145_G_3 | 3164811 | 38775713 | 37057412 | 120699314 |  | 221112 | 125 | 120 | 77-13-002 | 000000006 | 000000004 | 000381531 | 52 | 13.83 | 1052 | 8340.2 |  | 41.5572 | -93.5244 | 7145 | 3 | 50327
36103 | WADING RIVER GT FACILITY | 7146_G_02 | 8452511 | 575113 | 574612 | 17945214 |  | 221112 | 125 | 120 | 1472200108 | UGT008 | GT008 | P32FP | 70 | 19.9 | 1000 | 191.7 | 61.7 | 40.96 | -72.86 | 7146 | UGT008 | 11786
36103 | WADING RIVER GT FACILITY | 7146_G_03 | 8452511 | 575513 | 574212 | 17944814 |  | 221112 | 125 | 120 | 1472200108 | UGT009 | GT009 | P35FP | 70 | 19.9 | 1000 | 191.7 | 61.7 | 40.96 | -72.86 | 7146 | UGT009 | 11786
36103 | WADING RIVER GT FACILITY | 7146_G_1 | 8452511 | 575313 | 574312 | 17945014 |  | 221112 | 125 | 120 | 1472200108 | UGT007 | GT007 | P29FP | 70 | 19.9 | 1000 | 191.7 | 61.7 | 40.96 | -72.86 | 7146 | UGT007 | 11786
13127 | Ga Power Company - Plant McManus | 715_G_3A | 3721111 | 36833813 | 60087512 | 46144914 |  | 221112 | 125 | 120 | 12700004 | CT3A | ST3A | 1 | 39 | 16.7 | 850 | 17600 | 80 | 31.2138 | -81.5458 | 715 | 3A | 31523-1464
13127 | Ga Power Company - Plant McManus | 715_G_3B | 3721111 | 36833613 | 60087612 | 46145114 |  | 221112 | 125 | 120 | 12700004 | CT3B | ST3B | 1 | 39 | 16.7 | 850 | 17600 | 80 | 31.214 | -81.5454 | 715 | 3B | 31523-1464
13127 | Ga Power Company - Plant McManus | 715_G_3C | 3721111 | 36834213 | 60087712 | 46144314 |  | 221112 | 125 | 120 | 12700004 | CT3C | ST3C | 1 | 39 | 16.7 | 850 | 17600 | 80 | 31.2141 | -81.5451 | 715 | 3C | 31523-1464
13127 | Ga Power Company - Plant McManus | 715_G_4A | 3721111 | 36833513 | 60087812 | 46145214 |  | 221112 | 125 | 120 | 12700004 | CT4A | ST4A | 1 | 33 | 14 | 850 | 17515 | 113 | 31.2143 | -81.5449 | 715 | 4A | 31523-1464
13127 | Ga Power Company - Plant McManus | 715_G_4B | 3721111 | 36833213 | 60087912 | 46145514 |  | 221112 | 125 | 120 | 12700004 | CT4B | ST4B | 1 | 33 | 14 | 850 | 17515 | 113 | 31.2143 | -81.5448 | 715 | 4B | 31523-1464
13127 | Ga Power Company - Plant McManus | 715_G_4C | 3721111 | 36833313 | 60088012 | 46145414 |  | 221112 | 125 | 120 | 12700004 | CT4C | ST4C | 1 | 33 | 14 | 850 | 17515 | 113 | 31.2145 | -81.5445 | 715 | 4C | 31523-1464
13127 | Ga Power Company - Plant McManus | 715_G_4D | 3721111 | 36833413 | 60088112 | 46145314 |  | 221112 | 125 | 120 | 12700004 | CT4D | ST4D | 1 | 33 | 14 | 850 | 17515 | 113 | 31.2145 | -81.5443 | 715 | 4D | 31523-1464
13127 | Ga Power Company - Plant McManus | 715_G_4E | 3721111 | 36834113 | 60088212 | 46144414 |  | 221112 | 125 | 120 | 12700004 | CT4E | ST4E | 1 | 33 | 14 | 850 | 17515 | 113 | 31.2147 | -81.544 | 715 | 4E | 31523-1464
13127 | Ga Power Company - Plant McManus | 715_G_4F | 3721111 | 36833713 | 60088312 | 46145014 |  | 221112 | 125 | 120 | 12700004 | CT4F | ST4F | 1 | 33 | 14 | 850 | 17515 | 113 | 31.2147 | -81.5439 | 715 | 4F | 31523-1464
10003 | HAY ROAD ENERGY CENTER | 7153_G_HR1 | 640311 | 46482013 | 44160212 | 48488114 |  | 2211 | 125 | 140 | 1000300388 | 001 | 1 | 1 | 188 | 15.5 | 206 | 17136.4 | 90.8 | 39.7458 | -75.5042 | 7153 | 1 | 19809
10003 | HAY ROAD ENERGY CENTER | 7153_G_HR2 | 640311 | 46482113 | 44160812 | 48487914 |  | 2211 | 125 | 140 | 1000300388 | 002 | 2 | 1 | 188 | 15.5 | 206 | 17136.4 | 90.8 | 39.7456 | -75.5044 | 7153 | 2 | 19809
10003 | HAY ROAD ENERGY CENTER | 7153_G_HR3 | 640311 | 46482213 | 44160312 | 48487714 |  | 2211 | 125 | 140 | 1000300388 | 003 | 3 | 1 | 188 | 15.5 | 200 | 17136.4 | 90.8 | 39.7456 | -75.5047 | 7153 | **3 | 19809
10003 | HAY ROAD ENERGY CENTER | 7153_G_HR4 | 640311 | ORISHR4 | ORISHR4 | 7153_G_HR4 |  | 2211 | 125 | 140 |  |  |  |  | 188 | 15.5 | 200 | 17136.4 | 90.8 | 39.7456 | -75.5064 | 7153 | HR4 | 19809
10003 | HAY ROAD ENERGY CENTER | 7153_G_HR5 | 640311 | 46481913 | 44160612 | 48488314 |  | 2211 | 125 | 140 | 1000300388 | 008 | 8 | 2 | 188 | 15.5 | 200 | 17136.4 | 90.8 | 39.7456 | -75.5061 | 7153 | 7 | 19809
10003 | HAY ROAD ENERGY CENTER | 7153_G_HR6 | 640311 | 46482513 | 44160712 | 90910614 |  | 2211 | 125 | 140 | 1000300388 | 006 | 6 | 3 | 188 | 15.5 | 200 | 17136.4 | 90.8 | 39.7458 | -75.5067 | 7153 | 5 | 19809
10003 | HAY ROAD ENERGY CENTER | 7153_G_HR7 | 640311 | 46482613 | 44160512 | 48486914 |  | 2211 | 125 | 140 | 1000300388 | 007 | 7 | 1 | 188 | 15.5 | 200 | 17136.4 | 90.8 | 39.7456 | -75.5064 | 7153 | 6 | 19809
10003 | HAY ROAD ENERGY CENTER | 7153_G_HR8 | 640311 | ORISHR8 | ORISHR8 | 7153_G_HR8 |  | 2211 | 125 | 140 |  |  |  |  | 188 | 15.5 | 200 | 17136.4 | 90.8 | 39.7456 | -75.5064 | 7153 | HR8 | 19809
19033 | IPL - LIME CREEK COMBUSTION TURBINES STATION | 7155_G_1 | 5494511 | 27288213 | 26182812 | 41804714 |  | 221112 | 125 | 120 | 17-01-066 | 000000588 | 000000381 | 000000537 | 35.4 | 11.869 | 1000 | 10789.3 |  | 43.2487 | -93.2115 | 7155 | **1 | 50401
19033 | IPL - LIME CREEK COMBUSTION TURBINES STATION | 7155_G_2 | 5494511 | 27288313 | 26182612 | 41804614 |  | 221112 | 125 | 120 | 17-01-066 | 000000589 | 000000382 | 000000538 | 35.4 | 11.869 | 1000 | 10789.3 |  | 43.2487 | -93.2115 | 7155 | **2 | 50401
39017 | Duke Energy Kentucky, Woodsdale Generating Station (1409120656) | 7158_G_GT1 | 8455211 | 303913 | 68620012 | 101024314 |  | 221112 | 125 | 120 | 1409120656 | B001 | 208667 | 20100201 | 213 | 15 | 955 | 25683.3 |  | 39.4489 | -84.4611 | 7158 | **GT1 | 45067-0000
39017 | Duke Energy Kentucky, Woodsdale Generating Station (1409120656) | 7158_G_GT2 | 8455211 | 303513 | 68620112 | 101024514 |  | 221112 | 125 | 120 | 1409120656 | B002 | 208668 | 20100201 | 213 | 15 | 955 | 25683.3 |  | 39.4489 | -84.4611 | 7158 | **GT2 | 45067-0000
39017 | Duke Energy Kentucky, Woodsdale Generating Station (1409120656) | 7158_G_GT3 | 8455211 | 304013 | 68620512 | 101024614 |  | 221112 | 125 | 120 | 1409120656 | B003 | 208669 | 20100201 | 213 | 15 | 955 | 25683.3 |  | 39.4489 | -84.4611 | 7158 | **GT3 | 45067-0000
39017 | Duke Energy Kentucky, Woodsdale Generating Station (1409120656) | 7158_G_GT4 | 8455211 | 303813 | 68620212 | 101024814 |  | 221112 | 125 | 120 | 1409120656 | B004 | 208670 | 20100201 | 213 | 15 | 955 | 25683.3 |  | 39.4489 | -84.4611 | 7158 | **GT4 | 45067-0000
39017 | Duke Energy Kentucky, Woodsdale Generating Station (1409120656) | 7158_G_GT5 | 8455211 | 303713 | 68620312 | 101024914 |  | 221112 | 125 | 120 | 1409120656 | B005 | 208671 | 20100201 | 213 | 15 | 955 | 25683.3 |  | 39.4489 | -84.4611 | 7158 | **GT5 | 45067-0000
39017 | Duke Energy Kentucky, Woodsdale Generating Station (1409120656) | 7158_G_GT6 | 8455211 | 303613 | 68620412 | 101025114 |  | 221112 | 125 | 120 | 1409120656 | B006 | 208672 | 20100201 | 213 | 15 | 955 | 25683.3 |  | 39.4489 | -84.4611 | 7158 | **GT6 | 45067-0000
55055 | Wisconsin Electric Power Company, D/B/A We Energies - Concord Station | 7159_G_1 | 6765911 | 13145213 | 12987912 | 67064214 |  | 221112 | 125 | 100 | 128065080 | P01 | S01 | 01 | 60 | 12.894 | 948 |  | 19.2 | 43.1674 | -88.6878 | 7159 | **1 | 53094
55055 | Wisconsin Electric Power Company, D/B/A We Energies - Concord Station | 7159_G_2 | 6765911 | 13145013 | 12988212 | 67064614 |  | 221112 | 125 | 100 | 128065080 | P02 | S02 | 02 | 60 | 12.894 | 948 |  | 19.2 | 43.1674 | -88.6878 | 7159 | **2 | 53094
55055 | Wisconsin Electric Power Company, D/B/A We Energies - Concord Station | 7159_G_3 | 6765911 | 13144913 | 12988112 | 67064814 |  | 221112 | 125 | 100 | 128065080 | P03 | S03 | 01 | 60 | 12.894 | 948 |  | 19.2 | 43.1674 | -88.6878 | 7159 | **3 | 53094
55055 | Wisconsin Electric Power Company, D/B/A We Energies - Concord Station | 7159_G_4 | 6765911 | 13145113 | 12988012 | 67064414 |  | 221112 | 125 | 100 | 128065080 | P04 | S04 | 01 | 60 | 11.877 | 948 |  | 22.6 | 43.1674 | -88.6878 | 7159 | **4 | 53094
45075 | SCE&G COPE | 7210_B_COP1 | 7870811 | 2803113 | 2716412 | 96253214 |  | 221112 | 125 | 100 | 1860-0044 | 001 | 1 | 5 | 525 | 23 | 151 | 20358.4 | 49 | 33.3651 | -81.0312 | 7210 | COP1 | 29038 | 63UUUUU
51087 | Dominion - Darbytown CT Station | 7212_G_1 | 6311211 | 58458613 | 15383912 | 76734814 |  | 221112 | 125 | 120 | 50997 | 2 | 1 | 1 | 65 | 13.8 | 982 | 24604.5 | 164.5 | 37.4928 | -77.3709 | 7212 | 1 | 23231
51087 | Dominion - Darbytown CT Station | 7212_G_2 | 6311211 | 58458813 | 54222812 | 76735014 |  | 221112 | 125 | 120 | 50997 | 4 | 2 | 1 | 65 | 13.8 | 982 | 24617 | 164.6 | 37.499 | -77.3684 | 7212 | 2 | 23231
51087 | Dominion - Darbytown CT Station | 7212_G_3 | 6311211 | 58459013 | 54222912 | 76735214 |  | 221112 | 125 | 120 | 50997 | 6 | 3 | 1 | 65 | 13.8 | 982 | 24617 | 164.6 | 37.4978 | -77.368 | 7212 | 3 | 23231
51087 | Dominion - Darbytown CT Station | 7212_G_4 | 6311211 | 58459213 | 54223012 | 76735414 |  | 221112 | 125 | 120 | 50997 | 8 | 4 | 1 | 65 | 13.8 | 982 | 24617 | 164.6 | 37.499 | -77.3684 | 7212 | 4 | 23231
51083 | Dominion/ODEC - Clover Power Station | 7213_B_1 | 6160611 | 15869513 | 15487712 | 887314 |  | 221112 | 125 | 100 | 30867 | 1 | 1 | 1 | 446 | 22.2 | 122 | 18292.1 | 47.1 | 36.8687 | -78.7048 | 7213 | 1 | 24534 | 63UUUUU
51083 | Dominion/ODEC - Clover Power Station | 7213_B_2 | 6160611 | 15869213 | 15487612 | 887914 |  | 221112 | 125 | 100 | 30867 | 2 | 2 | 4 | 446 | 22.25 | 122 | 18292.1 | 47.1 | 36.8687 | -78.7048 | 7213 | 2 | 24534 | 63UUUUU
06085 | CITY OF SANTA CLARA, GIANERA S | 7231_G_1 | 14174111 | 84436513 | 76421212 | 110645014 |  | 221320 |  | 160 | 43130317392 | 1 | 1 | 1 |  |  | 68 | 83.3 |  | 37.3996 | -121.9677 |  |  | 95054
06085 | CITY OF SANTA CLARA, GIANERA S | 7231_G_2 | 14174111 | 84436513 | 76421212 | 110645014a |  | 221320 |  | 160 | 43130317392 | 1 | 1 | 1 |  |  | 68 | 83.3 |  | 37.3996 | -121.9677 |  |  | 95054
12097 | KISSIMMEE UTILITY AUTHORITY | 7238_G_1 | 558411 | 48171113 | 45721112 | 45913914 |  | 2211 | 125 | 120 | 0970043 | 1 | 1 | 1 | 40 | 10 | 718 | 7500 | 95 | 28.2764 | -81.533 | 7238 | **1 | 33848 | SLT-0001&ARP-0001
12097 | KISSIMMEE UTILITY AUTHORITY | 7238_G_2 | 558411 | 48171213 | 45721012 | 45913714 |  | 2211 | 125 | 120 | 0970043 | 2 | 2 | 1 | 65 | 10 | 718 | 7500 | 95 | 28.2764 | -81.533 | 7238 | 2 | 33848 | SLT-0001&ARP-0001
12097 | KISSIMMEE UTILITY AUTHORITY | 7238_G_2A | 558411 | 48171213 | 45721012 | 45913714a |  | 2211 | 125 | 120 | 0970043 | 2 | 2 | 1 | 65 | 10 | 718 | 7500 | 95 | 28.2764 | -81.533 | 7238 | 2 | 33848 | SLT-0001&ARP-0001
12097 | KISSIMMEE UTILITY AUTHORITY | 7238_G_3 | 558411 | 48171013 | 45721212 | 45914014 |  | 2211 | 125 | 120 | 0970043 | 3 | 3 | 1 | 130 | 18 | 173 | 10585.9 | 41.6 | 28.2767 | -81.5383 | 7238 | 3 | 33848 | SLT-0001
12097 | KISSIMMEE UTILITY AUTHORITY | 7238_G_3A | 558411 | 48171013 | 45721212 | 45914014a |  | 2211 | 125 | 120 | 0970043 | 3 | 3 | 1 | 130 | 18 | 173 | 10585.9 | 41.6 | 28.2767 | -81.5383 | 7238 | 3 | 33848 | SLT-0001
12097 | KISSIMMEE UTILITY AUTHORITY | 7238_G_4 | 558411 | 89409413 | 88783512 | 125182614 |  | 2211 | 125 | 120 | 0970043 | 9 | 10 | 1 | 65 | 11.4 | 650 |  | 61.9 | 28.2764 | -81.533 | 7238 | 4 | 33848 | SLT-0001
12097 | KISSIMMEE UTILITY AUTHORITY | 7238_G_4A | 558411 | ORIS4A | ORIS4A | 7238_G_4A |  | 2211 | 125 | 999 |  |  |  |  | 12 | 1 | 734 |  | 61.7 | 28.2764 | -81.533 | 7238 | 4A | 33848 | SLT-0001
12105 | TAMPA ELECTRIC COMPANY | 7242_G_1CA | 751911 | 46314613 | 43988012 | 92667314 |  | 2211 | 125 | 140 | 1050233 | 1 | 1 | 3 | 150 | 19 | 340 | 21500 | 75.8 | 27.7288 | -81.9895 | 7242 | **1 | 33860-0775 | SLT-0001&63UUUUU&ARP-0001
12105 | TAMPA ELECTRIC COMPANY | 7242_G_1CT | 751911 | 46314613 | 43988012 | 92667314a |  | 2211 | 125 | 140 | 1050233 | 1 | 1 | 3 | 150 | 19 | 340 | 21500 | 75.8 | 27.7288 | -81.9895 | 7242 | **1 | 33860-0775 | SLT-0001&63UUUUU&ARP-0001
12105 | TAMPA ELECTRIC COMPANY | 7242_G_2 | 751911 | 46314713 | 43987512 | 46604114 |  | 2211 | 125 | 120 | 1050233 | 9 | 9 | 1 | 114 | 29 | 1117 | 39734.2 | 60.2 | 27.7286 | -81.9994 | 7242 | **2 | 33860-0775 | SLT-0001
12105 | TAMPA ELECTRIC COMPANY | 7242_G_3 | 751911 | 46314213 | 43987912 | 46604814 |  | 2211 | 125 | 120 | 1050233 | 10 | 10 | 2 | 114 | 29 | 1117 | 39734.2 | 60.2 | 27.7286 | -81.9994 | 7242 | **3 | 33860-0775 | SLT-0001
12105 | TAMPA ELECTRIC COMPANY | 7242_G_4 | 751911 | 67213113 | 61848212 | 92667414 |  | 2211 | 125 | 120 | 1050233 | 13 | 13 | 1 | 114 | 18 | 1117 | 39893.1 | 156.8 | 27.727 | -81.9898 | 7242 | **4 | 33860-0775 | SLT-0001&ARP-0001
12105 | TAMPA ELECTRIC COMPANY | 7242_G_5 | 751911 | 67213213 | 61848312 | 92667514 |  | 2211 | 125 | 120 | 1050233 | 14 | 14 | 1 | 114 | 18 | 1117 | 39893.1 | 156.8 | 27.727 | -81.9898 | 7242 | **5 | 33860-0775 | SLT-0001&ARP-0001
12105 | TAMPA ELECTRIC COMPANY | 7242_G_9 | 751911 | ORIS9 | ORIS9 | 7242_G_9 |  | 2211 | 125 | 120 |  |  |  |  | 114 | 18 | 1117 | 39893.1 | 156.8 | 27.727 | -81.9898 | 7242 | 9 | 33860-0775 | SLT-0001&ARP-0001
06099 | MODESTO IRRIGATION DISTRICT | 7266_G_2 | 1218011 | 85006313 | 77608512 | 111877814 |  | 221118 | 125 | 120 | 5014303233 | 4 | 4 | 1 |  |  | 68 | 83.3 |  | 37.6531 | -121.0201 | 7266 | 2 | 95351
06099 | MODESTO IRRIGATION DISTRICT | 7266_G_3 | 1218011 | 85006313 | 77608512 | 111877814a |  | 221118 | 125 | 120 | 5014303233 | 4 | 4 | 1 |  |  | 68 | 83.3 |  | 37.6531 | -121.0201 | 7266 | 2 | 95351
06099 | MODESTO IRRIGATION DISTRICT | 7266_G_NA1 | 1218011 | 43846313 | 41676712 | 49969814 |  | 221118 | 125 | 120 | 5014303233 | 1 | 1 | 1 |  |  | 68 | 83.3 | 61.9 | 37.6531 | -121.0201 | 7266 | 1 | 95351
26005 | Holland BPW, 48th Street Peaking Station | 7268_G_7 | 7258311 | 7293213 | 7241012 | 30651714 |  | 221112 | 125 | 120 | N2586 | EU0003 | SV0001 | 20100101 | 35 | 12.8 | 1005 | 4577.8 | 35.6 | 42.7541 | -86.0847 | 7258 | **7 | 49423
26005 | Holland BPW, 48th Street Peaking Station | 7268_G_8 | 7258311 | 7293113 | 7240912 | 30651914 |  | 221112 | 125 | 120 | N2586 | EU0004 | SV0002 | 20100101 | 35 | 12.8 | 1005 | 4577.8 | 35.6 | 42.7541 | -86.0847 | 7258 | **8 | 49423
26005 | Holland BPW, 48th Street Peaking Station | 7268_G_9 | 7258311 | 7292913 | 7240712 | 30652114 |  | 221112 | 125 | 120 | N2586 | EU0007 | SV0006 | 20100201 | 70 | 14.76 | 1050 | 8559.1 | 50 | 42.755 | -86.0847 | 7258 | 9 | 49423
13095 | Ga Power Company - Plant Mitchell | 727_G_4A | 3709711 | 36856413 | 35118212 | 46301114 |  | 221112 | 125 | 120 | 09500002 | CT3 | ST4 | 1 | 25 | 6.3 | 837 | 2500 | 80 | 31.4432 | -84.1347 | 727 | 4AA | 31705-6134
13095 | Ga Power Company - Plant Mitchell | 727_G_4B | 3709711 | 36856713 | 35118012 | 46300814 |  | 221112 | 125 | 120 | 09500002 | CT5 | ST6 | 1 | 25 | 6.3 | 837 | 2500 | 80 | 31.4432 | -84.1347 | 727 | 4BA | 31705-6134
55059 | Wisconsin Electric Power Company, D/B/A We Energies-Paris Station | 7270_G_2 | 7324011 | 11032113 | 10985812 | 67037114 |  | 221112 | 125 | 160 | 230094810 | P02 | S02 | 01 | 60 | 12.894 | 948 |  | 192.3 | 42.6669 | -88.0133 | 7270 | **2 | 54435 |  | NCDEQ
55059 | Wisconsin Electric Power Company, D/B/A We Energies-Paris Station | 7270_G_3 | 7324011 | 11032013 | 10985912 | 67037314 |  | 221112 | 125 | 160 | 230094810 | P03 | S03 | 01 | 60 | 12.894 | 948 |  | 192.3 | 42.6669 | -88.0133 | 7270 | **3 | 54435 |  | NCDEQ
37109 | Duke Energy Corporation LCTS | 7277_G_1 | 7731511 | 3480013 | 69137512 | 18721614 |  | 221112 | 125 | 120 | 3710900082 | G-58 | 1 | 37 | 65 | 13.8 | 882 | 25575.2 | 171 | 35.4324 | -81.0367 | 7277 | 1 | 28164 |  | NCDEQ
37109 | Duke Energy Corporation LCTS | 7277_G_10 | 7731511 | 3480013 | 69137512 | 18721614a |  | 221112 | 125 | 120 | 3710900082 | G-58 | 1 | 37 | 65 | 13.8 | 882 | 25575.2 | 171 | 35.4312 | -81.0363 | 7277 | 10 | 28164 |  | NCDEQ
37109 | Duke Energy Corporation LCTS | 7277_G_11 | 7731511 | 3480013 | 69137512 | 18721614b |  | 221112 | 125 | 120 | 3710900082 | G-58 | 1 | 37 | 65 | 13.8 | 882 | 25575.2 | 171 | 35.4311 | -81.0365 | 7277 | 11 | 28164 |  | NCDEQ
37109 | Duke Energy Corporation LCTS | 7277_G_12 | 7731511 | 3480013 | 69137512 | 18721614c |  | 221112 | 125 | 120 | 3710900082 | G-58 | 1 | 37 | 65 | 13.8 | 882 | 25575.2 | 171 | 35.4309 | -81.0369 | 7277 | 12 | 28164 |  | NCDEQ
37109 | Duke Energy Corporation LCTS | 7277_G_13 | 7731511 | 3480013 | 69137512 | 18721614d |  | 221112 | 125 | 120 | 3710900082 | G-58 | 1 | 37 | 65 | 13.8 | 882 | 25575.2 | 171 | 35.4308 | -81.0371 | 7277 | 13 | 28164 |  | NCDEQ
37109 | Duke Energy Corporation LCTS | 7277_G_14 | 7731511 | 3480013 | 69137512 | 18721614e |  | 221112 | 125 | 120 | 3710900082 | G-58 | 1 | 37 | 65 | 13.8 | 882 | 25575.2 | 171 | 35.4306 | -81.0375 | 7277 | 14 | 28164 |  | NCDEQ
37109 | Duke Energy Corporation LCTS | 7277_G_15 | 7731511 | 3480013 | 69137512 | 18721614f |  | 221112 | 125 | 120 | 3710900082 | G-58 | 1 | 37 | 65 | 13.8 | 882 | 25575.2 | 171 | 35.4305 | -81.0377 | 7277 | 15 | 28164 |  | NCDEQ
37109 | Duke Energy Corporation LCTS | 7277_G_16 | 7731511 | 3480013 | 69137512 | 18721614g |  | 221112 | 125 | 120 | 3710900082 | G-58 | 1 | 37 | 65 | 13.8 | 882 | 25575.2 | 171 | 35.4303 | -81.0381 | 7277 | 16 | 28164 |  | NCDEQ
37109 | Duke Energy Corporation LCTS | 7277_G_2 | 7731511 | 3480013 | 69137512 | 18721614h |  | 221112 | 125 | 120 | 3710900082 | G-58 | 1 | 37 | 65 | 13.8 | 882 | 25575.2 | 171 | 35.4322 | -81.037 | 7277 | 2 | 28164 |  | NCDEQ
37109 | Duke Energy Corporation LCTS | 7277_G_3 | 7731511 | 3480013 | 69137512 | 18721614i |  | 221112 | 125 | 120 | 3710900082 | G-58 | 1 | 37 | 65 | 13.8 | 882 | 25575.2 | 171 | 35.4321 | -81.0373 | 7277 | 3 | 28164 |  | NCDEQ
37109 | Duke Energy Corporation LCTS | 7277_G_4 | 7731511 | 3480013 | 69137512 | 18721614j |  | 221112 | 125 | 120 | 3710900082 | G-58 | 1 | 37 | 65 | 13.8 | 882 | 25575.2 | 171 | 35.4319 | -81.0376 | 7277 | 4 | 28164 |  | NCDEQ
37109 | Duke Energy Corporation LCTS | 7277_G_5 | 7731511 | 3480013 | 69137512 | 18721614k |  | 221112 | 125 | 120 | 3710900082 | G-58 | 1 | 37 | 65 | 13.8 | 882 | 25575.2 | 171 | 35.4318 | -81.0379 | 7277 | 5 | 28164 |  | NCDEQ
37109 | Duke Energy Corporation LCTS | 7277_G_6 | 7731511 | 3480013 | 69137512 | 18721614l |  | 221112 | 125 | 120 | 3710900082 | G-58 | 1 | 37 | 65 | 13.8 | 882 | 25575.2 | 171 | 35.4316 | -81.0382 | 7277 | 6 | 28164 |  | NCDEQ
37109 | Duke Energy Corporation LCTS | 7277_G_7 | 7731511 | 3480013 | 69137512 | 18721614m |  | 221112 | 125 | 120 | 3710900082 | G-58 | 1 | 37 | 65 | 13.8 | 882 | 25575.2 | 171 | 35.4315 | -81.0385 | 7277 | 7 | 28164 |  | NCDEQ
37109 | Duke Energy Corporation LCTS | 7277_G_8 | 7731511 | 3480013 | 69137512 | 18721614n |  | 221112 | 125 | 120 | 3710900082 | G-58 | 1 | 37 | 65 | 13.8 | 882 | 25575.2 | 171 | 35.4313 | -81.0388 | 7277 | 8 | 28164
37109 | Duke Energy Corporation LCTS | 7277_G_9 | 7731511 | 3480013 | 69137512 | 18721614o |  | 221112 | 125 | 120 | 3710900082 | G-58 | 1 | 37 | 65 | 13.8 | 882 | 25575.2 | 171 | 35.4314 | -81.036 | 7277 | 9 | 28164
13077 | Ga Power Company - Plant Yates | 728_B_Y6BR | 3703111 | 36868513 | 35131412 | 45757214 |  | 221112 | 125 | 100 | 07700001 | SG06 | ST3 | 2 | 805 | 16.4 | 279 | 17589 | 84 | 33.4623 | -84.8985 | 728 | Y6BR | 30263 | 63UUUUU
13077 | Ga Power Company - Plant Yates | 728_B_Y7BR | 3703111 | 36868213 | 35131512 | 45758214 |  | 221112 | 125 | 100 | 07700001 | SG07 | ST4 | 2 | 805 | 16.4 | 279 | 17589.3 | 84 | 33.4623 | -84.8985 | 728 | Y7BR | 30263 | 63UUUUU
20091 | GARDNER ENERGY CENTER | 7281_G_CT1 | 4538111 | 28270413 | 27113712 | 38557314 |  | 221112 | 125 | 120 | 0065 | 001 | 1 | 1 | 30 | 10.1 | 940 | 10984.2 | 137 | 38.8108 | -94.8994 |  |  | 66030
34011 | Sherman Energy Center | 7288_G_SEHR | 8094711 | 7143213 | 7076712 | 23001014 |  | 221112 | 125 | 120 | 75476 | U1 | PT1 | OS1 | 65 | 13.417 | 800 | 21666.7 |  | 39.4498 | -75.056 | 7288 | 1 | 08360
29097 | EMPIRE DISTRICT ELECTRIC CO-STATE LINE FACILITY | 7296_G_1 | 5339011 | 26481013 | 58118912 | 87817614 |  | 221112 | 125 | 120 | 0104 | 10520 | 13377 | 2 | 50 | 22.112 | 1025 | 7576.5 | 19.7 | 37.0659 | -94.614 | 7296 | 1 | 64804
29097 | EMPIRE DISTRICT ELECTRIC CO-STATE LINE FACILITY | 7296_G_2-1 | 5339011 | 26481613 | 25403612 | 87817714 |  | 221112 | 125 | 120 | 0104 | 10527 | 50165 | 1 | 175 | 19 | 206 | 13423.1 | 47.3 | 37.066 | -94.6127 | 7296 | 2-1 | 64804
29097 | EMPIRE DISTRICT ELECTRIC CO-STATE LINE FACILITY | 7296_G_2-2 | 5339011 | 26481213 | 25403812 | 23594114 |  | 221112 | 125 | 120 | 0104 | 10524 | 31803 | 1 | 175 | 19 | 207 | 14494.2 | 51.1 | 37.066 | -94.6127 | 7296 | 2-2 | 64804
29097 | EMPIRE DISTRICT ELECTRIC CO-STATE LINE FACILITY | 7296_G_2-3 | 5339011 | ORIS2-3 | ORIS2-3 | 7296_G_2-3 |  | 221112 | 125 | 120 |  |  |  |  | 175 | 19 | 206 | 13423.1 | 47.3 | 37.066 | -94.6127 | 7296 | 2-3 | 64804
12105 | DUKE ENERGY FLORIDA, INC. | 7302_G_1GT | 552011 | 48264613 | 45781112 | 46553114 |  | 2211 | 125 | 120 | 1050234 | 1 | 1 | 1 | 125 | 19 | 190 | 16824.8 | 59.3 | 27.7888 | -81.8694 | 7302 | 1A | 33830 | SLT-0001&ARP-0001
12105 | DUKE ENERGY FLORIDA, INC. | 7302_G_1GT2 | 552011 | 48264713 | 45781012 | 46553014 |  | 2211 | 125 | 120 | 1050234 | 2 | 2 | 1 | 125 | 19 | 190 | 16824.8 | 59.3 | 27.7883 | -81.8783 | 7302 | 1B | 33830 | SLT-0001&ARP-0001
12105 | DUKE ENERGY FLORIDA, INC. | 7302_G_1ST | 552011 | ORIS1ST | ORIS1ST | 7302_G_1ST |  | 2211 | 125 | 999 |  |  |  |  | 10 | 0.5 | 617 |  | 72.9 | 27.7887 | -81.8712 | 7302 | 1ST | 33830
12105 | DUKE ENERGY FLORIDA, INC. | 7302_G_2GT | 552011 | 67213413 | 61848512 | 92668014 |  | 2211 | 125 | 120 | 1050234 | 14 | 14 | 1 | 125 | 19 | 190 | 16824.8 | 59.3 | 27.7883 | -81.8775 | 7302 | 2A | 33830 | SLT-0001&ARP-0001
12105 | DUKE ENERGY FLORIDA, INC. | 7302_G_2GT2 | 552011 | 67213513 | 61848612 | 92668214 |  | 2211 | 125 | 120 | 1050234 | 15 | 15 | 1 | 125 | 19 | 190 | 16824.8 | 59.3 | 27.7883 | -81.8775 | 7302 | 2B | 33830 | SLT-0001&ARP-0001
12105 | DUKE ENERGY FLORIDA, INC. | 7302_G_2ST | 552011 | ORIS2ST | ORIS2ST | 7302_G_2ST |  | 2211 | 125 | 999 |  |  |  |  | 10 | 0.5 | 617 |  | 72.9 | 27.7887 | -81.8712 | 7302 | 2ST | 33830
12105 | DUKE ENERGY FLORIDA, INC. | 7302_G_3GT | 552011 | 67213613 | 61848712 | 92668414 |  | 2211 | 125 | 120 | 1050234 | 16 | 16 | 1 | 125 | 19 | 190 | 16844.4 | 59.4 | 27.7886 | -81.8694 | 7302 | 3A | 33830 | SLT-0001&ARP-0001
12105 | DUKE ENERGY FLORIDA, INC. | 7302_G_3GT2 | 552011 | 67213713 | 61848812 | 92668614 |  | 2211 | 125 | 120 | 1050234 | 17 | 17 | 1 | 125 | 19 | 190 | 16844.4 | 59.4 | 27.7886 | -81.8694 | 7302 | 3B | 33830 | SLT-0001&ARP-0001
12105 | DUKE ENERGY FLORIDA, INC. | 7302_G_3ST | 552011 | ORIS3ST | ORIS3ST | 7302_G_3ST |  | 2211 | 125 | 999 |  |  |  |  | 10 | 0.5 | 617 |  | 72.9 | 27.7887 | -81.8712 | 7302 | 3ST | 33830
12105 | DUKE ENERGY FLORIDA, INC. | 7302_G_4GT | 552011 | 67213813 | 61848912 | 92668814 |  | 2211 | 125 | 120 | 1050234 | 18 | 18 | 1 | 125 | 18 | 202 | 17271.2 | 67.9 | 27.7887 | -81.8712 | 7302 | 4A | 33830 | SLT-0001
12105 | DUKE ENERGY FLORIDA, INC. | 7302_G_4GT2 | 552011 | 67213913 | 61849012 | 92669014 |  | 2211 | 125 | 120 | 1050234 | 19 | 19 | 1 | 125 | 18 | 202 | 17271.2 | 67.9 | 27.7887 | -81.8712 | 7302 | 4B | 33830 | SLT-0001
12105 | DUKE ENERGY FLORIDA, INC. | 7302_G_4ST | 552011 | 67213913 | 61849012 | 92669014a |  | 2211 | 125 | 120 | 1050234 | 19 | 19 | 1 | 125 | 18 | 202 | 17271.2 | 67.9 | 27.7887 | -81.8712 | 7302 | 4B | 33830 | SLT-0001
06089 | REDDING POWER PLANT | 7307_G_1 | 1549311 | 44370813 | 77156812 | 49773414 |  | 221118 | 125 | 120 | 451628163 | 1 | 1 | 1 | 38 | 8.3 | 950 | 8158.3 |  | 40.5089 | -122.4243 | 7307 | 1 | 96001
06089 | REDDING POWER PLANT | 7307_G_2 | 1549311 | 44371113 | 77156712 | 49773114 |  | 221118 | 125 | 120 | 451628163 | 2 | 2 | 1 | 41 | 8.3 | 950 | 9623.3 |  | 40.5089 | -122.4243 | 7307 | 2 | 96001
06089 | REDDING POWER PLANT | 7307_G_3 | 1549311 | 44370913 | 77156612 | 49773314 |  | 221118 | 125 | 120 | 451628163 | 3 | 3 | 1 | 41 | 8.3 | 950 | 9623.3 |  | 40.5089 | -122.4243 | 7307 | 3 | 96001
06089 | REDDING POWER PLANT | 7307_G_4 | 1549311 | 44371013 | 77156512 | 49773214 |  | 221118 | 125 | 100 | 451628163 | 4 | 4 | 1 | 125 | 7 | 300 | 579.7 |  | 40.5089 | -122.4243 | 7307 | 4 | 96001
06089 | REDDING POWER PLANT | 7307_G_5 | 1549311 | 84771813 | 77156012 | 111400014 |  | 221118 | 125 | 140 | 451628163 | 7 | 9 | 1 | 100 | 9.8 | 330 | 2972.2 |  | 40.5089 | -122.4243 | 7307 | 5 | 96001
06089 | REDDING POWER PLANT | 7307_G_6 | 1549311 | 100325613 | 77155912 | 140499614 |  | 221118 | 125 | 120 | 451628163 | 9 | 10 | 9 | 15.4 | 7 | 90 | 3583.3 |  | 40.5089 | -122.4243 | 7307 | 6 | 96001
36103 | RICHARD M FLYNN POWER PLANT | 7314_G_NA1 | 7981711 | 6454013 | 6412012 | 17830114 |  | 221112 | 125 | 120 | 1472200926 | U00001 | EP001 | P01FP | 120 | 17.5 | 72 | 0 | 32.4 | 40.81 | -73.06 | 7314 | 001 | 11742
36103 | RICHARD M FLYNN POWER PLANT | 7314_G_NA2 | 7981711 | 6454013 | 6412012 | 17830114a |  | 221112 | 125 | 120 | 1472200926 | U00001 | EP001 | P01FP | 120 | 17.5 | 72 | 0 | 32.4 | 40.81 | -73.06 | 7314 | 001 | 11742
06099 | TURLOCK IRRIGATION DISTRICT | 7315_G_1 | 1218311 | 85092813 | 77765012 | 112040914 |  | 221118 | 125 | 120 | 5014303299 | 3 | 3 | 1 | [5 empty] | 37.5724 | -120.9935 | 7315 | 1 | 95358
10001 | VanSant Generating Station | 7318_G_1 | 2800411 | 41318913 | 39405112 | 48599814 |  | 221112 | 125 | 120 | 1000100076 | 001 | 1 | 1 | 70 | 12.8 | 1085 | 13271.7 | 103.6 | 39.1467 | -75.5483 | 7318 | **11 | 19904
13051 | Ga Power Company - Plant Boulevard | 732_G_1 | 15504311 | 97066413 | 94078612 | 135413714 |  | 221112 | 125 | 120 | 05100017 | CT01 | CT1 | 2 | 33.1 | 10.7 | 1000 | 18000 | 200 | 32.0411 | -81.1443 |  |  | 31402
48201 | SAN JACINTO STEAM ELECTRIC STATION | 7325_G_1 | 7907811 | 2583613 | 2490712 | 9111514 |  | 221122 | 125 | 120 | 1444 | 000006 | 000004 | 000001 | 100 | 15 | 500 |  | 71 | 29.6951 | -95.0411 | 7325 | SJS1 | 77572
48201 | SAN JACINTO STEAM ELECTRIC STATION | 7325_G_2 | 7907811 | 2583913 | 2490812 | 9111214 |  | 221122 | 125 | 120 | 1444 | 000003 | 000003 | 000004 | 100 | 15 | 500 |  | 71 | 29.6948 | -95.0411 | 7325 | SJS2 | 77572
13051 | Ga Power Company - Plant Kraft | 733_G_PWA | 3677911 | 36920813 | 35177912 | 46110014 |  | 221112 | 125 | 120 | 05100006 | CT1 | S1 | 2 | 18 | 12.5 | 900 | 1933 | 15.6 | 32.1483 | -81.1467 |  |  | 31407
18177 | RICHMOND POWER & LIGHT COMPANY RPL | 7335_G_RCT1 | 5506011 | 27516313 | 87279812 | 123864114a |  | 221112 | 125 | 999 | 00009 | 001 | CS001 | 02 | 325 | 11.75 | 330 | 6937.6 | 22 | 39.8028 | -84.8953 | 1040 | 1 | 47374 | 63UUUUU
18177 | RICHMOND POWER & LIGHT COMPANY RPL | 7335_G_RCT2 | 5506011 | 27516713 | 87279812 | 123864314a |  | 221112 | 125 | 999 | 00009 | 002 | CS001 | 02 | 325 | 11.75 | 330 | 6937.6 | 22 | 39.8028 | -84.8953 | 1040 | 2 | 47374 | 63UUUUU
18095 | ANDERSON STATION | 7336_G_ACT1 | 7956711 | 3011413 | 87282812 | 124024314 |  | 221112 | 125 | 999 | 00051 | 001 | 7 | 06 |  |  | 1025 | 8470.6 | 45.5 | 40.0529 | -85.7391 |  |  | 46011
18095 | ANDERSON STATION | 7336_G_ACT2 | 7956711 | 3011413 | 87282812 | 124024314a |  | 221112 | 125 | 999 | 00051 | 001 | 7 | 06 |  |  | 1025 | 8470.6 | 45.5 | 40.0529 | -85.7391 |  |  | 46011
18095 | ANDERSON STATION | 7336_G_ACT3 | 7956711 | 3011413 | 87282812 | 124024314b |  | 221112 | 125 | 999 | 00051 | 001 | 7 | 06 |  |  | 1025 | 8470.6 | 45.5 | 40.0529 | -85.7391 |  |  | 46011
20191 | WELLINGTON CITY POWER PLANT, GAS TURBINE | 7339_G_6 | 5444811 | 26794813 | 25710012 | 39521814 |  | 221112 | 125 | 120 | 0056 | 001 | 1 | 4 | 35 | 8.5 | 955 | 24400.4 | 430 | 37.2694 | -97.3497 |  |  | 67152-0000
19193 | MIDAMERICAN ENERGY CO - GEORGE NEAL SOUTH | 7343_B_4 | 2943511 | 38608513 | 36900912 | 37450014 |  | 221112 | 125 | 100 | 97-04-011 | 000131886 | 000102757 | 000104376 | 469 | 25.75 | 180 | 43634.7 |  | 42.3035 | -96.358 | 7343 | 4 | 51052 | 63UUUUU
12001 | DUKE ENERGY FLORIDA, INC. | 7345_G_P1 | 8500311 | 64010513 | 890112 | 88762614 |  | 2211 | 125 | 120 | 0010001 | 7 | 7 | 2 | 93 | 9.8 | 257 | 6095 | 80.8 | 29.6384 | -82.363 | 7345 | 1 | 32611-2295 | ARP-0001&SLT-0001
13153 | Ga Power Company - Robins | 7348_G_1 | 2654411 | 41054813 | 95460712 | 47258714 |  | 221112 | 125 | 120 | 15300040 | CT1 | CT1 | 1 | 56 | 21 | 1044 | 37298 | 118.7 | 32.5792 | -83.5824 | 7348 | CT1 | 31098
13153 | Ga Power Company - Robins | 7348_G_2 | 2654411 | 41054913 | 95460812 | 47258514 |  | 221112 | 125 | 120 | 15300040 | CT2 | CT2 | 1 | 56 | 21 | 1044 | 37298 | 118.7 | 32.5789 | -83.5824 | 7348 | CT2 | 31098
41049 | Coyote Springs Plant | 7350_G_1 | 8184111 | 72158213 | 66282312 | 99907914 |  | 221112 | 125 | 120 | 25-0031 | PS-1 | STK-1 | P-2 | 57.3 | 11.5 | 734 |  | 61.7 | 45.8485 | -119.6738 | 7350 | CTG1 | 97818
41049 | Coyote Springs Plant | 7350_G_2 | 8184111 | 72158313 | 66282412 | 99908014 |  | 221112 | 125 | 120 | 25-0031 | PS-2 | STK-2 | P-1 | 64.8 | 11.4 | 650 |  | 61.9 | 45.8485 | -119.6738 | 7350 | CTG2 | 97818
12049 | SEMINOLE ELECTRIC COOPERATIVE, INC. | 7380_G_CT1 | 4390111 | 36250013 | 34506112 | 48498414 |  | 2211 | 125 | 120 | 0490340 | 1 | 1 | 1 | 175 | 18 | 198 | 1693.8 |  | 27.6419 | -81.9629 | 7380 | 1 | 33834-6817 | SLT-0001
12049 | SEMINOLE ELECTRIC COOPERATIVE, INC. | 7380_G_CT2 | 4390111 | 36250113 | 34506012 | 48498214 |  | 2211 | 125 | 120 | 0490340 | 2 | 2 | 2 | 175 | 18 | 198 | 1693.8 |  | 27.6419 | -81.9629 | 7380 | 2 | 33834-6817 | SLT-0001
12049 | SEMINOLE ELECTRIC COOPERATIVE, INC. | 7380_G_GT4 | 4390111 | 67290113 | 61906212 | 92809314 |  | 2211 | 125 | 120 | 0490340 | 5 | 5 | 2 | 60 | 9.5 | 891 | 7148.9 | 100.9 | 27.6405 | -81.962 |  |  | 33834-6817 | SLT-0001
12049 | SEMINOLE ELECTRIC COOPERATIVE, INC. | 7380_G_GT5 | 4390111 | 67290213 | 61906312 | 92809514 |  | 2211 | 125 | 120 | 0490340 | 6 | 6 | 2 | 60 | 9.5 | 891 | 7148.9 | 100.9 | 27.6405 | -81.962 |  |  | 33834-6817 | SLT-0001
12049 | SEMINOLE ELECTRIC COOPERATIVE, INC. | 7380_G_GT6 | 4390111 | 67290313 | 61906412 | 92809714 |  | 2211 | 125 | 120 | 0490340 | 7 | 7 | 2 | 60 | 9.5 | 891 | 7148.9 | 100.9 | 27.6405 | -81.962 |  |  | 33834-6817 | SLT-0001
12049 | SEMINOLE ELECTRIC COOPERATIVE, INC. | 7380_G_GT7 | 4390111 | 67290413 | 61906512 | 92809914 |  | 2211 | 125 | 120 | 0490340 | 8 | 8 | 2 | 60 | 9.5 | 891 | 7148.9 | 100.9 | 27.6405 | -81.962 |  |  | 33834-6817 | SLT-0001
12049 | SEMINOLE ELECTRIC COOPERATIVE, INC. | 7380_G_GT8 | 4390111 | 67290513 | 61906612 | 92810114 |  | 2211 | 125 | 120 | 0490340 | 9 | 9 | 2 | 60 | 9.5 | 891 | 7148.9 | 100.9 | 27.6405 | -81.962 |  |  | 33834-6817 | SLT-0001
12049 | SEMINOLE ELECTRIC COOPERATIVE, INC. | 7380_G_ST3 | 4390111 | 36250113 | 34506012 | 48498214a |  | 2211 | 125 | 120 | 0490340 | 2 | 2 | 2 | 175 | 18 | 198 | 1693.8 |  | 27.6419 | -81.9629 | 7380 | 2 | 33834-6817 | SLT-0001
29023 | POPLAR BLUFF MUNICIPAL UTILITIES-GENERATING PLANT | 7392_G_5 | 6321511 | 16016213 | 58087212 | 25460814 |  | 221112 | 125 | 160 | 0050 | 3228 | 54541 | 3826 | 45.5 | 7.54 | 617 | 802.3 | 1.5 | 36.7594 | -90.3907 |  |  | 63901
42055 | CHAMBERSBURG BORO/DIESEL POWER PLT | 7397_G_5 | 3769511 | 37866713 | 36122412 | 14005514 |  | 221112 | 125 | 160 | 420550609 | 105 | S05 | 1 | 35 | 1.6 | 615 | 429 | 213.3 | 39.9419 | -77.6627 |  |  | 17201-1640
42055 | CHAMBERSBURG BORO/DIESEL POWER PLT | 7397_G_6 | 3769511 | 37866613 | 36122512 | 14005714 |  | 221112 | 125 | 160 | 420550609 | 106 | S06 | 2 | 35 | 1.6 | 660 | 429 | 213.3 | 39.9419 | -77.6627 |  |  | 17201-1640
42055 | CHAMBERSBURG BORO/DIESEL POWER PLT | 7397_G_7 | 3769511 | 37866813 | 36122612 | 14005314 |  | 221112 | 125 | 160 | 420550609 | 107 | S07 | 2 | 1 | 0.1 | 400 | 619.6 | 0.1 | 39.9419 | -77.6627 |  |  | 17201-1640
26017 | BAY CITY ELECTRIC LIGHT & POWER | 7398_G_GEN1 | 4171511 | 35921813 | 34219112 | 30446414 |  | 221118 | 125 | 160 | B7529 | EU0001 | FUG001 | 20100102 |  |  | 72 |  |  | 43.5827 | -83.8959 |  |  | 48708
26017 | BAY CITY ELECTRIC LIGHT & POWER | 7398_G_GEN2 | 4171511 | 35921713 | 34219112 | 30446614 |  | 221118 | 125 | 160 | B7529 | EU0002 | FUG001 | 20100102 |  |  | 72 |  |  | 43.5827 | -83.8959 |  |  | 48708
26017 | BAY CITY ELECTRIC LIGHT & POWER | 7399_G_GEN3 | 4140111 | 34964213 | 33261112 | 30440614 |  | 221118 | 125 | 160 | N3195 | EU0001 | FUG001 | 20100102 |  |  | 72 |  |  | 43.595 | -83.8999 |  |  | 48708
26017 | BAY CITY ELECTRIC LIGHT & POWER | 7399_G_GEN4 | 4140111 | 34964113 | 33261112 | 30440814 |  | 221118 | 125 | 160 | N3195 | EU0002 | FUG001 | 20100102 |  |  | 72 |  |  | 43.595 | -83.8999 |  |  | 48708
29205 | SHELBINA POWER PLANT-SHELBINA POWER PLANT | 7405_G_G1 | 5052711 | 25601213 | 24561712 | 24566414 |  | 221112 | 125 | 160 | 0011 | 22346 | 27890 | 25817 | 22 | 1.4 | 961 | 240.4 | 154 | 39.6941 | -92.0467 |  |  | 63468
29205 | SHELBINA POWER PLANT-SHELBINA POWER PLANT | 7405_G_G2 | 5052711 | 25601113 | 24563112 | 24566514 |  | 221112 | 125 | 160 | 0011 | 22347 | 27891 | 25818 | 22 | 1.4 | 961 | 240.4 | 154 | 39.6941 | -92.0467 |  |  | 63468
29205 | SHELBINA POWER PLANT-SHELBINA POWER PLANT | 7406_G_G3 | 5052711 | 25600813 | 24561612 | 24566914 |  | 221112 | 125 | 160 | 0011 | 22348 | 27892 | 25819 | 22 | 1.4 | 961 | 237 | 154 | 39.6941 | -92.0467 |  |  | 63468
29205 | SHELBINA POWER PLANT-SHELBINA POWER PLANT | 7406_G_G4 | 5052711 | 25600913 | 24562512 | 24566814 |  | 221112 | 125 | 160 | 0011 | 22349 | 27893 | 25820 | 28 | 2.1 | 961 | 240.4 | 68.4 | 39.6941 | -92.0467 |  |  | 63468
29205 | SHELBINA POWER PLANT-SHELBINA POWER PLANT | 7406_G_G5 | 5052711 | 25601013 | 24561912 | 24566614 |  | 221112 | 125 | 160 | 0011 | 22350 | 27894 | 25821 | 27 | 3.1 | 730 | 529.1 | 70.1 | 39.6941 | -92.0467 |  |  | 63468
29205 | SHELBINA POWER PLANT-SHELBINA POWER PLANT | 7406_G_G6 | 5052711 | 25601413 | 57990212 | 24566114 |  | 221112 | 125 | 160 | 0011 | 22362 | 60321 | 1 | 22 | 1.3 | 901 | 241.8 | 182.2 | 39.6941 | -92.0467 |  |  | 63468
49049 | Payson City Corporation: Payson City Power | 7408_G_86-1 | 6983311 | 13932613 | 13735912 | 575314 |  | 221112 | 125 | 290 | 10823 | 171849 | 237 | 1 | 38 | 2.5 | 780 | 444 | 90.5 | 40.0417 | -111.73 |  |  | 84651
49049 | Payson City Corporation: Payson City Power | 7408_G_86-2 | 6983311 | 13932713 | 13735512 | 575214 |  | 221112 | 125 | 290 | 10823 | 173861 | 238 | 1 | 38 | 2.5 | 734 | 449 | 91.5 | 40.0417 | -111.73 |  |  | 84651
49049 | Payson City Corporation: Payson City Power | 7408_G_86-3 | 6983311 | 13932813 | 13735712 | 575114 |  | 221112 | 125 | 290 | 10823 | 173862 | 3979 | 1 | 38 | 1.6 | 670 | 248 | 123.4 | 40.0417 | -111.73 |  |  | 84651
49049 | Payson City Corporation: Payson City Power | 7408_G_86-4 | 6983311 | 13932913 | 13735812 | 575014 |  | 221112 | 125 | 290 | 10823 | 173863 | 3980 | 1 | 38 | 1.6 | 651 | 250 | 124.3 | 40.0417 | -111.73 |  |  | 84651
17167 | City Water Light & Power | 7425_G_1 | 4541611 | 28055113 | 26923612 | 43932314 |  | 221112 | 125 | 120 | 167822ABG | 0001 | 0001 | 02 | 50 | 21.4 | 990 | 11067.9 |  | 39.8234 | -89.5889 | 7425 | 1 | 62707
06077 | NORTHERN CALIFORNIA POWER | 7449_G_NA1 | 1405711 | 43607613 | 41437512 | 52512114 |  | 221118 | 125 | 120 | 3914302697 | 1 | 1 | 1 |  |  | 650 | 6353 | 61.9 | 38.0942 | -121.3813 | 7449 | NA1 | 95241
06077 | NORTHERN CALIFORNIA POWER AGEN | 7451_G_1 | 1310511 | 43812813 | 41642912 | 51601614 |  | 221118 | 125 | 120 | 391430583 | 1 | 1 | 1 |  |  | 68 | 83.3 | 61.9 | 38.1306 | -121.2724 |  |  | 95242
06061 | CITY OF ROSEVILLE - POWER PLANT | 7452_G_1 | 14224811 | 84770413 | 98239012 | 111397014 |  | 221118 |  | 120 | 311623201 | 1051 | 1051_1_20100201 | 1 | [5 empty] | 38.8107 | -121.3238 |  |  | 95677
06061 | CITY OF ROSEVILLE - POWER PLANT | 7452_G_2 | 14224811 | 84770513 | 98238912 | 111397214 |  | 221118 |  | 120 | 311623201 | 1050 | 1050_1_20100201 | 1 | [5 empty] | 38.8107 | -121.3238 |  |  | 95677
16055 | AVISTA CORP | 7456_G_1 | 15472711 | 96584113 | 93664012 | 134747614 |  | 221112 | 125 | 120 | 05500040 | 010 | 010 | 1 | 52 | 13.8 | 955 | 25128.7 | 168 | 47.8041 | -116.867 | 7456 | 1 | 83858
16055 | AVISTA CORP | 7456_G_2 | 15472711 | 96584213 | 93664112 | 134747714 |  | 221112 | 125 | 120 | 05500040 | 020 | 020 | 1 | 52 | 13.8 | 955 | 25128.7 | 168 | 47.8044 | -116.867 | 7456 | 2 | 83858
31119 | Madison Light & Power Plant | 7469_G_FM1 | 5298011 | 25611213 | 24569912 | 21638514 |  | 926130 | 125 | 160 | 00016 | 001 | 001 | 01 | 25 | 1.92 | 620 | 342.4 | 2 | 41.8298 | -97.4566 |  |  | 68748-6459
31119 | Madison Light & Power Plant | 7469_G_FM2 | 5298011 | 25611113 | 24569912 | 21638614 |  | 926130 | 125 | 160 | 00016 | 002 | 001 | 01 | 25 | 1.92 | 620 | 342.4 | 2 | 41.8298 | -97.4566 |  |  | 68748-6459
31181 | Blue Hill City Light & Water | 7481_G_1 | 7515111 | 12751613 | 12660712 | 21282714 |  | 926130 | 125 | 160 | 00012 | 001 | 001 | 01 | 28 | 1.5 | 600 | 7.3 | 2.7 | 40.3275 | -98.4506 |  |  | 68930
31181 | Blue Hill City Light & Water | 7481_G_2 | 7515111 | 12751513 | 12660712 | 21282814 |  | 926130 | 125 | 160 | 00012 | 002 | 001 | 01 | 28 | 1.5 | 600 | 7.3 | 2.7 | 40.3275 | -98.4506 |  |  | 68930
56005 | Neil Simpson Two | 7504_B_2 | 7844911 | 72202313 | 66325512 | 99953314 |  | 221112 | 125 | 100 | 00134 | 2335 | 2335 | 2335 | 295 | 9.25 | 163 | 6344.3 | 91.2 | 44.2852 | -105.384 | 7504 | 001 | 82716 | 63UUUUU
56005 | Neil Simpson Two | 7504_G_GT1 | 7844911 | 72202413 | 66324912 | 99953414 |  | 221112 | 125 | 120 | 00134 | 2336 | 2336 | 2336 | 60 | 9 | 840 | 9796.1 | 154 | 44.2849 | -105.378 | 7504 | CT1 | 82716
48029 | VH BRAUNIG PLANT | 7512_G_1 | 5616511 | 21290313 | 20439412 | 12574014 |  | 221122 | 125 | 120 | 5 | 000011 | 000011 | 000002 | 200 | 17 | 250 |  | 75 | 29.2567 | -98.3843 | 3612 | CT01 | 78201
48029 | VH BRAUNIG PLANT | 7512_G_2 | 5616511 | 21290213 | 20439012 | 12574114 |  | 221122 | 125 | 120 | 5 | 000012 | 000012 | 000001 | 200 | 17 | 250 |  | 75 | 29.2567 | -98.3838 | 3612 | CT02 | 78201
23003 | REENERGY FORT FAIRFIELD LLC | 7513_B_BOIL1 | 5661711 | 19627713 | 18962912 | 125565014 |  | 221117 | 125 | 100 | 2300300051 | 001 | 1 | 001-1 | 217 | 8 | 297 | 2693.1 | 53.6 | 46.7725 | -67.8503 |  |  | 04742
20113 | MCPHERSON BOARD OF PUBLIC UTILITIES | 7515_G_NA1 | 5380511 | 27084513 | 25983512 | 38054614 |  | 221112 | 125 | 120 | 0046 | 001 | 1 | 2 | 60 | 13.5 | 984 | 29591.7 | 207 | 38.3914 | -97.6103 | 7515 | 1 | 67460
06067 | CARSON ENERGY/SMUD | 7527_G_1 | 4919511 | 32325113 | 30916112 | 54329814 |  | 221118 | 125 | 120 | 341624193 | 1 | 1 | 1 | 85 | 9.9 | 273 | 4871.7 |  | 38.4478 | -121.464 | 7527 | 1 | 95758
06067 | CARSON ENERGY/SMUD | 7527_G_2 | 4919511 | 84786713 | 30916312 | 111436814 |  | 221118 | 125 | 120 | 341624193 | 2 | 2 | 1 | 85 | 8.2 | 854 | 8828.8 |  | 38.4478 | -121.464 | 7527 | 2 | 95758 |  | NCDEQ
06067 | CARSON ENERGY/SMUD | 7527_G_CCCT | 4919511 | 32325113 | 30916112 | 54329814a |  | 221118 | 125 | 120 | 341624193 | 1 | 1 | 1 | 85 | 9.9 | 273 | 4871.7 |  | 38.4478 | -121.464 | 7527 | 1 | 95758 |  | NCDEQ
37191 | Duke Energy Progress - H.F. Lee Steam Electric Plant | 7538_G_1 | 7265811 | 10758113 | 69468912 | 18617314 |  | 221112 | 125 | 120 | 3719100017 | G-19 | 10/11 | 9 | 100 | 17.7 | 1122 | 39369.1 | 160 | 35.3742 | -78.089 |  |  | 27530 |  | NCDEQ
37191 | Duke Energy Progress - H.F. Lee Steam Electric Plant | 7538_G_2 | 7265811 | 10758113 | 69468912 | 18617314a |  | 221112 | 125 | 120 | 3719100017 | G-19 | 10/11 | 9 | 100 | 17.7 | 1122 | 39369.1 | 160 | 35.3742 | -78.089 |  |  | 27530 |  | NCDEQ
37191 | Duke Energy Progress - H.F. Lee Steam Electric Plant | 7538_G_3 | 7265811 | 10757813 | 69469012 | 18617614 |  | 221112 | 125 | 120 | 3719100017 | G-20 | 12/13 | 11 | 100 | 17.7 | 1122 | 39369.1 | 160 | 35.3742 | -78.0896 |  |  | 27530 |  | NCDEQ
37191 | Duke Energy Progress - H.F. Lee Steam Electric Plant | 7538_G_4 | 7265811 | 10757813 | 69469012 | 18617614a |  | 221112 | 125 | 120 | 3719100017 | G-20 | 12/13 | 11 | 100 | 17.7 | 1122 | 39369.1 | 160 | 35.3742 | -78.0896 |  |  | 27530
37191 | Duke Energy Progress - H.F. Lee Steam Electric Plant | 7538_G_5 | 7265811 | 88910013 | 85187812 | 120751014 |  | 221112 | 125 | 120 | 3719100017 | G-22 | Unit 14 | 16 | 100 | 17.7 | 1122 | 39369.2 | 160 | 35.3742 | -78.0885 | 2709 | 14 | 27530
40071 | PONCA CITY MUNI STEAM PLT | 7546_G_1 | 1140311 | ORIS1 | ORIS1 | 7546_G_1 |  | 221112 | 125 | 160 |  |  |  |  | 12 | 1 | 797 | 74.2 | 0.9 | 36.7207 | -97.0871 | 7546 | 1 | 74602
40071 | PONCA CITY MUNI STEAM PLT | 7546_G_3 | 1140311 | 46661413 | 44345012 | 130390514 |  | 221112 | 125 | 120 | 1406 | 12819 | 12833 | 51114 | 100 | 10 | 835 | 10782.3 | 152.6 | 36.7206 | -97.0861 | 762 | 3 | 74602
40071 | PONCA CITY MUNI STEAM PLT | 7546_G_4 | 1140311 | 95173113 | 92003912 | 130390314 |  | 221112 | 125 | 120 | 1406 | 19629 | 19447 | 51117 | 100 | 9 | 835 | 9710 | 153.2 | 36.7207 | -97.0852 | 762 | 4 | 74602
55079 | Milwaukee County Power Plant | 7549_B_1 | 4879611 | 29304413 | 28079812 | 66198714 |  | 221330 | 183 | 100 | 241027050 | B21 | S11 | 01 | 158.1 | 5.61 | 350 |  | 37.2 | 43.0451 | -88.029 |  |  | 53226
55079 | Milwaukee County Power Plant | 7549_B_2 | 4879611 | 29304613 | 28079612 | 66198514 |  | 221330 | 183 | 100 | 241027050 | B22 | S12 | 01 | 158.1 | 5.61 | 350 |  | 37.2 | 43.0451 | -88.029 |  |  | 53226
55079 | Milwaukee County Power Plant | 7549_B_3 | 4879611 | 29304713 | 28079712 | 66198414 |  | 221330 | 183 | 100 | 241027050 | B23 | S13 | 01 | 158.1 | 5.61 | 350 |  | 37.2 | 43.0451 | -88.029 |  |  | 53226
55079 | Milwaukee County Power Plant | 7549_B_4 | 4879611 | ORIS4 | ORIS4 | 7549_B_4 |  | 221330 | 183 | 680 |  |  |  |  | 35.5 | 18.012 | 72 |  | 29.5 | 43.0462 | -88.0278 | 7549 | 4 | 53226
55079 | Milwaukee County Power Plant | 7549_B_5 | 4879611 | ORIS5 | ORIS5 | 7549_B_5 |  | 221330 | 183 | 680 |  |  |  |  | 35.5 | 18.012 | 72 |  | 29.5 | 43.0462 | -88.0278 | 7549 | 5 | 53226
06067 | SACRAMENTO COGENERATION AUTHOY | 7551_G_CCST | 4919711 | 32324713 | 30914912 | 54329514 |  | 221118 | 125 | 120 | 341624195 | 1 | 1 | 1 | 127 | 10 | 217 | 5533.3 |  | 38.5324 | -121.402 | 7551 | 1A | 95826
06067 | SACRAMENTO COGENERATION AUTHOY | 7551_G_CT1A | 4919711 | 32324713 | 30914912 | 54329514a |  | 221118 | 125 | 120 | 341624195 | 1 | 1 | 1 | 127 | 10 | 217 | 5533.3 |  | 38.5324 | -121.402 | 7551 | 1A | 95826
06067 | SACRAMENTO COGENERATION AUTHOY | 7551_G_CT1B | 4919711 | 84801313 | 30915112 | 111472814 |  | 221118 | 125 | 120 | 341624195 | 2 | 2 | 1 | 127 | 10 | 212 | 5466.7 |  | 38.5324 | -121.402 | 7551 | 1B | 95826
06067 | SACRAMENTO COGENERATION AUTHOY | 7551_G_CT1C | 4919711 | 84801213 | 30914812 | 111472714 |  | 221118 | 125 | 120 | 341624195 | 3 | 4 | 1 | 60 | 10 | 789 | 5466.7 |  | 38.5324 | -121.402 | 7551 | 1C | 95826
06067 | SACRAMENTO POWER AUTHORITY | 7552_G_CCCT | 4919611 | 32324913 | 30915812 | 54329614 |  | 221118 | 125 | 120 | 341624194 | 1 | 1 | 1 | 100 | 17 | 232 | 13630.9 |  | 38.5121 | -121.4746 | 7552 | 1 | 95824
06067 | SACRAMENTO POWER AUTHORITY | 7552_G_CCST | 4919611 | 32324913 | 30915812 | 54329614a |  | 221118 | 125 | 120 | 341624194 | 1 | 1 | 1 | 100 | 17 | 232 | 13630.9 |  | 38.5121 | -121.4746 | 7552 | 1 | 95824
31131 | Nebraska City Power Plant No 2 | 7555_G_11 | 5106811 | 24684913 | 23709612 | 21296414 |  | 926130 | 125 | 690 | 00008 | 001 | 001 | 01 | 18 | 1.17 | 350 | 0 | 1.7 | 40.6758 | -96.1786 |  |  | 68446
31131 | Nebraska City Power Plant No 2 | 7555_G_12 | 5106811 | 24684813 | 23709612 | 21296514 |  | 926130 | 125 | 690 | 00008 | 002 | 001 | 01 | 18 | 1.17 | 350 | 0 | 1.7 | 40.6758 | -96.1786 |  |  | 68446
29069 | ST FRANCIS POWER PLANT-CAMPBELL | 7604_G_1 | 6031711 | 24465413 | 23489512 | 25830414 |  | 221112 | 125 | 120 | 0066 | 1 | 31320 | 1 | 100 | 18.5 | 200 | 58100 | 66.6 | 36.5847 | -90.1768 | 7604 | 1 | 63933
29069 | ST FRANCIS POWER PLANT-CAMPBELL | 7604_G_2 | 6031711 | 24465613 | 23489112 | 25830214 |  | 221112 | 125 | 120 | 0066 | 11 | 49875 | 10 | 100 | 18.5 | 200 | 58100 | 66.6 | 36.5847 | -90.1768 | 7604 | 2 | 63933
53011 | Clark Public Utilities / River Road Generating Project | 7605_G_1 | 7344011 | 11036213 | 10990212 | 1985714 |  | 221112 | 125 | 120 | 1909 | 2863 | 24 | 2888 | 198 | 18 | 230 | 19166.7 |  | 45.6498 | -122.7249 | 7605 | 1 | 98660-1066
40071 | PONCA CITY MUNI STEAM PLT | 762_B_2 | 1140311 | 46661613 | 44344712 | 130390414 |  | 221112 | 125 | 100 | 1406 | 10015 | 10015 | 51113 | 170 | 8 | 600 | 2590.4 | 51.5 | 36.7208 | -97.0863 | 762 | 2 | 74602
06059 | CITY OF ANAHEIM/COMB TURBINE GEN STATION | 7693_G_1 | 10136711 | 53238113 | 104050212 | 142624914 |  | 221118 | 125 | 120 | 30102656940 | 2 | 2_11_20100201 | 11 | [5 empty] | 33.8543 | -117.8582 | 7693 | 1 | 92806
01129 | Alabama Power - Washington Cty Cogen | 7697_G_1 | 949511 | 47870713 | 45415312 | 61547214 |  | 221112 | 125 | 140 | 0018 | X001 | 001 | 01 | 101 | 15.25 | 358 | 16043.1 | 87.9 | 31.2632 | -87.9977 | 7697 | CC1 | 36553
01129 | Alabama Power - Washington Cty Cogen | 7697_G_2 | 949511 | 47870613 | 45415012 | 61547314 |  | 221112 | 125 | 100 | 0018 | X002 | 002 | 01 | 60 | 5 | 334 | 870.8 | 44.4 | 31.2642 | -88.0027 |  |  | 36553
01085 | SABIC Innovative Plastics US LLC | 7698_G_1 | 1020111 | 47700413 | 45224612 | 61267914 |  | 325211 | 173 | 140 | 0008 | X016 | COGEN1 | 01 | 105 | 16 | 279 | 11834.7 | 58.9 | 32.3128 | -86.5294 | 7698 | CC1 | 36752
12105 | DUKE ENERGY FLORIDA, INC. | 7699_G_CT1 | 8514711 | 959813 | 883812 | 45805914 |  | 2211 | 125 | 120 | 1050223 | 1 | 1 | 2 | 180 | 19 | 205 | 17866.7 | 63 | 27.7473 | -81.8492 | 7699 | 1 | 33841 | ARP-0001&SLT-0001
12105 | DUKE ENERGY FLORIDA, INC. | 7699_G_CW1 | 8514711 | ORISCW1 | ORISCW1 | 7699_G_CW1 |  | 2211 | 125 | 120 |  |  |  |  | 180 | 19 | 205 | 17866.7 | 63 | 27.7473 | -81.8492 | 7699 | CW1 | 33841 | ARP-0001&SLT-0001
13157 | Dahlberg Combustion Turbine Electric Generating Plant | 7709_G_1 | 8500711 | 964713 | 91652012 | 129890414 |  | 221112 | 125 | 120 | 15700034 | CT01 | CT1S | CT01NG | 65 | 15.4 | 952 | 31925 | 171 | 34.0433 | -83.398 | 7765 | 1 | 30565
13157 | Dahlberg Combustion Turbine Electric Generating Plant | 7709_G_10 | 8500711 | 964913 | 91651912 | 129892214 |  | 221112 | 125 | 120 | 15700034 | CT10 | CT10S | CT10NG | 65 | 15.4 | 952 | 31925 | 171 | 34.0406 | -83.3974 | 7765 | 10 | 30565
13157 | Dahlberg Combustion Turbine Electric Generating Plant | 7709_G_2 | 8500711 | 965213 | 91652112 | 129890614 |  | 221112 | 125 | 120 | 15700034 | CT02 | CT2S | CT02NG | 65 | 15.4 | 952 | 31925 | 171 | 34.043 | -83.3979 | 7765 | 2 | 30565
13157 | Dahlberg Combustion Turbine Electric Generating Plant | 7709_G_3 | 8500711 | 965113 | 91652212 | 129890814 |  | 221112 | 125 | 120 | 15700034 | CT03 | CT3S | CT03NG | 65 | 15.4 | 952 | 31925 | 171 | 34.0427 | -83.3979 | 7765 | 3 | 30565
13157 | Dahlberg Combustion Turbine Electric Generating Plant | 7709_G_4 | 8500711 | 965313 | 91652312 | 129891014 |  | 221112 | 125 | 120 | 15700034 | CT04 | CT4S | CT04NG | 65 | 15.4 | 952 | 31925 | 171 | 34.0424 | -83.3978 | 7765 | 4 | 30565
13157 | Dahlberg Combustion Turbine Electric Generating Plant | 7709_G_5 | 8500711 | 965013 | 91652412 | 129891214 |  | 221112 | 125 | 120 | 15700034 | CT05 | CT5S | CT05NG | 65 | 15.4 | 952 | 31925 | 171 | 34.0422 | -83.3978 | 7765 | 5 | 30565
13157 | Dahlberg Combustion Turbine Electric Generating Plant | 7709_G_6 | 8500711 | 964613 | 91652512 | 129891414 |  | 221112 | 125 | 120 | 15700034 | CT06 | CT6S | CT06NG | 65 | 15.4 | 952 | 31925 | 171 | 34.0418 | -83.3977 | 7765 | 6 | 30565
13157 | Dahlberg Combustion Turbine Electric Generating Plant | 7709_G_7 | 8500711 | 964513 | 91652612 | 129891614 |  | 221112 | 125 | 120 | 15700034 | CT07 | CT7S | CT07NG | 65 | 15.4 | 952 | 31925 | 171 | 34.0416 | -83.3976 | 7765 | 7 | 30565
13157 | Dahlberg Combustion Turbine Electric Generating Plant | 7709_G_8 | 8500711 | 964413 | 91652712 | 129891814 |  | 221112 | 125 | 120 | 15700034 | CT08 | CT8S | CT08NG | 65 | 15.4 | 952 | 31925 | 171 | 34.0413 | -83.3976 | 7765 | 8 | 30565
13157 | Dahlberg Combustion Turbine Electric Generating Plant | 7709_G_9 | 8500711 | 964813 | 91652812 | 129892014 |  | 221112 | 125 | 120 | 15700034 | CT09 | CT9S | CT09NG | 65 | 15.4 | 952 | 31925 | 171 | 34.0409 | -83.3974 | 7765 | 9 | 30565
01081 | Southern Power - H. Allen Franklin | 7710_G_CT1A | 953511 | 47373413 | 44922712 | 61419314 |  | 221112 | 125 | 140 | 0036 | X001-1A | 01A | 01 | 142 | 16.8 | 182 | 15234.2 | 69.2 | 32.6072 | -85.0958 | 7710 | 1A | 36877
01081 | Southern Power - H. Allen Franklin | 7710_G_CT1B | 953511 | 47373513 | 44922612 | 61419214 |  | 221112 | 125 | 140 | 0036 | X001-1B | 01B | 01 | 142 | 16.8 | 182 | 15234.2 | 69.2 | 32.6072 | -85.0961 | 7710 | 1B | 36877
01081 | Southern Power - H. Allen Franklin | 7710_G_CT2A | 953511 | 83316413 | 74528512 | 108496614 |  | 221112 | 125 | 140 | 0036 | X001-2A | 02A | 01 | 160 | 19 | 167 | 14504.8 | 51.2 | 32.6072 | -85.0974 | 7710 | 2A | 36877
01081 | Southern Power - H. Allen Franklin | 7710_G_CT2B | 953511 | 83316513 | 74528712 | 108496714 |  | 221112 | 125 | 140 | 0036 | X001-2B | 02B | 01 | 160 | 19 | 167 | 14504.8 | 51.2 | 32.6072 | -85.0977 | 7710 | 2B | 36877
01081 | Southern Power - H. Allen Franklin | 7710_G_CT3A | 953511 | 83316613 | 74528612 | 108496814 |  | 221112 | 125 | 140 | 0036 | X001-3A | 03A | 01 | 160 | 19 | 167 | 14504.8 | 51.2 | 32.6072 | -85.0993 | 7710 | 3A | 36877
01081 | Southern Power - H. Allen Franklin | 7710_G_CT3B | 953511 | 83316713 | 74528812 | 108496914 |  | 221112 | 125 | 140 | 0036 | X001-3B | 03B | 01 | 160 | 19 | 167 | 14504.8 | 51.2 | 32.6072 | -85.0989 | 7710 | 3B | 36877
01081 | Southern Power - H. Allen Franklin | 7710_G_ST1 | 953511 | 47373513 | 44922612 | 61419214a |  | 221112 | 125 | 140 | 0036 | X001-1B | 01B | 01 | 142 | 16.8 | 182 | 15234.2 | 69.2 | 32.6072 | -85.0961 | 7710 | 1B | 36877
01081 | Southern Power - H. Allen Franklin | 7710_G_ST2 | 953511 | 83316513 | 74528712 | 108496714a |  | 221112 | 125 | 140 | 0036 | X001-2B | 02B | 01 | 160 | 19 | 167 | 14504.8 | 51.2 | 32.6072 | -85.0977 | 7710 | 2B | 36877
01081 | Southern Power - H. Allen Franklin | 7710_G_ST3 | 953511 | 83316713 | 74528812 | 108496914a |  | 221112 | 125 | 140 | 0036 | X001-3B | 03B | 01 | 160 | 19 | 167 | 14504.8 | 51.2 | 32.6072 | -85.0989 | 7710 | 3B | 36877
12113 | GULF POWER - Pea Ridge | 7715_G_1 | 2492511 | 40405113 | 38537312 | 48707814 |  | 2211 | 125 | 100 | 1130173 | 1 | 1 | 2 | 60 | 4 | 325 | 684.3 | 54.5 | 30.5923 | -87.1353 |  |  | 32571 | SLT-0001
12113 | GULF POWER - Pea Ridge | 7715_G_2 | 2492511 | 40405113 | 38537312 | 48707814a |  | 2211 | 125 | 100 | 1130173 | 1 | 1 | 2 | 60 | 4 | 325 | 684.3 | 54.5 | 30.5923 | -87.1353 |  |  | 32571 | SLT-0001
12113 | GULF POWER - Pea Ridge | 7715_G_3 | 2492511 | 40405113 | 38537312 | 48707814b |  | 2211 | 125 | 100 | 1130173 | 1 | 1 | 2 | 60 | 4 | 325 | 684.3 | 54.5 | 30.5923 | -87.1353 |  |  | 32571 | SLT-0001
01097 | Ala Power - Theodore Cogen | 7721_G_1 | 1062911 | 47282613 | 44819712 | 61634514 |  | 221112 | 125 | 140 | 8073 | X001 | 001 | 01 | 122 | 17.25 | 195 | 15528 | 70.5 | 30.525 | -88.129 | 7721 | CC1 | 36582
01097 | Ala Power - Theodore Cogen | 7721_G_2 | 1062911 | 47282513 | 44819612 | 61634614 |  | 221112 | 125 | 100 | 8073 | X002A | 002A | 01 | 80 | 5 | 302 | 1054.6 | 53.7 | 30.5253 | -88.1288 |  |  | 36582
29207 | ESSEX POWER PLANT-ESSEX | 7749_G_1 | 5201711 | 25438613 | 24393312 | 24013114 |  | 221112 | 125 | 120 | 0064 | 1 | 36366 | 1 | 50 | 21.7 | 987 | 50747.7 | 86.4 | 36.8748 | -89.8409 | 7749 | 1 | 63846
29147 | NODAWAY POWER PLANT-CONCEPTION JUNCTION | 7754_G_1 | 5255311 | 24936413 | 23923512 | 23679214 |  | 221112 | 125 | 120 | 0032 | 1 | 31864 | 1 | 50 | 20.41 | 980 | 46201.6 | 82.5 | 40.2831 | -94.7833 | 7754 | 1 | 64434
29147 | NODAWAY POWER PLANT-CONCEPTION JUNCTION | 7754_G_2 | 5255311 | 24936313 | 23923412 | 23679314 |  | 221112 | 125 | 120 | 0032 | 2 | 31865 | 1 | 50 | 20.41 | 980 | 46201.6 | 82.5 | 40.2831 | -94.7833 | 7754 | 2 | 64434
40097 | CHOUTEAU PWR PLT | 7757_G_1 | 8350611 | 909613 | 835812 | 16381414 |  | 221112 | 125 | 120 | 2396 | 17120 | 106 | 58575 | 130 | 16.7 | 200 | 17891.7 | 66.6 | 36.2223 | -95.2776 | 7757 | 1 | 74337
40097 | CHOUTEAU PWR PLT | 7757_G_2 | 8350611 | 909213 | 835412 | 16381814 |  | 221112 | 125 | 120 | 2396 | 17125 | 112 | 58576 | 130 | 16.7 | 200 | 17891.7 | 66.6 | 36.2223 | -95.2773 | 7757 | 2 | 74337
40097 | CHOUTEAU PWR PLT | 7757_G_3 | 8350611 | 909613 | 835812 | 16381414a |  | 221112 | 125 | 120 | 2396 | 17120 | 106 | 58575 | 130 | 16.7 | 200 | 17891.7 | 66.6 | 36.2223 | -95.2776 | 7757 | 1 | 74337
40097 | CHOUTEAU PWR PLT | 7757_G_4 | 8350611 | 97012613 | 93947412 | 135232214 |  | 221112 | 125 | 120 | 2396 | 50924 | 50611 | 160537 | 130 | 19 | 200 | 18153.4 | 65.5 | 36.2221 | -95.2767 | 7757 | 3 | 74337
40097 | CHOUTEAU PWR PLT | 7757_G_5 | 8350611 | 97012313 | 93947612 | 135231914 |  | 221112 | 125 | 120 | 2396 | 50927 | 50613 | 160562 | 130 | 19 | 200 | 18153.4 | 65.5 | 36.2221 | -95.2767 | 7757 | 4 | 74337
40097 | CHOUTEAU PWR PLT | 7757_G_6 | 8350611 | 97012613 | 93947412 | 135232214a |  | 221112 | 125 | 120 | 2396 | 50924 | 50611 | 160537 | 130 | 19 | 200 | 18153.4 | 65.5 | 36.2221 | -95.2767 | 7757 | 3 | 74337
18097 | GEORGETOWN SUBSTATION GENERATING PLANT | 7759_G_GT1 | 5544111 | 100832913 | 101305812 | 141524614 |  | 221112 | 125 | 999 | 00352 | GT1 | GT1 | GT1 | 56 | 14.8 | 1063 | 8726.9 | 50.7 | 39.9022 | -86.2439 | 7759 | GT1 | 46268
18097 | GEORGETOWN SUBSTATION GENERATING PLANT | 7759_G_GT2 | 5544111 | 100833013 | 101305912 | 141524814 |  | 221112 | 125 | 999 | 00352 | GT2 | GT2 | GT2 | 56 | 14.8 | 1063 | 8726.9 | 50.7 | 39.9022 | -86.2439 | 7759 | GT2 | 46268
18097 | GEORGETOWN SUBSTATION GENERATING PLANT | 7759_G_GT3 | 5544111 | 100833113 | 101306012 | 141525014 |  | 221112 | 125 | 999 | 00352 | GT3 | GT3 | GT3 | 56 | 14.8 | 1063 | 8726.9 | 50.7 | 39.9022 | -86.2439 | 7759 | GT3 | 46268
18097 | GEORGETOWN SUBSTATION GENERATING PLANT | 7759_G_GT4 | 5544111 | 100833213 | 101305712 | 141525214 |  | 221112 | 125 | 999 | 00352 | GT4 | 4 | GT4 | 56 | 14.8 | 1063 | 8726.9 | 50.7 | 39.9022 | -86.2439 | 7759 | GT4 | 46268
17183 | Tilton Energy Ctr | 7760_G_1 | 5553011 | 26964713 | 25868212 | 43769314 |  | 221112 | 125 | 120 | 183090AAE | 0001 | 0001 | 01 | 45 | 10 | 835 | 969.2 |  | 40.1063 | -87.6539 | 7760 | 1 | 61833
17183 | Tilton Energy Ctr | 7760_G_2 | 5553011 | 60331613 | 55768912 | 86461714 |  | 221112 | 125 | 120 | 183090AAE | 0002 | 0002 | 01 | 45 | 10 | 835 | 969.2 |  | 40.1063 | -87.6539 | 7760 | 2 | 61833
17183 | Tilton Energy Ctr | 7760_G_3 | 5553011 | 60331713 | 55769112 | 86461814 |  | 221112 | 125 | 120 | 183090AAE | 0003 | 0003 | 01 | 45 | 10 | 835 | 969.2 |  | 40.1063 | -87.6539 | 7760 | 3 | 61833
17183 | Tilton Energy Ctr | 7760_G_4 | 5553011 | 60331813 | 55769012 | 86461914 |  | 221112 | 125 | 120 | 183090AAE | 0004 | 0004 | 01 | 45 | 10 | 835 | 969.2 |  | 40.1063 | -87.6539 | 7760 | 4 | 61833
18065 | DUKE ENERGY INDIANA - HENRY COUNTY | 7763_G_1 | 4664211 | 27969513 | 26843912 | 123963914 |  | 221112 | 125 | 999 | 00032 | 001 | 1 | 02 | 90 | 9 | 840 | 8800 | 138.3 | 39.9527 | -85.5039 | 7763 | 1 | 47362
18065 | DUKE ENERGY INDIANA - HENRY COUNTY | 7763_G_2 | 4664211 | 27969613 | 26843812 | 123964114 |  | 221112 | 125 | 999 | 00032 | 002 | 2 | 02 | 90 | 9 | 840 | 8800 | 138.3 | 39.9527 | -85.5039 | 7763 | 2 | 47362
18065 | DUKE ENERGY INDIANA - HENRY COUNTY | 7763_G_3 | 4664211 | 27969413 | 26843812 | 123964314 |  | 221112 | 125 | 999 | 00032 | 003 | 2 | 02 | 90 | 9 | 840 | 8800 | 138.3 | 39.9527 | -85.5039 | 7763 | 3 | 47362
13297 | MPC Generating LLC | 7764_G_1 | 15604711 | 98451713 | 95770212 | 138397514 |  | 221112 | 125 | 120 | 29700040 | CT01 | ST1 | PDCT01 | 50 | 23 | 999 | 35460 | 88.7 | 33.8118 | -83.6957 | 7764 | 1 | 30656
13297 | MPC Generating LLC | 7764_G_2 | 15604711 | 98451813 | 95770112 | 138397714 |  | 221112 | 125 | 120 | 29700040 | CT02 | ST2 | PDCT02 | 50 | 23 | 999 | 35460 | 88.7 | 33.812 | -83.6952 | 7764 | 2 | 30656
13205 | Sowega Power LLC | 7768_G_CTG2 | 15580111 | 98199113 | 95533212 | 137254114 |  | 221112 | 125 | 140 | 20500043 | CT02 | ST02 | NG | 45 | 10 | 820 | 9676 | 125 | 31.387 | -84.0809 | 7768 | CT2 | 31716-6947
13205 | Sowega Power LLC | 7768_G_CTG3 | 15580111 | 98199213 | 95533112 | 137254214 |  | 221112 | 125 | 140 | 20500043 | CT03 | ST03 | NG | 45 | 10 | 820 | 9676 | 125 | 31.387 | -84.0802 | 7768 | CT3 | 31716-6947
39017 | OMEGA JV2 Hamilton Peaking Station (1409040897) | 7782_G_1 | 9300011 | 55576013 | 88688012 | 124985914 |  | 221112 | 125 | 120 | 1409040897 | P001 | 208153 | 20100201 | 96.6 | 3.3 | 950 | 10504 |  | 39.3553 | -84.5186 | 7782 | P001 | 45015
39173 | OMEGA JV2 Bowling Green Peaking Station (0387020374) | 7783_G_1 | 9253711 | 55202713 | 68352112 | 100739114 |  | 221112 | 125 | 120 | 0387020374 | P001 | 114099 | 20100201 | 96.6 | 3.3 | 950 | 10504 |  | 41.3883 | -83.6401 | 7783 | P001 | 43402
36003 | RG&E ALLEGANY STATION #133 | 7784_G_1 | 8377511 | 1494013 | 1384912 | 20813114 |  | 221112 | 125 | 120 | 9025800018 | U1GTDB | 00001 | GT2FP | 213 | 11.2 | 210 | 86 | 52 | 42.5 | -78.06 |  |  | 14735
36003 | RG&E ALLEGANY STATION #133 | 7784_G_2 | 8377511 | ORIS2 | ORIS2 | 7784_G_2 |  | 221112 | 125 | 160 |  |  |  |  | 26.5 | 1.4 | 490 | 1.6 |  | 42.5029 | -78.0682 | 7784 | 2 | 14735
88751 | Bonanza | 7790_B_1-1 | 6281811 | 15501913 | 15164412 | 234014 | 751 | 221112 | 125 | 100 |  |  |  |  | 600 | 26 | 120 | 26550 | 50 | 40.0864 | -109.2844 | 7790 | 1-1 | 84078 | 63UUUUU
55075 | Wisconsin Public Service Corp-West Marinette Plant | 7799_G_34 | 7096511 | 14823513 | 14506912 | 66435514 |  | 221112 | 125 | 160 | 438089190 | B04 | S04 | 01 | 56.5 | 14.764 | 961 |  | 100 | 45.0858 | -87.69 | 4076 | **34 | 54157
37153 | Duke Energy Progress - Richmond County Turbines | 7805_G_001 | 8490411 | 281713 | 69465612 | 18773914 |  | 221112 | 125 | 120 | 3715300070 | G-10 | EP-UNIT 1 | 3 | 115 | 17.7 | 1089 | 38335.7 | 155.8 | 34.8388 | -79.7402 | 7805 | 1 | 28345
37153 | Duke Energy Progress - Richmond County Turbines | 7805_G_002 | 8490411 | 281813 | 69465712 | 18773714 |  | 221112 | 125 | 120 | 3715300070 | G-11 | EP-UNIT 2 | 6 | 115 | 17.7 | 1089 | 38335.7 | 155.8 | 34.8388 | -79.7402 | 7805 | 2 | 28345
37153 | Duke Energy Progress - Richmond County Turbines | 7805_G_003 | 8490411 | 281913 | 69465812 | 18773514 |  | 221112 | 125 | 120 | 3715300070 | G-12 | EP-UNIT 3 | 7 | 115 | 17.7 | 1089 | 38335.7 | 155.8 | 34.8388 | -79.7402 | 7805 | 3 | 28345
37153 | Duke Energy Progress - Richmond County Turbines | 7805_G_004 | 8490411 | 282013 | 69465912 | 18773314 |  | 221112 | 125 | 120 | 3715300070 | G-13 | EP-UNIT 4 | 9 | 115 | 17.7 | 1089 | 38335.7 | 155.8 | 34.8388 | -79.7402 | 7805 | 4 | 28345
37153 | Duke Energy Progress - Richmond County Turbines | 7805_G_10 | 8490411 | 98738613 | 95896912 | 138529114 |  | 221112 | 125 | 120 | 3715300070 | G-32 | EP-ES14 | 25 | 205 | 18 | 260 | 18779.8 | 73.8 | 34.8388 | -79.7402 | 7805 | 10 | 28345
37153 | Duke Energy Progress - Richmond County Turbines | 7805_G_6 | 8490411 | 281613 | 69464912 | 18774114 |  | 221112 | 125 | 120 | 3715300070 | G-14 | EP-Unit 6 | 11 | 115 | 17.7 | 1089 | 38335.7 | 155.8 | 34.8388 | -79.7402 | 7805 | 6 | 28345
37153 | Duke Energy Progress - Richmond County Turbines | 7805_G_7 | 8490411 | 281513 | 69465012 | 18774314 |  | 221112 | 125 | 120 | 3715300070 | G-15 | EP-Unit 7 | 14 | 145 | 17.7 | 184 | 16239.8 | 66 | 34.8388 | -79.7402 | 7805 | 7 | 28345
37153 | Duke Energy Progress - Richmond County Turbines | 7805_G_8 | 8490411 | 281213 | 69465112 | 18774714 |  | 221112 | 125 | 120 | 3715300070 | G-9 | EP-UNIT 8 | 16 | 145 | 17.7 | 184 | 16239.8 | 66 | 34.8388 | -79.7402 | 7805 | 8 | 28345
37153 | Duke Energy Progress - Richmond County Turbines | 7805_G_9 | 8490411 | 98738513 | 95896812 | 138528914 |  | 221112 | 125 | 120 | 3715300070 | G-31 | EP-ES13 | 24 | 205 | 18 | 260 | 18779.8 | 73.8 | 34.8388 | -79.7402 | 7805 | 9 | 28345
37153 | Duke Energy Progress - Richmond County Turbines | 7805_G_ST4 | 8490411 | 281513 | 69465012 | 18774314a |  | 221112 | 125 | 120 | 3715300070 | G-15 | EP-Unit 7 | 14 | 145 | 17.7 | 184 | 16239.8 | 66 | 34.8388 | -79.7402 | 7805 | 7 | 28345
37153 | Duke Energy Progress - Richmond County Turbines | 7805_G_ST5 | 8490411 | 98738513 | 95896812 | 138528914a |  | 221112 | 125 | 120 | 3715300070 | G-31 | EP-ES13 | 24 | 205 | 18 | 260 | 18779.8 | 73.8 | 34.8388 | -79.7402 | 7805 | 9 | 28345
13233 | Sewell Creek Energy Facility | 7813_G_1 | 15602211 | 98380813 | 95694812 | 138299014 |  | 221112 | 125 | 120 | 23300042 | CT1 | ST1 | T1 | 90 | 17.9 | 993 | 27681 | 111 | 33.9479 | -85.2763 | 7813 | 1 | 30125
13233 | Sewell Creek Energy Facility | 7813_G_2 | 15602211 | 98380913 | 95694712 | 138299114 |  | 221112 | 125 | 120 | 23300042 | CT2 | ST2 | T2 | 90 | 17.9 | 993 | 27681 | 111 | 33.9479 | -85.2766 | 7813 | 2 | 30125
13233 | Sewell Creek Energy Facility | 7813_G_3 | 15602211 | 98381013 | 95694612 | 138299214 |  | 221112 | 125 | 120 | 23300042 | CT3 | ST3 | T3 | 90 | 20.8 | 998 | 33560 | 98 | 33.9479 | -85.2771 | 7813 | 3 | 30125
13233 | Sewell Creek Energy Facility | 7813_G_4 | 15602211 | 98381113 | 95694912 | 138299314 |  | 221112 | 125 | 120 | 23300042 | CT4 | ST4 | T4 | 90 | 20.8 | 998 | 33560 | 98 | 33.9479 | -85.2776 | 7813 | 4 | 30125
17171 | Prairie Power Inc | 7818_G_1 | 5457411 | 27026713 | 25929912 | 43875314 |  | 221112 | 125 | 120 | 171851AAA | 0001 | 0001 | 02 | 30 | 20.3 | 930 | 300 |  | 39.5688 | -90.4362 | 7818 | ACT1 | 62610
17171 | Prairie Power Inc | 7818_G_2 | 5457411 | 27026913 | 25930312 | 43874914 |  | 221112 | 125 | 120 | 171851AAA | 0002 | 0003 | 01 | 30 | 20.25 | 930 | 300 |  | 39.5688 | -90.4362 | 7818 | ACT2 | 62610
17171 | Prairie Power Inc | 7818_G_3 | 5457411 | 27026613 | 25930112 | 43875514 |  | 221112 | 125 | 120 | 171851AAA | 0003 | 0004 | 01 | 30 | 11.28 | 930 | 203.3 |  | 39.5688 | -90.4362 |  |  | 62610
17171 | Prairie Power Inc | 7818_G_4 | 5457411 | 27026513 | 25930212 | 43875714 |  | 221112 | 125 | 120 | 171851AAA | 0004 | 0005 | 02 | 30 | 11.28 | 930 | 203.3 |  | 39.5688 | -90.4362 |  |  | 62610
17171 | Prairie Power Inc | 7818_G_5 | 5457411 | 27026813 | 25930012 | 43875114 |  | 221112 | 125 | 120 | 171851AAA | 0005 | 0006 | 01 | 30 | 11.5 | 930 | 251.7 |  | 39.5688 | -90.4362 | 7818 | ACT5 | 62610
06025 | ROCKWOOD GAS TURBINE PLANT | 7824_G_1 | 178411 | 51301013 | 97125512 | 60295814 |  | 221112 | 125 | 120 | 13151116 | 1 | 1_2_20100101 | 2 | [5 empty] | 32.9556 | -115.5355 |  |  | 92227
06025 | ROCKWOOD GAS TURBINE PLANT | 7824_G_2 | 178411 | 51300913 | 97125612 | 60296014 |  | 221112 | 125 | 120 | 13151116 | 2 | 2_1_20100101 | 1 | [5 empty] | 32.9556 | -115.5355 |  |  | 92227 |  | NCDEQ
05057 | ARK ELEC CO-OP CORP-FULTON CTI GENER STA | 7825_G_1 | 909411 | 46559713 | 44238912 | 62090514 |  | 221112 | 125 | 120 | 0505700304 | 001 | 1 | 1 | 90 | 18 | 1041 | 33869.8 | 133.1 | 33.61 | -93.7922 | 7825 | CT1 | 71838-4208 |  | NCDEQ
37159 | Plant Rowan County | 7826_G_001 | 8508011 | 255913 | 68936112 | 18279314 |  | 221112 | 125 | 120 | 3715900163 | G-1 | Unit 1 | 1 | 100 | 17.7 | 1066 | 38335.7 | 155.8 | 35.7323 | -80.6021 | 7826 | 1 | 28147 |  | NCDEQ
37159 | Plant Rowan County | 7826_G_002 | 8508011 | 256013 | 68936212 | 18279214 |  | 221112 | 125 | 120 | 3715900163 | G-2 | Unit 2 | 3 | 100 | 17.7 | 1066 | 38335.7 | 155.8 | 35.7319 | -80.602 | 7826 | 2 | 28147 |  | NCDEQ
37159 | Plant Rowan County | 7826_G_003 | 8508011 | 256113 | 68935912 | 18279114 |  | 221112 | 125 | 120 | 3715900163 | G-3 | Unit 3 | 5 | 100 | 17.7 | 1066 | 38335.7 | 155.8 | 35.7308 | -80.6017 | 7826 | 3 | 28147 |  | NCDEQ
37159 | Plant Rowan County | 7826_G_4 | 8508011 | 74216013 | 89416812 | 101250614 |  | 221112 | 125 | 140 | 3715900163 | G-4 | Unit 4 | 13 | 184 | 19 | 184 | 16481.5 | 58.1 | 35.7303 | -80.6017 | 7826 | 4 | 28147
37159 | Plant Rowan County | 7826_G_5 | 8508011 | 74216113 | 68935612 | 101250714 |  | 221112 | 125 | 140 | 3715900163 | G-5 | Unit 5 | 14 | 184 | 19 | 184 | 16481.5 | 58.1 | 35.7294 | -80.6017 | 7826 | 5 | 28147
37159 | Plant Rowan County | 7826_G_STG | 8508011 | 74216313 | 68935812 | 101250914 |  | 221112 | 125 | 100 | 3715900163 | G-10 | Aux. Boiler | 15 | 39 | 2 | 480 | 96.4 | 30.7 | 35.7317 | -80.6028 |  |  | 28147
13207 | Smarr EMC | 7829_G_1 | 15578911 | 98198413 | 95530512 | 137251914 |  | 221112 | 125 | 120 | 20700030 | T1 | CT1 | T1 | 90 | 17.9 | 1015 | 25450 | 101 | 32.9838 | -83.8467 | 7829 | 1 | 31086
13207 | Smarr EMC | 7829_G_2 | 15578911 | 98198513 | 95530612 | 137252014 |  | 221112 | 125 | 120 | 20700030 | T2 | CT2 | CT2 | 90 | 17.9 | 1015 | 24500 | 101 | 32.9841 | -83.8467 | 7829 | 2 | 31086
45007 | SANTEE COOPER RAINEY | 7834_G_CT1A | 4075711 | 69627313 | 31712412 | 95973214 |  | 221112 | 125 | 140 | 0200-0144 | 001 | 1 | 1 | 155 | 18.5 | 178 | 15725 | 58.5 | 34.3478 | -82.7753 |  |  | 29655
45007 | SANTEE COOPER RAINEY | 7834_G_CT1B | 4075711 | 69627313 | 31712412 | 95973214a |  | 221112 | 125 | 140 | 0200-0144 | 001 | 1 | 1 | 155 | 18.5 | 178 | 15725 | 58.5 | 34.3478 | -82.7753 |  |  | 29655
45007 | SANTEE COOPER RAINEY | 7834_G_CT2A | 4075711 | 69627413 | 31712712 | 95973714 |  | 221112 | 125 | 120 | 0200-0144 | 002 | 4 | 3 | 115 | 18 | 1125 | 11273 | 44.3 | 34.3478 | -82.7753 |  |  | 29655
45007 | SANTEE COOPER RAINEY | 7834_G_CT2B | 4075711 | 69627413 | 31712712 | 95973714a |  | 221112 | 125 | 120 | 0200-0144 | 002 | 4 | 3 | 115 | 18 | 1125 | 11273 | 44.3 | 34.3478 | -82.7753 |  |  | 29655
45007 | SANTEE COOPER RAINEY | 7834_G_CT3A | 4075711 | 69627513 | 63903112 | 95974014 |  | 221112 | 125 | 120 | 0200-0144 | 003 | 7 | 3 | 75 | 15 | 1100 | 24439.7 | 138.3 | 34.3478 | -82.7753 |  |  | 29655
45007 | SANTEE COOPER RAINEY | 7834_G_CT3B | 4075711 | 69627513 | 63903112 | 95974014a |  | 221112 | 125 | 120 | 0200-0144 | 003 | 7 | 3 | 75 | 15 | 1100 | 24439.7 | 138.3 | 34.3478 | -82.7753 |  |  | 29655
45007 | SANTEE COOPER RAINEY | 7834_G_CT4A | 4075711 | 69627513 | 63903112 | 95974014b |  | 221112 | 125 | 120 | 0200-0144 | 003 | 7 | 3 | 75 | 15 | 1100 | 24439.7 | 138.3 | 34.3478 | -82.7753 |  |  | 29655
45007 | SANTEE COOPER RAINEY | 7834_G_ST1S | 4075711 | 69627313 | 31712412 | 95973214b |  | 221112 | 125 | 140 | 0200-0144 | 001 | 1 | 1 | 155 | 18.5 | 178 | 15725 | 58.5 | 34.3478 | -82.7753 |  |  | 29655
24015 | Rock Springs Generation Facility | 7835_G_1 | 10709711 | 87934413 | 84089312 | 119343314 |  | 221112 | 125 | 120 | 015-0202 | 015-0202-5-0076 | 015-0202-5-0076 | 20300202-1 | 75 | 18 | 1051 |  | 160 | 39.7195 | -76.1598 | 7835 | 1 | 21911
24015 | Rock Springs Generation Facility | 7835_G_2 | 10709711 | 87934513 | 84089412 | 119343414 |  | 221112 | 125 | 120 | 015-0202 | 015-0202-5-0077 | 015-0202-5-0077 | 20300202-1 | 75 | 18 | 1051 |  | 160 | 39.7195 | -76.1598 | 7835 | 2 | 21911
24015 | Rock Springs Generation Facility | 7835_G_3 | 10709711 | 87934613 | 84089512 | 119343514 |  | 221112 | 125 | 120 | 015-0202 | 015-0202-5-0078 | 015-0202-5-0078 | 20300202-1 | 75 | 18 | 1051 |  | 160 | 39.7195 | -76.1598 | 7835 | 3 | 21911
24015 | Rock Springs Generation Facility | 7835_G_4 | 10709711 | 87934713 | 84089612 | 119343614 |  | 221112 | 125 | 120 | 015-0202 | 015-0202-5-0079 | 015-0202-5-0079 | 20300202-1 | 75 | 18 | 1051 |  | 160 | 39.7195 | -76.1598 | 7835 | 4 | 21911
51061 | Old Dominion Electric Cooperative - Marsh Run | 7836_G_1 | 9081211 | 58375813 | 49270612 | 71087014 |  | 221112 | 125 | 120 | 40996 | 1 | 1 | 2 | 90 | 18 | 1058 | 42966.7 | 168.8 | 38.5292 | -77.7686 | 7836 | EU1 | 22734
51061 | Old Dominion Electric Cooperative - Marsh Run | 7836_G_2 | 9081211 | 58375913 | 50416612 | 71087114 |  | 221112 | 125 | 120 | 40996 | 2 | 2 | 2 | 90 | 18 | 1058 | 42966.7 | 168.8 | 38.5292 | -77.7686 | 7836 | EU2 | 22734
51061 | Old Dominion Electric Cooperative - Marsh Run | 7836_G_3 | 9081211 | 58376013 | 50111612 | 71087214 |  | 221112 | 125 | 120 | 40996 | 3 | 3 | 2 | 90 | 18 | 1058 | 42966.7 | 168.8 | 38.5292 | -77.7686 | 7836 | EU3 | 22734
51109 | Old Dominion Electric Cooperative Louisa | 7837_G_1 | 9063611 | 58369713 | 49218412 | 71086714 |  | 221112 | 125 | 120 | 40989 | 1 | 1 | 2 | 56 | 18 | 958 | 26960 | 106 | 38.122 | -78.2152 | 7837 | EU1 | 23060
51109 | Old Dominion Electric Cooperative Louisa | 7837_G_2 | 9063611 | 58369913 | 50389512 | 71087314 |  | 221112 | 125 | 120 | 40989 | 2 | 2 | 2 | 56 | 18 | 958 | 26960 | 106 | 38.122 | -78.2152 | 7837 | EU2 | 23060
51109 | Old Dominion Electric Cooperative Louisa | 7837_G_3 | 9063611 | 58370013 | 50108012 | 71086814 |  | 221112 | 125 | 120 | 40989 | 3 | 3 | 2 | 56 | 18 | 958 | 26960 | 106 | 38.122 | -78.2152 | 7837 | EU3 | 23060
51109 | Old Dominion Electric Cooperative Louisa | 7837_G_4 | 9063611 | 58370113 | 49856312 | 71086914 |  | 221112 | 125 | 120 | 40989 | 4 | 4 | 2 | 56 | 18 | 958 | 26960 | 106 | 38.122 | -78.2152 | 7837 | EU4 | 23060
51109 | Old Dominion Electric Cooperative Louisa | 7837_G_5 | 9063611 | 58370213 | 51295612 | 71087414 |  | 221112 | 125 | 120 | 40989 | 5 | 5 | 2 | 90 | 18 | 1058 | 42983.3 | 168.9 | 38.122 | -78.2152 | 7837 | EU5 | 23060
51061 | Dominion - Remington CT Station | 7838_G_1 | 6744911 | 13418313 | 13236112 | 328314 |  | 221112 | 125 | 120 | 40961 | 1 | 1 | 1 | 65 | 18 | 1097 | 19035 | 74.8 | 38.5457 | -77.7707 | 7838 | 1 | 22734
51061 | Dominion - Remington CT Station | 7838_G_2 | 6744911 | 13418613 | 13236012 | 327914 |  | 221112 | 125 | 120 | 40961 | 2 | 2 | 2 | 65 | 18 | 1097 | 19035 | 74.8 | 38.5457 | -77.7707 | 7838 | 2 | 22734
51061 | Dominion - Remington CT Station | 7838_G_3 | 6744911 | 13418813 | 13236512 | 327514 |  | 221112 | 125 | 120 | 40961 | 3 | 3 | 2 | 65 | 18 | 1097 | 19035 | 74.8 | 38.5457 | -77.7707 | 7838 | 3 | 22734
51061 | Dominion - Remington CT Station | 7838_G_4 | 6744911 | 13418713 | 13236712 | 327714 |  | 221112 | 125 | 120 | 40961 | 4 | 4 | 2 | 65 | 18 | 1097 | 19035 | 74.8 | 38.5457 | -77.7707 | 7838 | 4 | 22734
51033 | Dominion - Ladysmith CT Station | 7839_G_1 | 6866611 | 13523313 | 13341012 | 985914 |  | 221112 | 125 | 120 | 40960 | 1 | 1 | 2 | 65 | 18 | 1097 | 19035 | 74.8 | 38.0719 | -77.5131 | 7839 | 1 | 22580
51033 | Dominion - Ladysmith CT Station | 7839_G_2 | 6866611 | 13522913 | 13341712 | 986614 |  | 221112 | 125 | 120 | 40960 | 2 | 2 | 2 | 65 | 18 | 1097 | 19035 | 74.8 | 38.0719 | -77.5131 | 7839 | 2 | 22580
51033 | Dominion - Ladysmith CT Station | 7839_G_3 | 6866611 | 13523213 | 13341312 | 986114 |  | 221112 | 125 | 120 | 40960 | 3 | 3 | 2 | 65 | 18 | 1116 | 19035 | 74.8 | 38.0719 | -77.5131 | 7839 | 3 | 22580
51033 | Dominion - Ladysmith CT Station | 7839_G_4 | 6866611 | 13523713 | 13341112 | 985414 |  | 221112 | 125 | 120 | 40960 | 4 | 4 | 1 | 65 | 18 | 1116 | 19035 | 74.8 | 38.0719 | -77.5131 | 7839 | 4 | 22580
51033 | Dominion - Ladysmith CT Station | 7839_G_5 | 6866611 | 13523113 | 13341612 | 986314 |  | 221112 | 125 | 120 | 40960 | 5 | 5 | 2 | 65 | 26 | 1116 | 35677 | 67.2 | 38.0719 | -77.5131 | 7839 | 5 | 22580
17051 | Freedom Power Station | 7842_G_CT1 | 2670611 | 41043513 | 39148912 | 44950214 |  | 221112 | 125 | 120 | 051808AAK | 0001 | 0001 | 01 | 41 | 10 | 801 | 3333.3 |  | 39.1027 | -88.8584 | 7842 | CT1 | 62458
27099 | Great River Energy - Pleasant Valley | 7843_G_11 | 7003311 | 14228113 | 14006012 | 26862314 |  | 221122 | 125 | 120 | 2709900048 | EU001 | SV001 | EU001PD001 | 90 | 18.7 | 1010 | 38981 |  | 43.7993 | -92.6829 | 7843 | 11 | 55912
27099 | Great River Energy - Pleasant Valley | 7843_G_12 | 7003311 | 14228013 | 14005812 | 26862514 |  | 221122 | 125 | 120 | 2709900048 | EU002 | SV002 | EU002PD001 | 90 | 18.7 | 1010 | 38981 |  | 43.7993 | -92.6829 | 7843 | 12 | 55912
27099 | Great River Energy - Pleasant Valley | 7843_G_13 | 7003311 | 14227913 | 14005912 | 26862714 |  | 221122 | 125 | 120 | 2709900048 | EU003 | SV003 | EU003PD001 | 50 | 12.5 | 1004 | 33000 |  | 43.7993 | -92.6829 | 7843 | 13 | 55912
27019 | MMPA - Minnesota River Station | 7844_G_UOO1 | 7005011 | 15154413 | 14806412 | 29344014 |  | 221122 | 125 | 120 | 2701900059 | EU001 | SV001 | EU001PD001 | 50 | 10.5 | 1014 | 6666.7 |  | 44.8063 | -93.6229 | 7844 | U001 | 55318
47075 | TVA LAGOON CREEK COMBINED CYCLE PLANT | 7845_G_CTG1 | 15662811 | 103734613 | 107417312 | 146788914 |  | 221112 | 125 | 140 | 0069-02 | 001 | S-001 | 02 | 190 | 20.5 | 183 | 18182.3 | 55.1 | 35.6533 | -89.394 | 7845 | LCC1 | 38012
47075 | TVA LAGOON CREEK COMBINED CYCLE PLANT | 7845_G_CTG2 | 15662811 | 103734713 | 107417412 | 146789114 |  | 221112 | 125 | 140 | 0069-02 | 002 | S-002 | 02 | 190 | 20.5 | 183 | 18182.3 | 55.1 | 35.6533 | -89.394 | 7845 | LCC2 | 38012
47075 | TVA LAGOON CREEK COMBUSTION TURBINE PLANT | 7845_G_GT1 | 3982711 | 35468313 | 107418012 | 12288314 |  | 221112 | 125 | 120 | 0069 | 001 | S-001 | 01 | 56 | 14.8 | 978 | 29073.1 | 170 | 35.6578 | -89.3964 | 7845 | LCT1 | 38012
47075 | TVA LAGOON CREEK COMBUSTION TURBINE PLANT | 7845_G_GT10 | 3982711 | 35468013 | 107418912 | 12288914 |  | 221112 | 125 | 120 | 0069 | 010 | S-010 | 01 | 56 | 14.8 | 978 | 29073.1 | 170 | 35.6578 | -89.3964 | 7845 | LCT10 | 38012
47075 | TVA LAGOON CREEK COMBUSTION TURBINE PLANT | 7845_G_GT11 | 3982711 | 35467813 | 107419012 | 12289314 |  | 221112 | 125 | 120 | 0069 | 011 | S-011 | 02 | 56 | 14.8 | 978 | 29073.1 | 170 | 35.6578 | -89.3964 | 7845 | LCT11 | 38012
47075 | TVA LAGOON CREEK COMBUSTION TURBINE PLANT | 7845_G_GT12 | 3982711 | 35466813 | 107419112 | 12290914 |  | 221112 | 125 | 120 | 0069 | 012 | S-012 | 02 | 56 | 14.8 | 978 | 29073.1 | 170 | 35.6578 | -89.3964 | 7845 | LCT12 | 38012
47075 | TVA LAGOON CREEK COMBUSTION TURBINE PLANT | 7845_G_GT2 | 3982711 | 35467913 | 107418112 | 12289114 |  | 221112 | 125 | 120 | 0069 | 002 | S-002 | 01 | 56 | 14.8 | 978 | 29073.1 | 170 | 35.6578 | -89.3964 | 7845 | LCT2 | 38012
47075 | TVA LAGOON CREEK COMBUSTION TURBINE PLANT | 7845_G_GT3 | 3982711 | 35467713 | 107418212 | 12289514 |  | 221112 | 125 | 120 | 0069 | 003 | S-003 | 01 | 56 | 14.8 | 978 | 29073.1 | 170 | 35.6578 | -89.3964 | 7845 | LCT3 | 38012
47075 | TVA LAGOON CREEK COMBUSTION TURBINE PLANT | 7845_G_GT4 | 3982711 | 35467113 | 107418312 | 12290514 |  | 221112 | 125 | 120 | 0069 | 004 | S-004 | 01 | 56 | 14.8 | 978 | 29073.1 | 170 | 35.6578 | -89.3964 | 7845 | LCT4 | 38012
47075 | TVA LAGOON CREEK COMBUSTION TURBINE PLANT | 7845_G_GT5 | 3982711 | 35467613 | 107418412 | 12289714 |  | 221112 | 125 | 120 | 0069 | 005 | S-005 | 01 | 56 | 14.8 | 978 | 29073.1 | 170 | 35.6578 | -89.3964 | 7845 | LCT5 | 38012
47075 | TVA LAGOON CREEK COMBUSTION TURBINE PLANT | 7845_G_GT6 | 3982711 | 35467313 | 107418512 | 12290214 |  | 221112 | 125 | 120 | 0069 | 006 | S-006 | 02 | 56 | 14.8 | 978 | 29073.1 | 170 | 35.6578 | -89.3964 | 7845 | LCT6 | 38012
47075 | TVA LAGOON CREEK COMBUSTION TURBINE PLANT | 7845_G_GT7 | 3982711 | 35467413 | 107418612 | 12290014 |  | 221112 | 125 | 120 | 0069 | 007 | S-007 | 01 | 56 | 14.8 | 978 | 29073.1 | 170 | 35.6578 | -89.3964 | 7845 | LCT7 | 38012
47075 | TVA LAGOON CREEK COMBUSTION TURBINE PLANT | 7845_G_GT8 | 3982711 | 35468113 | 107418712 | 12288714 |  | 221112 | 125 | 120 | 0069 | 008 | S-008 | 01 | 56 | 14.8 | 978 | 29073.1 | 170 | 35.6578 | -89.3964 | 7845 | LCT8 | 38012
47075 | TVA LAGOON CREEK COMBUSTION TURBINE PLANT | 7845_G_GT9 | 3982711 | 35468213 | 107418812 | 12288514 |  | 221112 | 125 | 120 | 0069 | 009 | S-009 | 02 | 56 | 14.8 | 978 | 29073.1 | 170 | 35.6578 | -89.3964 | 7845 | LCT9 | 38012
47075 | TVA LAGOON CREEK COMBINED CYCLE PLANT | 7845_G_STG1 | 15662811 | ORISSTG1 | ORISSTG1 | 7845_G_STG1 |  | 221112 | 125 | 180 |  |  |  |  | 37.7 | 2.5 | 400 | 23.1 | 4.7 | 35.6533 | -89.394 | 7845 | STG1 | 38012
12031 | JEA | 7846_G_001 | 641211 | 46474113 | 44152012 | 46325614 |  | 2211 | 125 | 120 | 0310485 | 1 | 1 | 2 | 90 | 18 | 1081 | 27062.8 | 106.3 | 30.3202 | -81.9484 | 7846 | 1 | 32234-1603 | SLT-0001&ARP-0001
12031 | JEA | 7846_G_002 | 641211 | 46474013 | 44152212 | 46325814 |  | 2211 | 125 | 120 | 0310485 | 2 | 2 | 2 | 90 | 18 | 1081 | 27062.8 | 106.3 | 30.3203 | -81.9479 | 7846 | 2 | 32234-1603 | SLT-0001&ARP-0001
12031 | JEA | 7846_G_003 | 641211 | 46473813 | 44152112 | 46326014 |  | 2211 | 125 | 120 | 0310485 | 3 | 3 | 2 | 90 | 18 | 1081 | 27062.8 | 106.3 | 30.3203 | -81.9472 | 7846 | 3 | 32234-1603 | SLT-0001&ARP-0001
12031 | JEA | 7846_G_004 | 641211 | 46474013 | 44152212 | 46325814a |  | 2211 | 125 | 120 | 0310485 | 2 | 2 | 2 | 90 | 18 | 1081 | 27062.8 | 106.3 | 30.3203 | -81.9479 | 7846 | 2 | 32234-1603 | SLT-0001&ARP-0001
29101 | HOLDEN POWER PLANT-HOLDEN | 7848_G_11 | 5245111 | 26016913 | 24953212 | 23521714 |  | 221112 | 125 | 120 | 0051 | 1 | 50226 | 2 | 90 | 17.9 | 1037 | 50271.7 | 120 | 38.7512 | -93.9894 | 7848 | 1 | 64040
29101 | HOLDEN POWER PLANT-HOLDEN | 7848_G_12 | 5245111 | 26017013 | 24953412 | 88146714 |  | 221112 | 125 | 120 | 0051 | 2 | 50228 | 2 | 90 | 17.9 | 1037 | 50271.7 | 120 | 38.7512 | -93.9894 | 7848 | 2 | 64040
29101 | HOLDEN POWER PLANT-HOLDEN | 7848_G_13 | 5245111 | 26017213 | 24953012 | 88146914 |  | 221112 | 125 | 120 | 0051 | 3 | 50230 | 2 | 90 | 17.9 | 1037 | 50271.7 | 120 | 38.7512 | -93.9894 | 7848 | 3 | 64040
17127 | Midwest Electric Power Inc | 7858_G_1 | 5535711 | 26973813 | 25876312 | 42783814 |  | 221112 | 125 | 120 | 127899AAA | 0001 | 0001 | 01 | 56 | 14.8 | 1018 | 15133.3 |  | 37.217 | -88.8662 | 7858 | 1 | 62953
17127 | Midwest Electric Power Inc | 7858_G_2 | 5535711 | 26973913 | 25876212 | 42783714 |  | 221112 | 125 | 120 | 127899AAA | 0002 | 0002 | 01 | 56 | 14.8 | 1018 | 15133.3 |  | 37.217 | -88.8662 | 7858 | 2 | 62953
17127 | Midwest Electric Power Inc | 7858_G_3 | 5535711 | 26974013 | 25876912 | 42783614 |  | 221112 | 125 | 120 | 127899AAA | 0003 | 0003 | 01 | 56 | 14.8 | 1018 | 15133.3 |  | 37.217 | -88.8662 | 7858 | 3 | 62953
17127 | Midwest Electric Power Inc | 7858_G_4 | 5535711 | 26974313 | 25876812 | 42783314 |  | 221112 | 125 | 120 | 127899AAA | 0004 | 0004 | 01 | 46 | 11 | 928 | 8333.3 |  | 37.217 | -88.8662 | 7858 | 4 | 62953
17127 | Midwest Electric Power Inc | 7858_G_5 | 5535711 | 26974113 | 25876612 | 42783514 |  | 221112 | 125 | 120 | 127899AAA | 0005 | 0005 | 01 | 46 | 11 | 928 | 8333.3 |  | 37.217 | -88.8662 | 7858 | 5 | 62953
29205 | SHELBINA POWER PLANT-SHELBINA POWER PLANT | 7860_G_G7 | 5052711 | 25601613 | 24562712 | 24565814 |  | 221112 | 125 | 160 | 0011 | 22368 | 50349 | 25848 | 22 | 1.27 | 834 | 259.8 | 204.8 | 39.6941 | -92.0467 |  |  | 63468
29205 | SHELBINA POWER PLANT-SHELBINA POWER PLANT | 7860_G_G8 | 5052711 | 25602313 | 24561812 | 24564614 |  | 221112 | 125 | 160 | 0011 | 22369 | 50350 | 25849 | 22 | 1.27 | 834 | 259.8 | 204.8 | 39.6941 | -92.0467 |  |  | 63468
55017 | Elk Mound | 7863_G_1 | 6870911 | 13260813 | 13096312 | 67520614 |  | 221112 |  |  | 617001440 |  | S11 | 11 | 13 | 1.312 | 850 |  | 67.487 | 44.9019 | -91.5678 | 7863 | 1 | 54739
55017 | Elk Mound | 7863_G_2 | 6870911 | 13260713 | 13096412 | 67520614 |  | 221112 |  |  | 617001440 |  | S12 | 12 | 13 | 1.312 | 850 |  | 67.487 | 44.9019 | -91.5678 | 7863 | 2 | 54739
36059 | GLENWOOD LANDING ENERGY CENTER | 7869_G_GT1 | 7223211 | 7557013 | 7477612 | 88910814 |  | 221112 | 125 | 120 | 1282400490 | UGT011 | 00011 | P28FP | 38 | 11 | 980 | 58.9 | 61.7 | 40.83 | -73.64 | 7869 | UGT011 | 11547
36059 | KEYSPAN-GLENWOOD ENERGY CENTER | 7869_G_GT4 | 10680511 | 58686713 | 54436612 | 77237714 |  | 221112 | 125 | 120 | 1282402146 | UCT001 | 00012 | P02FP | 125 | 10 | 879 | 162.9 | 124.4 | 40.8303 | -73.6492 |  |  | 11547
36059 | KEYSPAN-GLENWOOD ENERGY CENTER | 7869_G_GT5 | 10680511 | 58686713 | 54436612 | 77237714a |  | 221112 | 125 | 120 | 1282402146 | UCT001 | 00012 | P02FP | 125 | 10 | 879 | 162.9 | 124.4 | 40.8303 | -73.6492 |  |  | 11547
53073 | PSE ENCOGEN GENERATING STATION | 7870_G_CTG1 | 6212411 | 15565213 | 15222712 | 1138514 |  | 221112 | 125 | 120 | 30 | 1673 | 208 | 2547 | 84 | 11 | 260 | 4000 | 42.1 | 48.7456 | -122.483 | 7870 | CT1 | 98225-5030
53073 | PSE ENCOGEN GENERATING STATION | 7870_G_CTG2 | 6212411 | 15565413 | 15222612 | 1138114 |  | 221112 | 125 | 120 | 30 | 1674 | 210 | 2549 | 84 | 11 | 260 | 4000 | 42.1 | 48.7456 | -122.483 | 7870 | CT2 | 98225-5030
53073 | PSE ENCOGEN GENERATING STATION | 7870_G_CTG3 | 6212411 | 15565313 | 15222812 | 1138314 |  | 221112 | 125 | 120 | 30 | 1675 | 209 | 2552 | 84 | 11 | 260 | 4000 | 42.1 | 48.7456 | -122.483 | 7870 | CT3 | 98225-5030
39161 | Robert P. Mone Plant (0381000043) | 7872_G_1 | 9216911 | 55667813 | 68338512 | 100726114 |  | 221112 | 125 | 120 | 0381000043 | P001 | 109049 | 20100201 | 114.5 | 18 | 1150 | 38333.3 |  | 40.93 | -84.7397 | 7872 | 1 | 45832
39161 | Robert P. Mone Plant (0381000043) | 7872_G_2 | 9216911 | 55667913 | 68338312 | 100726214 |  | 221112 | 125 | 120 | 0381000043 | P002 | 109050 | 20100201 | 114.5 | 18 | 1150 | 38333.3 |  | 40.93 | -84.7392 | 7872 | 2 | 45832
39161 | Robert P. Mone Plant (0381000043) | 7872_G_3 | 9216911 | 55668013 | 68338412 | 100726314 |  | 221112 | 125 | 120 | 0381000043 | P003 | 109051 | 20100201 | 114.5 | 18 | 1150 | 38333.3 |  | 40.9047 | -84.7397 | 7872 | 3 | 45832
12057 | TAMPA ELECTRIC COMPANY | 7873_G_1A | 901211 | 67261713 | 61885312 | 92762114 |  | 2211 | 125 | 120 | 0570040 | 20 | 20 | 1 | 150 | 19 | 212 | 16979.8 | 59.9 | 27.907 | -82.4202 | 7873 | CT1A | 33619 | SLT-0001
12057 | TAMPA ELECTRIC COMPANY | 7873_G_1B | 901211 | 67261813 | 61885412 | 92762214 |  | 2211 | 125 | 120 | 0570040 | 21 | 21 | 1 | 150 | 19 | 212 | 16979.8 | 59.9 | 27.907 | -82.4202 | 7873 | CT1B | 33619 | SLT-0001
12057 | TAMPA ELECTRIC COMPANY | 7873_G_1C | 901211 | 67261913 | 61885512 | 92762314 |  | 2211 | 125 | 120 | 0570040 | 22 | 22 | 1 | 150 | 19 | 212 | 16979.8 | 59.9 | 27.907 | -82.4202 | 7873 | CT1C | 33619 | SLT-0001
12057 | TAMPA ELECTRIC COMPANY | 7873_G_1ST | 901211 | 67261713 | 61885312 | 92762114a |  | 2211 | 125 | 120 | 0570040 | 20 | 20 | 1 | 150 | 19 | 212 | 16979.8 | 59.9 | 27.907 | -82.4202 | 7873 | CT1A | 33619 | SLT-0001
12057 | TAMPA ELECTRIC COMPANY | 7873_G_2A | 901211 | 67262013 | 61885612 | 92762414 |  | 2211 | 125 | 120 | 0570040 | 23 | 23 | 1 | 150 | 19 | 212 | 16979.8 | 59.9 | 27.907 | -82.4202 | 7873 | CT2A | 33619 | SLT-0001
12057 | TAMPA ELECTRIC COMPANY | 7873_G_2B | 901211 | 67262113 | 61885712 | 92762514 |  | 2211 | 125 | 120 | 0570040 | 24 | 24 | 1 | 150 | 19 | 212 | 16979.8 | 59.9 | 27.907 | -82.4202 | 7873 | CT2B | 33619 | SLT-0001
12057 | TAMPA ELECTRIC COMPANY | 7873_G_2C | 901211 | 67262213 | 61885812 | 92762614 |  | 2211 | 125 | 120 | 0570040 | 25 | 25 | 1 | 150 | 19 | 212 | 16979.8 | 59.9 | 27.907 | -82.4202 | 7873 | CT2C | 33619 | SLT-0001
12057 | TAMPA ELECTRIC COMPANY | 7873_G_2D | 901211 | 67262313 | 61885912 | 92762714 |  | 2211 | 125 | 120 | 0570040 | 26 | 26 | 1 | 150 | 19 | 212 | 16979.8 | 59.9 | 27.907 | -82.4202 | 7873 | CT2D | 33619 | SLT-0001
12057 | TAMPA ELECTRIC COMPANY | 7873_G_2ST | 901211 | 67262013 | 61885612 | 92762414a |  | 2211 | 125 | 120 | 0570040 | 23 | 23 | 1 | 150 | 19 | 212 | 16979.8 | 59.9 | 27.907 | -82.4202 | 7873 | CT2A | 33619 | SLT-0001
12057 | TAMPA ELECTRIC COMPANY | 7873_G_3 | 901211 | 67262513 | 85402312 | 121155214 |  | 2211 | 125 | 120 | 0570040 | 32 | 32 | 1 | 60 | 9.5 | 893 | 7179 | 101.3 | 27.9076 | -82.4139 | 7873 | CT3B | 33619 | SLT-0001
12057 | TAMPA ELECTRIC COMPANY | 7873_G_4 | 901211 | 67262713 | 85402512 | 121155414 |  | 2211 | 125 | 120 | 0570040 | 34 | 38 | 1 | 60 | 9.5 | 893 | 7179 | 101.3 | 27.9076 | -82.4136 | 7873 | CT4B | 33619 | SLT-0001
12057 | TAMPA ELECTRIC COMPANY | 7873_G_5 | 901211 | 67262913 | 85402712 | 121155614 |  | 2211 | 125 | 120 | 0570040 | 36 | 40 | 1 | 60 | 9.5 | 893 | 7179 | 101.3 | 27.9076 | -82.4128 | 7873 | CT5B | 33619 | SLT-0001
12057 | TAMPA ELECTRIC COMPANY | 7873_G_6 | 901211 | 67263113 | 85402912 | 121155814 |  | 2211 | 125 | 120 | 0570040 | 38 | 42 | 1 | 60 | 9.5 | 893 | 7179 | 101.3 | 27.9076 | -82.4125 | 7873 | CT6B | 33619 | SLT-0001
47067 | POWELL VALLEY ELECTRIC COOPERATIVE, INC. | 7883_G_1 | 3787211 | 37840213 | 36094912 | 11512914 |  | 221118 | 125 | 100 | 0014 | 001 | EX-G1 | 01 | 15 | 1.3 | 981 | 290.2 | 209 | 36.575 | -83.0322 |  |  | 37765
47067 | POWELL VALLEY ELECTRIC COOPERATIVE, INC. | 7883_G_10 | 3787211 | 37839613 | 36095512 | 11513514 |  | 221118 | 125 | 100 | 0014 | 010 | EX-G10 | 01 | 15 | 1.3 | 981 | 290.2 | 209 | 36.575 | -83.0322 |  |  | 37765
47067 | POWELL VALLEY ELECTRIC COOPERATIVE, INC. | 7883_G_11 | 3787211 | 37839813 | 36095112 | 11513314 |  | 221118 | 125 | 100 | 0014 | 011 | EX-G11 | 01 | 15 | 1.3 | 981 | 290.2 | 209 | 36.575 | -83.0322 |  |  | 37765
47067 | POWELL VALLEY ELECTRIC COOPERATIVE, INC. | 7883_G_2 | 3787211 | 37839913 | 36095312 | 11513214 |  | 221118 | 125 | 100 | 0014 | 002 | EX-G2 | 01 | 15 | 1.3 | 981 | 290.2 | 209 | 36.575 | -83.0322 |  |  | 37765
47067 | POWELL VALLEY ELECTRIC COOPERATIVE, INC. | 7883_G_3 | 3787211 | 37840113 | 36094712 | 11513014 |  | 221118 | 125 | 100 | 0014 | 003 | EX-G3 | 01 | 15 | 1.3 | 981 | 290.2 | 209 | 36.575 | -83.0322 |  |  | 37765
47067 | POWELL VALLEY ELECTRIC COOPERATIVE, INC. | 7883_G_4 | 3787211 | 37840013 | 36095612 | 11513114 |  | 221118 | 125 | 100 | 0014 | 004 | EX-G4 | 01 | 15 | 1.3 | 981 | 290.2 | 209 | 36.575 | -83.0322 |  |  | 37765
47067 | POWELL VALLEY ELECTRIC COOPERATIVE, INC. | 7883_G_5 | 3787211 | 37840613 | 36095712 | 11512514 |  | 221118 | 125 | 100 | 0014 | 005 | EX-G5 | 01 | 15 | 1.3 | 981 | 290.2 | 209 | 36.575 | -83.0322 |  |  | 37765
47067 | POWELL VALLEY ELECTRIC COOPERATIVE, INC. | 7883_G_6 | 3787211 | 37840413 | 36095012 | 11512714 |  | 221118 | 125 | 100 | 0014 | 006 | EX-G6 | 01 | 15 | 1.3 | 981 | 290.2 | 209 | 36.575 | -83.0322 |  |  | 37765
47067 | POWELL VALLEY ELECTRIC COOPERATIVE, INC. | 7883_G_7 | 3787211 | 37840513 | 36094812 | 11512614 |  | 221118 | 125 | 100 | 0014 | 007 | EX-G7 | 01 | 15 | 1.3 | 981 | 290.2 | 209 | 36.575 | -83.0322 |  |  | 37765
47067 | POWELL VALLEY ELECTRIC COOPERATIVE, INC. | 7883_G_8 | 3787211 | 37840313 | 36095212 | 11512814 |  | 221118 | 125 | 100 | 0014 | 008 | EX-G8 | 01 | 15 | 1.3 | 981 | 290.2 | 209 | 36.575 | -83.0322 |  |  | 37765
47067 | POWELL VALLEY ELECTRIC COOPERATIVE, INC. | 7883_G_9 | 3787211 | 37839713 | 36095412 | 11513414 |  | 221118 | 125 | 100 | 0014 | 009 | EX-G9 | 01 | 15 | 1.3 | 981 | 290.2 | 209 | 36.575 | -83.0322 |  |  | 37765
17113 | Corn Belt Energy Corp | 7888_G_2 | 4749411 | 28100913 | 26966912 | 43216814 |  | 221112 | 125 | 160 | 113090ABH | 0001 | 0001 | 01 | 11 | 1 | 858 | 66.7 | 84.9 | 40.5173 | -89.0278 |  |  | 61761
17113 | Corn Belt Energy Corp | 7888_G_3 | 4749411 | 60037113 | 26966912 | 86097514 |  | 221112 | 125 | 160 | 113090ABH | 0002 | 0001 | 01 | 11 | 1 | 858 | 66.7 | 84.9 | 40.5173 | -89.0278 |  |  | 61761
17113 | Corn Belt Energy Corp | 7888_G_4 | 4749411 | 60037213 | 26966912 | 86097614 |  | 221112 | 125 | 160 | 113090ABH | 0003 | 0001 | 01 | 11 | 1 | 858 | 66.7 | 84.9 | 40.5173 | -89.0278 |  |  | 61761
17113 | Corn Belt Energy Corp | 7891_G_1 | 4907511 | 31538013 | 30150412 | 45593514 |  | 221112 | 125 | 160 | 113020AFM | 0001 | 0001 | 01 | 16 | 0.67 | 686 | 30 |  | 40.4194 | -88.9318 |  |  | 61701
17113 | Corn Belt Energy Corp | 7891_G_2 | 4907511 | 31538013 | 30150412 | 45593514a |  | 221112 | 125 | 160 | 113020AFM | 0001 | 0001 | 01 | 16 | 0.67 | 686 | 30 |  | 40.4194 | -88.9318 |  |  | 61701
01001 | Southern Power Company-E B Harris Generating Plant | 7897_G_CT1A | 10583111 | 52263713 | 50910612 | 71808614 |  | 221112 | 125 | 140 | 0010 | X001A | 001A | 01 | 160 | 19 | 167 | 14504.8 | 51.2 | 32.3817 | -86.5738 | 7897 | 1A | 36067
01001 | Southern Power Company-E B Harris Generating Plant | 7897_G_CT1B | 10583111 | 52263813 | 50940312 | 71809514 |  | 221112 | 125 | 140 | 0010 | X001B | 001B | 01 | 160 | 19 | 167 | 14504.8 | 51.2 | 32.382 | -86.5738 | 7897 | 1B | 36067
01001 | Southern Power Company-E B Harris Generating Plant | 7897_G_CT2A | 10583111 | 52263913 | 50941612 | 71809914 |  | 221112 | 125 | 140 | 0010 | X001C | 001C | 01 | 160 | 19 | 167 | 14504.8 | 51.2 | 32.3803 | -86.5739 | 7897 | 2A | 36067
01001 | Southern Power Company-E B Harris Generating Plant | 7897_G_CT2B | 10583111 | 52264013 | 50942712 | 71810214 |  | 221112 | 125 | 140 | 0010 | X001D | 001D | 01 | 160 | 19 | 167 | 14504.8 | 51.2 | 32.3806 | -86.5738 | 7897 | 2B | 36067
01001 | Southern Power Company-E B Harris Generating Plant | 7897_G_ST1 | 10583111 | 52263813 | 50940312 | 71809514a |  | 221112 | 125 | 140 | 0010 | X001B | 001B | 01 | 160 | 19 | 167 | 14504.8 | 51.2 | 32.382 | -86.5738 | 7897 | 1B | 36067
01001 | Southern Power Company-E B Harris Generating Plant | 7897_G_ST2 | 10583111 | 52264013 | 50942712 | 71810214a |  | 221112 | 125 | 140 | 0010 | X001D | 001D | 01 | 160 | 19 | 167 | 14504.8 | 51.2 | 32.3806 | -86.5738 | 7897 | 2B | 36067
48453 | SAND HILL ENERGY CENTER | 7900_G_5A | 9071611 | 57559513 | 51646312 | 75405914 |  | 221122 | 125 | 120 | 343 | 000013 | 000012 | 000013 | 127 | 19 | 550 |  | 57 | 30.2109 | -97.6125 | 7900 | SH5 | 78617
48453 | SAND HILL ENERGY CENTER | 7900_G_5C | 9071611 | 57559513 | 51646312 | 75405914a |  | 221122 | 125 | 120 | 343 | 000013 | 000012 | 000013 | 127 | 19 | 550 |  | 57 | 30.2109 | -97.6125 | 7900 | SH5 | 78617
48453 | SAND HILL ENERGY CENTER | 7900_G_SH1 | 9071611 | 57558813 | 51482212 | 75595014 |  | 221122 | 125 | 120 | 343 | 000001 | 000001 | 000004 | 85 | 12 | 500 |  | 83.7 | 30.2086 | -97.6134 | 7900 | SH1 | 78617
48453 | SAND HILL ENERGY CENTER | 7900_G_SH2 | 9071611 | 57558913 | 51588312 | 75509714 |  | 221122 | 125 | 120 | 343 | 000002 | 000002 | 000003 | 85 | 12 | 500 |  | 83.7 | 30.2086 | -97.6136 | 7900 | SH2 | 78617
48453 | SAND HILL ENERGY CENTER | 7900_G_SH3 | 9071611 | 57559013 | 51664712 | 75532314 |  | 221122 | 125 | 120 | 343 | 000003 | 000003 | 000002 | 85 | 12 | 500 |  | 83.7 | 30.2085 | -97.6138 | 7900 | SH3 | 78617
48453 | SAND HILL ENERGY CENTER | 7900_G_SH4 | 9071611 | 57559113 | 51720212 | 74252514 |  | 221122 | 125 | 120 | 343 | 000004 | 000004 | 000001 | 85 | 12 | 500 |  | 83.7 | 30.2084 | -97.614 | 7900 | SH4 | 78617
48453 | SAND HILL ENERGY CENTER | 7900_G_SH6 | 9071611 | 92290713 | 89310912 | 125929214 |  | 221122 | 125 | 120 | 343 | 000019 | 000019 | 000018 | 85 | 12 | 840 |  | 89 | 30.2087 | -97.6129 | 7900 | SH6 | 78617
48453 | SAND HILL ENERGY CENTER | 7900_G_SH7 | 9071611 | 92290813 | 89311012 | 125929314 |  | 221122 | 125 | 120 | 343 | 000020 | 000020 | 000019 | 85 | 12 | 840 |  | 89 | 30.2087 | -97.6129 | 7900 | SH7 | 78617
48203 | AEP PIRKEY POWER PLANT | 7902_B_1 | 4845611 | 29665713 | 28432412 | 4212914 |  | 221122 | 125 | 100 | 22 | 000001 | 000001 | 000001 | 525 | 25 | 150 |  | 85 | 32.461 | -94.4845 | 7902 | 1 | 75650 | 63UUUUU
29077 | CITY UTILITIES OF SPRINGFIELD-N L MCCARTNEY DIST GENERATION | 7903_G_MGS1 | 7498011 | 11196113 | 11150812 | 25972314 |  | 221112 | 125 | 120 | 0164 | 1 | 51052 | 1 | 60 | 9.5 | 866 | 6017.3 | 84.9 | 37.2483 | -93.17 | 7903 | MGS1A | 65757
29077 | CITY UTILITIES OF SPRINGFIELD-N L MCCARTNEY DIST GENERATION | 7903_G_MSG2 | 7498011 | 11196013 | 11150612 | 25972414 |  | 221112 | 125 | 120 | 0164 | 3 | 51063 | 3 | 60 | 9.5 | 871 | 6051.8 | 85.4 | 37.2483 | -93.17 | 7903 | MGS2A | 65757
36081 | VERNON BLVD PLANT | 7909_G_VG02 | 9333511 | 55487013 | 58830812 | 88927914 |  | 221112 | 125 | 120 | 2630401377 | 100001 | 11111 | 003FP | [5 empty] | 40.7524 | -73.9504 |  |  | 11101
36081 | VERNON BLVD PLANT | 7909_G_VG03 | 9333511 | 55487013 | 58830812 | 88927914a |  | 221112 | 125 | 120 | 2630401377 | 100001 | 11111 | 003FP | [5 empty] | 40.7524 | -73.9504 |  |  | 11101
36047 | 23RD AND 3RD PLANT | 7910_G_1 | 9326011 | 55489013 | 58836512 | 88933714 |  | 221112 | 125 | 120 | 2610200482 | 100001 | 11111 | 003FP | [5 empty] | 40.6618 | -74.0007 |  |  | 11232
36047 | 23RD AND 3RD PLANT | 7910_G_2 | 9326011 | 55489013 | 58836512 | 88933714a |  | 221112 | 125 | 120 | 2610200482 | 100001 | 11111 | 003FP | [5 empty] | 40.6618 | -74.0007 |  |  | 11232
36103 | BRENTWOOD PLANT | 7912_G_1 | 9316311 | 55409713 | 58823412 | 74065314 |  | 221112 | 125 | 120 | 1472803067 | 100001 | 11111 | 001FP | [5 empty] | 40.7869 | -73.2933 | 7912 | BW01 | 11751
36005 | HELL GATE | 7913_G_HG01 | 9389811 | 55527813 | 58832812 | 88929814 |  | 221112 | 125 | 120 | 2600700724 | 100001 | 11111 | 004FP | [5 empty] | 40.7962 | -73.9118 |  |  | 10454
36005 | HELL GATE | 7913_G_HG02 | 9389811 | 55527813 | 58832812 | 88929814ba |  | 221112 | 125 | 120 | 2600700724 | 100001 | 11111 | 004FP | [5 empty] | 40.7962 | -73.9118 |  |  | 10454
36005 | HARLEM RIVER YARDS PLANT | 7914_G_HR01 | 9389711 | 55527913 | 58833012 | 88930114 |  | 221112 | 125 | 120 | 2600700726 | 100001 | 11111 | 004FP | [5 empty] | 40.798 | -73.9142 |  |  | 10454
36005 | HARLEM RIVER YARDS PLANT | 7914_G_HR02 | 9389711 | 55527913 | 58833012 | 88930114a |  | 221112 | 125 | 120 | 2600700726 | 100001 | 11111 | 004FP | [5 empty] | 40.798 | -73.9142 |  |  | 10454
36047 | N 1ST STREET PLANT | 7915_G_N01 | 9326111 | 55488913 | 58835412 | 88932614 |  | 221112 | 125 | 120 | 2610101077 | 100001 | 11111 | 002FP | [5 empty] | 40.7147 | -73.9664 | 7915 | NO1 | 11211
13263 | Talbot Energy Facility | 7916_G_1 | 15040211 | 91997313 | 89056012 | 125525614 |  | 221112 | 125 | 120 | 26300013 | T1 | T1 | T1 | 90 | 18.4 | 994 | 30313 | 114 | 32.5896 | -84.6918 | 7916 | 1 | 31801
13263 | Talbot Energy Facility | 7916_G_2 | 15040211 | 91997413 | 89056112 | 125525714 |  | 221112 | 125 | 120 | 26300013 | T2 | T2 | T2 | 90 | 18.4 | 994 | 30313 | 114 | 32.5893 | -84.6918 | 7916 | 2 | 31801
13263 | Talbot Energy Facility | 7916_G_3 | 15040211 | 91997513 | 89056212 | 125525814 |  | 221112 | 125 | 120 | 26300013 | T3 | T3 | T3 | 90 | 18.4 | 994 | 30313 | 114 | 32.5891 | -84.6918 | 7916 | 3 | 31801
13263 | Talbot Energy Facility | 7916_G_4 | 15040211 | 91997613 | 89056312 | 125525914 |  | 221112 | 125 | 120 | 26300013 | T4 | T4 | T4 | 90 | 18.4 | 994 | 30313 | 114 | 32.5888 | -84.6918 | 7916 | 4 | 31801
13263 | Talbot Energy Facility | 7916_G_5 | 15040211 | 91997713 | 89056412 | 125526114 |  | 221112 | 125 | 120 | 26300013 | T5 | T5 | T5OIL | 90 | 18.4 | 996 | 32041 | 120.5 | 32.5885 | -84.6918 | 7916 | 5 | 31801
13263 | Talbot Energy Facility | 7916_G_6 | 15040211 | 91997813 | 89056512 | 125526314 |  | 221112 | 125 | 120 | 26300013 | T6 | T6 | T6OIL | 90 | 18.4 | 996 | 32041 | 120.5 | 32.5883 | -84.6918 | 7916 | 6 | 31801
13149 | Chattahoochee Energy Facility | 7917_G_1 | 13645711 | 82358813 | 73384812 | 105891714 |  | 221112 | 125 | 140 | 14900006 | 8A | 8A | 8A | 130 | 16.5 | 205 | 13890 | 65 | 33.407 | -85.0384 | 7917 | 8A | 30170
13149 | Chattahoochee Energy Facility | 7917_G_2 | 13645711 | 82358913 | 73384912 | 105891814 |  | 221112 | 125 | 140 | 14900006 | 8B | 8B | 8B | 130 | 16.5 | 205 | 13899 | 65 | 33.4071 | -85.0387 | 7917 | 8B | 30170
13149 | Chattahoochee Energy Facility | 7917_G_3 | 13645711 | 82358813 | 73384812 | 105891714a |  | 221112 | 125 | 140 | 14900006 | 8A | 8A | 8A | 130 | 16.5 | 205 | 13890 | 65 | 33.407 | -85.0384 | 7917 | 8A | 30170
27091 | Great River Energy - Lakefield Junction | 7925_G_1 | 8482611 | 1108413 | 998612 | 26399614 |  | 221122 | 125 | 120 | 2709100058 | EU001 | SV001 | EU001PD001 | 52 | 9 | 1020 | 28.5 |  | 43.7986 | -94.8414 | 7925 | CT01 | 56176
27091 | Great River Energy - Lakefield Junction | 7925_G_2 | 8482611 | 1108513 | 998512 | 26399414 |  | 221122 | 125 | 120 | 2709100058 | EU002 | SV002 | EU002PD002 | 52 | 9 | 1020 | 28.5 |  | 43.7986 | -94.8414 | 7925 | CT02 | 56176
27091 | Great River Energy - Lakefield Junction | 7925_G_3 | 8482611 | 1108613 | 998212 | 26399214 |  | 221122 | 125 | 120 | 2709100058 | EU003 | SV003 | EU003PD002 | 52 | 9 | 1020 | 28.5 |  | 43.7986 | -94.8414 | 7925 | CT03 | 56176
27091 | Great River Energy - Lakefield Junction | 7925_G_4 | 8482611 | 1107913 | 998312 | 26400414 |  | 221122 | 125 | 120 | 2709100058 | EU004 | SV004 | EU004PD002 | 52 | 9 | 1020 | 28.5 |  | 43.7986 | -94.8414 | 7925 | CT04 | 56176
27091 | Great River Energy - Lakefield Junction | 7925_G_5 | 8482611 | 1108313 | 998112 | 26399814 |  | 221122 | 125 | 120 | 2709100058 | EU005 | SV005 | EU005PD002 | 52 | 9 | 1020 | 28.5 |  | 43.7986 | -94.8414 | 7925 | CT05 | 56176
27091 | Great River Energy - Lakefield Junction | 7925_G_6 | 8482611 | 1108213 | 998712 | 26400014 |  | 221122 | 125 | 120 | 2709100058 | EU006 | SV006 | EU006PD001 | 52 | 9 | 1020 | 28.5 |  | 43.7986 | -94.8414 | 7925 | CT06 | 56176
20121 | KANSAS CITY POWER & LIGHT CO.- OSAWATOMIE | 7928_G_1 | 9639411 | 53768113 | 49270812 | 68458814 |  | 221112 | 125 | 120 | 0030 | 001 | 1 | 1 | 65 | 14.76 | 947 | 22004 | 121 | 38.5314 | -94.9036 | 7928 | 1 | 66071
20091 | KANSAS CITY POWER & LIGHT CO.-WEST GARDNER | 7929_G_1 | 9637911 | 53801913 | 49270712 | 68459414 |  | 221112 | 125 | 120 | 0174 | 001 | 1 | 1 | 65 | 14.76 | 947 | 21973 | 121 | 38.7878 | -94.9853 | 7929 | 1 | 66021
20091 | KANSAS CITY POWER & LIGHT CO.-WEST GARDNER | 7929_G_2 | 9637911 | 53802013 | 50416812 | 68459514 |  | 221112 | 125 | 120 | 0174 | 002 | 2 | 1 | 65 | 14.76 | 947 | 21973 | 121 | 38.7878 | -94.9853 | 7929 | 2 | 66021
20091 | KANSAS CITY POWER & LIGHT CO.-WEST GARDNER | 7929_G_3 | 9637911 | 53802113 | 50111712 | 68459614 |  | 221112 | 125 | 120 | 0174 | 003 | 3 | 1 | 65 | 14.76 | 947 | 21973 | 121 | 38.7878 | -94.9853 | 7929 | 3 | 66021
20091 | KANSAS CITY POWER & LIGHT CO.-WEST GARDNER | 7929_G_4 | 9637911 | 53802213 | 49846212 | 68459714 |  | 221112 | 125 | 120 | 0174 | 004 | 4 | 1 | 65 | 14.76 | 947 | 21973 | 121 | 38.7878 | -94.9853 | 7929 | 4 | 66021
26137 | Consumers Energy Gaylord Combustion Turbine Plant | 7932_G_1 | 7024811 | ORIS1 | ORIS1 | 7932_G_1 |  | 221112 | 125 | 999 |  |  |  |  | 20 | 8 | 950 | 7166.7 | 142.6 | 45.0302 | -84.7041 | 7932 | 1 | 49735
26137 | Consumers Energy Gaylord Combustion Turbine Plant | 7932_G_2 | 7024811 | ORIS2 | ORIS2 | 7932_G_2 |  | 221112 | 125 | 999 |  |  |  |  | 20 | 8 | 950 | 7166.7 | 142.6 | 45.0302 | -84.7041 | 7932 | 2 | 49735
26137 | Consumers Energy Gaylord Combustion Turbine Plant | 7932_G_3 | 7024811 | 15163813 | 109208912 | 28962314 |  | 221112 | 125 | 120 | B2942 | RG0014 | SV0002 | 20100201 | 20 | 8 | 950 | 7166.7 | 142.6 | 45.0302 | -84.7041 |  |  | 49735
13149 | Municipal Electric Authority Of Ga-Wansley | 7946_G_CT1 | 9765611 | 57654213 | 93682312 | 134775114 |  | 221112 | 125 | 120 | 14900007 | CT9A | STK9A | 9A-GAS | 132 | 19 | 181 | 15200 | 54 | 33.4082 | -85.0397 | 7946 | CT9A | 30217
13149 | Municipal Electric Authority Of Ga-Wansley | 7946_G_CT2 | 9765611 | 57654313 | 93682412 | 134775214 |  | 221112 | 125 | 120 | 14900007 | CT9B | STK9B | 9B-GAS | 132 | 19 | 181 | 15200 | 54 | 33.4085 | -85.0399 | 7946 | CT9B | 30217
13149 | Municipal Electric Authority Of Ga-Wansley | 7946_G_ST1 | 9765611 | ORISST1 | ORISST1 | 7946_G_ST1 |  | 221112 | 125 | 150 |  |  |  |  | 132 | 19 | 181 | 15200 | 54 | 33.4085 | -85.0399 | 7946 | ST1 | 30217
27007 | Otter Tail Power Co - Solway | 7947_G_1 | 9516311 | 57875813 | 51791112 | 73246414 |  | 221112 | 125 | 120 | 2700700034 | EU001 | SV001 | EU001PD002 | 45 | 9 | 808 | 8924 |  | 47.5449 | -95.1262 | 7947 | 1 | 56678
18093 | LAWRENCE GENERATING STATION | 7948_G_3 | 10714911 | 58598913 | 54301112 | 76998614 |  | 221112 | 125 | 120 | 00028 | 003 | 3 | 01 | 45 | 9 | 400 | 9350 | 147 | 38.8008 | -86.4506 | 7948 | 3 | 47446
18093 | LAWRENCE GENERATING STATION | 7948_G_4 | 10714911 | 58599013 | 54281112 | 76998714 |  | 221112 | 125 | 120 | 00028 | 004 | 4 | 01 | 45 | 9 | 400 | 9350 | 147 | 38.8008 | -86.4506 | 7948 | 4 | 47446
18093 | LAWRENCE GENERATING STATION | 7948_G_5 | 10714911 | 58599113 | 54284912 | 76998814 |  | 221112 | 125 | 120 | 00028 | 005 | 5 | 01 | 45 | 9 | 400 | 9350 | 147 | 38.8008 | -86.4506 | 7948 | 5 | 47446
18093 | LAWRENCE GENERATING STATION | 7948_G_6 | 10714911 | 58599213 | 54288212 | 76998914 |  | 221112 | 125 | 120 | 00028 | 006 | 6 | 01 | 45 | 9 | 400 | 9350 | 147 | 38.8008 | -86.4506 | 7948 | 6 | 47446
16039 | IDAHO POWER CO - EVANDER ANDREWS COMPLEX | 7953_G_1 | 8355111 | 96577013 | 93657912 | 134739014 |  | 221118 | 125 | 120 | 03900024 | 040 | 040 | 1 | 60 | 26.2 | 1050 | 26957.2 | 50 | 43.1796 | -115.733 | 7953 | CT1 | 83647
16039 | IDAHO POWER CO - EVANDER ANDREWS COMPLEX | 7953_G_2 | 8355111 | 418513 | 424412 | 46907514 |  | 221118 | 125 | 120 | 03900024 | 010 | 010 | 1 | 75 | 9.5 | 950 | 15240.1 | 215 | 43.1793 | -115.734 | 7953 | CT2 | 83647
16039 | IDAHO POWER CO - EVANDER ANDREWS COMPLEX | 7953_G_3 | 8355111 | 418613 | 424312 | 46907414 |  | 221118 | 125 | 120 | 03900024 | 020 | 020 | 1 | 75 | 9.5 | 950 | 15240.1 | 215 | 43.1789 | -115.734 | 7953 | CT3 | 83647
12127 | UTILITIES COMMISSION, CITY OF NEW SMYRNA | 7954_G_1 | 2798211 | 40823513 | 38942612 | 46168314 |  | 2211 | 125 | 120 | 1270164 | 1 | 1 | 1 | 42 | 13.5 | 894 | 9571.5 | 66.9 | 29.0156 | -80.9308 |  |  | 32168-7281 | SLT-0001
12127 | UTILITIES COMMISSION, CITY OF NEW SMYRNA | 7954_G_2 | 2798211 | 40823413 | 38942512 | 46168414 |  | 2211 | 125 | 120 | 1270164 | 2 | 2 | 1 | 42 | 13.5 | 894 | 9571.5 | 66.9 | 29.0156 | -80.9308 |  |  | 32168-7281 | SLT-0001
28069 | Tennessee Valley Authority, TVA, Kemper Combustion Turbine Plant | 7960_G_GT1 | 7356611 | 8108213 | 8007012 | 25186414 |  | 221112 | 125 | 120 | 2806900015 | 001 | 1 | 1 | 56 | 14.8 | 958 | 28294.5 | 165 | 32.7974 | -88.6057 | 7960 | KCT1 | 39328
28069 | Tennessee Valley Authority, TVA, Kemper Combustion Turbine Plant | 7960_G_GT2 | 7356611 | 8108113 | 58318312 | 25186514 |  | 221112 | 125 | 120 | 2806900015 | 002 | 2 | 1 | 56 | 14.8 | 958 | 28294.5 | 165 | 32.7974 | -88.6057 | 7960 | KCT2 | 39328
28069 | Tennessee Valley Authority, TVA, Kemper Combustion Turbine Plant | 7960_G_GT3 | 7356611 | 8108013 | 58318412 | 25186614 |  | 221112 | 125 | 120 | 2806900015 | 003 | 3 | 1 | 56 | 14.8 | 958 | 28294.5 | 165 | 32.7974 | -88.6057 | 7960 | KCT3 | 39328
28069 | Tennessee Valley Authority, TVA, Kemper Combustion Turbine Plant | 7960_G_GT4 | 7356611 | 8108313 | 58318512 | 25186314 |  | 221112 | 125 | 120 | 2806900015 | 004 | 4 | 1 | 15 | 14.8 | 958 | 28294.5 | 165 | 32.7974 | -88.6057 | 7960 | KCT4 | 39328
10001 | WARREN F BEASLEY POWER STATION | 7962_G_001 | 2424211 | 40256813 | 38387612 | 48948214 |  | 221112 | 125 | 120 | 1000100152 | 001 | 1 | 1 | 50 | 12 | 750 | 10433.3 | 92.3 | 39.2808 | -75.6236 | 7962 | 1 | 19977
10001 | WARREN F BEASLEY POWER STATION | 7962_G_002 | 2424211 | 108722713 | 112200212 | 153964114 |  | 221112 | 125 | 120 | 1000100152 | 004 | 4 | 2 | 50 | 11 | 750 | 10433.3 | 109.8 | 39.2808 | -75.6236 | 7962 | 2 | 19977
29163 | AMEREN MISSOURI-PENO CREEK ENERGY CENTER | 7964_G_GT1 | 6794611 | 13109413 | 12957912 | 24252714 |  | 221112 | 125 | 120 | 0047 | 1 | 47485 | 2 | 60.5 | 9.5 | 834 | 6972.4 | 125.4 | 39.3528 | -91.2284 | 7964 | CT2A | 63334
29163 | AMEREN MISSOURI-PENO CREEK ENERGY CENTER | 7964_G_GT2 | 6794611 | 13109413 | 12957912 | 24252714a |  | 221112 | 125 | 120 | 0047 | 1 | 47485 | 2 | 60.5 | 9.5 | 834 | 6972.4 | 125.4 | 39.3528 | -91.2284 | 7964 | CT2B | 63334
29163 | AMEREN MISSOURI-PENO CREEK ENERGY CENTER | 7964_G_GT3 | 6794611 | 13109413 | 12957912 | 24252714b |  | 221112 | 125 | 120 | 0047 | 1 | 47485 | 2 | 60.5 | 9.5 | 834 | 6972.4 | 125.4 | 39.3528 | -91.2284 | 7964 | CT3A | 63334
29163 | AMEREN MISSOURI-PENO CREEK ENERGY CENTER | 7964_G_GT4 | 6794611 | 13109413 | 12957912 | 24252714c |  | 221112 | 125 | 120 | 0047 | 1 | 47485 | 2 | 60.5 | 9.5 | 834 | 6972.4 | 125.4 | 39.3528 | -91.2284 | 7964 | CT3B | 63334
35023 | Lordsburg Generating Station | 7967_G_GT1 | 7994311 | 82504813 | 73522512 | 106029914 |  | 221112 | 125 | 120 | 350230009 | EQPT1 | EQPT1 | EQPT1 | 45 | 9 | 846 | 10532 | 166 | 32.3497 | -108.6981 | 7967 | 1 | 88045 | 60GG
35023 | Lordsburg Generating Station | 7967_G_GT2 | 7994311 | 82504913 | 73522612 | 106030014 |  | 221112 | 125 | 120 | 350230009 | EQPT2 | EQPT2 | EQPT2 | 45 | 9 | 846 | 10532 | 166 | 32.3497 | -108.6981 | 7967 | 2 | 88045 | 60GG
26163 | Sumpter Generating Plant | 7972_G_1 | 6441111 | 16725013 | 16281112 | 106437514 |  | 221112 | 125 | 100 | M4854 | EU0001 | SV0001 | 20100201 | 60 | 15.5 | 1040 | 23600.2 | 125.1 | 42.1666 | -83.5404 | 7972 | 1 | 48111
26163 | Sumpter Generating Plant | 7972_G_2 | 6441111 | 16724813 | 16281212 | 106437614 |  | 221112 | 125 | 100 | M4854 | EU0002 | SV0002 | 20100201 | 60 | 15.5 | 1040 | 23600.2 | 125.1 | 42.1666 | -83.5404 | 7972 | 2 | 48111
26163 | Sumpter Generating Plant | 7972_G_3 | 6441111 | 16724713 | 16281012 | 106437714 |  | 221112 | 125 | 100 | M4854 | EU0003 | SV0003 | 20100201 | 60 | 15.5 | 1040 | 23610 | 125.1 | 42.1666 | -83.5404 | 7972 | 3 | 48111
26163 | Sumpter Generating Plant | 7972_G_4 | 6441111 | 16724913 | 16281312 | 106437814 |  | 221112 | 125 | 100 | M4854 | EU0004 | SV0004 | 20100201 | 60 | 15.5 | 1040 | 23610 | 125.1 | 42.1666 | -83.5404 | 7972 | 4 | 48111
35023 | Pyramid Generating Station | 7975_G_1 | 5213011 | 91583713 | 88546212 | 124790814 |  | 221112 | 125 | 120 | 350230007 | EQPT1 | EQPT1 | EQPT1 | 45 | 10 | 845 | 9788 | 124.7 | 32.2375 | -108.5482 | 7975 | 1 | 88045 | 60GG
35023 | Pyramid Generating Station | 7975_G_2 | 5213011 | 91583613 | 88546312 | 124790714 |  | 221112 | 125 | 120 | 350230007 | EQPT2 | EQPT2 | EQPT2 | 45 | 10 | 845 | 9788 | 124.7 | 32.2375 | -108.5482 | 7975 | 2 | 88045 | 60GG
35023 | Pyramid Generating Station | 7975_G_3 | 5213011 | 91583513 | 88546412 | 124790614 |  | 221112 | 125 | 120 | 350230007 | EQPT3 | EQPT3 | EQPT3 | 45 | 10 | 845 | 9788 | 124.7 | 32.2375 | -108.5482 | 7975 | 3 | 88045 | 60GG
35023 | Pyramid Generating Station | 7975_G_4 | 5213011 | 91583413 | 88546512 | 124790514 |  | 221112 | 125 | 120 | 350230007 | EQPT4 | EQPT4 | EQPT4 | 45 | 10 | 845 | 9793.9 | 124.7 | 32.2375 | -108.5482 | 7975 | 4 | 88045 | 60GG
45021 | DUKE ENERGY CAROLINAS LLC MILL CREEK COM | 7981_G_1 | 8421611 | 99911713 | 365712 | 139815914 |  | 221112 | 125 | 120 | 0600-0081 | 001 | 1 | 2 | 92 | 15 | 952 | 17.7 | 0.1 | 35.1599 | -81.4307 | 7981 | 1 | 29702
45021 | DUKE ENERGY CAROLINAS LLC MILL CREEK COM | 7981_G_2 | 8421611 | 99910213 | 365812 | 139813914 |  | 221112 | 125 | 120 | 0600-0081 | 002 | 2 | 2 | 92 | 15 | 952 | 27108.1 | 153.4 | 35.1599 | -81.4307 | 7981 | 2 | 29702
45021 | DUKE ENERGY CAROLINAS LLC MILL CREEK COM | 7981_G_3 | 8421611 | 99911213 | 365612 | 139815314 |  | 221112 | 125 | 120 | 0600-0081 | 003 | 3 | 2 | 92 | 15 | 952 | 27108.1 | 153.4 | 35.1599 | -81.4307 | 7981 | 3 | 29702
45021 | DUKE ENERGY CAROLINAS LLC MILL CREEK COM | 7981_G_4 | 8421611 | 99910713 | 365512 | 139814614 |  | 221112 | 125 | 120 | 0600-0081 | 004 | 4 | 1 | 92 | 15 | 952 | 27108.1 | 153.4 | 35.1599 | -81.4307 | 7981 | 4 | 29702
45021 | DUKE ENERGY CAROLINAS LLC MILL CREEK COM | 7981_G_5 | 8421611 | 99911813 | 64027412 | 139816114 |  | 221112 | 125 | 120 | 0600-0081 | 005 | 5 | 2 | 92 | 15 | 952 | 27108.1 | 153.4 | 35.1599 | -81.4307 | 7981 | 5 | 29702
45021 | DUKE ENERGY CAROLINAS LLC MILL CREEK COM | 7981_G_6 | 8421611 | 99910313 | 64027012 | 139814114 |  | 221112 | 125 | 120 | 0600-0081 | 006 | 6 | 2 | 92 | 15 | 952 | 27108.1 | 153.4 | 35.1599 | -81.4307 | 7981 | 6 | 29702
45021 | DUKE ENERGY CAROLINAS LLC MILL CREEK COM | 7981_G_7 | 8421611 | 99911313 | 64027312 | 139815514 |  | 221112 | 125 | 120 | 0600-0081 | 007 | 7 | 2 | 92 | 15 | 952 | 27108.1 | 153.4 | 35.1599 | -81.4307 | 7981 | 7 | 29702
45021 | DUKE ENERGY CAROLINAS LLC MILL CREEK COM | 7981_G_8 | 8421611 | 99910813 | 64027112 | 139814814 |  | 221112 | 125 | 120 | 0600-0081 | 008 | 8 | 1 | 92 | 15 | 952 | 27108.1 | 153.4 | 35.1599 | -81.4307 | 7981 | 8 | 29702
27127 | Redwood Falls Public Utilities - S Plant | 7982_G_3 | 7175611 | 14985913 | 14643512 | 27822314 |  | 221121 | 125 | 160 | 2712700038 | EU003 | SV003 | EU003PD001 | 40 | 1.5 | 836 | 253.1 |  | 44.5333 | -95.1115 |  |  | 56283
27127 | Redwood Falls Public Utilities - S Plant | 7982_G_4 | 7175611 | 14986013 | 14643712 | 27822214 |  | 221121 | 125 | 160 | 2712700038 | EU004 | SV004 | EU004PD001 | 40 | 1.5 | 836 | 253.1 |  | 44.5333 | -95.1115 |  |  | 56283
27127 | Redwood Falls Public Utilities - S Plant | 7982_G_5 | 7175611 | 14985713 | 14643612 | 27822514 |  | 221121 | 125 | 160 | 2712700038 | EU002 | SV002 | EU002PD001 | 40 | 1.5 | 836 | 253.1 |  | 44.5333 | -95.1115 |  |  | 56283
26079 | Michigan Public Power Agency | 7984_G_001 | 9543911 | 57792713 | 54003512 | 76034714 |  | 221112 |  | 120 | N7113 | RG0005 | SV0001 | 20100201 | 60 | 12.5 | 686 | 2361.5 | 19.2 | 44.6889 | -85.2019 |  |  | 49646
19153 | MIDAMERICAN ENERGY CO - PLEASANT HILL/GDMEC | 7985_G_GT1 | 3164811 | 67980413 | 62492012 | 93791714 |  | 221112 | 125 | 120 | 77-13-002 | 100000859 | 100000407 | 100000429 | 200 | 18.5 | 202 | 19597.7 |  | 41.5537 | -93.5241 | 7985 | 1 | 50327
19153 | MIDAMERICAN ENERGY CO - PLEASANT HILL/GDMEC | 7985_G_GT2 | 3164811 | 67980513 | 62492112 | 93791814 |  | 221112 | 125 | 120 | 77-13-002 | 100000860 | 100000410 | 100000438 | 200 | 18.5 | 202 | 19597.7 |  | 41.5537 | -93.5241 | 7985 | 2 | 50327
19153 | MIDAMERICAN ENERGY CO - PLEASANT HILL/GDMEC | 7985_G_ST1 | 3164811 | ORISST1 | ORISST1 | 7985_G_ST1 |  | 221112 | 125 | 160 |  |  |  |  | 13.9 | 0.417 | 840 | 17.2 |  | 41.5537 | -93.5241 | 7985 | ST1 | 50327
28065 | South Mississippi Electric Power Association, Silver Creek Generating Plant | 7988_G_1 | 9455211 | 53523513 | 49382412 | 68461214 |  | 221112 | 125 | 120 | 2806500032 | 001 | 1 | 1 | 56 | 15 | 1000 | 24233 | 137.2 | 31.5995 | -89.9456 | 7988 | 1 | 39474
28065 | South Mississippi Electric Power Association, Silver Creek Generating Plant | 7988_G_2 | 9455211 | 53523613 | 50609012 | 68461314 |  | 221112 | 125 | 120 | 2806500032 | 002 | 2 | 1 | 56 | 15 | 1000 | 24233 | 137.2 | 31.5995 | -89.9456 | 7988 | 2 | 39474
28065 | South Mississippi Electric Power Association, Silver Creek Generating Plant | 7988_G_3 | 9455211 | 53523713 | 50167912 | 68461414 |  | 221112 | 125 | 120 | 2806500032 | 003 | 3 | 1 | 56 | 15 | 1000 | 24233 | 137.2 | 31.5995 | -89.9456 | 7988 | 3 | 39474
28129 | South Mississippi Electric Power Association, Sylvarena Generating Plant | 7989_G_1 | 7304911 | 11102413 | 11062712 | 27802414 |  | 221112 | 125 | 120 | 2812900048 | 001 | 1 | 1 | 45 | 9 | 811 | 9436 | 148.4 | 31.9822 | -89.41 | 7989 | 1 | 39153
28129 | South Mississippi Electric Power Association, Sylvarena Generating Plant | 7989_G_2 | 7304911 | 11102313 | 11062912 | 27802514 |  | 221112 | 125 | 120 | 2812900048 | 002 | 2 | 1 | 45 | 9 | 811 | 9436 | 148.4 | 31.9822 | -89.41 | 7989 | 2 | 39153
28129 | South Mississippi Electric Power Association, Sylvarena Generating Plant | 7989_G_3 | 7304911 | 11102813 | 11062812 | 27802014 |  | 221112 | 125 | 120 | 2812900048 | 003 | 3 | 1 | 45 | 9 | 811 | 9436 | 148.4 | 31.9822 | -89.41 | 7989 | 3 | 39153
55025 | West Campus Cogeneration Facility | 7991_G_1 | 9018111 | 54742913 | 51995412 | 71810414 |  | 221112 |  | 160 | 113151500 | P01 | S01 | 01 | 175 | 9.974 | 165 |  | 62 | 43.075 | -89.424 |  |  | 53706
55025 | West Campus Cogeneration Facility | 7991_G_CT2 | 9018111 | 54743013 | 52021812 | 71810614 |  | 221112 |  | 160 | 113151500 | P02 | S02 | 01 | 175 | 9.974 | 165 |  | 62 | 43.075 | -89.424 |  |  | 53706
55025 | West Campus Cogeneration Facility | 7991_G_STG1 | 9018111 | 54742913 | 51995412 | 71810414a |  | 221112 |  | 160 | 113151500 | P01 | S01 | 01 | 175 | 9.974 | 165 |  | 62 | 43.075 | -89.424 |  |  | 53706
08101 | BLACK HILLS ELECTRIC- AIRPORT INDUSTRIAL | 7995_G_IC1 | 4295211 | 36355913 | 34614012 | 48283314 |  | 221112 | 125 | 160 | CO0000000810100 | 101-0396-001 | 101-0396-S001 | 101-0396-001-01 | 20 | 3.5 | 770 |  | 39.8 | 38.2825 | -104.5315 |  |  | 81001
08101 | BLACK HILLS ELECTRIC- AIRPORT INDUSTRIAL | 7995_G_IC2 | 4295211 | 36355913 | 34614012 | 48283314a |  | 221112 | 125 | 160 | CO0000000810100 | 101-0396-001 | 101-0396-S001 | 101-0396-001-01 | 20 | 3.5 | 770 |  | 39.8 | 38.2825 | -104.5315 |  |  | 81001
08101 | BLACK HILLS ELECTRIC- AIRPORT INDUSTRIAL | 7995_G_IC3 | 4295211 | 36355913 | 34614012 | 48283314b |  | 221112 | 125 | 160 | CO0000000810100 | 101-0396-001 | 101-0396-S001 | 101-0396-001-01 | 20 | 3.5 | 770 |  | 39.8 | 38.2825 | -104.5315 |  |  | 81001
08101 | BLACK HILLS ELECTRIC- AIRPORT INDUSTRIAL | 7995_G_IC4 | 4295211 | 36355913 | 34614012 | 48283314c |  | 221112 | 125 | 160 | CO0000000810100 | 101-0396-001 | 101-0396-S001 | 101-0396-001-01 | 20 | 3.5 | 770 |  | 39.8 | 38.2825 | -104.5315 |  |  | 81001
12105 | LAKELAND ELECTRIC | 7997_G_WD01 | 1889311 | 41747613 | 39805512 | 46340314 |  | 2211 | 125 | 160 | 1050352 | 1 | 1 | 1 | 30 | 1.8 | 740 | 355.8 | 135.3 | 28.0288 | -82.0151 |  |  | 33811 | SLT-0001
12105 | LAKELAND ELECTRIC | 7997_G_WD02 | 1889311 | 41748313 | 39806012 | 46339614 |  | 2211 | 125 | 160 | 1050352 | 6 | 6 | 1 | 30 | 1.8 | 740 | 355.8 | 135.3 | 28.0288 | -82.0151 |  |  | 33811 | SLT-0001
12105 | LAKELAND ELECTRIC | 7997_G_WD03 | 1889311 | 41747813 | 39807412 | 46340114 |  | 2211 | 125 | 160 | 1050352 | 11 | 11 | 1 | 30 | 1.8 | 740 | 355.8 | 135.3 | 28.0288 | -82.0151 |  |  | 33811 | SLT-0001
12105 | LAKELAND ELECTRIC | 7997_G_WD04 | 1889311 | 41747313 | 39806812 | 46340614 |  | 2211 | 125 | 160 | 1050352 | 16 | 16 | 1 | 30 | 1.8 | 740 | 355.8 | 135.3 | 28.0288 | -82.0151 |  |  | 33811 | SLT-0001
53027 | Grays Harbor Energy | 7999_G_CT1 | 12582311 | 63396313 | 58196112 | 87338714 |  | 221112 | 125 | 120 | 1186 | 1 | A | 631A1 | 180 | 18 | 180 | 17583.3 |  | 46.9691 | -123.4806 | 7999 | 1 | 98541
53027 | Grays Harbor Energy | 7999_G_CT2 | 12582311 | 63396413 | 58190512 | 87338814 |  | 221112 | 125 | 120 | 1186 | 2 | B | 631B2 | 180 | 18 | 165 | 17583.3 |  | 46.9691 | -123.48 | 7999 | 2 | 98541
01127 | Alabama Power - Gorgas | 8_B_10 | 7917311 | 3531813 | 3403612 | 61692214 |  | 221112 | 125 | 100 | 0001 | X010 | 008 | 01 | 755 | 38 | 309 | 40330.6 | 62 | 33.6447 | -87.2003 | 8 | 10 | 35580 | 63UUUUU
01127 | Alabama Power - Gorgas | 8_B_6 | 7917311 | 3531713 | 3403712 | 61692314 |  | 221112 | 125 | 100 | 0001 | X006 | 006 | 01 | 350 | 24 | 348 | 9258.3 | 57 | 33.6445 | -87.1953 | 8 | 6 | 35580 | 63UUUUU
01127 | Alabama Power - Gorgas | 8_B_7 | 7917311 | 3531513 | 3403712 | 61692514 |  | 221112 | 125 | 100 | 0001 | X007 | 006 | 01 | 350 | 24 | 348 | 9258.3 | 57 | 33.6445 | -87.1953 | 8 | 7 | 35580 | 63UUUUU
01127 | Alabama Power - Gorgas | 8_B_8 | 7917311 | 3531613 | 3403612 | 61692414 |  | 221112 | 125 | 100 | 0001 | X008 | 008 | 01 | 755 | 38 | 309 | 40330.6 | 62 | 33.6447 | -87.2003 | 8 | 8 | 35580 | 63UUUUU
01127 | Alabama Power - Gorgas | 8_B_9 | 7917311 | 3532013 | 3403612 | 61692014 |  | 221112 | 125 | 100 | 0001 | X009 | 008 | 01 | 755 | 38 | 309 | 40330.6 | 62 | 33.6447 | -87.2003 | 8 | 9 | 35580 | 63UUUUU
31067 | NPPD Beatrice Power Station | 8000_G_CT1 | 9434711 | 55640913 | 50938912 | 71809214 |  | 221111 | 125 | 120 | 00053 | 001 | 001 | 01 | 121 | 15.06 | 95 | 9.3 | 1.1 | 40.3291 | -96.8085 | 8000 | 1 | 68310-6787
31067 | NPPD Beatrice Power Station | 8000_G_CT2 | 9434711 | 55641013 | 50938912 | 71809414 |  | 221111 | 125 | 120 | 00053 | 002 | 001 | 01 | 121 | 15.06 | 95 | 9.3 | 1.1 | 40.3291 | -96.8085 | 8000 | 2 | 68310-6787
31067 | NPPD Beatrice Power Station | 8000_G_ST1 | 9434711 | 55640913 | 50938912 | 71809214a |  | 221111 | 125 | 120 | 00053 | 001 | 001 | 01 | 121 | 15.06 | 95 | 9.3 | 1.1 | 40.3291 | -96.8085 | 8000 | 1 | 68310-6787
33015 | PSNH - NEWINGTON STATION | 8002_B_1 | 7288011 | 8537013 | 8423112 | 21261214 |  | 221112 | 125 | 100 | 3301500054 | 001 | 1 | 1 | 410 | 20.75 | 500 | 28566.7 | 84.5 | 43.1 | -70.7914 | 8002 | 1 | 03801 | 63UUUUU
36071 | ROSETON GENERATING STATION | 8006_B_1 | 8427811 | 1624513 | 1538512 | 21098314 |  | 221112 | 125 | 100 | 3334600075 | UR0001 | 00001 | R1GFP | 260 | 23 | 265 | 416.7 | 60 | 41.57 | -73.98 | 8006 | 1 | 12550 | 63UUUUU
36071 | ROSETON GENERATING STATION | 8006_B_2 | 8427811 | 1624813 | 1538612 | 21097914 |  | 221112 | 125 | 100 | 3334600075 | UR0002 | 00002 | R2GFP | 260 | 23 | 265 | 416.7 | 60 | 41.57 | -73.98 | 8006 | 2 | 12550 | 63UUUUU
36103 | HOLTSVILLE GT FACILITY | 8007_G_1 | 8452411 | 575813 | 574812 | 17948214 |  | 221112 | 125 | 120 | 1472200105 | U00001 | 00001 | P28FP | 44 | 7.2 | 1260 | 87.4 | 127 | 40.81 | -73.06 | 8007 | U00001 | 11742
36103 | HOLTSVILLE GT FACILITY | 8007_G_10 | 8452411 | 577713 | 576912 | 17946314 |  | 221112 | 125 | 120 | 1472200105 | U00010 | 00010 | P55FP | 44 | 7.2 | 1260 | 87.4 | 127 | 40.81 | -73.06 | 8007 | U00010 | 11742
36103 | HOLTSVILLE GT FACILITY | 8007_G_2 | 8452411 | 577413 | 575212 | 17946614 |  | 221112 | 125 | 120 | 1472200105 | U00002 | 00002 | P31FP | 44 | 7.2 | 1260 | 87.4 | 127 | 40.81 | -73.06 | 8007 | U00002 | 11742
36103 | HOLTSVILLE GT FACILITY | 8007_G_3 | 8452411 | 577913 | 576712 | 17946114 |  | 221112 | 125 | 120 | 1472200105 | U00003 | 00003 | P34FP | 44 | 7.2 | 1260 | 87.4 | 127 | 40.81 | -73.06 | 8007 | U00003 | 11742
36103 | HOLTSVILLE GT FACILITY | 8007_G_4 | 8452411 | 577813 | 575412 | 17946214 |  | 221112 | 125 | 120 | 1472200105 | U00004 | 00004 | P37FP | 44 | 7.2 | 1260 | 87.4 | 127 | 40.81 | -73.06 | 8007 | U00004 | 11742
36103 | HOLTSVILLE GT FACILITY | 8007_G_5 | 8452411 | 577513 | 576512 | 17946514 |  | 221112 | 125 | 120 | 1472200105 | U00005 | 00005 | P40FP | 44 | 7.2 | 1260 | 87.4 | 127 | 40.81 | -73.06 | 8007 | U00005 | 11742
36103 | HOLTSVILLE GT FACILITY | 8007_G_6 | 8452411 | 578013 | 574912 | 17946014 |  | 221112 | 125 | 120 | 1472200105 | U00006 | 00006 | P43FP | 44 | 7.2 | 1260 | 87.4 | 127 | 40.81 | -73.06 | 8007 | U00006 | 11742
36103 | HOLTSVILLE GT FACILITY | 8007_G_7 | 8452411 | 577613 | 575712 | 17946414 |  | 221112 | 125 | 120 | 1472200105 | U00007 | 00007 | P46FP | 44 | 7.2 | 1260 | 87.4 | 127 | 40.81 | -73.06 | 8007 | U00007 | 11742
36103 | HOLTSVILLE GT FACILITY | 8007_G_8 | 8452411 | 576613 | 575312 | 17947414 |  | 221112 | 125 | 120 | 1472200105 | U00008 | 00008 | P49FP | 44 | 7.2 | 1260 | 87.4 | 127 | 40.81 | -73.06 | 8007 | U00008 | 11742
36103 | HOLTSVILLE GT FACILITY | 8007_G_9 | 8452411 | 576413 | 575912 | 17947614 |  | 221112 | 125 | 120 | 1472200105 | U00009 | 00009 | P52FP | 44 | 7.2 | 1260 | 87.4 | 127 | 40.81 | -73.06 | 8007 | U00009 | 11742
34015 | Mickleton Energy Center | 8008_G_MICK | 7700911 | 12111013 | 60474212 | 91163714 |  | 221112 | 125 | 120 | 55784 | U1 | PT99999 | OS1 | [5 empty] | 39.811 | -75.2498 | 8008 | 001001 | 08234
49035 | Murray City Power Department: Electrical Generation Plant | 8010_G_1 | 7559011 | 11944613 | 11840212 | 16714 |  | 221112 | 125 | 120 | 10348 | 173726 | 20831 | 1 | 50 | 3 | 920 | 94 | 13.3 | 40.665 | -111.89 |  |  | 84107
49035 | Murray City Power Department: Electrical Generation Plant | 8010_G_2 | 7559011 | 11944713 | 11840712 | 16614 |  | 221112 | 125 | 120 | 10348 | 173727 | 20832 | 1 | 50 | 3 | 903 | 95 | 13.4 | 40.665 | -111.89 |  |  | 84107
49035 | Murray City Power Department: Electrical Generation Plant | 8010_G_3 | 7559011 | 11944913 | 66145012 | 16414 |  | 221112 | 125 | 120 | 10348 | 174106 | 174605 | 1 | 50 | 3 | 907 | 94 | 13.4 | 40.665 | -111.89 |  |  | 84107
42017 | EXELON GENERATION CO/CROYDON GEN STA | 8012_G_11 | 8004311 | 5056413 | 4872912 | 16686714 |  | 221112 | 125 | 120 | 420170006 | 031 | S01 | 1 | 37 | 20.2 | 850 | 8617.4 | 27 | 40.0836 | -74.899 | 8012 | 11 | 19007
42017 | EXELON GENERATION CO/CROYDON GEN STA | 8012_G_12 | 8004311 | 5056513 | 4873512 | 16686514 |  | 221112 | 125 | 120 | 420170006 | 032 | S04 | 1 | 37 | 20.2 | 850 | 8617.4 | 27 | 40.0836 | -74.899 | 8012 | 12 | 19007
42017 | EXELON GENERATION CO/CROYDON GEN STA | 8012_G_21 | 8004311 | 5057013 | 4873112 | 16685614 |  | 221112 | 125 | 120 | 420170006 | 033 | S06 | 1 | 37 | 20.2 | 750 | 7629.3 | 23.8 | 40.0836 | -74.899 | 8012 | 21 | 19007
42017 | EXELON GENERATION CO/CROYDON GEN STA | 8012_G_22 | 8004311 | 5056613 | 4873312 | 16686414 |  | 221112 | 125 | 120 | 420170006 | 034 | S08 | 1 | 37 | 20.2 | 850 | 8617.4 | 26.9 | 40.0836 | -74.899 | 8012 | 22 | 19007
42017 | EXELON GENERATION CO/CROYDON GEN STA | 8012_G_31 | 8004311 | 5057113 | 4873612 | 16686914 |  | 221112 | 125 | 120 | 420170006 | 035 | S10 | 1 | 37 | 20.2 | 850 | 8617.4 | 26.9 | 40.0836 | -74.899 | 8012 | 31 | 19007
42017 | EXELON GENERATION CO/CROYDON GEN STA | 8012_G_32 | 8004311 | 67414613 | 4873412 | 92985714 |  | 221112 | 125 | 120 | 420170006 | 036A | S11 | 1 | 37 | 20.2 | 750 | 7629.3 | 23.8 | 40.0836 | -74.899 | 8012 | 32 | 19007
42017 | EXELON GENERATION CO/CROYDON GEN STA | 8012_G_41 | 8004311 | 5056813 | 4872412 | 16686014 |  | 221112 | 125 | 120 | 420170006 | 037 | S13 | 1 | 37 | 20.2 | 850 | 8617.4 | 26.9 | 40.0836 | -74.899 | 8012 | 41 | 19007
42017 | EXELON GENERATION CO/CROYDON GEN STA | 8012_G_42 | 8004311 | 5056913 | 4872812 | 16685814 |  | 221112 | 125 | 120 | 420170006 | 038 | S15 | 1 | 37 | 20.2 | 750 | 7629.3 | 23.8 | 40.0836 | -74.899 | 8012 | 42 | 19007
26061 | UPPCO PORTAGE STATION | 8019_G_1 | 6059111 | 23801413 | 22834812 | 27985414 |  | 221112 | 125 | 120 | B6553 | EU0008 | SV0009 | 20100101 | 28 | 13.5 | 900 | 3288.3 | 23 | 47.0919 | -88.592 |  |  | 49963
55021 | WPL - Columbia Energy Center | 8023_B_1 | 7673611 | 11387113 | 11306012 | 67490914 |  | 221112 | 125 | 100 | 111003090 | B21 | S01 | 01 | 33 | 0.984 | 110 |  | 0.1 | 43.4861 | -89.4204 | 8023 | 1 | 53954 | 63UUUUU
55021 | WPL - Columbia Energy Center | 8023_B_2 | 7673611 | 11387613 | 11306012 | 67511914 |  | 221112 | 125 | 100 | 111003090 | B22 | S01 | 03 | 33 | 0.984 | 110 |  | 0.1 | 43.4861 | -89.4204 | 8023 | 2 | 53954 | 63UUUUU
27139 | Xcel Energy - Blue Lake | 8027_G_1 | 6949611 | 14296513 | 14062512 | 27500014 |  | 221112 | 125 | 120 | 2713900010 | EU001 | SV001 | EU001PD001 | 52 | 15.3 | 852 | 22666.7 |  | 44.7861 | -93.4274 | 8027 | 1 | 55379
27139 | Xcel Energy - Blue Lake | 8027_G_2 | 6949611 | 14296413 | 14062412 | 27500114 |  | 221112 | 125 | 120 | 2713900010 | EU002 | SV002 | EU002PD001 | 52 | 15.3 | 852 | 22666.7 |  | 44.7861 | -93.4274 | 8027 | 2 | 55379
27139 | Xcel Energy - Blue Lake | 8027_G_3 | 6949611 | 14296313 | 14062312 | 27500214 |  | 221112 | 125 | 120 | 2713900010 | EU003 | SV003 | EU003PD001 | 52 | 15.3 | 852 | 22666.7 |  | 44.7861 | -93.4274 | 8027 | 3 | 55379
27139 | Xcel Energy - Blue Lake | 8027_G_4 | 6949611 | 14296613 | 14062712 | 27499914 |  | 221112 | 125 | 120 | 2713900010 | EU004 | SV004 | EU004PD001 | 52 | 15.3 | 950 | 22666.7 |  | 44.7861 | -93.4274 | 8027 | 4 | 55379
27139 | Xcel Energy - Blue Lake | 8027_G_7 | 6949611 | 79664613 | 70756812 | 102889314 |  | 221112 | 125 | 120 | 2713900010 | EU007 | SV007 | EU007PD001 | 50 | 17.7 | 1105 | 39800 |  | 44.7861 | -93.4274 | 8027 | 7 | 55379
27139 | Xcel Energy - Blue Lake | 8027_G_8 | 6949611 | 79664713 | 70756912 | 102889414 |  | 221112 | 125 | 120 | 2713900010 | EU008 | SV008 | EU008PD001 | 50 | 17.7 | 1105 | 39800 |  | 44.7861 | -93.4274 | 8027 | 8 | 55379
19153 | MIDAMERICAN ENERGY CO - SYCAMORE TURBINES | 8029_G_1 | 3164611 | 38776413 | 37057912 | 38224514 |  | 221112 | 125 | 120 | 77-09-002 | 000002944 | 000001921 | 000002547 |  |  | 910 | 25372.3 |  | 41.6716 | -93.6766 | 8029 | 1 | 50131
19153 | MIDAMERICAN ENERGY CO - SYCAMORE TURBINES | 8029_G_2 | 3164611 | 38776513 | 37057812 | 38224314 |  | 221112 | 125 | 120 | 77-09-002 | 000002945 | 000001922 | 000002548 |  |  | 910 | 25372.3 |  | 41.6716 | -93.6766 | 8029 | 2 | 50131
19033 | IPL - EMERY GENERATING STATION | 8031_G_11 | 10702411 | 58602213 | 54516312 | 77314314 |  | 221112 | 125 | 120 | 17-02-016 | 000113079 | 000154577 | 000173027 | 200 | 20 | 157 | 22273.3 |  | 43.094 | -93.2933 | 8031 | 11 | 50428
19033 | IPL - EMERY GENERATING STATION | 8031_G_12 | 10702411 | 58602113 | 54514612 | 77314514 |  | 221112 | 125 | 120 | 17-02-016 | 000113080 | 000154578 | 000173039 | 200 | 20 | 157 | 22273.3 |  | 43.094 | -93.2933 | 8031 | 12 | 50428
19033 | IPL - EMERY GENERATING STATION | 8031_G_ST1 | 10702411 | ORISST1 | ORISST1 | 8031_G_ST1 |  | 221112 | 125 | 120 |  |  |  |  | 150 | 18 | 1023 | 8155.8 |  | 43.0982 | -93.2899 | 8031 | ST1 | 50428
20201 | MID-KANSAS ELECTRIC COMPANY LLC | 8037_G_1 | 4126711 | 34105313 | 32570412 | 39228114 |  | 221112 | 125 | 120 | 0012 | 001 | 1 | 1 | 35 | 1.6 | 950 | 130.7 | 65 | 39.6114 | -97.2744 | 8037 | CL1 | 66937 |  | NCDEQ
20201 | MID-KANSAS ELECTRIC COMPANY LLC | 8037_G_2 | 4126711 | 34105213 | 32570512 | 39228214 |  | 221112 | 125 | 160 | 0012 | 002 | 2 | 1 | 20 | 2.46 | 950 | 16532.1 | 900 | 39.6114 | -97.2744 |  |  | 66937 |  | NCDEQ
37169 | Duke Energy Carolinas, LLC - Belews Creek Steam Station | 8042_B_1 | 8514011 | 1578913 | 69134412 | 18234814 |  | 221112 | 125 | 100 | 3716900004 | G-17 | EP-1 | 3 | 500 | 36.5 | 120 | 57549.0201 | 55 | 36.2828 | -80.0588 | 8042 | 1 | 27009 | 63UUUUU
37169 | Duke Energy Carolinas, LLC - Belews Creek Steam Station | 8042_B_2 | 8514011 | 1578413 | 69134112 | 18235414 |  | 221112 | 125 | 100 | 3716900004 | G-18 | EP-2 | 4 | 500 | 36.5 | 120 | 57549.0201 | 55 | 36.2827 | -80.0588 | 8042 | 2 | 27009 | 63UUUUU
12101 | DUKE ENERGY FLORIDA, INC. | 8048_B_1 | 717211 | 46338013 | 44012012 | 46337114 |  | 2211 | 125 | 120 | 1010017 | 1 | 1 | 4 | 499 | 24 | 320 | 28317.1 | 62 | 28.1844 | -82.7883 | 8048 | 1 | 34691-9753 | 63UUUUU&SLT-0001&ARP-0001
12101 | DUKE ENERGY FLORIDA, INC. | 8048_B_2 | 717211 | 46337913 | 44011812 | 46337514 |  | 2211 | 125 | 120 | 1010017 | 2 | 2 | 2 | 499 | 24 | 320 | 28205.1 | 62 | 28.1844 | -82.7883 | 8048 | 2 | 34691-9753 | SLT-0001&ARP-0001&63UUUUU
12097 | DUKE ENERGY FLORIDA, INC. | 8049_G_P1 | 1950911 | 41857913 | 39918212 | 46065614 |  | 2211 | 125 | 120 | 0970014 | 1 | 1 | 1 | 45 | 14.6 | 760 | 29400 | 174.9 | 28.2607 | -81.5474 |  |  | 33848 | SLT-0001
12097 | DUKE ENERGY FLORIDA, INC. | 8049_G_P10 | 1950911 | 41857713 | 39917612 | 46066014 |  | 2211 | 125 | 120 | 0970014 | 10 | 10 | 2 | 50 | 13.8 | 1043 | 25855.3 | 174.1 | 28.2607 | -81.5474 | 8049 | **10 | 33848 | SLT-0001&ARP-0001
12097 | DUKE ENERGY FLORIDA, INC. | 8049_G_P11 | 1950911 | 41857613 | 39916812 | 46066114 |  | 2211 | 125 | 120 | 0970014 | 11 | 11 | 1 | 75 | 19 | 1034 | 39510.5 | 139.4 | 28.2607 | -81.5474 | 8049 | **11 | 33848 | SLT-0001&ARP-0001
12097 | DUKE ENERGY FLORIDA, INC. | 8049_G_P12 | 1950911 | 41857813 | 39917712 | 46065814 |  | 2211 | 125 | 120 | 0970014 | 18 | 18 | 2 | 56 | 16.1 | 993 | 23938.5 | 117.6 | 28.2603 | -81.5531 | 8049 | **12 | 33848 | SLT-0001
12097 | DUKE ENERGY FLORIDA, INC. | 8049_G_P13 | 1950911 | 41857013 | 39917112 | 45916214 |  | 2211 | 125 | 120 | 0970014 | 19 | 19 | 1 | 56 | 16.1 | 993 | 23938.5 | 117.6 | 28.2603 | -81.5531 | 8049 | **13 | 33848 | SLT-0001
12097 | DUKE ENERGY FLORIDA, INC. | 8049_G_P14 | 1950911 | 41857213 | 39918112 | 45915814 |  | 2211 | 125 | 120 | 0970014 | 20 | 21 | 2 | 56 | 16.1 | 734 | 12571 | 61.7 | 28.2607 | -81.5474 | 8049 | **14 | 33848 | SLT-0001
12097 | DUKE ENERGY FLORIDA, INC. | 8049_G_P2 | 1950911 | 41857313 | 39917012 | 45915614 |  | 2211 | 125 | 120 | 0970014 | 2 | 2 | 1 | 45 | 14.6 | 760 | 29400 | 174.9 | 28.2607 | -81.5474 |  |  | 33848 | SLT-0001
12097 | DUKE ENERGY FLORIDA, INC. | 8049_G_P3 | 1950911 | 41858013 | 39918012 | 46065514 |  | 2211 | 125 | 120 | 0970014 | 3 | 3 | 1 | 45 | 14.6 | 760 | 29400 | 174.9 | 28.2607 | -81.5474 |  |  | 33848 | SLT-0001
12097 | DUKE ENERGY FLORIDA, INC. | 8049_G_P4 | 1950911 | 41856913 | 39917312 | 45916314 |  | 2211 | 125 | 120 | 0970014 | 4 | 4 | 1 | 45 | 14.6 | 760 | 29400 | 174.9 | 28.2607 | -81.5474 |  |  | 33848 | SLT-0001
12097 | DUKE ENERGY FLORIDA, INC. | 8049_G_P5 | 1950911 | 41856813 | 39917412 | 46025914 |  | 2211 | 125 | 120 | 0970014 | 5 | 5 | 1 | 45 | 14.6 | 760 | 29400 | 174.9 | 28.2607 | -81.5474 |  |  | 33848 | SLT-0001
12097 | DUKE ENERGY FLORIDA, INC. | 8049_G_P6 | 1950911 | 41858213 | 39917512 | 46065214 |  | 2211 | 125 | 120 | 0970014 | 6 | 6 | 1 | 45 | 14.6 | 760 | 29400 | 174.9 | 28.2607 | -81.5474 |  |  | 33848 | SLT-0001
12097 | DUKE ENERGY FLORIDA, INC. | 8049_G_P7 | 1950911 | 41857413 | 39916912 | 46066414 |  | 2211 | 125 | 120 | 0970014 | 7 | 7 | 2 | 50 | 13.8 | 1043 | 25855.3 | 174.1 | 28.2607 | -81.5474 | 8049 | **7 | 33848 | SLT-0001&ARP-0001
12097 | DUKE ENERGY FLORIDA, INC. | 8049_G_P8 | 1950911 | 41858113 | 39917912 | 46065414 |  | 2211 | 125 | 120 | 0970014 | 8 | 8 | 1 | 50 | 13.8 | 1043 | 25855.3 | 174.1 | 28.2607 | -81.5474 | 8049 | **8 | 33848 | SLT-0001&ARP-0001
12097 | DUKE ENERGY FLORIDA, INC. | 8049_G_P9 | 1950911 | 41857113 | 39917812 | 45916014 |  | 2211 | 125 | 120 | 0970014 | 9 | 9 | 1 | 50 | 13.8 | 1043 | 25855.3 | 174.1 | 28.2607 | -81.5474 | 8049 | **9 | 33848 | SLT-0001&ARP-0001
36085 | POUCH TERMINAL | 8053_G_N01 | 9330411 | 55492713 | 94085012 | 135436214 |  | 221112 | 125 | 120 | 2640200295 | 100001 | 00001 | 003FP | 107 | 12 | 719 |  | 77 | 40.6189 | -74.0681 | 8053 | PT01 | 10305
28151 | Entergy Mississippi Inc, Gerald Andrus Plant | 8054_B_1 | 7083911 | 64689313 | 59982112 | 89722814 |  | 221112 | 125 | 100 | 2815100048 | 010 | 7 | 1 | 499 | 28.8 | 322 | 41896.2 | 64.5 | 33.3511 | -91.1154 | 8054 | 1 | 38701 | 63UUUUU
22089 | Entergy Louisiana LLC - Waterford 1 2 & 4 Generating Plant | 8056_B_1 | 5609311 | 80643013 | 71758912 | 104045914 |  | 221112 | 125 | 100 | 83898 | EQT006 | RP0002 | PR0004 | 189 | 12 | 266 | 9613 | 85 | 30.0003 | -90.4768 | 8056 | 1 | 70066
22089 | Entergy Louisiana LLC - Waterford 1 2 & 4 Generating Plant | 8056_B_2 | 5609311 | 80643313 | 71759012 | 104046414 |  | 221112 | 125 | 100 | 83898 | EQT010 | RP0004 | PR0008 | 189 | 12 | 266 | 9613 | 85 | 30.0003 | -90.4768 | 8056 | 2 | 70066
22089 | Entergy Louisiana LLC - Waterford 1 2 & 4 Generating Plant | 8056_G_4 | 5609311 | 89569713 | 91760512 | 121338514 |  | 221112 | 125 | 120 | 83898 | TMP991 | RP0009 | PR0014 | 43 | 10 | 981 | 319 | 600 | 30.0003 | -90.4768 | 8056 | 4 | 70066
40031 | PSO COMANCHE PWR STA | 8059_G_1G1 | 7320211 | 8336213 | 8222812 | 17357914 |  | 221112 | 125 | 120 | 211 | 8746 | 8746 | 41111 | 53 | 10.2 | 355 | 12390 | 147 | 34.5418 | -98.3245 | 8059 | 7251 | 73501
40031 | PSO COMANCHE PWR STA | 8059_G_1G2 | 7320211 | 8336313 | 8222712 | 17357714 |  | 221112 | 125 | 120 | 211 | 8747 | 8747 | 41113 | 53 | 10.2 | 359 | 12390 | 147 | 34.5416 | -98.3245 | 8059 | 7252 | 73501
40031 | PSO COMANCHE PWR STA | 8059_G_1S | 7320211 | ORIS1S | ORIS1S | 8059_G_1S |  | 221112 | 125 | 160 |  |  |  |  | 8 | 2.4 | 580 | 180.6 | 39.9 | 34.5418 | -98.3243 | 8059 | 1S | 73501
48221 | DECORDOVA STEAM ELECTRIC STATION | 8063_G_CT1 | 6153011 | 16226213 | 15826512 | 6797814 |  | 221122 | 125 | 120 | 1 | 000001 | 000001 | 000017 | 60 | 11.59 | 570 |  | 77 | 32.4033 | -97.6986 | 8063 | CT1 | 76048
48221 | DECORDOVA STEAM ELECTRIC STATION | 8063_G_CT2 | 6153011 | 16226313 | 15826912 | 6797714 |  | 221122 | 125 | 120 | 1 | 000002 | 000002 | 000016 | 60 | 22.8 | 700 |  | 77 | 32.4036 | -97.6983 | 8063 | CT2 | 76048
48221 | DECORDOVA STEAM ELECTRIC STATION | 8063_G_CT3 | 6153011 | 16225813 | 15826612 | 6798214 |  | 221122 | 125 | 120 | 1 | 000003 | 000003 | 000015 | 60 | 11.59 | 570 |  | 77.7 | 32.4036 | -97.6981 | 8063 | CT3 | 76048
48221 | DECORDOVA STEAM ELECTRIC STATION | 8063_G_CT4 | 6153011 | 16225913 | 15826112 | 6798114 |  | 221122 | 125 | 120 | 1 | 000004 | 000004 | 000014 | 60 | 11.59 | 570 |  | 77.7 | 32.4036 | -97.6978 | 8063 | CT4 | 76048
56037 | Jim Bridger Power Plant | 8066_B_BW71 | 3962711 | 72209613 | 66332012 | 99960614 |  | 22111 | 125 | 100 | 00645 | 2163 | 2163 | 2163 | 500 | 24 | 140 | 33020 | 75 | 41.7398 | -108.79 | 8066 | BW71 | 82935 | 63UUUUU
56037 | Jim Bridger Power Plant | 8066_B_BW72 | 3962711 | 72209213 | 66332612 | 99960214 |  | 22111 | 125 | 100 | 00645 | 2164 | 2164 | 2164 | 500 | 24 | 140 | 33020 | 75 | 41.7398 | -108.79 | 8066 | BW72 | 82935 | 63UUUUU
56037 | Jim Bridger Power Plant | 8066_B_BW73 | 3962711 | 72208013 | 66332312 | 99959014 |  | 22111 | 125 | 100 | 00645 | 2165 | 2165 | 2165 | 500 | 24 | 140 | 37333.3 | 75 | 41.7398 | -108.79 | 8066 | BW73 | 82935 | 63UUUUU
56037 | Jim Bridger Power Plant | 8066_B_BW74 | 3962711 | 72208313 | 66331712 | 99959314 |  | 22111 | 125 | 100 | 00645 | 2166 | 2166 | 2166 | 500 | 31 | 140 | 32233.3 | 45 | 41.7398 | -108.79 | 8066 | BW74 | 82935 | 63UUUUU
08123 | PUBLIC SERVICE CO FT LUPTON STATION | 8067_G_1 | 3551311 | 36795313 | 35058712 | 48149614 |  | 221112 | 125 | 120 | CO0000000812300 | 123-0014-001 | 123-0014-S001 | 123-0014-001-01 | 39 | 24.97 | 963 |  | 40.6 | 40.1005 | -104.7737 |  |  | 80621
08123 | PUBLIC SERVICE CO FT LUPTON STATION | 8067_G_2 | 3551311 | 36795213 | 35058612 | 48149714 |  | 221112 | 125 | 120 | CO0000000812300 | 123-0014-002 | 123-0014-S002 | 123-0014-002-01 | 39 | 24.97 | 963 |  | 40.6 | 40.1005 | -104.7737 |  |  | 80621
04013 | Santan Generating Station | 8068_G_ST5A | 1139211 | 105573113 | 109053112 | 149884014 |  | 221112 | 125 | 140 | 3315 | 51 | 51 | 51051 | 150 | 18 | 380 | 15599 | 61.3 | 33.3336 | -111.7511 | 8068 | 5A | 85296
04013 | Santan Generating Station | 8068_G_ST5B | 1139211 | 105573213 | 109053212 | 149884114 |  | 221112 | 125 | 140 | 3315 | 52 | 52 | 52052 | 150 | 18 | 380 | 15599 | 61.3 | 33.3336 | -111.7511 | 8068 | 5B | 85296
04013 | Santan Generating Station | 8068_G_ST5S | 1139211 | 105573113 | 109053112 | 149884014a |  | 221112 | 125 | 140 | 3315 | 51 | 51 | 51051 | 150 | 18 | 380 | 15599 | 61.3 | 33.3336 | -111.7511 | 8068 | 5A | 85296
04013 | Santan Generating Station | 8068_G_ST6A | 1139211 | 105573313 | 109053312 | 149884214 |  | 221112 | 125 | 140 | 3315 | 60 | 60 | 60060 | 150 | 18 | 380 | 15599 | 61.3 | 33.3336 | -111.7511 | 8068 | 6A | 85296
04013 | Santan Generating Station | 8068_G_ST6S | 1139211 | 105573313 | 109053312 | 149884214a |  | 221112 | 125 | 140 | 3315 | 60 | 60 | 60060 | 150 | 18 | 380 | 15599 | 61.3 | 33.3336 | -111.7511 | 8068 | 6A | 85296
49015 | PacifiCorp: Huntington Power Plant | 8069_B_1 | 5050611 | 25902813 | 24838812 | 99749114 |  | 221112 | 125 | 100 | 10238 | 4032 | 1284 | 2 | 600 | 24 | 112 | 17843 | 39.4 | 39.379 | -111.07 | 8069 | 1 | 84528 | 63UUUUU
49015 | PacifiCorp: Huntington Power Plant | 8069_B_2 | 5050611 | 25903613 | 24840212 | 99749214 |  | 221112 | 125 | 100 | 10238 | 4034 | 1285 | 2 | 600 | 24 | 112 | 18744 | 41.4 | 39.379 | -111.07 | 8069 | 2 | 84528 | 63UUUUU
41009 | Beaver Plant/Port Westward I Plant | 8073_G_1 | 7393911 | 68311613 | 62709812 | 94185814 |  | 221112 | 125 | 120 | 05-2520 | PS-1 | STK-1 | P-2 | 66.6 | 15.1 | 436 | 11102.9 | 62 | 46.1736 | -123.1769 |  |  | 97016-2209
41009 | Beaver Plant/Port Westward I Plant | 8073_G_2 | 7393911 | 68311613 | 62709812 | 94185814a |  | 221112 | 125 | 120 | 05-2520 | PS-1 | STK-1 | P-2 | 66.6 | 15.1 | 436 | 11102.9 | 62 | 46.1736 | -123.1769 |  |  | 97016-2209
41009 | Beaver Plant/Port Westward I Plant | 8073_G_3 | 7393911 | 68311613 | 62709812 | 94185814b |  | 221112 | 125 | 120 | 05-2520 | PS-1 | STK-1 | P-2 | 66.6 | 15.1 | 436 | 11102.9 | 62 | 46.1736 | -123.1769 |  |  | 97016-2209
41009 | Beaver Plant/Port Westward I Plant | 8073_G_4 | 7393911 | 68311613 | 62709812 | 94185814c |  | 221112 | 125 | 120 | 05-2520 | PS-1 | STK-1 | P-2 | 66.6 | 15.1 | 436 | 11102.9 | 62 | 46.1736 | -123.1769 |  |  | 97016-2209
41009 | Beaver Plant/Port Westward I Plant | 8073_G_5 | 7393911 | 68311613 | 62709812 | 94185814d |  | 221112 | 125 | 120 | 05-2520 | PS-1 | STK-1 | P-2 | 66.6 | 15.1 | 436 | 11102.9 | 62 | 46.1736 | -123.1769 |  |  | 97016-2209
41009 | Beaver Plant/Port Westward I Plant | 8073_G_6 | 7393911 | 68311613 | 62709812 | 94185814e |  | 221112 | 125 | 120 | 05-2520 | PS-1 | STK-1 | P-2 | 66.6 | 15.1 | 436 | 11102.9 | 62 | 46.1736 | -123.1769 |  |  | 97016-2209
41009 | Beaver Plant/Port Westward I Plant | 8073_G_7 | 7393911 | 68311613 | 62709812 | 94185814f |  | 221112 | 125 | 120 | 05-2520 | PS-1 | STK-1 | P-2 | 66.6 | 15.1 | 436 | 11102.9 | 62 | 46.1736 | -123.1769 |  |  | 97016-2209
06083 | ELLWOOD GENERATING STATION | 8076_G_01 | 1600811 | 44620813 | 97526912 | 53000714 |  | 221118 | 125 | 120 | 4211252381 | 1366 | 1366_2_20100201 | 2 | [5 empty] | 34.4312 | -119.9005 |  |  | 93117
39053 | General James M. Gavin Power Plant (0627010056) | 8102_B_1 | 8148511 | 5952713 | 68439112 | 100832014 |  | 221112 | 125 | 100 | 0627010056 | B003 | 137243 | 10100501 | 830 | 42 | 122 | 36626.7 |  | 38.9342 | -82.1158 | 8102 | 1 | 45620-0271 | 63UUUUU
39053 | General James M. Gavin Power Plant (0627010056) | 8102_B_2 | 8148511 | 5953013 | 68438912 | 100832214 |  | 221112 | 125 | 100 | 0627010056 | B004 | 137244 | 10100501 | 830 | 42 | 125 | 36235 |  | 38.9355 | -82.115 | 8102 | 2 | 45620-0271 | 63UUUUU
08041 | COLORADO SPRINGS UTILITIES - NIXON PLT | 8219_B_1 | 4392711 | 36137913 | 34403212 | 51357214 |  | 221112 | 125 | 100 | CO0000000804100 | 041-0030-001 | 041-0030-S001 | 041-0030-001-01 | 460 | 17.5 | 301 |  | 64 | 38.6333 | -104.7065 | 8219 | 1 | 80817 | 63UUUUU
08041 | COLORADO SPRINGS UTILITIES - NIXON PLT | 8219_G_GT1 | 4392711 | 36138313 | 34402512 | 51331814 |  | 221112 | 125 | 120 | CO0000000804100 | 041-0030-007 | 041-0030-S007 | 041-0030-007-01 | 70 | 10 | 1007 |  | 215.8 | 38.6333 | -104.7065 | 8219 | 2 | 80817
08041 | COLORADO SPRINGS UTILITIES - NIXON PLT | 8219_G_GT2 | 4392711 | 36138513 | 34403012 | 51182614 |  | 221112 | 125 | 120 | CO0000000804100 | 041-0030-011 | 041-0030-S011 | 041-0030-011-01 | 70 | 10 | 1007 |  | 215.8 | 38.6333 | -104.7065 | 8219 | 3 | 80817
38057 | Coyote Station | 8222_B_B1 | 8086611 | 64297413 | 59075512 | 89246814 |  | 221112 | 125 | 100 | 348 | 979 | 624 | 1050 | 498 | 21 | 220 | 35317.6 | 102 | 47.2224 | -101.8157 | 8222 | B1 | 58523 | 63UUUUU
04001 | TUCSON ELECTRIC POWER CO - SPRINGERVILLE | 8223_B_1 | 7735111 | 2902713 | 2785212 | 61812314 |  | 221112 | 125 | 999 | 3222 | 001 | 0 | 5 |  |  | 104 | 41.3 | 13.4 | 34.31 | -109.16 | 8223 | 1 | 85938 | 63UUUUU
04001 | TUCSON ELECTRIC POWER CO - SPRINGERVILLE | 8223_B_2 | 7735111 | 2902613 | 2785212 | 61812614 |  | 221112 | 125 | 999 | 3222 | 002 | 0 | 6 |  |  | 104 | 41.3 | 13.4 | 34.31 | -109.16 | 8223 | 2 | 85938 | 63UUUUU
04001 | TUCSON ELECTRIC POWER CO - SPRINGERVILLE | 8223_B_3 | 7735111 | 2902913 | 2785212 | 120394814 |  | 221112 | 125 | 999 | 3222 | 003 | 0 | 6 |  |  | 104 | 41.3 | 13.4 | 34.31 | -109.16 | 8223 | TS3 | 85938 | 63UUUUU
04001 | TUCSON ELECTRIC POWER CO - SPRINGERVILLE | 8223_B_4 | 7735111 | 90849013 | 86911612 | 123213614 |  | 221112 | 125 | 999 | 3222 | 004 | 4 | 1 | 500 | 20 | 189 | 49019.1 | 156.1 | 34.3183 | -109.1633 | 8223 | 4 | 85938 | 63UUUUU
32013 | VALMY GENERATING STATION | 8224_B_1 | 7302011 | 97874013 | 95197712 | 136756714 |  | 221112 | 125 | 100 | AP49110457 | 10158 | 11453-18252 | 18252 | 504.9 | 18.44 | 285 | 11248.9 |  | 40.8813 | -117.1528 | 8224 | 1 | 89438 | 63UUUUU
32013 | VALMY GENERATING STATION | 8224_B_2 | 7302011 | 97874113 | 95197812 | 136756814 |  | 221112 | 125 | 100 | AP49110457 | 10159 | 11454-18253 | 18253 | 450.2 | 17 | 203 | 11066.5 |  | 40.8813 | -117.1528 | 8224 | 2 | 89438 | 63UUUUU
42003 | GENON ENERGY INC/CHESWICK STA | 8226_B_1 | 8404811 | 98945613 | 110149012 | 138618514 |  | 221112 | 125 | 100 | 4200300157 | 031 | S13 | 2 | 553 | 27 | 116 | 30246.6 | 52.8 | 40.5383 | -79.7904 | 8226 | 1 | 15024 | 63UUUUU
55073 | We Energies - Biomass-Fueled Cogeneration Facility | 83638_C_1 | 16843311 | 109223413 | 112738312 | 154753214 |  | 221117 |  | 100 | 737227040 | B01 | S01 | 01 | 265 | 10.007 | 300 |  | 63.5 | 44.8906 | -89.6256 |  |  | 54474
17143 | Ameren Energy Resources Generating Co | 856_B_1 | 5422711 | 26814513 | 25729412 | 43140814 |  | 221112 | 125 | 100 | 143805AAG | 0001 | 0001 | 01 | 503 | 21 | 240 | 9262 |  | 40.5954 | -89.6622 | 856 | 1 | 61607 | 63UUUUU
17143 | Ameren Energy Resources Generating Co | 856_B_2 | 5422711 | 26814813 | 25729412 | 43140514 |  | 221112 | 125 | 100 | 143805AAG | 0003 | 0001 | 01 | 503 | 21 | 240 | 9262 |  | 40.5954 | -89.6622 | 856 | 2 | 61607 | 63UUUUU
17143 | Ameren Energy Resources Generating Co | 856_B_3 | 5422711 | 26814713 | 25729512 | 43140614 |  | 221112 | 125 | 100 | 143805AAG | 0004 | 0002 | 01 | 503 | 25 | 223 | 12204.9 |  | 40.5961 | -89.6619 | 856 | 3 | 61607 | 63UUUUU
17135 | Ameren Energy Generating Co | 861_B_01 | 7340311 | 8199413 | 93620512 | 42809314 |  | 221112 | 125 | 100 | 135803AAA | 0003 | 0018 | 01 | 575 | 26 | 133 | 31263.3 |  | 39.0584 | -89.4045 | 861 | 01 | 62017 | 63UUUUU
17135 | Ameren Energy Generating Co | 861_B_02 | 7340311 | 8200213 | 93620612 | 42808414 |  | 221112 | 125 | 100 | 135803AAA | 0001 | 0019 | 01 | 575 | 26 | 133 | 31263.3 |  | 39.0583 | -89.4045 | 861 | 02 | 62017 | 63UUUUU
17077 | Ameren Energy Generating Co | 862_G_1 | 2585811 | 59829913 | 55171412 | 85839214 |  | 221112 | 125 | 120 | 077806AAA | 0008 | 0008 | 01 | 150 | 22.5 | 400 | 20666.7 |  | 37.6583 | -89.5114 | 862 | CT01 | 62942
17077 | Ameren Energy Generating Co | 862_G_2 | 2585811 | 59830013 | 55171512 | 85839314 |  | 221112 | 125 | 120 | 077806AAA | 0009 | 0009 | 01 | 150 | 19.5 | 225 | 17166.7 |  | 37.6583 | -89.5114 | 862 | CT02 | 62942
17077 | Ameren Energy Generating Co | 862_G_3 | 2585811 | 59829913 | 55171412 | 85839214a |  | 221112 | 125 | 120 | 077806AAA | 0008 | 0008 | 01 | 150 | 22.5 | 400 | 20666.7 |  | 37.6583 | -89.5114 | 862 | CT01 | 62942
17077 | Ameren Energy Generating Co | 862_G_4 | 2585811 | 59830013 | 55171512 | 85839314b |  | 221112 | 125 | 120 | 077806AAA | 0009 | 0009 | 01 | 150 | 19.5 | 225 | 17166.7 |  | 37.6583 | -89.5114 | 862 | CT02 | 62942
35031 | Prewitt Escalante Generating Station | 87_B_1 | 5597111 | 82448113 | 73471212 | 105977214 |  | 221112 | 125 | 100 | 350310032 | EQPT6 | EQPT6 | EQPT6 | 450 | 20 | 125 | 15708 | 50 | 35.4159 | -108.082 | 87 | 1 | 87045 | 63UUUUU&60Da
17197 | Midwest Generation LLC | 874_B_5 | 7973011 | 2982713 | 2850212 | 43331714 |  | 221112 | 125 | 100 | 197809AAO | 0009 | 0006 | 01 | 450 | 13.5 | 288 | 12583.3 |  | 41.4932 | -88.1151 | 874 | 5 | 60436 | 63UUUUU
17021 | Kincaid Generation LLC | 876_B_1 | 1929211 | 41602913 | 39670612 | 46204814 |  | 221112 | 125 | 100 | 021814AAB | 0008 | 0007 | 01 | 613 | 29.6 | 288 | 60550 |  | 39.5906 | -89.4966 | 876 | 1 | 62540 | 63UUUUU
17021 | Kincaid Generation LLC | 876_B_2 | 1929211 | 41603313 | 39670612 | 46204314 |  | 221112 | 125 | 100 | 021814AAB | 0009 | 0007 | 01 | 613 | 29.6 | 288 | 60550 |  | 39.5906 | -89.4966 | 876 | 2 | 62540 | 63UUUUU
17179 | Midwest Generation LLC | 879_B_51 | 8199411 | 5805313 | 5652712 | 44308914 |  | 221112 | 125 | 100 | 179801AAA | 0029 | 0018 | 01 | 494 | 34 | 308 | 29732.5 |  | 40.5407 | -89.6787 | 879 | 51 | 61554-9555 | 63UUUUU
17179 | Midwest Generation LLC | 879_B_52 | 8199411 | 5805313 | 5652712 | 44308914a |  | 221112 | 125 | 100 | 179801AAA | 0029 | 0018 | 01 | 494 | 34 | 308 | 29732.5 |  | 40.5407 | -89.6787 | 879 | 52 | 61554-9555 | 63UUUUU
17179 | Midwest Generation LLC | 879_B_61 | 8199411 | 5804813 | 5652712 | 44084314 |  | 221112 | 125 | 100 | 179801AAA | 0031 | 0018 | 02 | 494 | 34 | 308 | 29732.5 |  | 40.5407 | -89.6787 | 879 | 61 | 61554-9555 | 63UUUUU
17179 | Midwest Generation LLC | 879_B_62 | 8199411 | 5804813 | 5652712 | 44084314a |  | 221112 | 125 | 100 | 179801AAA | 0031 | 0018 | 02 | 494 | 34 | 308 | 29732.5 |  | 40.5407 | -89.6787 | 879 | 62 | 61554-9555 | 63UUUUU
17097 | Waukegan Electric Generating Station | 883_B_7 | 7792311 | 2286113 | 2203112 | 85954314 |  | 221112 | 125 | 100 | 097190AAC | 0036 | 0021 | 02 | 450 | 14.1 | 300 | 13733.3 |  | 42.3826 | -87.8137 | 883 | 7 | 60087-5197 | 63UUUUU
17097 | Waukegan Electric Generating Station | 883_B_8 | 7792311 | 2286713 | 2201112 | 45613714 |  | 221112 | 125 | 100 | 097190AAC | 0033 | 0018 | 02 | 450 | 13.5 | 279 | 12583.3 |  | 42.3822 | -87.8138 | 883 | 8 | 60087-5197 | 63UUUUU
17097 | Waukegan Electric Generating Station | 883_G_311 | 7792311 | 2285513 | 93587012 | 45615014 |  | 221112 | 125 | 120 | 097190AAC | 0035 | 0071 | 01 | 45 | 10.7 | 750 | 6382.9 |  | 42.3819 | -87.8166 |  |  | 60087-5197
17097 | Waukegan Electric Generating Station | 883_G_312 | 7792311 | 2285513 | 93587012 | 45615014a |  | 221112 | 125 | 120 | 097190AAC | 0035 | 0071 | 01 | 45 | 10.7 | 750 | 6382.9 |  | 42.3819 | -87.8166 |  |  | 60087-5197
17097 | Waukegan Electric Generating Station | 883_G_321 | 7792311 | 2285513 | 93587012 | 45615014b |  | 221112 | 125 | 120 | 097190AAC | 0035 | 0071 | 01 | 45 | 10.7 | 750 | 6382.9 |  | 42.3819 | -87.8166 |  |  | 60087-5197
17097 | Waukegan Electric Generating Station | 883_G_322 | 7792311 | 2285513 | 93587012 | 45615014c |  | 221112 | 125 | 120 | 097190AAC | 0035 | 0071 | 01 | 45 | 10.7 | 750 | 6382.9 |  | 42.3819 | -87.8166 |  |  | 60087-5197
17197 | Will County Electric Generating Station | 884_B_4 | 8018111 | 3978313 | 3864612 | 43291114 |  | 221112 | 125 | 100 | 197810AAK | 0016 | 0011 | 03 | 500 | 16.5 | 325 | 18205.9 |  | 41.6327 | -88.0618 | 884 | 4 | 60446 | 63UUUUU
17031 | Fisk Electric Generating Station | 886_G_311 | 1731811 | 41553613 | 54945712 | 44730414 |  | 221112 | 125 | 120 | 031600AMI | 0012 | 0016 | 01 | 48 | 3.7 | 750 | 759.7 |  | 41.8509 | -87.6553 |  |  | 60608-4584
17031 | Fisk Electric Generating Station | 886_G_312 | 1731811 | 41553613 | 54945712 | 44730414a |  | 221112 | 125 | 120 | 031600AMI | 0012 | 0016 | 01 | 48 | 3.7 | 750 | 759.7 |  | 41.8509 | -87.6553 |  |  | 60608-4584
17031 | Fisk Electric Generating Station | 886_G_321 | 1731811 | 41553613 | 54945712 | 44730414b |  | 221112 | 125 | 120 | 031600AMI | 0012 | 0016 | 01 | 48 | 3.7 | 750 | 759.7 |  | 41.8509 | -87.6553 |  |  | 60608-4584
17031 | Fisk Electric Generating Station | 886_G_322 | 1731811 | 41553613 | 54945712 | 44730414c |  | 221112 | 125 | 120 | 031600AMI | 0012 | 0016 | 01 | 48 | 3.7 | 750 | 759.7 |  | 41.8509 | -87.6553 |  |  | 60608-4584
17031 | Fisk Electric Generating Station | 886_G_331 | 1731811 | 41554613 | 54945412 | 44729414 |  | 221112 | 125 | 120 | 031600AMI | 0013 | 0020 | 01 | 48 | 3.7 | 750 | 759.7 |  | 41.8505 | -87.6553 |  |  | 60608-4584
17031 | Fisk Electric Generating Station | 886_G_332 | 1731811 | 41554613 | 54945412 | 44729414a |  | 221112 | 125 | 120 | 031600AMI | 0013 | 0020 | 01 | 48 | 3.7 | 750 | 759.7 |  | 41.8505 | -87.6553 |  |  | 60608-4584
17031 | Fisk Electric Generating Station | 886_G_341 | 1731811 | 41554613 | 54945412 | 44729414b |  | 221112 | 125 | 120 | 031600AMI | 0013 | 0020 | 01 | 48 | 3.7 | 750 | 759.7 |  | 41.8505 | -87.6553 |  |  | 60608-4584
17031 | Fisk Electric Generating Station | 886_G_342 | 1731811 | 41554613 | 54945412 | 44729414c |  | 221112 | 125 | 120 | 031600AMI | 0013 | 0020 | 01 | 48 | 3.7 | 750 | 759.7 |  | 41.8505 | -87.6553 |  |  | 60608-4584
17127 | Electric Energy Inc | 887_B_1 | 7808911 | 2230813 | 2150212 | 42784514 |  | 221112 | 125 | 100 | 127855AAC | 0001 | 0001 | 01 | 550 | 18 | 310 | 21666.7 |  | 37.2084 | -88.8587 | 887 | 1 | 62953 | 63UUUUU
17127 | Electric Energy Inc | 887_B_2 | 7808911 | 2231013 | 2150212 | 42784314 |  | 221112 | 125 | 100 | 127855AAC | 0002 | 0001 | 01 | 550 | 18 | 310 | 21666.7 |  | 37.2084 | -88.8587 | 887 | 2 | 62953 | 63UUUUU
17127 | Electric Energy Inc | 887_B_3 | 7808911 | 2230913 | 2150712 | 42784414 |  | 221112 | 125 | 100 | 127855AAC | 0003 | 0002 | 01 | 550 | 18 | 310 | 21666.7 |  | 37.2094 | -88.8582 | 887 | 3 | 62953 | 63UUUUU
17127 | Electric Energy Inc | 887_B_4 | 7808911 | 2230713 | 2150712 | 42784614 |  | 221112 | 125 | 100 | 127855AAC | 0004 | 0002 | 01 | 550 | 18 | 310 | 21666.7 |  | 37.2094 | -88.8582 | 887 | 4 | 62953 | 63UUUUU
17127 | Electric Energy Inc | 887_B_5 | 7808911 | 2230613 | 2149812 | 42784714 |  | 221112 | 125 | 100 | 127855AAC | 0005 | 0003 | 01 | 550 | 18 | 310 | 21666.7 |  | 37.2105 | -88.8577 | 887 | 5 | 62953 | 63UUUUU
17127 | Electric Energy Inc | 887_B_6 | 7808911 | 2230513 | 2149812 | 42784814 |  | 221112 | 125 | 100 | 127855AAC | 0006 | 0003 | 01 | 550 | 18 | 310 | 21666.7 |  | 37.2105 | -88.8577 | 887 | 6 | 62953 | 63UUUUU
17157 | Dynegy Midwest Generation Inc | 889_B_1 | 7954611 | 3024213 | 2895412 | 43383514 |  | 221112 | 125 | 100 | 157851AAA | 0001 | 0001 | 01 | 605 | 19.5 | 308 | 26266.7 |  | 38.2051 | -89.8559 | 889 | 1 | 62217 | 63UUUUU
17157 | Dynegy Midwest Generation Inc | 889_B_2 | 7954611 | 3024313 | 2895712 | 43383414 |  | 221112 | 125 | 100 | 157851AAA | 0002 | 0002 | 01 | 605 | 19.5 | 303 | 26266.7 |  | 38.2045 | -89.8559 | 889 | 2 | 62217 | 63UUUUU
17157 | Dynegy Midwest Generation Inc | 889_B_3 | 7954611 | 3025413 | 2895012 | 43382314 |  | 221112 | 125 | 100 | 157851AAA | 0013 | 0013 | 01 | 605 | 19.5 | 190 | 26266.7 |  | 38.204 | -89.8559 | 889 | 3 | 62217 | 63UUUUU
36081 | ASTORIA GENERATING STATION | 8906_B_30 | 7982311 | 6450913 | 6408212 | 20882014 |  | 221112 | 125 | 100 | 2630100185 | AS0002 | 00031 | NG1FP | 299 | 14 | 270 | 184.2 | 71 | 40.78 | -73.9 |  |  | 11105 | 63UUUUU
36081 | ASTORIA GENERATING STATION | 8906_B_40 | 7982311 | 6450613 | 58827812 | 20882514 |  | 221112 | 125 | 100 | 2630100185 | AS0003 | 00041 | NG2FP | 299 | 14 | 280 | 189.4 |  | 40.785 | -73.9077 |  |  | 11105 | 63UUUUU
36081 | ASTORIA GENERATING STATION | 8906_B_50 | 7982311 | 6450813 | 58827912 | 20882214 |  | 221112 | 125 | 100 | 2630100185 | AS0004 | 00051 | RO3FP | 299 | 14 | 280 | 185.5 |  | 40.785 | -73.9077 |  |  | 11105 | 63UUUUU
36081 | ASTORIA GENERATING STATION | 8906_G_1 | 7982311 | 64122313 | 58828112 | 88925314 |  | 221112 | 125 | 120 | 2630100185 | AS0005 | GT001 | GTNFP | 28 | 9.9 | 970 | 117.6 |  | 40.785 | -73.9077 | 8906 | CT0001 | 11105
17125 | Dynegy Midwest Generation Inc | 891_B_9 | 7337411 | 8279713 | 8170112 | 43133814 |  | 221112 | 125 | 100 | 125804AAB | 0023 | 0019 | 01 | 500 | 20 | 251 | 25350 |  | 40.2815 | -90.079 | 891 | 9 | 62644 | 63UUUUU
17155 | Dynegy Midwest Generation Inc | 892_B_1 | 4685311 | 27779113 | 26659012 | 42967814 |  | 221112 | 125 | 100 | 155010AAA | 0002 | 0001 | 02 | 277 | 14.5 | 338 | 14500 |  | 41.3033 | -89.3152 | 892 | 1 | 61327 | 63UUUUU
17155 | Dynegy Midwest Generation Inc | 892_B_2 | 4685311 | 27779013 | 26659012 | 42968014 |  | 221112 | 125 | 100 | 155010AAA | 0001 | 0001 | 02 | 277 | 14.5 | 338 | 14500 |  | 41.3033 | -89.3152 | 892 | 2 | 61327 | 63UUUUU
17119 | Dynegy Midwest Generation Inc | 898_B_4 | 7791011 | 2330413 | 2243912 | 86150814 |  | 221112 | 125 | 100 | 119020AAE | 0003 | 0003 | 03 | 250 | 17 | 347 | 6338.2 |  | 38.8635 | -90.134 | 898 | 4 | 62024 | 63UUUUU
17119 | Dynegy Midwest Generation Inc | 898_B_5 | 7791011 | 2330613 | 2243312 | 86150714 |  | 221112 | 125 | 100 | 119020AAE | 0001 | 0001 | 03 | 350 | 15 | 325 | 11478.3 |  | 38.8633 | -90.1339 | 898 | 5 | 62024 | 63UUUUU
17161 | Moline Combustion Turbines | 899_G_GT1 | 4574611 | 28253113 | 27095012 | 43372514 |  | 221112 | 125 | 120 | 161045AAV | 0001 | 0001 | 02 | 35 | 11 | 1020 | 7508.7 |  | 41.5097 | -90.5327 |  |  | 61265-1108
17161 | Moline Combustion Turbines | 899_G_GT2 | 4574611 | 28253313 | 27094912 | 43372214 |  | 221112 | 125 | 120 | 161045AAV | 0004 | 0003 | 02 | 35 | 11 | 1020 | 7508.7 |  | 41.5097 | -90.5329 |  |  | 61265-1108
17161 | Moline Combustion Turbines | 899_G_GT3 | 4574611 | 28253213 | 27095212 | 86357814 |  | 221112 | 125 | 120 | 161045AAV | 0002 | 0002 | 02 | 35 | 11 | 1020 | 7508.7 |  | 41.5097 | -90.5331 |  |  | 61265-1108
17161 | Moline Combustion Turbines | 899_G_GT4 | 4574611 | 28253413 | 27095112 | 43372014 |  | 221112 | 125 | 120 | 161045AAV | 0005 | 0004 | 02 | 35 | 11 | 1020 | 7508.7 |  | 41.5097 | -90.5333 |  |  | 61265-1108
48141 | COPPER STATION POWER PLANT | 9_G_1 | 3049111 | 38012913 | 36277312 | 10342814 |  | 221122 | 125 | 120 | 55 | 000001 | 000001 | 000001 | 47 | 22.33 | 500 |  | 81 | 31.7577 | -106.3746 | 9 | CTG-1 | 79901
17119 | Ameren Missouri-Venice Plant | 913_G_GT2 | 7338011 | 60147113 | 55537512 | 86213914 |  | 221112 | 125 | 120 | 119105AAA | 0015 | 0015 | 02 | 30 | 11.45 | 850 | 1943.1 |  | 38.6671 | -90.1774 | 913 | CT2A | 62090
17119 | Ameren Missouri-Venice Plant | 913_G_GT3 | 7338011 | 60146813 | 55537212 | 86214014 |  | 221112 | 125 | 120 | 119105AAA | 0017 | 0023 | 01 | 38 | 3.4 | 603 | 680.6 |  | 38.6609 | -90.1758 | 913 | CT03 | 62090
17119 | Ameren Missouri-Venice Plant | 913_G_GT4 | 7338011 | 60146913 | 55537312 | 86214114 |  | 221112 | 125 | 120 | 119105AAA | 0018 | 0024 | 01 | 38 | 3.4 | 603 | 680.6 |  | 38.661 | -90.1754 | 913 | CT04 | 62090
17119 | Ameren Missouri-Venice Plant | 913_G_GT5 | 7338011 | 60147013 | 55537412 | 86214214 |  | 221112 | 125 | 120 | 119105AAA | 0019 | 0025 | 01 | 38 | 3.4 | 603 | 680.6 |  | 38.6671 | -90.1779 | 913 | CT05 | 62090
17027 | Breese Municipal Power Plant | 934_G_2 | 1946811 | 41583313 | 39654012 | 46045114 |  | 221112 | 125 | 160 | 027025AAB | 0002 | 0002 | 01 | 31 | 1.83 | 750 | 87.5 |  | 38.6071 | -89.5244 |  |  | 62230
17027 | Breese Municipal Power Plant | 934_G_6 | 1946811 | 41583713 | 39653612 | 46044614 |  | 221112 | 125 | 160 | 027025AAB | 0006 | 0005 | 01 | 32 | 1.83 | 750 | 220.8 |  | 38.6071 | -89.5244 |  |  | 62230
17027 | Breese Municipal Power Plant | 934_G_IC3 | 1946811 | 41583513 | 55941712 | 46044914 |  | 221112 | 125 | 160 | 027025AAB | 0001 | 0008 | 01 | 41 | 1.83 | 750 | 230 |  | 38.6071 | -89.5244 |  |  | 62230
17109 | Bushnell Municipal Electric Light & Power | 935_G_1 | 4702711 | 27765013 | 26645112 | 43084614 |  | 221112 | 125 | 160 | 109015AAH | 0007 | 0006 | 01 | 35 | 2.5 | 650 | 216.7 |  | 40.5487 | -90.514 |  |  | 61422-1340
17109 | Bushnell Municipal Electric Light & Power | 935_G_3 | 4702711 | ORIS3 | ORIS3 | 935_G_3 |  | 221112 | 125 | 160 |  |  |  |  | 26 | 1.33 | 330 | 35.8 |  | 40.5487 | -90.514 | 935 | 3 | 61422-1340
17109 | Bushnell Municipal Electric Light & Power | 935_G_4 | 4702711 | ORIS4 | ORIS4 | 935_G_4 |  | 221112 | 125 | 160 |  |  |  |  | 26 | 1.33 | 330 | 35.8 |  | 40.5487 | -90.514 | 935 | 4 | 61422-1340
17109 | Bushnell Municipal Electric Light & Power | 935_G_7 | 4702711 | 27765113 | 55401112 | 43084514 |  | 221112 | 125 | 160 | 109015AAH | 0008 | 0007 | 01 | 35 | 2.5 | 650 | 70.5 |  | 40.5487 | -90.514 |  |  | 61422-1340
17027 | Carlyle Municipal Electric Plant | 936_G_1 | 2612711 | 40726313 | 55942412 | 85441414 |  | 221112 | 125 | 120 | 027030AAA | 0012 | 0011 | 01 | 40 | 2.2 | 675 | 333.3 |  | 38.6109 | -89.3585 |  |  | 62231
17027 | Carlyle Municipal Electric Plant | 936_G_7 | 2612711 | 40726413 | 38849512 | 46043614 |  | 221112 | 125 | 160 | 027030AAA | 0011 | 0010 | 01 | 37 | 3 | 750 | 178.3 |  | 38.6109 | -89.3585 |  |  | 62231
17027 | Carlyle Municipal Electric Plant | 936_G_8 | 2612711 | 40726113 | 55942212 | 46044014 |  | 221112 | 125 | 160 | 027030AAA | 0008 | 0007 | 02 | 30 | 3 | 545 | 70.5 |  | 38.6109 | -89.3585 |  |  | 62231
17027 | Carlyle Municipal Electric Plant | 936_G_9 | 2612711 | 40726213 | 55942312 | 46043814 |  | 221112 | 125 | 160 | 027030AAA | 0009 | 0008 | 01 | 37 | 3 | 530 | 230 |  | 38.6109 | -89.3585 |  |  | 62231
17191 | Fairfield Municipal Light | 940_G_IC6 | 5573711 | 26943813 | 25848112 | 43582214 |  | 221112 | 125 | 160 | 191010AAI | 0005 | 0005 | 01 | 42 | 1.67 | 890 | 191.7 |  | 38.3807 | -88.3656 |  |  | 62837
17163 | Village of Freeburg | 943_G_1 | 4909511 | 31529213 | 30142112 | 43822414 |  | 221112 | 125 | 160 | 163060AAF | 0001 | 0001 | 02 | 24 | 1.8 | 750 | 61.7 |  | 38.4256 | -89.9147 |  |  | 62243
17163 | Village of Freeburg | 943_G_2 | 4909511 | 31529313 | 30142012 | 43822114 |  | 221112 | 125 | 160 | 163060AAF | 0002 | 0002 | 01 | 25 | 1.3 | 550 | 116.7 |  | 38.4256 | -89.9147 |  |  | 62243
17163 | Village of Freeburg | 943_G_3 | 4909511 | 31529613 | 30142312 | 43821714 |  | 221112 | 125 | 160 | 163060AAF | 0003 | 0003 | 01 | 22 | 2.7 | 900 | 108.3 |  | 38.4256 | -89.9147 |  |  | 62243
17163 | Village of Freeburg | 943_G_4 | 4909511 | 31529513 | 30142212 | 43821914 |  | 221112 | 125 | 160 | 163060AAF | 0004 | 0008 | 01 | 30 | 1 | 500 | 31.7 |  | 38.4256 | -89.9147 |  |  | 62243
17163 | Village of Freeburg | 943_G_6 | 4909511 | 31529113 | 30141812 | 43822514 |  | 221112 | 125 | 160 | 163060AAF | 0005 | 0010 | 01 | 25 | 1 | 500 | 43.3 |  | 38.4256 | -89.9147 |  |  | 62243
17163 | Village of Freeburg | 943_G_8 | 4909511 | 31529413 | 93636712 | 43822014 |  | 221112 | 125 | 160 | 163060AAF | 0007 | 0015 | 01 | 33 | 1.33 | 1400 | 121.7 |  | 38.4256 | -89.9147 |  |  | 62243
17119 | Highland Electric Light Plant | 946_G_IC5 | 3955311 | 33702813 | 32158312 | 42958814 |  | 221112 | 125 | 120 | 119055AAD | 0009 | 0002 | 01 | 46 | 3 | 612 | 616.7 |  | 38.7417 | -89.6849 |  |  | 62249
17119 | Highland Electric Light Plant | 946_G_IC6 | 3955311 | ORISIC6 | ORISIC6 | 946_G_IC6 |  | 221112 | 125 | 160 |  |  |  |  | 28 | 2 | 612 | 266.7 |  | 38.7417 | -89.6849 | 946 | IC6 | 62249
17119 | Highland Electric Light Plant | 946_G_IC7 | 3955311 | ORISIC7 | ORISIC7 | 946_G_IC7 |  | 221112 | 125 | 160 |  |  |  |  | 28 | 2 | 612 | 266.7 |  | 38.7417 | -89.6849 | 946 | IC7 | 62249
17119 | Highland Electric Light Plant | 946_G_IC8 | 3955311 | ORISIC8 | ORISIC8 | 946_G_IC8 |  | 221112 | 125 | 160 |  |  |  |  | 28 | 2 | 612 | 266.7 |  | 38.7417 | -89.6849 | 946 | IC8 | 62249
17065 | McLeansboro Power Plant | 948_G_5 | 3351111 | ORIS5 | ORIS5 | 948_G_5 |  | 221112 | 125 | 160 |  |  |  |  | 22 | 1.3 | 800 | 116.7 |  | 38.0947 | -88.5415 | 948 | 5 | 62859
17065 | McLeansboro Power Plant | 948_G_6 | 3351111 | ORIS6 | ORIS6 | 948_G_6 |  | 221112 | 125 | 160 |  |  |  |  | 22 | 1.3 | 800 | 116.7 |  | 38.0947 | -88.5415 | 948 | 6 | 62859
17065 | McLeansboro Power Plant | 948_G_7 | 3351111 | 38897713 | 37156212 | 45265314 |  | 221112 | 125 | 160 | 065020AAW | 0007 | 0007 | 01 | 27 | 1.5 | 852 | 155 |  | 38.0947 | -88.5415 |  |  | 62859
17023 | Marshall Municipal Utilities | 949_G_10 | 1845411 | 41691713 | 55933712 | 46155914 |  | 221112 | 125 | 160 | 023010AAK | 0009 | 0013 | 01 | 13 | 1 | 922 | 66.7 |  | 39.3924 | -87.6862 |  |  | 62441
17023 | Marshall Municipal Utilities | 949_G_11 | 1845411 | 41692113 | 55934612 | 46155514 |  | 221112 | 125 | 160 | 023010AAK | 0010 | 0015 | 01 | 13 | 1 | 922 | 66.7 |  | 39.3924 | -87.6862 |  |  | 62441
17023 | Marshall Municipal Utilities | 949_G_5 | 1845411 | 41692313 | 55933512 | 46155314 |  | 221112 | 125 | 160 | 023010AAK | 0004 | 0004 | 01 | 42 | 1.83 | 650 | 216.7 |  | 39.3924 | -87.6862 |  |  | 62441
17023 | Marshall Municipal Utilities | 949_G_6 | 1845411 | 41692013 | 55934412 | 46155614 |  | 221112 | 125 | 160 | 023010AAK | 0005 | 0006 | 01 | 13 | 1 | 922 | 66.7 |  | 39.3924 | -87.6862 |  |  | 62441
17023 | Marshall Municipal Utilities | 949_G_7 | 1845411 | 41692213 | 55934312 | 46155414 |  | 221112 | 125 | 160 | 023010AAK | 0006 | 0007 | 01 | 13 | 1 | 922 | 66.7 |  | 39.3924 | -87.6862 |  |  | 62441
17023 | Marshall Municipal Utilities | 949_G_8 | 1845411 | 41692413 | 55934112 | 46155214 |  | 221112 | 125 | 160 | 023010AAK | 0007 | 0009 | 01 | 13 | 1 | 922 | 66.7 |  | 39.3924 | -87.6862 |  |  | 62441
17023 | Marshall Municipal Utilities | 949_G_9 | 1845411 | 41692513 | 55933912 | 46155114 |  | 221112 | 125 | 160 | 023010AAK | 0008 | 0011 | 01 | 13 | 1 | 922 | 66.7 |  | 39.3924 | -87.6862 |  |  | 62441
17099 | City Of Peru Generating Station | 955_G_GT1 | 5431911 | 27563213 | 26453612 | 45460214 |  | 221112 | 125 | 160 | 099085AAH | 0002 | 0002 | 01 | 12 | 1 | 899 | 66.7 |  | 41.3244 | -89.1241 |  |  | 61354
17011 | Princeton Muncipal Electric Utility | 957_G_1 | 2363611 | ORIS1 | ORIS1 | 957_G_1 |  | 221112 | 125 | 160 |  |  |  |  | 55 | 3.5 | 800 | 833.3 |  | 41.3757 | -89.4647 | 957 | 1 | 61356
17011 | Princeton Muncipal Electric Utility | 957_G_2 | 2363611 | ORIS2 | ORIS2 | 957_G_2 |  | 221112 | 125 | 160 |  |  |  |  | 55 | 3.5 | 800 | 833.3 |  | 41.3757 | -89.4647 | 957 | 2 | 61356
17011 | Princeton Muncipal Electric Utility | 957_G_3 | 2363611 | ORIS3 | ORIS3 | 957_G_3 |  | 221112 | 125 | 160 |  |  |  |  | 55 | 3.5 | 800 | 833.3 |  | 41.3757 | -89.4647 | 957 | 3 | 61356
17011 | Princeton Muncipal Electric Utility | 957_G_4 | 2363611 | ORIS4 | ORIS4 | 957_G_4 |  | 221112 | 125 | 160 |  |  |  |  | 55 | 3.5 | 800 | 833.3 |  | 41.3757 | -89.4647 | 957 | 4 | 61356
17011 | Princeton Muncipal Electric Utility | 957_G_5 | 2363611 | ORIS5 | ORIS5 | 957_G_5 |  | 221112 | 125 | 160 |  |  |  |  | 55 | 3.5 | 800 | 833.3 |  | 41.3757 | -89.4647 | 957 | 5 | 61356
17011 | Princeton Muncipal Electric Utility | 957_G_6 | 2363611 | ORIS6 | ORIS6 | 957_G_6 |  | 221112 | 125 | 160 |  |  |  |  | 55 | 3.5 | 800 | 833.3 |  | 41.3757 | -89.4647 | 957 | 6 | 61356
17011 | Princeton Muncipal Electric Utility | 957_G_7 | 2363611 | ORIS7 | ORIS7 | 957_G_7 |  | 221112 | 125 | 160 |  |  |  |  | 55 | 3.5 | 800 | 833.3 |  | 41.3757 | -89.4647 | 957 | 7 | 61356
17011 | Princeton Muncipal Electric Utility | 957_G_8 | 2363611 | 40498313 | 55895812 | 46485014 |  | 221112 | 125 | 120 | 011085AAA | 0010 | 0001 | 02 | 45 | 1.67 | 800 | 191.7 |  | 41.3757 | -89.4647 |  |  | 61356
17157 | City Of Red Bud | 959_G_1 | 4707611 | 27742313 | 26623912 | 42832714 |  | 921110 |  | 160 | 157045AAJ | 0001 | 0001 | 02 | 35 | 1.2 | 650 | 98.3 |  | 38.2166 | -89.9999 |  |  | 62278
17157 | City Of Red Bud | 959_G_2 | 4707611 | 27742213 | 26623812 | 42832814 |  | 921110 |  | 160 | 157045AAJ | 0002 | 0002 | 02 | 40 | 2.5 | 800 | 431.7 |  | 38.2166 | -89.9999 |  |  | 62278
17157 | City Of Red Bud | 959_G_3 | 4707611 | 27742113 | 26624012 | 42832914 |  | 921110 |  | 160 | 157045AAJ | 0003 | 0003 | 02 | 30 | 1.7 | 800 | 198.3 |  | 38.2166 | -89.9999 |  |  | 62278
17157 | City Of Red Bud | 959_G_7 | 4707611 | 27742013 | 55663012 | 42833014 |  | 921110 |  | 160 | 157045AAJ | 0007 | 0007 | 01 | 40 | 1.83 | 650 | 230 |  | 38.2166 | -89.9999 |  |  | 62278
17141 | Rochelle Municipal Diesel Plant | 960_G_10 | 5039111 | 29822513 | 28579712 | 43228714 |  | 221112 | 125 | 160 | 141050AAV | 0012 | 0010 | 01 | 50 | 2 | 900 | 166.7 |  | 41.9204 | -89.0702 |  |  | 61068
17141 | Rochelle Municipal Diesel Plant | 960_G_3 | 5039111 | 29822313 | 28580212 | 43229114 |  | 221112 | 125 | 160 | 141050AAV | 0001 | 0001 | 01 | 36 | 2.5 | 420 | 108.3 |  | 41.9203 | -89.0706 |  |  | 61068
17141 | Rochelle Municipal Diesel Plant | 960_G_4 | 5039111 | 29822013 | 28580112 | 43385314 |  | 221112 | 125 | 120 | 141050AAV | 0006 | 0005 | 01 | 36 | 1.67 | 470 | 186.7 |  | 41.9203 | -89.0709 |  |  | 61068
17141 | Rochelle Municipal Diesel Plant | 960_G_7 | 5039111 | 29822613 | 28580412 | 43228614 |  | 221112 | 125 | 160 | 141050AAV | 0003 | 0003 | 01 | 36 | 2.5 | 420 | 108.3 |  | 41.9203 | -89.0709 |  |  | 61068
17141 | Rochelle Municipal Diesel Plant | 960_G_8 | 5039111 | 29821813 | 28579612 | 86289214 |  | 221112 | 125 | 120 | 141050AAV | 0008 | 0007 | 02 | 34 | 1.29 | 620 | 115 |  | 41.9205 | -89.0699 |  |  | 61068
17141 | Rochelle Municipal Diesel Plant | 960_G_9 | 5039111 | 29822213 | 28580012 | 43385114 |  | 221112 | 125 | 160 | 141050AAV | 0011 | 0009 | 01 | 50 | 2 | 900 | 166.7 |  | 41.9203 | -89.0702 |  |  | 61068
17167 | City Water Light & Power | 963_B_31 | 7377311 | 10532913 | 55705512 | 43972314 |  | 221112 | 125 | 100 | 167120AAO | 0003 | 0005 | 01 | 450 | 13 | 350 | 11666.7 |  | 39.7543 | -89.6012 | 963 | 31 | 62703 | 63UUUUU
17167 | City Water Light & Power | 963_B_32 | 7377311 | 10533113 | 55705512 | 43972114 |  | 221112 | 125 | 100 | 167120AAO | 0006 | 0005 | 01 | 450 | 13 | 350 | 11666.7 |  | 39.7543 | -89.6012 | 963 | 32 | 62703 | 63UUUUU
17167 | City Water Light & Power | 963_B_33 | 7377311 | 10532813 | 10436812 | 43972414 |  | 221112 | 125 | 100 | 167120AAO | 0011 | 0009 | 01 | 500 | 16.5 | 130 | 1083.3 |  | 39.7549 | -89.6024 | 963 | 33 | 62703 | 63UUUUU
17167 | City Water Light & Power | 963_B_41 | 7377311 | 91371513 | 87553712 | 124509414 |  | 221112 | 125 | 100 | 167120AAO | 0015 | 0017 | 01 | 450 | 15 | 135 | 10416.7 |  | 39.7543 | -89.6012 | 963 | 4 | 62703 | 63UUUUU
17139 | Sullivan Power Plant | 969_G_1 | 4657211 | 28182813 | 27026312 | 42926914 |  | 221112 | 125 | 160 | 139030AAE | 0001 | 0005 | 01 | 28 | 1.33 | 69 | 121.7 |  | 39.5972 | -88.6128 |  |  | 61951
17139 | Sullivan Power Plant | 969_G_10 | 4657211 | 28182513 | 93621412 | 42927514 |  | 221112 | 125 | 160 | 139030AAE | 0013 | 0017 | 01 | 37 | 1.7 | 620 | 197.5 |  | 39.5972 | -88.6128 |  |  | 61951
17139 | Sullivan Power Plant | 969_G_11 | 4657211 | 28182613 | 27025712 | 42927314 |  | 221112 | 125 | 160 | 139030AAE | 0014 | 0006 | 02 | 27 | 1.67 | 385 | 135.6 |  | 39.5972 | -88.6128 |  |  | 61951
17139 | Sullivan Power Plant | 969_G_12 | 4657211 | 28182313 | 27025912 | 42927914 |  | 221112 | 125 | 160 | 139030AAE | 0016 | 0011 | 01 | 37 | 2.7 | 620 | 275 |  | 39.5972 | -88.6128 |  |  | 61951
17139 | Sullivan Power Plant | 969_G_2 | 4657211 | 28183113 | 27026512 | 42926414 |  | 221112 | 125 | 160 | 139030AAE | 0003 | 0004 | 02 | 35 | 2 | 400 | 172.2 |  | 39.5972 | -88.6128 |  |  | 61951
17139 | Sullivan Power Plant | 969_G_3 | 4657211 | 28183013 | 27026012 | 42926614 |  | 221112 | 125 | 160 | 139030AAE | 0005 | 0010 | 02 | 37 | 2.7 | 660 | 275 |  | 39.5972 | -88.6128 |  |  | 61951
17139 | Sullivan Power Plant | 969_G_4 | 4657211 | 28182913 | 27026212 | 42926814 |  | 221112 | 125 | 160 | 139030AAE | 0007 | 0002 | 01 | 40 | 2 | 375 | 275 |  | 39.5972 | -88.6128 |  |  | 61951
17139 | Sullivan Power Plant | 969_G_5 | 4657211 | 28182213 | 27025612 | 42928114 |  | 221112 | 125 | 160 | 139030AAE | 0009 | 0003 | 02 | 40 | 2 | 375 | 264.9 |  | 39.5972 | -88.6128 |  |  | 61951
17139 | Sullivan Power Plant | 969_G_6 | 4657211 | 28182413 | 27026112 | 42927714 |  | 221112 | 125 | 160 | 139030AAE | 0011 | 0001 | 02 | 35 | 3.5 | 800 | 550 |  | 39.5972 | -88.6128 |  |  | 61951
17139 | Sullivan Power Plant | 969_G_9 | 4657211 | 28182713 | 27026412 | 42927114 |  | 221112 | 125 | 160 | 139030AAE | 0012 | 0009 | 01 | 37 | 2.7 | 660 | 266.7 |  | 39.5972 | -88.6128 |  |  | 61951
17133 | Waterloo City Light Plant | 971_G_1 | 5546111 | 27442013 | 55584412 | 42946514 |  | 221112 | 125 | 160 | 133030AAO | 0005 | 0016 | 01 | 32 | 1.33 | 470 | 105.7 |  | 38.3347 | -90.1589 | 971 | 1 | 62298
17133 | Waterloo City Light Plant | 971_G_13 | 5546111 | ORIS13 | ORIS13 | 971_G_13 |  | 221112 | 125 | 120 |  |  |  |  | 39 | 4.83 | 913 | 1611.7 |  | 38.3347 | -90.1589 | 971 | 13 | 62298
17133 | Waterloo City Light Plant | 971_G_2 | 5546111 | 27441413 | 55584312 | 42979514 |  | 221112 | 125 | 160 | 133030AAO | 0006 | 0014 | 01 | 26 | 1.33 | 330 | 35.8 |  | 38.3347 | -90.1589 | 971 | 2 | 62298
17133 | Waterloo City Light Plant | 971_G_3 | 5546111 | 27441913 | 26345212 | 42946614 |  | 221112 | 125 | 160 | 133030AAO | 0007 | 0002 | 01 | 28 | 1.33 | 365 | 58 |  | 38.3347 | -90.1589 | 971 | 3 | 62298
17133 | Waterloo City Light Plant | 971_G_4 | 5546111 | 27441813 | 55584612 | 42946714 |  | 221112 | 125 | 160 | 133030AAO | 0009 | 0006 | 01 | 32 | 1.33 | 400 | 97.8 |  | 38.3347 | -90.1589 | 971 | 4 | 62298
17133 | Waterloo City Light Plant | 971_G_5 | 5546111 | 27441713 | 55583712 | 86263814 |  | 221112 | 125 | 160 | 133030AAO | 0010 | 0001 | 02 | 29 | 2.33 | 750 | 58 |  | 38.3347 | -90.1589 | 971 | 5 | 62298
17133 | Waterloo City Light Plant | 971_G_6 | 5546111 | 27442213 | 55584512 | 86263914 |  | 221112 | 125 | 160 | 133030AAO | 0011 | 0015 | 02 | 37 | 2.5 | 680 | 431.7 |  | 38.3347 | -90.1589 | 971 | 6 | 62298
17133 | Waterloo City Light Plant | 971_G_7 | 5546111 | 27441613 | 26345312 | 42979314 |  | 221112 | 125 | 160 | 133030AAO | 0012 | 0007 | 02 | 33 | 2 | 750 | 266.7 |  | 38.3347 | -90.1589 | 971 | 7 | 62298
17133 | Waterloo City Light Plant | 971_G_8 | 5546111 | 27441513 | 55584012 | 42979414 |  | 221112 | 125 | 160 | 133030AAO | 0013 | 0008 | 01 | 27 | 2.3 | 680 | 350 |  | 38.3347 | -90.1589 | 971 | 8 | 62298
17031 | Winnetka Electric Plant | 972_B_5 | 2701711 | 41212413 | 39303112 | 46717014 |  | 221112 | 125 | 100 | 031333AAD | 0005 | 0001 | 01 | 248 | 10.5 | 280 | 450 |  | 42.1154 | -87.7309 |  |  | 60093
17199 | Southern Illinois Power Coop | 976_B_123 | 8164511 | 60406513 | 55845112 | 86538814 |  | 221112 | 125 | 100 | 199856AAC | 0014 | 0013 | 01 | 194 | 10.8 | 246 | 3671.7 |  | 37.6193 | -88.9523 | 976 | 123 | 62959 | 63UUUUU
17199 | Southern Illinois Power Coop | 976_B_4 | 8164511 | 5925213 | 5775312 | 43280314 |  | 221112 | 125 | 100 | 199856AAC | 0004 | 0003 | 02 | 400 | 15 | 125 | 8793 |  | 37.6189 | -88.9534 | 976 | 4 | 62959 | 63UUUUU
17199 | Southern Illinois Power Coop | 976_G_5 | 8164511 | 60406313 | 55844912 | 86538514 |  | 221112 | 125 | 120 | 199856AAC | 0012 | 0011 | 02 | 38 | 3.4 | 603 | 680.6 |  | 37.6197 | -88.9614 | 976 | 5 | 62959
17199 | Southern Illinois Power Coop | 976_G_6 | 8164511 | 60406413 | 55845012 | 86538714 |  | 221112 | 125 | 120 | 199856AAC | 0013 | 0012 | 01 | 38 | 3.4 | 603 | 680.6 |  | 37.6196 | -88.9621 | 976 | 6 | 62959
18077 | INDIANA KENTUCKY ELECTRIC CORPORATION | 983_B_1 | 7744211 | 1875813 | 1776812 | 123697514 |  | 221112 | 125 | 999 | 00001 | 001 | 1 | 02 | 983 | 22.7 | 350 |  | 110 | 38.7379 | -85.4192 | 983 | 1 | 47250 | 63UUUUU
18077 | INDIANA KENTUCKY ELECTRIC CORPORATION | 983_B_2 | 7744211 | 1875913 | 1776812 | 123697714 |  | 221112 | 125 | 999 | 00001 | 002 | 1 | 02 | 983 | 22.7 | 350 |  | 110 | 38.7379 | -85.4192 | 983 | 2 | 47250 | 63UUUUU
18077 | INDIANA KENTUCKY ELECTRIC CORPORATION | 983_B_3 | 7744211 | 1876213 | 1776812 | 123697914 |  | 221112 | 125 | 999 | 00001 | 003 | 1 | 02 | 983 | 22.7 | 350 |  | 110 | 38.7379 | -85.4192 | 983 | 3 | 47250 | 63UUUUU
18077 | INDIANA KENTUCKY ELECTRIC CORPORATION | 983_B_4 | 7744211 | 1876113 | 1776712 | 123698114 |  | 221112 | 125 | 999 | 00001 | 004 | 2 | 02 | 983 | 22.7 | 350 |  | 110 | 38.7397 | -85.4203 | 983 | 4 | 47250 | 63UUUUU
18077 | INDIANA KENTUCKY ELECTRIC CORPORATION | 983_B_5 | 7744211 | 1876313 | 1776712 | 123698314 |  | 221112 | 125 | 999 | 00001 | 005 | 2 | 02 | 983 | 22.7 | 350 |  | 110 | 38.7397 | -85.4203 | 983 | 5 | 47250 | 63UUUUU
18077 | INDIANA KENTUCKY ELECTRIC CORPORATION | 983_B_6 | 7744211 | 1876413 | 1776712 | 123698514 |  | 221112 | 125 | 999 | 00001 | 006 | 2 | 02 | 983 | 22.7 | 350 |  | 110 | 38.7397 | -85.4203 | 983 | 6 | 47250 | 63UUUUU
18029 | INDIANA MICHIGAN POWER CO TANNERS CREEK | 988_B_U4 | 7972611 | 2990013 | 2858412 | 123734114 |  | 221112 | 125 | 999 | 00002 | 004 | 2 | 02 | 403 | 23.5 | 300 | 21253.1 | 49 | 39.0813 | -84.859 | 988 | U4 | 47025 | 63UUUUU
53053 | Puget Sound Energy, Frederickson | 99_G_1 | 12618611 | 63640013 | 58323512 | 87674014 |  | 221112 | 125 | 120 | 10028 | 1 | 1 | 2 | 32 | 18 | 800 | 7949.1 | 31.2 | 47.082 | -122.3677 |  |  | 98446
53053 | Puget Sound Energy, Frederickson | 99_G_2 | 12618611 | 63640113 | 58323612 | 87674214 |  | 221112 | 125 | 120 | 10028 | 2 | 2 | 2 | 32 | 18 | 800 | 8016.5 | 31.5 | 47.082 | -122.3677 |  |  | 98446
18097 | IP&L - HARDING STREET | 990_B_50 | 7255211 | 91188613 | 87281212 | 123966614 |  | 221112 | 125 | 999 | 00033 | Unit 5 | 5-1 | 02 | 261 | 6.5 | 334 | 7166.7 | 216 | 39.7119 | -86.1975 | 990 | 50 | 46217 | 63UUUUU
18097 | IP&L - HARDING STREET | 990_B_60 | 7255211 | 91188713 | 87281312 | 123966814 |  | 221112 | 125 | 999 | 00033 | Unit 6 | 6-1 | 02 | 261 | 6.5 | 350 | 6916.7 | 208.4 | 39.7119 | -86.1975 | 990 | 60 | 46217 | 63UUUUU
18097 | IP&L - HARDING STREET | 990_B_70 | 7255211 | 91188813 | 87281412 | 123966914 |  | 221112 | 125 | 999 | 00033 | Unit 7 | 7-1 | 01 | 565 | 20 | 133 | 25052.8 | 47 | 39.7119 | -86.1975 | 990 | 70 | 46217 | 63UUUUU
18097 | IP&L - HARDING STREET | 990_G_3 | 7255211 | 91188413 | 87281012 | 123966314 |  | 221112 | 125 | 999 | 00033 | Unit 3 | 3-1 | 01 | 209 | 7 | 377 | 2653 | 68.9 | 39.7119 | -86.1975 | 990 | 9 | 46217 | 63UUUUU
18097 | IP&L - HARDING STREET | 990_G_GT1 | 7255211 | 91608213 | 87281512 | 124834614 |  | 221112 | 125 | 999 | 00033 | GT1 | GT1-1 | 01 | 32 | 12.5 | 965 | 2876.8 | 23.5 | 39.7119 | -86.1975 |  |  | 46217
18097 | IP&L - HARDING STREET | 990_G_GT2 | 7255211 | 91608313 | 87281612 | 124834714 |  | 221112 | 125 | 999 | 00033 | GT2 | GT2-1 | 01 | 31 | 12.5 | 965 | 2876.8 | 23.5 | 39.7119 | -86.1975 |  |  | 46217
18097 | IP&L - HARDING STREET | 990_G_GT3 | 7255211 | 91608413 | 87281712 | 124834814 |  | 221112 | 125 | 999 | 00033 | GT3 | GT3-1 | 01 | 31 | 12.5 | 965 | 2876.8 | 23.5 | 39.7119 | -86.1975 |  |  | 46217
18097 | IP&L - HARDING STREET | 990_G_GT4 | 7255211 | 91188213 | 87281812 | 123966014 |  | 221112 | 125 | 999 | 00033 | GT4 | GT4-1 | 02 | 66 | 13.8 | 1030 | 28166.7 | 188.3 | 39.7119 | -86.1975 | 990 | GT4 | 46217
18097 | IP&L - HARDING STREET | 990_G_GT5 | 7255211 | 91188313 | 87281912 | 123966214 |  | 221112 | 125 | 999 | 00033 | GT5 | GT5-1 | 02 | 66 | 13.8 | 1020 | 30500 | 203.9 | 39.7119 | -86.1975 | 990 | GT5 | 46217
18097 | IP&L - HARDING STREET | 990_G_GT6 | 7255211 | 91608513 | 88573012 | 124834914 |  | 221112 | 125 | 999 | 00033 | GT6 | GT6-1 | 01 | 75 | 18 | 1000 | 41666.7 | 120 | 39.7119 | -86.1975 | 990 | GT6 | 46217
18109 | INDIANAPOLIS POWER & LIGHT CO EAGLE V | 991_G_2 | 8225111 | 4234313 | 4137512 | 123795014 |  | 221112 | 125 | 999 | 00004 | 002 | 1 | 01 | 250 | 15 | 363 | 5194.5 | 40 | 39.4861 | -86.4186 | 991 | 2 | 46151 | 63UUUUU
18109 | INDIANAPOLIS POWER & LIGHT CO EAGLE V | 991_G_3 | 8225111 | 4234713 | 4137712 | 123795214 |  | 221112 | 125 | 999 | 00004 | 003 | 2 | OIL | 282 | 15 | 340 | 7666.7 | 46 | 39.4852 | -86.4186 | 991 | 3 | 46151 | 63UUUUU
18109 | INDIANAPOLIS POWER & LIGHT CO EAGLE V | 991_G_4 | 8225111 | 4235113 | 4137712 | 123795414 |  | 221112 | 125 | 999 | 00004 | 004 | 2 | 02 | 282 | 15 | 340 | 7666.7 | 46 | 39.4852 | -86.4186 | 991 | 4 | 46151 | 63UUUUU
18109 | INDIANAPOLIS POWER & LIGHT CO EAGLE V | 991_G_5 | 8225111 | 4234613 | 4138012 | 123795614 |  | 221112 | 125 | 999 | 00004 | 005 | 3 | 02 | 282 | 15 | 357 | 11750 | 43 | 39.4852 | -86.4186 | 991 | 5 | 46151 | 63UUUUU
18109 | INDIANAPOLIS POWER & LIGHT CO EAGLE V | 991_G_ST1 | 8225111 | 4234513 | 4137512 | 123794914 |  | 221112 | 125 | 999 | 00004 | 001 | 1 | 01 | 250 | 15 | 363 | 5194.5 | 40 | 39.4861 | -86.4186 | 991 | 1 | 46151 | 63UUUUU
18125 | INDIANAPOLIS POWER & LIGHT PETERSBURG | 994_B_1 | 7362411 | 10579213 | 87276012 | 123746114 |  | 221112 | 125 | 999 | 00002 | 001 | 1-1(S) | 02 | 621 | 15.3 | 123 | 14000 | 76.1 | 38.5278 | -87.2529 | 994 | 1 | 47567 | 63UUUUU
18125 | INDIANAPOLIS POWER & LIGHT PETERSBURG | 994_B_2 | 7362411 | 10578813 | 87276212 | 123746414 |  | 221112 | 125 | 999 | 00002 | 002 | 2-1(S) | 02 | 621 | 20.6 | 124 | 26083.3 | 78.3 | 38.5278 | -87.2529 | 994 | 2 | 47567 | 63UUUUU
18125 | INDIANAPOLIS POWER & LIGHT PETERSBURG | 994_B_3 | 7362411 | 10579113 | 87276312 | 123746714 |  | 221112 | 125 | 999 | 00002 | 003 | 3-1 | 02 | 623 | 22 | 156 | 32166.7 | 84.6 | 38.5278 | -87.2529 | 994 | 3 | 47567 | 63UUUUU
18125 | INDIANAPOLIS POWER & LIGHT PETERSBURG | 994_B_4 | 7362411 | 10578713 | 87276412 | 123746914 |  | 221112 | 125 | 999 | 00002 | 004 | 4-1 | 02 | 625 | 22 | 157 | 32833.3 | 86.4 | 38.5278 | -87.2529 | 994 | 4 | 47567 | 63UUUUU
18127 | NIPSCO BAILLY STATION | 995_B_7 | 7376611 | 10538613 | 10441812 | 123747814 |  | 221112 | 125 | 999 | 00002 | 001 | 1 | 02 | 480 | 20.5 | 130 | 28842.7 | 21.9 | 41.6451 | -87.1225 | 995 | 7 | 46304 | 63UUUUU
18127 | NIPSCO BAILLY STATION | 995_B_8 | 7376611 | 10538513 | 10441812 | 123748014 |  | 221112 | 125 | 999 | 00002 | 002 | 1 | 02 | 480 | 20.5 | 130 | 28842.7 | 21.9 | 41.6451 | -87.1225 | 995 | 8 | 46304 | 63UUUUU
18127 | NIPSCO BAILLY STATION | 995_G_10 | 7376611 | 10538413 | 10442212 | 123748214 |  | 221112 | 125 | 999 | 00002 | 003 | 2 | 02 | 40 | 14 | 829 | 9494.9 | 15.4 | 41.6433 | -87.1225 | 995 | 10 | 46304
18091 | NIPSCO MICHIGAN CITY | 997_B_12 | 8011511 | 4010013 | 3893912 | 123933714 |  | 221112 | 125 | 999 | 00021 | 007 | 4 | 02 | 505 | 21 | 332 | 32443.3 | 93.7 | 41.7208 | -86.9086 | 997 | 12 | 46360 | 63UUUUU

## facility
FIPS | Facility Name | EIS_facility_id | tribal_code | naics | agy_facility_id | stkhgt | stkdiam | stktemp | stkflow | stkvel | latitude | longitude | zipcode
01063 | Alabama Power - Greene Cty | 1036811 |  | 221112 | 0001 | 500 | 24.25 | 285 | 30722.6 | 52.8 | 32.6012 | -87.7824 | 36732
08059 | COLORADO-GOLDEN ENERGY CORPORATION | 896111 |  | 22133 | CO0000000805900 | 130 | 8 | 380 |  | 40 | 39.7604 | -105.2156 | 80401
18165 | Duke Energy Indiana Inc Vermillion Gene | 7248511 |  | 221112 | 00001 | 500 | 19.5 | 290 | 26966.7 | 90 | 39.9237 | -87.4271 | 47928
18041 | Duke Energy Indiana Incorporated Conner | 8198011 |  | 221112 | 00009 | 35 | 13 | 870 | 6366.7 | 49 | 39.6561 | -85.1747 | 47331
10001 | NRG ENERGY CENTER DOVER LLC | 753811 |  | 221112 | 1000100127 | 213 | 4.5 | 300 | 916.7 | 57.6 | 39.1497 | -75.5467 | 19904
06085 | CALPINE GILROY COGEN,LP & GILR | 743011 |  | 221112 | 43130311180 | 80 | 16 | 220 | 11406.7 |  | 37.0013 | -121.5364 | 95020
18083 | DUKE ENERGY INDIANA INC EDWARDSPORT | 4478911 |  | 221112 | 00003 | 175 | 18.5 | 264 | 15860.7 | 59.1 | 38.806 | -87.2476 | 47528
34015 | Logan Generating Plant, L.P. | 8093811 |  | 221112 | 55834 | 125 | 3 | 350 |  | 50 | 39.7916 | -75.4075 | 08085
06023 | DG FAIRHAVEN POWER COMPANY | 155811 |  | 221118 | 12062096 | [5 empty] | 40.7924 | -124.1981 | 95564
18169 | Duke Energy Indiana Incorporated Miami | 8181711 |  | 221112 | 00034 | 29 | 10.4 | 985 | 2000 | 5.9 | 40.7897 | -85.8196 | 46992
18057 | DUKE ENERGY INDIANA - NOBLESVILLE | 4561111 |  | 221112 |  | 175 | 13 | 241 | 5396 | 40.7 | 40.0959 | -85.9707 | 46060
51740 | Portsmouth Genco LLC | 4938911 |  | 221112 | 61049 | 198 | 8.6 | 315 | 3500 | 59 | 36.8703 | -76.3519 | 23703
48233 | BORGER CARBON BLACK PLANT | 5655811 |  | 325180 | 1 | 98 | 10 | 421 |  | 57.5 | 35.6672 | -101.4328 | 79007
27031 | Minnesota Power - Tac Harbor Energy Ctr | 7039811 |  | 221112 | 2703100001 | 220 | 9.9 | 325 | 6500 |  | 47.5314 | -90.9111 | 55613
18043 | Duke Energy Indiana Incorporated Gallag | 7742411 |  | 221112 | 00004 | 550 | 12.25 | 285 | 19500 | 165.5 | 38.2634 | -85.8376 | 47150
34033 | PEDRICKTOWN COGENERATION PLANT | 7988911 |  | 221122 | 65497 | [5 empty] | 39.7636 | -75.4215 | 08067
18167 | DUKE ENERGY WABASH RIVER | 4147311 |  | 221112 | 00021 | 450 | 25 | 280 | 55198.3 | 112 | 39.5273 | -87.4235 | 47885
18167 | WABASH RIVER COMBINED CYCLE PLANT | 12766611 |  | 221112 | 00147 | 50 | 6 | 325 | 785 | 75.6 | 39.5308 | -87.4248 | 47885
18163 | SIGECO Broadway Ave Generating Station | 4917811 |  | 221112 | 00001 |  |  | 865 | 1666.7 | 7.5 | 37.9693 | -87.6045 | 47712
42107 | GILBERTON POWER CO/JOHN B RICH MEM POWER STA | 4105111 |  | 221112 | 421070025 | 326 | 7 | 325 | 6932.7 | 180.2 | 40.7902 | -76.1995 | 17931-2301
18173 | SIGECO - F.B.CULLEY GENERATING STATION | 8183011 |  | 221112 | 00001 | 499 | 20 | 128 | 19293.3 | 61 | 37.9096 | -87.325 | 47741
42063 | PA STATE SYS OF HIGHER ED/INDIANA UNIV | 3019411 |  | 611310 | 420630018 | 150 | 7 | 400 | 2163.5 | 56.1 | 40.6168 | -79.1575 | 15705-1028
42021 | INTER POWER AHLCON L/COLVER POWER PROJ | 6594411 |  | 221112 | 420210034 | 398 | 12 | 270 | 4583.3 | 40.5 | 40.5538 | -78.7982 | 15927-4207
06061 | SIERRA PACIFIC INDUSTRIES | 14217811 |  | 321113 | [6 empty] | 38.905 | -121.3059 | 95648
26131 | WHITE PINE ELECTRIC POWER LLC | 7870111 |  | 221112 | B1966 | 150 | 8 | 121 | 1081.6 | 21.5 | 46.7648 | -89.5675 | 49971
54049 | AMERICAN BITUMINOUS POWER-GRANT TOWN PLT | 4864511 |  | 221112 | 0026 | 327 | 13 | 325 | 542.5 | 4 | 39.5611 | -80.1642 | 26574
06019 | FRESNO COGENERATION PARTNERS, L.P. | 348711 |  | 221118 | 10143014 |  |  | 68 | 83.3 | 72.9 | 36.6168 | -120.0994 | 93660
37051 | Public Works Commission Butler-Warner Generation Plant | 8134411 |  | 221112 | 3705100094 | 42.8 | 11.9 | 900 | 910 | 8.2 | 35.0983 | -78.8295 | 28306
06085 | CARDINAL COGEN INC | 1626311 |  | 221112 | 43130315128 | 75 | 11.3 | 220 | 5483.3 |  | 37.4286 | -122.1765 | 94305
06037 | CARSON COGENERATION COMPANY | 4082511 |  | 221112 | 191026118406 | [5 empty] | 33.8675 | -118.2487 | 90746
25025 | MBTA SOUTH BOSTON POWER | 4032711 |  | 485119 | 1191667 | 77.2 | 12.45 | 465 |  | 89.1 | 42.3395 | -71.0299 | 02127-0000
36083 | EPCOR POWER CASTLETON | 7864311 |  | 221112 | 4384400008 | 145 | 12 | 250 | 97.8 | 52 | 42.53 | -73.74 | 12033
28111 | Leaf River Cellulose LLC | 8216311 |  | 322110 | 2811100005 | 300 | 9.5 | 350 | 4739.6 | 66.9 | 31.2444 | -89.0454 | 39462
18107 | Crawfordsville Electric Power & Light | 8224711 |  | 221122 | 00003 |  |  | 380 | 1116.7 | 29 | 40.0488 | -86.9062 | 47933
48355 | BISHOP FACILITY | 4929511 |  | 325110 | 2 | 72 | 12 | 335 |  | 50.9 | 27.5679 | -97.8211 | 78343
33009 | BRIDGEWATER POWER COMPANY | 7758611 |  | 221118 | 3300900021 | 196 | 6 | 370 | 1916.7 | 67.8 | 43.7139 | -71.6589 | 03217
06053 | CALPINE KING CITY COGEN, LLC | 7877111 |  | 311423 | 270715220 | 70 | 16 | 227 | 11473.3 |  | 36.2265 | -121.1275 | 93930
48201 | AIR LIQUIDE BAYPORT COMPL | 4925011 |  | 325120 | 73 | 95 | 14.5 | 327 |  | 75.3 | 29.6238 | -95.0465 | 77501
06065 | DESERT VIEW POWER | 15776111 |  | 221118 | 331026100154 | [5 empty] | 33.5986 | -116.0862 | 92254
25021 | NEA BELLINGHAM | 5736011 |  | 221112 | 1201550 | 190 | 25 | 252 |  | 51.5 | 42.0921 | -71.484 | 02019-0000
34023 | NORTH JERSEY ENERGY ASSOC A LP | 6719711 |  | 221112 | 18072 | 125 | 3 | 350 |  | 50 | 40.4386 | -74.3473 | 08872
18017 | Logansport Municipal Utilities | 7744711 |  | 221112 | 00006 | 150 | 6 | 266 | 1851.9 | 65 | 40.7589 | -86.3722 | 46947
26065 | Michigan State University | 8157711 |  | 611310 | K3249 | 275 | 11 | 325 | 4430 | 46.6 | 42.7181 | -84.4843 | 48824
12053 | CEMEX CONSTRUCTION MATERIALS FLORIDA,LLC | 716011 |  | 327310 | 0530021 | 320 | 16 | 300 | 14000 | 69.6 | 28.5789 | -82.4447 | 34601
06013 | MARTINEZ COGEN LIMITED PARTNER | 203111 |  | 221112 | 0713031820 | 82 | 11.9 | 68 | 6749.3 |  | 38.0221 | -122.0675 | 94553
42097 | MT CARMEL COGEN/CULM FIRED COGEN PLT | 3762011 |  | 221112 | 420970031 | 307 | 9 | 550 | 3833.3 | 60.4 | 40.8094 | -76.4552 | 17832
26119 | HILLMAN POWER CO | 5216811 |  | 221118 | N1266 | 142 | 6 | 321 | 1346.4 | 47.6 | 45.0681 | -83.8931 | 49746
06101 | CALPINE GREENLEAF UNIT II & Yuba City Energy Ctr | 1371711 |  | 221118 | 51160813004 | 75 | 10 | 68 | 3634.2 |  | 39.1401 | -121.6473 | 95993
06101 | CALPINE GREENLEAF I | 1371611 |  | 221118 | 51160813003 | 74 | 9.6 | 300 | 3.7 |  | 39.051 | -121.694 | 95993
23001 | REENERGY LIVERMORE FALLS LLC | 5223011 |  | 221117 | 2300100087 | 220 | 8 | 350 | 3307.4 | 65.8 | 44.4321 | -70.1625 | 04254-4010
23003 | Boralex Ashland | 5662311 |  | 22111 | 2300300072 | 220 | 8 | 315 | 198444 | 65.8 | 46.6356 | -68.4354 | 4732
18103 | PERU UTILITIES | 4552711 |  | 221112 | 00001 | 165 | 7 | 310 | 1833.3 | 54 | 40.7551 | -86.0573 | 46970
51670 | James River Cogeneration Company | 6633911 |  | 221112 | 50950 | 198 | 8.7 | 315 | 3500 | 59 | 37.2927 | -77.2722 | 23860
37019 | CPI USA North Carolina - Southport Plant | 8176711 |  | 221112 | 3701900067 | 198 | 8.67 | 315 | 3542.3 | 60 | 33.9437 | -78.0121 | 28461
37145 | CPI USA North Carolina - Roxboro Plant | 7826311 |  | 221112 | 3714500056 | 198 | 8.67 | 315 | 3542.3 | 60 | 36.4347 | -78.9612 | 27573
37017 | Elizabethtown Power LLC | 8121911 |  | 221112 | 3701700043 | 181 | 7 | 327 | 1333.1 | 34.64 | 34.6568 | -78.6415 | 28337
37061 | Coastal Carolina Clean Power LLC | 8003011 |  | 221112 | 3706100116 | 150 | 6.92 | 325 | 1985.8 | 52.8 | 35.018 | -77.8615 | 28349
37155 | Lumberton | 8491311 |  | 0 | 3715500166 | 20 | 0.46 | 70 | 1333.1033 | 0 | 34.59 | -78.9963 | 28358
37065 | Edgecombe Genco, LLC | 8124311 |  | 221118 | 3706500146 | 198 | 8.67 | 175 | 4841.1 | 82 | 36.0377 | -77.7528 | 27809
18177 | RICHMOND POWER & LIGHT COMPANY RPL | 5506011 |  | 221112 | 00009 | 325 | 11.75 | 330 | 6937.6 | 22 | 39.8028 | -84.8953 | 47374
06019 | KINGSBURG COGEN FACILITY | 14025511 |  | 221118 | 101430722 |  |  | 68 | 83.3 |  | 36.5467 | -119.579 | 93631
12033 | ASCEND PERFORMANCE MATERIALS OPERATIONS | 751411 |  | 325220 | [6 empty] | 30.5958 | -87.2568 | 32533
18125 | HOOSIER ENERGY REC INC FRANK E RATT | 4672011 |  | 221112 | 00001 | 300 | 11 | 282 | 7166.7 | 80 | 38.5212 | -87.2661 | 47567
36045 | BLACK RIVER GENERATION LLC | 8104811 |  | 221118 |  | 36 | 1 | 72 | 0 |  | 44.0367 | -75.7717 | 13602
19005 | IPL - LANSING GENERATING STATION | 5509311 |  | 221112 | 03-03-001 | 499 | 15.333 | 170 | 16166 |  | 43.3378 | -91.1667 | 52151
19045 | IPL - M.L. KAPP GENERATING STATION | 5509811 |  | 221112 | 23-01-014 | 245 | 13 | 350 | 15092 |  | 41.8077 | -90.2341 | 52732
23017 | RUMFORD PAPER COMPANY - RUMFORD | 8026411 |  | 322121 | 2301700045 | 411 | 11.5 | 325 | 7600 | 107 | 44.5535 | -70.542 | 04276-2045
06029 | KERN RIVER COGENERATION CO | 4197011 |  | 221118 | 15143088 | 63 | 14.5 | 250 | 7551.7 |  | 35.445 | -118.9854 | 00000
06029 | MID-SET COGENERATION COMPANY | 13847911 |  | 221118 | 1514302592 | 49 | 10.7 | 250 | 3903.9 |  | 35.195 | -119.568 | 93224
06077 | THERMAL ENERGY DEVELOPMENT PARTNERSHIP, LP. | 13860411 |  | 221118 | 3914301026 |  |  | 68 | 83.3 |  | 37.7169 | -121.4785 | 95377
37049 | Craven County Wood Energy | 8505111 |  | 221118 | 3704900158 | 230 | 10.7 | 315 | 4046.4 | 45 | 35.1322 | -77.1678 | 28562
34033 | CARNEYS POINT GENERATING PLANT | 7989011 |  | 221112 | 65498 | 125 | 3 | 350 |  | 50 | 39.6877 | -75.4877 | 08069-2626
09003 | ALGONQUIN POWER WINDSOR LOCKS | 589711 |  | 221112 | T213 P0001 C080 | 177 | 14 | 325 | 747.5 | 4.9 | 41.925 | -72.6266 | 06096-2333
22019 | Agrilectric Power Partners Ltd | 5718311 |  | 221112 | 7835 | 87 | 5 | 243 | 908.3 | 46.3 | 30.2008 | -93.1266 | 70615
42021 | EBENSBURG POWER CO/EBENSBURG COGENERATION PLT | 6594311 |  | 221112 | 420210033 | 250 | 8.5 | 300 | 5478.6 | 96.6 | 40.4645 | -78.746 | 15948
50009 | SRC/Dirigo Paper Companyá | 7727511 |  |  |  | 110 | 5 | 226 |  | 31.6 | 44.4134 | -71.718 | 05904
36049 | BEAVER FALLS GENERATING FACILITY | 8469511 |  | 221112 | 6232000018 | 213 | 11.2 | 200 | 121 | 73 | 43.88 | -75.43 | 13305
36045 | CARTHAGE ENERGY COGEN FACILITY | 8036811 |  | 221112 | 6226000024 | 213 | 10.8 | 200 | 87.7 | 58 | 43.98 | -75.62 | 13619
36067 | WPS SYRACUSE GENERATION LLC | 7435911 |  | 221112 | 7313200035 | 223 | 13.5 | 194 | 142.3 | 60 | 43.06 | -76.22 | 13209
51670 | Hopewell Cogeneration Ltd Partnership | 5883511 |  | 221112 | 50967 | 200 | 15.2 | 260 | 13581.7 | 74.8 | 37.2914 | -77.2819 | 23860
06077 | AIR PRODUCTS MANUFACTURING CORP | 7124711 |  | 221118 | 391430802 | 150 | 8 | 310 | 4183.3 |  | 37.9078 | -121.2698 | 95206
42021 | CAMBRIA COGEN CO/EBENSBURG | 6594511 |  | 221112 | 420210046 | 230 | 7.5 | 380 | 4033.3 | 91.3 | 40.4794 | -78.7019 | 15931-4500
06029 | BEAR MOUNTAIN LIMITED | 458111 |  | 221118 | 1514302049 | 74 | 11 | 280 | 3522.2 |  | 35.4192 | -118.9265 | 93308
06029 | BADGER CREEK LIMITED | 412511 |  | 221118 | 1514301250 | 75 | 12 | 260 | 3761.2 |  | 35.4837 | -119.0299 | 93308
06089 | BURNEY FOREST PRODUCTS | 8411711 |  | 321113 | 45162851 | 125 | 8 | 350 | 1119.1 |  | 40.8725 | -121.6946 | 96013
06063 | COLLINS PINE CO | 3270311 |  | 321113 | 32042215 | 100 | 4 | 250 |  | 30 | 40.3121 | -121.2358 | 96020
48201 | AES DEEPWATER COGENERATION PLANT | 4926311 |  | 221122 | 405 | 475 | 14.7 | 175 |  | 54.2 | 29.717 | -95.2277 | 77001
40079 | COGENERATION PLT | 8148711 |  | 221112 | 11 | 350 | 17 | 350 | 13333.6 | 58.7 | 35.1928 | -94.6469 | 74951
12031 | CEDAR BAY GENERATING COMPANY, L.P. | 922611 |  | 2211 | 0310337 | 403 | 13.3 | 265 | 16733.3 | 120 | 30.4228 | -81.6072 | 32226-6324
42007 | AES BEAVER VALLEY LLC/BEAVER VALLEY LLC | 8141311 |  | 221112 | 420070042 | 200 | 7.8 | 135 | 2540 | 53.2 | 40.6538 | -80.3559 | 15061-2254
24001 | AES Warrior Run | 7717711 |  | 221112 | 001-0203 | 268 | 12.3 | 257 |  | 78 | 39.5964 | -78.7456 | 21502
19127 | IPL - SUTHERLAND GEN STA and Marshalltown CTs | 3779111 |  | 221112 | 64-01-012 | 31 | 9 | 850 | 9729.5 |  | 42.0469 | -92.8627 | 50158
08087 | COLO POWER/BRUSH COGEN/COLO ENERGY MGT | 3936111 |  | 221112 | CO0000000808700 | 41 | 13 | 280 |  | 89.7 | 40.2415 | -103.631 | 80723
27061 | Blandin Paper/Rapids Energy Center | 6169011 |  | 22133 | 2706100001 | 205 | 9 | 475 | 4780.9 |  | 47.2301 | -93.5726 | 55744
36001 | SELKIRK COGENERATION PROJECT | 7801111 |  | 221112 | 4012200078 | 200 | 15 | 72 | 0 | 61.9 | 42.57 | -73.85 | 12158
25013 | MASSPOWER | 5979511 |  | 221112 | 0420007 | 213 | 14.83 | 250 |  | 64.5 | 42.1577 | -72.5223 | 01151-0000
19113 | IPL - PRAIRIE CREEK GENERATING STATION | 3940211 |  | 221112 | 57-01-042 | 327 | 16 | 470 | 5342 |  | 41.9459 | -91.6378 | 52404
48201 | CLEAR LAKE COGENERATION | 6429511 |  | 221122 | 386 | 65 | 15 | 550 |  | 46.6 | 29.6256 | -95.067 | 77507
54061 | MORGANTOWN ENERGY ASSOCIATES | 6773811 |  | 221112 | 0027 | 338 | 8 | 335 | 3980 | 79 | 39.6397 | -79.9606 | 26505
26111 | Midland Cogeneration Venture | 6473711 |  | 221112 | B6527 | 150 | 18 | 234 | 13333.3 | 52.4 | 43.5846 | -84.2259 | 48640
34007 | CAMDEN PLANT HOLDINGS LLC | 5119811 |  | 221112 | 51608 | [5 empty] | 39.9182 | -75.1181 | 08101
08045 | TRI-STATE GENERATION & TRANS./CO GREENHO | 4223411 |  | 221112 | CO0000000804500 | 55 | 11.3 | 190 |  | 34 | 39.5178 | -107.7296 | 81652
32003 | SWG Nevada Holdings LLC | 9399211 |  | 221112 | 0329 | 100 | 9 | 300 |  | 87.8 | 36.2296 | -115.1217 | 89030
06023 | BLUE LAKE POWER | 15664811 |  | 221118 | 120620972 | [5 empty] | 40.8778 | -123.9948 | 95525
23029 | COVANTA - JONESBORO | 5974111 |  | 221117 | 2302900023 | 136 | 9 | 305 | 2389.8 | 37.6 | 44.6752 | -67.5465 | 04648
23019 | COVANTA WEST ENFIELD | 7718411 |  | 221117 | 2301900086 | 136 | 9 | 305 | 2389.8 | 37.6 | 45.2538 | -68.6283 | 04493
06019 | RIO BRAVO FRESNO | 6514911 |  | 221118 | 1014301820 | 147 | 10 | 430 | 0.1 |  | 36.6876 | -119.7268 | 93725
06029 | RIO BRAVO JASMIN | 5815411 |  | 221118 | 1514301751 | 182 | 7.8 | 280 | 1699.4 |  | 35.7472 | -119.0524 | 93308
06029 | RIO BRAVO POSO | 4196911 |  | 221118 | 151430883 | 182.4 | 7.8 | 282 | 1627.8 |  | 35.5474 | -119.0752 | 93308
51670 | Dominion-Hopewell Power Station | 10633611 |  | 221112 | 51019 | 220 | 8 | 155 | 3895 | 77.5 | 37.3006 | -77.2822 | 23860
06061 | RIO BRAVO | 14216111 |  | 221118 | 311623212 | [5 empty] | 38.8326 | -121.3112 | 95648
51031 | Dominion - Altavista Power Station | 4565711 |  | 221112 | 30859 | 220 | 8 | 155 | 3895 | 77.5 | 37.119 | -79.2736 | 24517-1450
51175 | Dominion - Southampton Power Station | 6634511 |  | 221112 | 61093 | 220 | 8 | 198 | 3583.3 | 71.2 | 36.6506 | -76.9968 | 23851
06035 | H.L. POWER COMPANY | 4198711 |  | 221122 | 18081415 | 135 | 10 | 325 | 4750.2 |  | 40.3708 | -120.2673 | 96130
30087 | COLSTRIP ENERGY LTD PARTNERSHIP | 7854911 |  | 221112 | 087-0007 | 200 | 8.25 | 320 | 3950 | 73.6 | 45.9755 | -106.6553 | 59323
19103 | MIDAMERICAN ENERGY CO - CORALVILLE TURBINES | 3925111 |  | 221112 | 52-02-001 |  |  | 1030 | 10833.3 |  | 41.6712 | -91.5645 | 52241
48469 | VICTORIA SITE | 5679711 |  | 325110 | 1 | 75 | 18 | 306 |  | 48 | 28.6728 | -96.9564 | 77901
20055 | SUNFLOWER ELECTRIC POWER CORPORATION | 3167611 |  | 221112 | 0023 | 67 | 2.21 | 425 | 216.5 | 57 | 37.9307 | -100.9726 | 67851
36089 | OGDENSBURG ENERGY FACILITY | 7968011 |  | 221112 | 6401200053 | 175 | 3 | 72 | 0 | 36.6 | 44.72 | -75.44 | 13669
34039 | EF KENILWORTH LLC | 7548611 |  | 221112 | 41741 | 85 | 8 | 950 | 92.5 | 110.3 | 40.6762 | -74.2748 | 07033
19163 | MIDAMERICAN ENERGY CO - RIVERSIDE STATION | 2995011 |  | 221112 |  |  |  | 350 | 22.7 |  | 41.5404 | -90.4478 | 52722
26081 | ADA COGENERATION LIMITED PARTNERSHIP | 4151711 |  | 221112 | N1784 | 70 | 8 | 324 | 1616.7 | 32.2 | 42.9622 | -85.4932 | 49355
19155 | WALTER SCOTT JR ENERGY CTR | 2992611 |  | 221112 | 78-01-026 | 250 | 12 | 320 | 4571.2 |  | 41.1792 | -95.8406 | 51501
26039 | GRAYLING GENERATING STATION LTD PTNR | 4187811 |  | 221118 | N2388 | 220 | 7.83 | 350 | 3477.1 | 72.2 | 44.5983 | -84.6999 | 49738
06113 | WOODLAND BIOMASS POWER LTD | 1978311 |  | 221118 | 571635257 | 9 | 0.7 | 907 | 83.6 |  | 38.6915 | -121.7386 | 95776
06019 | COVANTA MENDOTA, L.P. | 5815911 |  | 221118 | 101430825 |  |  | 68 | 83.3 | 55.8 | 36.7464 | -120.3566 | 93640
33019 | SPRINGFIELD POWER LLC | 7853911 |  | 221118 | 3301900031 | 212 | 6.4 | 342 | 1560 | 48.5 | 43.4417 | -72.0583 | 03284
19153 | MIDAMERICAN ENERGY CO - RIVER HILLS TURBINES | 3163711 |  | 221112 | 77-01-054 |  |  | 950 | 7174.6 |  | 41.5897 | -93.6191 | 50309
06029 | COVANTA DELANO INC | 492611 |  | 221118 | 15143075 | 150 | 7 | 290 | 2.4 |  | 35.7229 | -119.2288 | 93216
27075 | Northshore Mining - Silver Bay | 6319411 |  | 21221 | 2707500003 | 216 | 7.5 | 300 | 3835 |  | 47.2865 | -91.2611 | 55614
06029 | MOJAVE COGENERATION COMPANY | 409411 |  | 221330 | 150512593 | 140 | 11 | 260 | 4342.6 |  | 35.0336 | -117.702 | 93516
41029 | Biomass One, L.P. | 8056211 |  | 221330 | 15-0159 | 100 | 6.3 | 333 | 1558.6 | 50 | 42.436 | -122.85 | 97503
42079 | HAZLETON GEN LLC/HAZLE TWP | 4744211 |  | 221112 | 420790202 | 225 | 13.3 | 307 | 14566.7 | 105 | 40.9281 | -76.0415 | 18202-9790
25025 | MEDICAL AREA TOTAL ENERGY PLANT | 7887011 |  | 221112 | 1191191 | 315 | 9.72 | 390 |  | 58.5 | 42.3369 | -71.1083 | 02215-0000
19193 | MIDAMERICAN ENERGY CO - GEORGE NEAL NORTH | 2943411 |  | 221112 | 97-04-010 | 225 | 9.417 | 320 | 8984.7 |  | 42.3252 | -96.3792 | 51054
19067 | MIDAMERICAN ENERGY CO - MERL PARR TURBINES | 5382011 |  | 221112 | 34-01-023 |  |  | 1010 | 10833.3 |  | 43.052 | -92.6735 | 50616
19057 | IPL - BURLINGTON GENERATING STATION | 5511811 |  | 221112 | 29-01-013 | 306 | 11.75 | 400 | 12443 |  | 40.7411 | -91.1171 | 52601-9015
19007 | IPL - CENTERVILLE COMBUSTION TURBINES AND DIESELS | 5523711 |  | 221112 | 04-01-003 | 55 | 2 | 450 | 109.7 |  | 40.7476 | -92.8728 | 52544
19169 | CITY OF AMES STEAM ELECTRIC PLANT | 12806611 |  | 221112 | 85-01-006-02 | 200 | 8 | 390 | 2888.3 |  | 42.0254 | -93.6078 | 50010
04017 | APS - CHOLLA POWER PLANT | 863011 |  | 221112 | 447 | 550 | 14.7 | 168 |  | 118 | 34.9409 | -110.3004 | 86032
19013 | CEDAR FALLS MUNICIPAL ELECTRIC UTILITY | 12806211 |  | 221112 | 07-02-005-01 | [5 empty] | 42.5279 | -92.4386 | 50613
19181 | INDIANOLA MUNICIPAL UTILITIES | 15474111 |  | 221112 |  | 32 | 1 | 840 | 185 |  | 41.3601 | -93.5625 | 50125
04013 | Ocotillo Power Plant | 547311 |  | 221112 | 52382 | 178 | 8.5 | 274 | 3217.1 | 55.6 | 33.4249 | -111.9118 | 85281
19139 | MUSCATINE POWER & WATER | 7892811 |  | 221112 | 70-01-011 | 220 | 8.858 | 350 | 1655.7 |  | 41.3933 | -91.056 | 52761
04013 | APS WEST PHOENIX POWER PLANT | 1139111 |  | 221112 | 3313 | 54 | 15.4 | 342 | 13141.4 | 70.4 | 33.4425 | -112.1591 | 85043
04021 | APS Saguaro Power Plant | 998011 |  | 221112 | EGU0048 | 37 | 24.4 | 846 |  | 108 | 32.5517 | -111.3 | 85145
04027 | APS - YUCCA POWER PLANT | 1013411 |  | 221112 | 9955 |  |  | 300 | 3496.5 | 40.4 | 32.7214 | -114.7097 | 85364
19175 | CENTRAL IOWA POWER COOP - SUMMIT LAKE | 3731711 |  | 221112 |  | 57 | 1.5 | 300 | 88.3 |  | 41.1134 | -94.3475 | 50801
19041 | CORN BELT POWER - WISDOM GENERATING STATION | 5509511 |  | 221112 | 21-01-003 | 148 | 8.333 | 335 | 2950 |  | 43.16 | -95.2568 | 51301
20193 | MIDWEST ENERGY, INC. | 9615511 |  | 221112 | 0001 |  |  | 650 | 6353 | 61.9 | 39.4005 | -101.0363 | 67701
20175 | MID-KANSAS ELECTRIC COMPANY LLC | 3772011 |  | 221112 | 0001 | 93 | 8 | 955 | 2741.7 | 55 | 37.1589 | -100.7625 | 67901
20057 | MID-KANSAS ELECTRIC COMPANY LLC | 3822711 |  | 221112 | 0001 | 149 | 10.72 | 302 | 8213.4 | 91 | 37.7328 | -99.95 | 67801
20009 | MID-KANSAS ELECTRIC COMPANY LLC | 3773211 |  | 221112 | 0002 | 146 | 6.5 | 290 | 3050 | 93 | 38.4053 | -98.8694 | 67530-0170
20021 | EMPIRE DISTRICT ELECTRIC COMPANY (THE) | 3878111 |  | 221112 | 0002 | 35 | 7.5 | 600 | 6250 | 80 | 37.0717 | -94.6986 | 66770
20173 | WESTAR ENERGY, INC. | 5603211 |  | 221112 | 0012 | 197 | 13 | 300 | 7465.4 | 61 | 37.7906 | -97.5214 | 67030
20107 | KANSAS CITY POWER & LIGHT CO. | 5367811 |  | 221112 | 0005 | 700 | 23 | 127 | 38508.5 | 93 | 38.3492 | -94.6456 | 66040
20173 | Murray Gill Energy Center | 5603311 |  | 221112 | 0014 | 150 | 17 | 352 | 11349 | 50 | 37.595 | -97.4136 | 67215
20155 | WESTAR ENERGY, INC. | 5500911 |  | 221112 | 0033 | 149 | 8 | 313 | 2800 | 56 | 38.0864 | -97.8767 | 67502
20045 | WESTAR ENERGY, INC. | 4827111 |  | 221112 | 0014 | 139 | 8.99 | 321 | 3427.7 | 54 | 39.0081 | -95.2695 | 66044
20177 | WESTAR ENERGY, INC. | 3823011 |  | 221112 | 0030 | 211 | 11.5 | 278 | 8689.1 | 84 | 39.0514 | -95.5667 | 66542
20077 | ANTHONY MUNICIPAL POWER PLANT | 2975211 |  | 221112 | 0002 | 35 | 2.46 | 850 | 38 | 8 | 37.1242 | -98.0453 | 67003
04019 | Irvington | 977911 |  | 2211 |  | 130 | 10.5 | 260 | 2523 | 29 | 32.1597 | -110.9051 | 85714
20015 | AUGUSTA MUNICIPAL POWER PLANT (#1) | 3670411 |  | 221112 | 0009 | 35 | 1.16 | 840 | 176.2 | 167 | 37.6786 | -96.9719 | 67010
20123 | BELOIT MUNICIPAL POWER PLANT | 4527711 |  | 221112 | 0012 | 33 | 2 | 601 | 79.8 | 51 | 39.4578 | -98.1128 | 67420
20133 | CITY OF CHANUTE ELEC. DEPT., PLANT #2 | 5414711 |  | 221112 | 0030 | 49 | 12.49 | 950 | 35855.8 | 203 | 37.695 | -95.4578 | 66720
48487 | OKLAUNION POWER STATION | 7927311 |  | 221122 | 10 | 452 | 23 | 120 |  | 96.6 | 34.0826 | -99.1757 | 76373
20027 | CLAY CENTER PUBLIC UTILITIES | 4499711 |  | 221112 | 0007 | [5 empty] | 39.3772 | -97.1275 | 67432
20125 | COFFEYVILLE MUNICIPAL LIGHT & POWER | 2964211 |  | 221112 | 0002 | 175 | 8.37 | 350 | 1926.6 | 35 | 37.0369 | -95.6131 | 67337
20209 | BOARD OF PUBLIC UTILITIES - QUINDARO | 4627911 |  | 221112 | 0048 | 350 | 8.33 | 330 | 4709.8 | 86 | 39.1481 | -94.6414 | 66104
20095 | KINGMAN MUNICIPAL POWER PLANT | 4878111 |  | 221112 | 0004 | 30 | 2 | 760 | 367.7 | 117 | 37.6439 | -98.1178 | 67068
45015 | SANTEE COOPER CROSS GENERATING STATION | 4120411 |  | 221112 | 0420-0030 | 600 | 22 | 150 | 32311.4 | 85 | 33.3694 | -80.1132 | 29468
20113 | MCPHERSON BOARD OF PUBLIC UTILITIES | 5380211 |  | 221112 | 0014 | 35 | 16 | 980 | 89075 | 443 | 38.3619 | -97.6833 | 67460
20059 | OTTAWA MUNICIPAL POWER PLANT | 3734911 |  | 221112 | 0006 | 50 | 1.3 | 750 | 368.7 | 140 | 38.6153 | -95.2817 | 66067
20167 | RUSSELL MUNICIPAL POWER PLANT | 3105611 |  | 221112 | 0005 | [5 empty] | 38.8933 | -98.8578 | 67665
20191 | WELLINGTON MUNICIPAL POWER PLANT | 5444311 |  | 221112 | 0019 | 69 | 6 | 250 | 1118.3 | 40 | 37.2611 | -97.4056 | 67152
20055 | SUNFLOWER ELECTRIC POWER CORPORATION | 3167811 |  | 221112 | 0026 | 124 | 10 | 253 | 4439 | 57 | 37.9692 | -100.8942 | 67846
21127 | Kentucky Power Co-Big Sandy Plant | 6019011 |  | 221112 | 2112700003 | 826 | 28.2 | 316 | 62882.5 | 98 | 38.1714 | -82.6178 | 41230
21167 | KY Utilities Co - Brown Station | 5933111 |  | 221112 | 2116700001 | 561 | 26.7 | 129 | 43738.4 | 78.1 | 37.7889 | -84.7139 | 40330
21041 | KY Utilities Co - Ghent Station | 5198511 |  | 221121 | 2104100010 | 592.5 | 26.5 | 129 | 26391.5 | 47.9 | 38.7497 | -85.035 | 41045
12107 | SEMINOLE ELECTRIC COOPERATIVE, INC. | 2474411 |  | 2211 | 1070025 | 675 | 36 | 128 | 26666.7 | 26 | 29.7337 | -81.6327 | 32177-8647
21111 | Louisville Gas & Electric Co., Cane Run Station | 5702411 |  | 221122 | 0126 |  |  | 303 | 15176.1 | 65.3 | 38.1828 | -85.8894 | 40216-1198
21111 | Louisville Gas & Electric Co., Mill Creek Station | 7353711 |  | 221122 | 0127 | 107 | 1 | 68 | 2000 |  | 38.0531 | -85.91 | 40272-1099
21111 | Louisville Gas & Electric Co., Paddy's Run Station | 5702311 |  | 221122 | 0125 | 23 | 0.5 | 1020 | 35 |  | 38.221 | -85.8461 | 40211-2129
21111 | Louisville Gas & Electric Co., Zorn Station | 6606011 |  | 221122 | 1248 | 39 | 11.83 | 1000 | 9192 |  | 38.2801 | -85.7023 | 40207
21059 | Owensboro Municipal Utilities - Elmer Smith Station | 5891711 |  | 221112 | 2105900027 | 420 | 24 | 120 | 26354.2 | 13.5 | 37.7951 | -87.0607 | 42302
21177 | Tennessee Valley Authority - Paradise Fossil Plant | 5196711 |  | 221112 | 2117700006 | 600 | 26 | 125 | 38533.3 | 72.6 | 37.2592 | -86.9781 | 42337
21145 | Tennessee Valley Authority (TVA) - Shawnee Fossil Plant | 6037011 |  | 221112 | 2114500006 | 797 | 27.9 | 307 | 50532.6 | 82.7 | 37.1519 | -88.7773 | 42086
21091 | Big Rivers Electric Corp - Coleman Station | 5343711 |  | 221112 | 2109100003 | 350 | 14 | 300 | 9045.4 | 58.8 | 37.9628 | -86.7917 | 42348
21233 | Big Rivers Electric Corp - Reid HMP&L Station 2 | 6067211 |  | 221121 | 2123300001 | 350 | 15 | 134 | 8696.6 | 49.2 | 37.6457 | -87.5034 | 42452
21199 | East KY Power Coop - Cooper Station | 5787711 |  | 221112 | 2119900005 | 260 | 17.8 | 320 | 6883.3 | 27.7 | 36.9987 | -84.5913 | 42501
22033 | Entergy Gulf States LA LLC - Louisiana Station Electrical Generating Plant | 5160611 |  | 221112 | 1186 | 151 | 11 | 280 | 4031.7 | 42.4 | 30.4901 | -91.1871 | 70805
22019 | Entergy Gulf States LA LLC - Nelson Industrial Steam Co (NISCO) | 7380711 |  | 221112 | 9142 | 425 | 9 | 270 | 5875 | 92.4 | 30.2841 | -93.2911 | 70669
22019 | Entergy Gulf States LA LLC - Nelson Electric Generating Plant | 8361211 |  | 221112 | 19588 | 196 | 10 | 301 | 3925 | 50 | 30.2852 | -93.2886 | 70669
22047 | Entergy Gulf States LA LLC - Willow Glen Plant | 5504511 |  | 221112 | 2625 | 196 | 10.5 | 300 | 68.1 | 5.2 | 30.2736 | -91.1173 | 70776
22039 | CLECO - Coughlin Power Station | 7355011 |  | 221112 |  | 13 | 0.4 | 1044 | 13.2 | 96.6 | 30.8427 | -92.2606 | 71367
22101 | CLECO Power LLC - Teche Power Station | 7204011 |  | 221112 | 2432 | 76.6 | 5.7 | 350 | 1823.6 | 70.2 | 29.8233 | -91.5417 | 70514
22089 | Entergy Louisiana LLC - Little Gypsy Generating Plant | 5609111 |  | 221112 | 687 | 162 | 10.5 | 250 | 5430 | 62.7 | 30.0048 | -90.4619 | 70068
22051 | Entergy Louisiana LLC - Ninemile Point Plant | 5521211 |  | 221112 | 2841 | 170 | 9.5 | 274 | 3503.4 | 49.5 | 29.9483 | -90.1477 | 70094
22073 | Entergy Louisiana LLC - Sterlington Generating Plant | 7432611 |  | 221112 | 19483 | 35 | 14.1 | 990 | 160.5 | 138.9 | 32.7044 | -92.0792 | 71280
22071 | Entergy New Orleans Inc - Michoud Plant | 7448111 |  | 221112 | 32494 | 186 | 10 | 237 | 5093 | 64.5 | 30.0081 | -89.9375 | 70129
04013 | SRP Agua Fria Generating Station | 1139311 |  | 221112 | 3316 | 125 | 8 | 300 | 2513.2 | 50 | 33.5559 | -112.216 | 85303
22017 | SWEPCO - Arsenal Hill/J Lamar Stall Power Plant | 6116111 |  | 221112 | 1060 | 155 | 8.3 | 297 | 5300 | 49 | 32.5169 | -93.7613 | 71101
22017 | Southwestern Electric Power Co (SWEPCO) - Lieberman Power Plant | 7928011 |  | 221112 | 584 | 140 | 12.4 | 310 | 5915.2 | 48.9 | 32.7024 | -93.9613 | 71060
22109 | Terrebonne Parish Consolidated Government - Houma Municipal Power | 5192511 |  | 221112 | 8838 | 62 | 7 | 350 | 2387.9 | 62 | 29.5806 | -90.7218 | 70361
22055 | Louis ''Doc'' Bonin Electric Generating Station | 6128911 |  | 221112 | 31135 | 80 | 8 | 290 | 2933.3 | 58.4 | 30.2372 | -92.0461 | 70506
22101 | Joseph J Cefalu Sr Municipal Steam Plant | 5060411 |  | 221112 | 26326 | 38 | 2.5 | 400 | 2.1 | 10 | 29.6917 | -91.1893 | 70380
22047 | Louisiana Energy & Power Authority (LEPA) - Plaquemine Steam Electric Power Plan | 7449911 |  | 221112 | 26034 | 65 | 6 | 746 | 1535.8 | 54.3 | 30.2736 | -91.2556 | 70764
22077 | Louisiana Generating LLC - Big Cajun 1 Power Plant (Steam) | 5931611 |  | 221112 | 11917 | 184.5 | 10.8 | 310 | 5833.3 | 63 | 30.6722 | -91.355 | 70749
23009 | BANGOR HYDRO-ELECTRIC CO - BAR HARBOR | 5690511 |  | 221122 | 2300900031 | 28.4 | 2.3 | 660 | 345 | 77.9 | 44.3681 | -68.4933 | 04609
04013 | SRP Kyrene Generating Station | 1139411 |  | 221112 | 3317 | 32 | 18.9 | 1010 | 41426.3 | 147.4 | 33.3565 | -111.9363 | 85283
23005 | FPL ENERGY CAPE LLC | 5824011 |  | 221112 | 2300500194 | 28.2 | 0.6 | 850 |  | 83.4 | 43.6426 | -70.2537 | 04106
23005 | FPL ENERGY WYMAN LLC | 5823511 |  | 221112 | 2300500135 | 320 | 7.7 | 350 | 7695.2 | 163.1 | 43.7506 | -70.1558 | 04096-5314
06099 | MODESTO IRRIGATION DISTRICT | 3945911 |  | 221118 | 5014302052 | 110 | 16 | 810 | 18350 |  | 37.6365 | -120.9282 | 95352
23003 | ALGONQUIN NORTHERN MAINE GEN CO - CARIBOU | 5660411 |  | 221112 | 2300300001 | 50.5 | 2.5 | 550 | 481.7 | 100 | 46.8481 | -68.0027 | 04736-1666
24005 | C.P. Crane LLC | 5155011 |  | 221112 | 005-0079 | 353 | 10.9 | 320 |  | 100 | 39.3236 | -76.3652 | 21220
24510 | Constellaton Power - Gould Street Station | 8240111 |  | 221112 | 510-0007 | 238 | 10.6 | 430 |  | 102 | 39.2665 | -76.6042 | 21230
24003 | Raven Power Fort Smallwood LLC | 6084311 |  | 221112 | 003-0468 | 346 | 13.5 | 315 |  | 107 | 39.1776 | -76.5276 | 21226
24005 | Constellation - Notch Cliff | 5154811 |  | 221112 | 005-0076 | [5 empty] | 39.4217 | -76.5089 | 21057
24025 | Constellation Power - Perryman Power Plant | 6131311 |  | 221112 | 025-0024 | 51 | 22.3 | 860 |  | 57 | 39.4422 | -76.2208 | 21001
24510 | Constellation Energy Group - Philadelphia Road | 6435511 |  | 221112 | 510-0265 | 47 | 13.5 | 1000 |  | 48 | 39.2983 | -76.5636 | 21205
24005 | Constellation - Riverside | 5154911 |  | 221112 | 005-0078 | 43 | 15.2 | 906 |  | 56 | 39.2375 | -76.5139 | 21222
24510 | Constellation Energy Group - Westport | 6572611 |  | 221112 | 510-0006 | 86 | 12 | 780 |  | 117 | 39.2661 | -76.6297 | 21230
24019 | NRG Indian River Operations, Inc. | 7945511 |  | 22111 | 019-0013 | 160 | 12.5 | 625 |  | 92 | 38.4878 | -75.8208 | 21869
24033 | GenOn Energy, Inc.-Chalk Point | 6011911 |  | 221112 | 033-0014 | 709 | 31.5 | 289 |  | 56 | 38.5444 | -76.6861 | 20608
24031 | GenOn Energy, Inc.-Dickerson | 5998011 |  | 221112 | 031-0019 | 703 | 25 | 181 |  | 61 | 39.2073 | -77.4648 | 20842
24017 | GenOn Energy, Inc.-Morgantown | 6011511 |  | 221112 | 017-0014 | 700 | 19.3 | 270 |  | 100 | 38.3592 | -76.9767 | 20664
25025 | MYSTIC STATION | 7240911 |  | 221112 | 1190128 | 500 | 12 | 680 |  | 85 | 42.3905 | -71.0673 | 02129-0000
25021 | EXELON WEST MEDWAY LLC | 5851311 |  | 221112 | 1200133 | 65 | 12 | 900 |  | 34 | 42.1396 | -71.4478 | 02053-0000
25017 | NRG KENDALL LLC | 5646011 |  | 221112 |  | 175 | 9.6 | 370 |  | 31 | 42.3635 | -71.0797 | 02142-0000
25001 | NRG CANAL LLC | 7718511 |  | 221112 | 1200054 | 498 | 18 | 312 |  | 73 | 41.7698 | -70.5091 | 02563-0000
04003 | AEPCO - APACHE GENERATING STATION | 862811 |  | 221112 | 3532 | 400 | 16.6 | 181 | 11059.3 | 51.1 | 32.0619 | -109.8948 | 85606
25005 | BRAYTON POINT ENERGY LLC | 5058411 |  | 221112 | 1200061 | 352.8 | 14.5 | 230 |  | 67.1 | 41.71 | -71.1924 | 02726-0000
25003 | ESSENTIAL POWER MASS LLC DOREEN ST STA | 5175811 |  | 221112 | 1170167 | 30 | 11 | 740 |  | 80 | 42.4431 | -73.2057 | 01201-0000
25013 | ESSENTIAL POWER MASSACHUSETTS LLC | 6028411 |  | 221112 | 0420117 | 223 | 13 | 325 |  | 43 | 42.0957 | -72.5962 | 01089-0000
25003 | ESSENTIAL POWER MASS LLC WOODLAND RD STA | 5175711 |  | 221112 | 1170166 | 30 | 11 | 740 |  | 80 | 42.3362 | -73.2346 | 01238-0000
40097 | CHOUTEAU COAL FIRED COMPLEX | 8522311 |  | 221112 | 799 | 505 | 20 | 306 | 32427.6 | 106.1 | 36.1891 | -95.2894 | 74337
25021 | BRAINTREE ELECTRIC | 6569511 |  | 221112 | 1190491 | 130 | 17 | 375 |  | 49 | 42.2349 | -70.9674 | 02184-0000
05119 | ENTERGY ARKANSAS INC - LYNCH PLANT | 1102311 |  | 221112 | 0511900087 | 147 | 10.4 | 350 | 3652.8 | 43 | 34.755 | -92.1983 | 72117-0218
25009 | IPSWICH MUNICIPAL LIGHT | 6521911 |  | 221112 | 1190766 | 60 | 1.9 | 600 |  | 80 | 42.6981 | -70.8703 | 01938-0000
25009 | PEABODY MUNICIPAL LIGHT PLANT | 5090111 |  | 221112 | 1190015 | 31 | 12.17 | 820 |  | 100 | 42.5411 | -70.9266 | 01960-0000
25005 | TAUNTON MUNICIPAL LIGHT PLANT | 5058811 |  | 221112 | 1200067 | 187 | 6.8 | 275 |  | 42.7 | 41.8652 | -71.106 | 02780-0000
05073 | ENTERGY ARK INC-HARVEY COUCH PLANT | 236911 |  | 221112 | 0507300004 | 147 | 10.4 | 350 | 3652.8 | 43 | 33.3611 | -93.4658 | 71860
26077 | Consumers Energy Morrow Combustion Turbine Plant | 5619811 |  | 221112 | N6252 | 20 | 8 | 950 | 7166.7 | 142.5 | 42.2784 | -85.4929 | 49041
05059 | Lake Catherine | 658911 |  | 221112 | 505900011 | 175 | 12.5 | 272 | 5982.9 | 48.8 | 34.4356 | -92.905 | 72104
26017 | Consumers Energy Karn-Weadock Facility | 8172811 |  | 221112 | B2840 | 350 | 18 | 310 | 14271.9 | 56.1 | 43.64 | -83.84 | 48732
26137 | Wolverine Power, Gaylord Generating Station | 8062511 |  | 221112 | N6833 | 45 | 12.85 | 900 | 9933.3 | 76.6 | 45.0045 | -84.7253 | 49735
05119 | ENTERGY ARK-MABELVALE | 863611 |  | 221112 | 0511900090 | 27 | 10.2 | 975 | 2230.8 | 27.3 | 34.6375 | -92.41 | 72103-0218
26139 | J. H. Campbell Plant | 8125511 |  | 221112 | B2835 | 400 | 19 | 278 | 36006.7 | 127 | 42.9103 | -86.2032 | 49460
26049 | Consumers Energy Thetford Combustion Turbine Plant | 6620111 |  | 221112 | B2918 | 51 | 13.7 | 850 | 15500 | 105.1 | 43.1529 | -83.6198 | 48458
26115 | J.R. WHITING CO | 7285811 |  | 221112 | B2846 | 16 | 11.98 | 850 | 7666.7 | 68 | 41.7931 | -83.4509 | 48133
26163 | DTE - Electric Company DELRAY POWER PLANT | 7306011 |  | 221112 | B2798 |  |  | 72 |  |  | 42.2953 | -83.1028 | 48217
26125 | DTE - Electric Company Hancock Peaker Station | 6093411 |  | 221112 |  |  |  | 72 |  |  | 42.5489 | -83.4432 | 48390
26115 | DTE - Electric Company MONROE POWER | 7888311 |  | 221112 | B2816 | 805 | 28 | 270 | 78833.3 | 128 | 41.8915 | -83.345 | 48161
26099 | DTE - Electric Company NORTHEAST STATION | 5689511 |  | 221112 | B2808 |  |  | 72 |  |  | 42.4506 | -83.0383 | 48091
26163 | DTE - Electric Company RIVER ROUGE | 8229311 |  | 221112 | B2810 | 385 | 12.25 | 280 | 14963.3 | 127 | 42.2739 | -83.112 | 48218
26147 | ST. CLAIR / BELLE RIVER POWER PLANT | 7239111 |  | 221112 | B2796 | 599 | 13.33 | 330 | 12533.3 | 89.8 | 42.7748 | -82.4945 | 48054
26163 | DTE - Electric Company TRENTON CHANNEL | 7422511 |  | 221112 | B2811 | 125 | 3 | 72 |  | 50 | 42.1237 | -83.1812 | 48183
26103 | WISCONSIN ELECTRIC POWER COMPANY | 7778411 |  | 221112 | B4261 | 400 | 9 | 336 | 2403.3 | 37.8 | 46.5809 | -87.3952 | 49855
26041 | ESCANABA POWER PLANT | 7396111 |  | 221112 | B1573 |  |  | 72 |  |  | 45.772 | -87.065 | 49829
26013 | L'ANSE WARDEN ELECTRIC COMPANY LLC | 4994411 |  | 221118 | B4260 | 148 | 7.5 | 350 | 1833.3 | 41.5 | 46.7513 | -88.4498 | 49946
26091 | CLINTON VILLAGE OF | 5821211 |  | 221112 | B6508 |  |  | 72 |  |  | 42.0701 | -83.9768 | 49236
26023 | COLDWATER BOARD OF PUBLIC UTILITIES | 5802611 |  | 221122 | B1525 | 18 | 2.67 | 800 | 458.3 | 81.9 | 41.9339 | -84.9953 | 49036
26163 | DETROIT PUBLIC LIGHTING DEPARTMENT | 8522911 |  | 221112 | B2185 | 249 | 7.5 | 280 | 2777.8 | 62.9 | 42.3042 | -83.0897 | 48209
26139 | J.B. Sims Generating Station | 6336811 |  | 221112 | B1976 | 360 | 8.5 | 160 | 8333.3 | 146.9 | 43.0706 | -86.2342 | 49417
26139 | Diesel Plant | 7087311 |  | 221112 | N6524 | 65 | 3.18 | 450 | 721.7 | 90.9 | 43.0577 | -86.2368 | 49417
26059 | HILLSDALE CITY OF PUBLIC UTILITIES | 6056111 |  | 221112 | B7536 | 54 | 2 | 425 | 1038.7 | 330.6 | 41.9072 | -84.6168 | 49242
26139 | Holland BPW, Generating Station & WWTP | 8129311 |  | 221112 | B2357 | 200 | 6.83 | 320 | 1295 | 35.3 | 42.7954 | -86.1194 | 49423
26065 | LBWL, Eckert, Moores Park & REO Cogeneration | 5985211 |  | 221112 | B2647 | 619 | 8 | 350 | 7166.7 | 142.6 | 42.7185 | -84.5577 | 48901
26045 | LBWL, Erickson Station | 4174811 |  | 221112 | B4001 | 475 | 17 | 335 | 13750 | 60.6 | 42.6932 | -84.6573 | 48917
26103 | MARQUETTE BOARD OF LIGHT & POWER | 7779711 |  | 221112 |  | 350 | 9 | 210 | 3400 | 53.4 | 46.5319 | -87.3925 | 49855
26025 | Marshall City, Electric Powerplant | 6416311 |  | 221112 |  |  |  | 72 |  |  | 42.2631 | -84.9559 | 49068
26149 | Sturgis Municipal Power Plant | 6356811 |  | 221112 | B7287 |  |  | 72 |  |  | 41.7989 | -85.4258 | 49091
26163 | WYANDOTTE DEPT MUNI POWER PLANT | 7902611 |  | 221112 | B2132 | 180 | 8.5 | 325 | 485.8 | 8.6 | 42.2083 | -83.1455 | 48192
26139 | ZEELAND BOARD OF PUBLIC WORKS | 6348411 |  | 221112 |  | 48 | 2.67 | 1100 | 1525 | 272.4 | 42.8149 | -86.0078 | 49464
26031 | Wolverine Power, Tower Power Plant | 4184811 |  | 221112 | N6171 |  |  | 72 |  |  | 45.3628 | -84.2944 | 49792
26063 | THUMB ELECTRIC COOPERATIVE | 5984511 |  | 221112 | N3517 | 35 | 1.667 | 690 | 419.5 | 192.3 | 43.7897 | -83.0083 | 48475
26133 | Wolverine Power Supply - Hersey | 7824811 |  | 221112 | N5760 | 45 | 11.67 | 928 | 6928.3 | 64.8 | 43.84 | -85.4264 | 49639
26005 | Vandyke Generating Plant | 5749211 |  | 221112 | B5421 | 85 | 10.1 | 302 | 2371.6 | 29.6 | 42.7313 | -85.8542 | 49323
26117 | Wolverine Power, Vestaburg Power Plant | 5215711 |  | 221112 | N6249 |  |  | 72 |  |  | 43.4013 | -84.9141 | 48891
27091 | Interstate Power & Light - Fox Lake | 7122011 |  | 221112 | 2709100007 | 142 | 8 | 324 | 4742.9 |  | 43.673 | -94.7074 | 56171
27137 | Minnesota Power - Laskin Energy Center | 6941511 |  | 221112 | 2713700013 | 300 | 10.5 | 136 | 4111.4 |  | 47.53 | -92.1619 | 55750
27061 | Minnesota Power Inc - Boswell Energy Ctr | 6173211 |  | 221112 | 2706100004 | 700 | 29 | 175 | 33783.3 |  | 47.2632 | -93.6523 | 55721
27137 | Minnesota Power Inc - Hibbard Renewable Energy Ctr | 7838011 |  | 221112 | 2713700015 | 331 | 14 | 378 | 13393.7 |  | 46.7355 | -92.1523 | 55807
27037 | Xcel Energy - Black Dog | 6275411 |  | 221112 | 2703700003 | 230 | 18 | 181 | 17736.5 |  | 44.8121 | -93.248 | 55337
27009 | Xcel Energy - Granite City Generating | 6190211 |  | 221112 | 2700900021 | 33 | 7.4 | 930 | 7083.3 |  | 45.5772 | -94.1469 | 56304
27123 | Xcel Energy - High Bridge Combined Cycle Plant | 7488611 |  | 221112 | 2712300012 | 150 | 19 | 200 | 19296.7 |  | 44.9367 | -93.1066 | 55102
27037 | Xcel Energy - Inver Hills Generating Plt | 6276011 |  | 221112 | 2703700015 | 32 | 7.5 | 1050 | 22329.2 |  | 44.7802 | -93.0409 | 55077
27013 | Xcel Energy - Key City/Wilmarth | 7623111 |  | 22111 | 2701300015 | 33 | 11.5 | 980 | 7083.3 |  | 44.1964 | -94.0068 | 56001
27163 | Xcel Energy - Allen S King Generating | 6772111 |  | 221112 | 2716300005 | 785 | 18.5 | 169 | 25674.2 |  | 45.0294 | -92.7788 | 55003
27053 | Xcel Energy - Riverside Generating Plant | 6393811 |  | 221112 | 2705300015 | 164.6 | 19 | 650 | 18333.3 |  | 45.0284 | -93.2775 | 55418
27165 | Saint James Diesel Generating Plant | 6136011 |  | 221121 | 2716500025 | 40.4 | 1.5 | 836 | 253.1 |  | 43.986 | -94.624 | 56081
27111 | Otter Tail Power Co - Hoot Lake Plant | 7072311 |  | 221112 | 2711100002 | 225 | 13.4 | 330 | 12900 |  | 46.2898 | -96.04 | 56537
27105 | Adrian Public Utilities | 9497611 |  | 221121 | 2710500046 | 28.3 | 1.3 | 627 | 92.2 |  | 43.6375 | -95.9332 | 56110
27151 | Benson Municipal Utilities | 7151411 |  | 221121 | 2715100006 | 45 | 1.3 | 901 | 241.8 |  | 45.3142 | -95.6031 | 56215
27091 | Fairmont Power Plant | 7122211 |  | 221121 |  | 30 | 1 | 77 | 1.5 |  | 43.6588 | -94.4578 | 56031
27137 | Hibbing Public Utilities Commission | 6236711 |  | 221122 | 2713700027 | 155 | 10.5 | 359 | 3638.3 |  | 47.4295 | -92.935 | 55746
27065 | Mora Municipal Utilities | 6450611 |  | 221121 |  | 29.6 | 1.6 | 679 | 140.1 |  | 45.8771 | -93.2954 | 55051
27015 | New Ulm Public Utilities-Municipal Power | 7011011 |  | 221118 | 2701500010 | 120 | 5.3 | 325 | 1300 |  | 44.3156 | -94.4573 | 56073
05047 | Thomas Fitzhugh | 1117411 |  | 221112 | 504700012 | 32 | 10 | 98 | 3502.8 | 44.6 | 35.4603 | -93.8022 | 72949
27137 | Virginia Department of Public Utilities | 6236811 |  | 221121 | 2713700028 | 150 | 6 | 314 | 1467.7 |  | 47.5183 | -92.5329 | 55792
05147 | AECC-CARL E BAILEY GENERATING STATION | 1050611 |  | 221112 | 0514700024 | 167 | 9.8 | 340 | 6939.5 | 92 | 35.2614 | -91.3639 | 72006
27067 | Willmar Municipal Utilities | 6454411 |  | 221122 | 2706700005 | 100 | 4 | 525 | 538 |  | 45.1215 | -95.0524 | 56201
27105 | Worthington Diesel Generating Plant | 7148211 |  | 22111 | 2710500054 | 44 | 1.5 | 836 | 253.1 |  | 43.6334 | -95.6113 | 56187
05103 | JOHN L MCCLELLAN GENERATING STA-CAMDEN | 976411 |  | 221112 | 0510300055 | 160 | 10.8 | 340 | 8428 | 92 | 33.5664 | -92.7919 | 71701
27059 | Great River Energy - Cambridge | 6167711 |  | 221122 | 2705900014 | 35 | 12.8 | 842 | 9378.1 |  | 45.6004 | -93.2068 | 55008
27141 | Great River Energy - Energy Recovery Project | 8162511 |  | 562213 | 2714100003 | 90 | 23.3 | 997 | 28333.3 |  | 45.2967 | -93.5553 | 55330
27171 | Great River Energy - Maple Lake | 7019511 |  | 221122 | 2717100020 | 35 | 12.8 | 842 | 9378.1 |  | 45.2291 | -94.0096 | 55358
28059 | Mississippi Power Company, Chevron Cogenerating Plant | 6970611 |  | 22111 | 2805900048 | 39 | 10.1 | 425 | 2322.3 | 29 | 30.34 | -88.4909 | 39581
28075 | Mississippi Power Company, Plant Sweatt | 7155511 |  | 221112 | 2807500032 | 168 | 15 | 376 | 5793.3 | 32.8 | 32.2933 | -88.7458 | 39307
28047 | Mississippi Power Company, Plant Jack Watson | 6788111 |  | 221112 | 2804700055 | 350 | 16.2 | 287 | 12752.4 | 61.9 | 30.4392 | -89.0264 | 39502
28149 | Entergy Mississippi Inc, Baxter Wilson Plant | 8233711 |  | 221112 | 2814900027 | 490 | 19 | 225 | 22390.3 | 79 | 32.2836 | -90.9302 | 39180
28049 | Entergy Mississippi Inc, Rex Brown Plant | 6802311 |  | 221112 | 2804900112 | 150 | 11.7 | 263 | 4882.1 | 45.2 | 32.3561 | -90.2131 | 39213
28027 | Clarksdale Public Utilities, Lewis L Wilkins Generating Station | 7167411 |  | 33361 | 2802700063 | 78 | 9.5 | 973 | 7297.2 | 102.9 | 34.1836 | -90.5631 | 38614
28083 | Greenwood Utilities, Henderson Station | 8231311 |  | 22111 | 2808300048 | 187 | 9 | 330 | 2093.2 | 32.9 | 33.5169 | -90.206 | 38930
28163 | Yazoo City Public Service Commission | 6314111 |  | 221112 | 2816300005 | 70 | 9.5 | 973 | 7297.2 | 102.9 | 32.8456 | -90.4189 | 39194
28039 | South Mississippi Electric Power Association, Benndale Peaking Station | 7490811 |  | 221112 | 2803900014 | 31 | 11 | 1015 | 2388.5 | 25.1 | 30.8886 | -88.8058 | 39458
12031 | JEA | 640211 |  | 2211 | 0310045 | 640 | 22.3 | 156 | 30000 | 76.8 | 30.4308 | -81.5509 | 32226-3033
28067 | South Mississippi Electric Power Association, Moselle Plant | 7139511 |  | 221112 | 2806700035 | 100 | 9 | 240 | 2098.3 | 33 | 31.5284 | -89.3022 | 39459
28061 | South Mississippi Electric Power Association, Pauling Peaking Station | 6252611 |  | 221112 | 2806100024 | 32 | 12.4 | 1015 | 2986.1 | 24.9 | 32.0297 | -89.0856 | 39348
29095 | KANSAS CITY POWER AND LIGHT CO-HAWTHORN STATION | 7663711 |  | 221112 | 0022 | 602 | 20.34 | 283 | 40000 | 123.1 | 39.1317 | -94.4739 | 64120
29083 | KANSAS CITY POWER & LIGHT CO-MONTROSE GENERATING STATION | 7529611 |  | 221112 | 0001 | 450 | 16.7 | 299 |  | 114.5 | 38.313 | -93.933 | 64735
29095 | KANSAS CITY POWER AND LIGHT CO-NORTHEAST STATION | 7663811 |  | 221112 | 0023 | 38 | 23.5 | 960 | 17816.7 | 41.1 | 39.125 | -94.5592 | 64120
29051 | AMEREN MISSOURI-FAIRGROUNDS COMBUSTION TURBINE | 7543511 |  | 221112 | 0049 | 32 | 15 | 1050 | 18269.1 | 103.8 | 38.5934 | -92.2203 | 65101
29001 | AMEREN MISSOURI-KIRKSVILLE COMBUSTION TURBINE | 6996211 |  | 221112 | 0006 | 29 | 9.4 | 900 | 6565.9 | 73.6 | 40.2242 | -92.5844 | 63501
29037 | KANSAS CITY POWER AND LIGHT CO-RALPH GREEN GENERATING PLANT | 7357911 |  | 221112 | 0003 | 52 | 13.25 | 1005 | 24909.2 | 160 | 38.787 | -94.2767 | 64080
29095 | KCP&L GMO-SIBLEY GENERATING STATION | 7664111 |  | 221112 | 0031 | 696 | 13.5 | 275 | 150000 | 104.8 | 39.1761 | -94.1831 | 64088
29021 | KANSAS CITY POWER AND LIGHT CO-LAKE ROAD PLANT | 6346411 |  | 221112 | 0004 | 92 | 4.4 | 785 | 1128.3 | 74.2 | 39.7253 | -94.8758 | 64504
29189 | AMEREN MISSOURI-HOWARD BEND COMBUSTION TURBINE | 6829111 |  | 221112 | 0023 | 32 | 9 | 896 | 3928.3 | 61.7 | 38.681 | -90.5401 | 63017
29071 | AMEREN MISSOURI-LABADIE PLANT | 6032111 |  | 221112 | 0003 | 700 | 20.5 | 340 | 30360 | 92 | 38.5642 | -90.8373 | 63055
29189 | AMEREN MISSOURI-MERAMEC PLANT | 6816611 |  | 221112 | 0010 | 250 | 11 | 326 | 7761.4 | 89.6 | 38.4013 | -90.3349 | 63129
29183 | AMEREN MISSOURI-SIOUX PLANT | 6783411 |  | 221112 | 0001 | 496.5 | 23.6 | 139 |  | 46.8 | 38.9161 | -90.2905 | 63386
29081 | BETHANY MUNICIPAL POWER PLANT-PLANT #1 AND PLANT #2 | 7529111 |  | 221112 | 0015 | 20 | 2 | 700 | 202.8 |  | 40.2617 | -94.0402 | 64424
29013 | BUTLER MUNICIPAL POWER PLANT-BUTLER | 7131711 |  | 221112 | 0029 | 32.4 | 1.3 | 946 | 262.6 | 72.4 | 38.2642 | -94.3438 | 64730
29033 | CARROLLTON MUNICIPAL UTILITIES-CARROLLTON MUNICIPAL UTILITIES | 7326011 |  | 221112 | 0022 | 39 | 1.33 | 700 | 16.3 | 11.7 | 39.3512 | -93.5023 | 64633
29097 | CARTHAGE WATER & ELECTRIC-CARTHAGE WATER & ELECTRIC | 5339111 |  | 221112 | 0110 | 50 | 2.5 | 125 | 418.4 | 85.4 | 37.1765 | -94.3001 | 64836
29117 | CHILLICOTHE MUNICIPAL UTILITIES-CHILLICOTHE | 7297211 |  | 221112 | 0002 | 35 | 1.33 | 970 | 273.9 | 196.7 | 39.7848 | -93.5576 | 64601
29019 | COLUMBIA MUNICIPAL POWER PLANT-COLUMBIA | 7164511 |  | 221112 | 0002 | 300 | 8 | 330 | 3333.3 | 50.3 | 38.9656 | -92.3175 | 65201
29027 | FULTON POWER PLANT-FULTON | 6323111 |  | 221112 | 0007 | 45 | 3 | 650 | 0.2 | 0.2 | 38.8683 | -91.9476 | 65251
29107 | HIGGINSVILLE MUNICIPAL POWER FACILITY-HIGGINSVILLE MUNICIPAL POWER FACILITY | 7269411 |  | 221112 | 0038 | 34 | 2.5 | 680 | 437.4 | 89.1 | 39.0731 | -93.7151 | 64037
29095 | INDEPENDENCE POWER AND LIGHT-BLUE VALLEY STATION | 8100311 |  | 221112 | 0050 | 153 | 5.5 | 317 | 1477 | 62.2 | 39.0909 | -94.3259 | 64056
29095 | INDEPENDENCE POWER AND LIGHT-SUB STATION J | 7577411 |  | 221112 | 0224 | 37 | 12 | 930 | 7393.3 | 65.4 | 39.094 | -94.4107 | 64056
29095 | INDEPENDENCE POWER AND LIGHT-SUB STATION H | 7577311 |  | 221112 | 0223 | 31 | 11.83 | 885 | 8700 | 79.1 | 39.106 | -94.38 | 64056
29095 | INDEPENDENCE POWER AND LIGHT-SUB STATION I | 7577211 |  | 221112 | 0222 | 31 | 12 | 885 | 8190 | 72.4 | 39.058 | -94.3928 | 64055
29031 | JACKSON MUNICIPAL UTILITIES-JACKSON | 6339311 |  | 221112 |  | 36 | 3 | 400 | 402.7 | 56.7 | 37.3845 | -89.662 | 63755
29069 | KENNETT GENERATING PLANT-ANTHONY STREET | 6031511 |  | 221112 | 0063 | 56 | 3 | 617 | 515.5 | 72.9 | 36.2342 | -90.0512 | 63857
29121 | MACON MUNICIPAL UTILITIES-MACON MUNICIPAL POWER PLANT | 6698811 |  | 221112 | 0004 | 45 | 4 | 692 | 848.6 | 67.5 | 39.7377 | -92.4677 | 63552
29069 | MALDEN MUNICIPAL POWER & LIGHT-S BECKWITH | 6031211 |  | 221112 |  | 30 | 2 | 450 | 216.4 | 67.5 | 36.5554 | -89.9683 | 63863
29195 | MARSHALL MUNICIPAL UTILITIES-MARSHALL MUNICIPAL UTILITIES | 7593811 |  | 221112 |  | 51 | 1.125 | 450 | 26.7 | 23.7 | 39.1221 | -93.2066 | 65340
29137 | Monroe | 6857311 |  | 221112 | 28 | 26 | 6 | 570 | 201.7 | 151.6 | 39.6525 | -91.7995 | 63456
29077 | CITY UTILITIES OF SPRINGFIELD MISSOURI-JAMES RIVER POWER PLANT | 7494511 |  | 221112 | 0005 | 198 | 11.8 | 300 | 2633.3 | 19.5 | 37.1088 | -93.2593 | 65804
29143 | NEW MADRID POWER PLANT-MARSTON | 5363811 |  | 221112 | 0004 | 800 | 20 | 323 | 21413.3 | 68.2 | 36.5136 | -89.5683 | 63866
29175 | THOMAS HILL ENERGY CENTER POWER DIVISION-THOMAS HILL | 6688411 |  | 221112 | 0001 | 411 | 17.34 | 318 |  | 54.2 | 39.5507 | -92.6374 | 65244
29047 | INDEPENDENCE POWER AND LIGHT-MISSOURI CITY STATION | 7636911 |  | 221112 | 0096 | 300 | 10.5 | 290 |  | 23 | 39.232 | -94.3073 | 64072
30021 | MDU - GLENDIVE | 8150511 |  | 22112 | 021-0005 | 34 | 13.8 | 1000 |  | 0.2 | 47.0539 | -104.74 | 59330
30017 | MDU - MILES CITY | 7398611 |  | 221112 | 017-0002 | 32 | 13.5 | 905 |  | 0.2 | 46.4113 | -105.795 | 59301
30111 | PPL MONTANA - JE CORETTE PLANT | 5270511 |  | 221112 | 111-0015 | 350 | 11.5 | 270 | 12000 | 115.5 | 45.7732 | -108.4844 | 59101
31041 | Ansley Light Plant | 7460611 |  | 926130 | 00018 | 22 | 1.17 | 350 | 0 | 1.7 | 41.2891 | -99.3865 | 68814-9602
31127 | Auburn Generating Plant | 5105811 |  | 221112 | 00014 | 35 | 2.33 | 350 | 0 | 1.7 | 40.3883 | -95.8461 | 68305-2138
31041 | Arnold Plant | 7460811 |  | 221122 | 00022 | 30 | 0.98 | 350 | 0 | 1.7 | 41.4218 | -100.195 | 69120
31065 | Beaver City Municipal Plant | 6831111 |  | 221118 | 00012 | 24 | 1 | 350 | 0 | 1.7 | 40.1302 | -99.8276 | 68926
31041 | Broken Bow Power Plant | 7460411 |  | 926130 | 00003 | 30 | 1.31 | 350 | 0 | 1.7 | 41.4045 | -99.6395 | 68822-2002
31071 | Burwell Light Plant | 6714511 |  | 221118 | 00003 | 26 | 1.41 | 601 | 221.7 | 125 | 41.7805 | -99.1361 | 68823
31073 | NPPD Canaday Station | 8211811 |  | 221112 | 00035 | 167 | 12.8 | 250 | 119.7 | 1 | 40.694 | -99.7015 | 68850-5557
31049 | Chappell Municipal Power Plant | 6703311 |  | 926130 | 00006 | 30 | 1 | 350 | 0 | 1.7 | 41.0919 | -102.471 | 69129
31151 | Crete Municipal Plant | 7630111 |  | 221118 | 00001 | 30 | 1.17 | 350 | 3.2 | 1.3 | 40.6267 | -96.9602 | 68333-1522
31063 | Curtis Power Plant | 6830411 |  | 926130 | 00010 | 27 | 1.05 | 350 | 0 | 1.7 | 40.6314 | -100.515 | 69025-3002
31023 | David City Municipal Power | 7574511 |  | 221112 |  | 37 | 1.92 | 350 | 0 | 1.7 | 41.2547 | -97.1198 | 68632-1722
31051 | Emerson Municipal Utilities | 6703911 |  | 926130 | 00054 | 25 | 1.5 | 500 | 0 | 1.7 | 42.2761 | -96.7291 | 68733
31095 | Fairbury Municipal Power Plant | 6718211 |  | 221118 | 00002 | 70 | 6.5 | 350 | 0 | 1.7 | 40.1348 | -97.184 | 68352-2502
31147 | Falls City Power & Street Dept | 7629411 |  | 221118 | 00005 | 31 | 1.6 | 309 | 3.7 | 1.3 | 40.0566 | -95.6075 | 68355
31061 | Franklin Municipal Power Plant | 6713411 |  | 926130 | 00010 | 27 | 1 | 525 | 0 | 1.7 | 40.0954 | -98.9548 | 68939-1509
31053 | Lon D Wright Power Plant | 7766111 |  | 221112 | 00001 | 176 | 8.01 | 300 | 1909.1 | 0.6 | 41.4284 | -96.4612 | 68025-6410
31079 | C W Burdick Generating Station | 6714711 |  | 221118 | 00001 | 112 | 7.61 | 300 | 1020.7 | 0.4 | 40.9218 | -98.3285 | 68801-0800
31001 | Don Henry Power Center | 5099011 |  | 926130 | 00061 | 21 | 11.84 | 900 | 8789 | 1.3 | 40.5835 | -98.4203 | 68901
31001 | North Denver Station | 5098411 |  | 221118 | 00040 | 65 | 8 | 310 | 1105.8 | 0.4 | 40.5988 | -98.3893 | 68901-3078
31105 | Kimball Municipal Power Plant | 5280711 |  | 926130 | 00008 | 25 | 1.25 | 350 | 0 | 1.7 | 41.2386 | -103.666 | 69145-1259
31027 | Laurel Municipal Plant | 7575311 |  | 221118 | 00016 | 29 | 1.5 | 350 | 0 | 1.7 | 42.4306 | -97.091 | 68745
31021 | Lyons Municipal Power Plant | 7574011 |  | 221118 | 00013 | 17 | 1 | 350 | 0 | 1.7 | 41.9376 | -96.4785 | 68038
31131 | Nebraska City Power Plant No 1 | 5106711 |  | 221112 | 00003 | 18 | 1.17 | 350 | 0 | 1.7 | 40.6805 | -95.8477 | 68410-2599
31169 | NPPD Hebron Peaking Unit | 6898611 |  | 221118 | 00020 | 43 | 8.96 | 900 | 14049 | 3.7 | 40.1877 | -97.5773 | 68370
31145 | NPPD Mc Cook Peaking Unit | 7767711 |  | 221118 | 00013 | 43 | 8.96 | 900 | 13356 | 3.5 | 40.2208 | -100.65 | 69001-2177
31109 | NPPD Sheldon Station | 5281111 |  | 221112 | 00005 | 174 | 11.6 | 304 | 7733 | 73 | 40.5595 | -96.7843 | 68368
31055 | Omaha Public Power District - North Omaha Power Station | 6732411 |  | 221112 | 0002 | 204 | 14.5 | 300 | 19799 | 120 | 41.3299 | -95.9458 | 68112
31065 | Oxford Light Plant | 6831311 |  | 221118 | 00014 | 33 | 1 | 550 | 0 | 1.7 | 40.2496 | -99.6367 | 68967-6751
31173 | Pender Municipal Power Plant | 6911211 |  | 926130 | 02005 | 100 | 2 | 350 | 0 | 1.7 | 42.1155 | -96.7057 | 68047
31139 | Plainview Municipal Power | 7627611 |  | 221118 | 00012 | 15 | 2.54 | 350 | 0 | 1.7 | 42.3499 | -97.7907 | 68769-0757
31181 | Red Cloud Municipal Plant | 7515011 |  | 221112 | 00008 | 24 | 1.46 | 350 | 0 | 1.7 | 40.0976 | -98.5188 | 68970
31041 | Sargent Municipal Utilities | 7460711 |  | 926130 | 00019 | 25 | 1.25 | 620 | 6.7 | 2.7 | 41.6414 | -99.3699 | 68874
31089 | Stuart Municipal Power Plant | 6717811 |  | 221118 | 00023 | 100 | 2 | 350 | 16.7 | 1.7 | 42.5993 | -99.1437 | 68780-0177
31097 | Tecumseh Plant | 6718911 |  | 926130 | 00009 | 26 | 3.5 | 350 | 0 | 1.7 | 40.3666 | -96.1905 | 68450-2267
31155 | Wahoo Power Plant | 7644211 |  | 221118 | 00034 | 29 | 2.33 | 490 | 0 | 1.7 | 41.212 | -96.6121 | 68066
31051 | Wakefield Municipal Power | 6703511 |  | 221112 | 00006 | 30 | 0.98 | 350 | 26.7 | 0.6 | 42.269 | -96.862 | 68784
31179 | Wayne Municipal Power Plant | 6727011 |  | 221118 | 00001 | 39 | 1.35 | 350 | 0 | 1.7 | 42.2276 | -97.0179 | 68787-1947
31039 | West Point Power Plant | 7460011 |  | 221118 | 00014 | 32 | 2.5 | 350 | 0 | 1.7 | 41.845 | -96.7134 | 68788-1245
31039 | Wisner Municipal Power Plant | 7460111 |  | 221118 | 00024 | 31 | 1.08 | 350 | 0 | 1.7 | 41.9881 | -96.9162 | 68791
32003 | Nevada Power Clark Station | 8211211 |  | 22111 | 0007 | 60 | 6.9 | 219 |  | 80 | 36.0874 | -115.0512 | 89122
32003 | REID-GARDNER GENERATING STATION | 6815611 |  | 221112 | AP49110897 | 500 | 21.194 | 145 | 19400 |  | 36.6556 | -114.6318 | 89025
32019 | FT CHURCHILL GENERATING STATION | 8209811 |  | 221112 | AP49110091 | 162 | 11.2 | 268 | 6886.5 |  | 39.128 | -119.1313 | 89447
32029 | TRACY GENERATING STATION | 7302811 |  | 221112 | AP49110194 |  |  | 312 | 4935.1 |  | 39.5613 | -119.5196 | 89434
32029 | TRACY EXPANSION | 12758811 |  | 221112 | AP49111504 |  |  | 178 | 1.2 |  | 39.5616 | -119.5247 | 89434
33007 | PSNH - LOST NATION STATION | 7867011 |  | 221112 | 3300700087 | 26 | 10.09 | 1040 | 3458.3 | 43.3 | 44.5944 | -71.495 | 03582
33013 | PSNH - MERRIMACK STATION | 8178911 |  | 221112 | 3301300026 | 445 | 21.5 | 131 | 22710.3 | 62.6 | 43.1411 | -71.4675 | 03304
33015 | PSNH - SCHILLER STATION | 7287811 |  | 221112 | 3301500012 | 226 | 8 | 350 | 3550 | 70.6 | 43.0972 | -70.7844 | 03801
33003 | PSNH - WHITE LAKE STATION | 5209211 |  | 221112 | 3300300014 | 30 | 11.28 | 1015 | 3390.2 | 33.9 | 43.8475 | -71.2069 | 03886
34009 | B. L. England Generating Station | 5133011 |  | 221112 | 73242 | 475 | 15 | 130 | 7833.3 |  | 39.2897 | -74.6339 | 08223
34011 | Carll's Energy Center | 7462211 |  | 221112 | 75512 | [5 empty] | 39.4539 | -75.2016 | 08352
34019 | Gilbert Generating Station | 7312511 |  | 221112 | 80002 | [5 empty] | 40.5667 | -75.1621 | 08848
34003 | PSEG Bergen Generating Station | 7392311 |  | 221112 | 02488 | 125 | 3 | 350 |  | 50 | 40.8345 | -74.0194 | 07657
34005 | Burlington Generating Station | 7310911 |  | 221112 | 45979 | 100 | 9 | 820 | 9500 |  | 40.0714 | -74.8759 | 08016
34013 | PSEG FOSSIL LLC ESSEX GENERATING STATION | 7478411 |  | 221112 | 07627 | 65 | 14.083 | 374 | 109.8 | 55.8 | 40.7382 | -74.119 | 07105
34017 | Hudson Generating Station | 7591411 |  | 221112 | 12202 | 498 | 17.5 | 260 | 40000 |  | 40.7445 | -74.0731 | 07306
34017 | Kearny Generating Station | 7217311 |  | 221112 | 12200 | [5 empty] | 40.738 | -74.0972 | 07032
34039 | PSEG Fossil LLC Linden Gen St & PSE&G SNG Plt | 7990111 |  | 221112 | 41810 | [5 empty] | 40.6244 | -74.2119 | 07036
34021 | PSEG FOSSIL LLC MERCER GENERATING STATION | 7474911 |  | 221112 | 61057 | 326 | 17.5 | 300 | 21666.7 |  | 40.1801 | -74.7336 | 08611
34011 | Vineland Municipal Electric Utility - Down S | 7201811 |  | 221112 | 75507 | 125 | 3 | 350 |  | 50 | 39.4888 | -75.0335 | 08360
88780 | Four Corners Power Plant | 7197711 | 780 | 221112 | NN-ROP 05-07 | 380 | 28.5 | 140 | 50000 | 78.4 | 36.6868 | -108.4779 | 87416
35013 | El Paso Electric - Rio Grande Generating Station | 7581811 |  | 221112 | 350130002 | 135 | 13.33 | 259 | 4693 | 33.8 | 31.8047 | -106.5472 | 88063
35025 | Maddox Station | 5228411 |  | 221112 | 350250034 | 156 | 12 | 394 | 400 | 35.9 | 32.7131 | -103.31 | 88240
35001 | Public Service Company of New Mexico - Reeves Generating Station | 7532111 |  | 221122 | 00011 | 118.4 | 9 | 284 | 3142.7 | 49.4 | 35.1729 | -106.6014 | 87113
35045 | PNM - San Juan Generating Station | 7991911 |  | 221112 | 350450902 | 400 | 20 | 127 | 23333 | 74.3 | 36.8025 | -108.4386 | 87421
35025 | Cunningham Station Power Plant | 5229511 |  | 221112 | 350250054 | 146 | 20 | 275 | 10102.5 | 32.2 | 32.7131 | -103.3533 | 88240
06023 | PG&E - HUMBOLDT BAY GENERATING STATION | 155111 |  | 221112 | 12062060 | [5 empty] | 40.7382 | -124.2125 | 95501
36085 | ARTHUR KILL GENERATING STATION | 7844111 |  | 221112 | 2640300014 | 193.8 | 7.8 | 324 | 33 |  | 40.5856 | -74.1976 | 10314
36061 | CON ED-EAST RIVER GENERATING STATION | 7994011 |  | 221112 | 2620600012 | 370 | 15 | 325 | 191.8 | 33 | 40.7278 | -73.9733 | 10009
36047 | GOWANUS GENERATING STATION | 7992311 |  | 221112 | 2610200116 | 57 | 18.1 | 930 | 132.8 | 31 | 40.6615 | -74.0018 | 11232
36047 | CON EDISON - HUDSON AVE STATION | 8038811 |  | 22133 | 2610100042 | 47 | 16.4 | 935 | 388.9 | 35.2 | 40.7 | -73.98 | 11201
36047 | NARROWS GENERATING STATION | 8039511 |  | 221112 | 2610200086 | [5 empty] | 40.6499 | -74.0234 | 11232
36081 | RAVENSWOOD GENERATING STATION | 8309011 |  | 221112 | 2630400024 | 499 | 13.333 | 260 |  | 62.8 | 40.7597 | -73.946 | 11101
36061 | CON ED-59TH ST STA | 7986111 |  | 221112 | 2620200032 | 119 | 12 | 660 | 255.6 | 68 | 40.77 | -73.99 | 10019
36061 | CON ED-74TH STREET STA | 7995311 |  | 221112 | 2620400019 | 10 | 0 | 72 |  |  | 40.7682 | -73.9526 | 10021
36059 | EF BARRETT POWER STATION | 7221611 |  | 221112 | 1282000553 | 250 | 16 | 309 | 157.8 | 47 | 40.61 | -73.64 | 11558
36103 | EAST HAMPTON GT FACILITY | 8474611 |  | 221112 | 1472400345 | 39 | 17.1 | 1150 | 83.3 | 61.7 | 40.96 | -72.21 | 11937
36059 | GLENWOOD MAIN POWER STATION | 7222811 |  | 221112 | 1282200481 | 59 | 20.9 | 980 | 127.8 | 35 | 40.82 | -73.64 | 11547
36103 | NORTHPORT POWER STATION | 8121711 |  | 221112 | 1472600130 | 600 | 16.8 | 325 | 306.6 | 84 | 40.92 | -73.34 | 11768
36103 | PORT JEFFERSON POWER STATION | 7981511 |  | 221112 | 1472200107 | 425 | 10.2 | 310 | 165 | 122 | 40.94 | -73.07 | 11777
36103 | PORT JEFFERSON ENERGY CENTER | 9318011 |  | 221112 | 1472204141 | 265 | 10 | 835 | 163.3 | 125 | 40.9495 | -73.0785 | 11777
36103 | WADING RIVER GT FACILITY | 8452511 |  | 221112 | 1472200108 | 45 | 22.1 | 920 | 127.8 | 61.7 | 40.96 | -72.86 | 11786
36103 | SOUTHAMPTON GT FACILITY | 7942611 |  | 221112 | 1473601438 | 38 | 11.4 | 900 | 58.9 | 60.2 | 40.9 | -72.38 | 11968
36103 | SOUTHOLD GT FACILITY | 7942711 |  | 221112 | 1473800455 | 38 | 11.4 | 900 | 58.9 | 60.2 | 41.09 | -72.39 | 11944
36103 | WEST BABYLON GT FACILITY | 8452011 |  | 221112 | 1472001046 | 46 | 20.6 | 980 | 127.8 | 61.7 | 40.69 | -73.34 | 11704
36109 | AES CAYUGA | 8542611 |  | 221112 | 7503200019 | 374 | 2.3 | 186 | 1.4 | 65 | 42.6 | -76.63 | 14882
36001 | BETHLEHEM ENERGY CENTER | 7801011 |  | 221112 | 4012200044 | 26 | 0.75 | 917 |  | 60 | 42.595 | -73.7638 | 12077
36029 | HUNTLEY STEAM GENERATING STATION | 8504011 |  | 221112 | 9146400130 | [5 empty] | 42.9706 | -78.9304 | 14150
36013 | DUNKIRK STEAM GENERATING STATION | 7805611 |  | 221112 | 9060300021 | 312 | 2.3 | 186 | 1.4 | 38.7 | 42.49 | -79.34 | 14048
36075 | OSWEGO HARBOR POWER | 7980511 |  | 221112 | 7351200030 | 700 | 2.3 | 186 | 1.4 | 58.9 | 43.45 | -76.53 | 13126
01117 | EC Gaston | 949211 |  | 221112 | 0005 | 750 | 33.25 | 274 |  | 39.6 | 33.2446 | -86.4567 | 35186
06053 | DYNERGY MOSS LANDING LLC | 5684111 |  | 221118 | 270715577 | 500 | 19.5 | 244 | 28371.6 |  | 36.8055 | -121.7814 | 95039
36087 | BOWLINE POINT GENERATING STATION | 8175411 |  | 221112 | 3392200003 | 286 | 18.8 | 292 | 513.9 | 114 | 41.2 | -73.96 | 10993
36087 | ALLIANCE ENERGY- HILLBURN GAS TURBINE FACILITY | 7952711 |  | 221112 | 3392600059 | 45 | 1.7 | 72 | 0 | 60.2 | 41.12 | -74.16 | 10931
36071 | SHOEMAKER GAS TURBINE FACILITY | 8427211 |  | 221112 | 3330900040 | 45 | 1.7 | 72 | 0 | 60.2 | 41.4332 | -74.422 | 10940
36059 | FREEPORT POWER PLANT #1 | 7221211 |  | 221112 | 1282000357 | 46 | 2.5 | 72 | 0 | 72.9 | 40.65 | -73.59 | 11520
36059 | FREEPORT POWER PLANT #2 | 7221311 |  | 221112 | 1282000358 | 80 | 8 | 72 | 0 | 61.7 | 40.64 | -73.56 | 11520
36013 | SAMUEL A CARLSON GENERATING STATION | 7806011 |  | 221112 | 9060800053 | 200 | 12 | 790 | 155.6 | 83 | 42.09 | -79.24 | 14701
36059 | ROCKVILLE CENTRE POWER PLANT | 7221911 |  | 221112 | [6 empty] | 40.6585 | -73.6401 | 11571
37021 | Duke Energy Progress , Inc. - Asheville Steam Electric Plant | 8392811 |  | 221112 | 0628 | 327 | 16.5 | 124 |  | 56.8 | 35.4706 | -82.5434 | 28704
37007 | Duke Energy Progress - Blewett | 15613711 |  | 221111 | 3700700032 | 28.2 | 9.6 | 965 | 7505 | 103.7 | 34.9819 | -79.877 | 28091
06013 | GENON DELTA LLC, PITTSBURG GEN | 6486311 |  | 221112 | 07130312 |  |  | 68 | 83.3 | 86.2 | 38.0279 | -121.8914 | 94565
37145 | Progress Energy - Roxboro Plant | 7826011 |  | 221112 | 3714500029 | 400 | 30.5004 | 128 | 34339.7905 | 47 | 36.484 | -79.0731 | 27343
37155 | Duke Energy Progress - W. H. Weatherspoon Plant | 8491111 |  | 221112 | 3715500147 | 62.9 | 19 | 1038 | 17834 | 62.9 | 34.5881 | -78.9744 | 28358
37071 | Duke Power Company, LLC - Allen Steam Station | 8137511 |  | 221112 | 3707100039 | 365 | 29.5 | 120 | 37592.0696 | 55 | 35.1915 | -81.0098 | 28012
37159 | Duke Energy Carolinas, LLC - Buck Steam Station | 8506911 |  | 221112 | 3715900004 | 160 | 19 | 200 | 14970.3047 | 52.8 | 35.7136 | -80.3773 | 28146
37161 | Duke Energy Carolinas, LLC - Cliffside Steam Station | 8300611 |  | 221112 | 3716100028 | 575 | 25 | 118 |  | 56.2 | 35.2153 | -81.7613 | 28024
37157 | Duke Energy Carolinas, LLC - Dan River Combined Cycle Facili | 8009611 |  | 221112 |  | 160 | 19 | 300 | 17011.7167 | 60 | 36.4861 | -79.7206 | 27288
37035 | Duke Energy Carolinas, LLC - Marshall Steam Station | 8370411 |  | 325613 | 3703500073 | 315 | 29.5 | 120 |  | 55 | 35.598 | -80.9612 | 28682
37055 | NCEMC - Buxton | 8135811 |  | 221122 | 3705500021 | 53 | 2.33 | 620 | 388.1 | 91 | 35.2674 | -75.5351 | 27920
38059 | RM Heskett Station | 8087011 |  | 221112 | 341 | 300 | 7.25 | 430 | 3129.9 | 75.7 | 46.8675 | -100.8857 | 58554
38057 | Leland Olds Station | 8086311 |  | 221112 | 338 | 350 | 18.79 | 300 | 5000 |  | 47.2825 | -101.3202 | 58571
38065 | Milton R. Young Station | 8087911 |  | 221112 | 344 | 300 | 19 | 335 | 19716.7 | 70 | 47.0671 | -101.2129 | 58530
38057 | Stanton Station | 8086411 |  | 221112 | 342 | 255 | 15 | 300 | 2500 |  | 47.2865 | -101.3318 | 58571
39081 | Cardinal Power Plant (Cardinal Operating Company) (0641050002) | 8115711 |  | 221112 | 0641050002 | 1000 | 29.1 | 130 | 33166.7 |  | 40.2531 | -80.6467 | 43913-1088
39017 | Duke Energy, Dicks Creek Station (1409010078) | 9303211 |  | 221112 | 1409010078 | 62.5 | 27.6 | 625 | 26666.7 |  | 39.4651 | -84.3776 | 45050-1029
39061 | Duke Energy Ohio, Miami Fort Station (1431350093) | 7738711 |  | 221112 | 1431350093 | 800 | 23.5 | 130 | 29583.3 |  | 39.1128 | -84.8033 | 45052-0128
39093 | Avon Lake Power Plant (0247030013) | 8130811 |  | 221112 | 0247030013 | 524 | 10.5 | 380 | 7854.7 |  | 41.5046 | -82.0543 | 44012-0000
39085 | CLEVELAND ELECTRIC ILLUMINATING CO., EASTLAKE PLANT (0243160009) | 8149511 |  | 221112 | 0243160009 | 30 | 16.4 | 498 | 6600 |  | 41.6748 | -81.4395 | 44095
39031 | Conesville Power Plant (0616000000) | 8010811 |  | 221112 | 0616000000 | 800 | 32.64 | 290 | 44166.7 |  | 40.185 | -81.8797 | 43811-9799
39113 | DP&L Tait Generating Station (0857043333) | 13572311 |  | 221112 | 0857043333 | 92 | 15.6 | 913 | 26333.3 |  | 39.7283 | -84.2097 | 45439-1762
39001 | DP&L, J.M. Stuart Generating Station (0701000007) | 8101311 |  | 221112 | 0701000007 | 800 | 19 | 290 | 33333.3 |  | 38.6361 | -83.6939 | 45101
39155 | Niles Plant (0278060023) | 7328911 |  | 221112 | 0278060023 | 40 | 13.8 | 936 | 12000 |  | 41.1663 | -80.7467 | 44446-1356
39081 | W. H. SAMMIS PLANT (0641160017) | 8190811 |  | 221112 | 0641160017 | 850 | 55.4 | 116 | 100506.6 |  | 40.5289 | -80.6325 | 43961-0000
39093 | West Lorain Plant (0247080487) | 6371011 |  | 221112 | 0247080487 | 43 | 14.1 | 30 | 4955.1 |  | 41.4298 | -82.2626 | 44053-0000
39167 | Muskingum River Power Plant (0684000000) | 8130311 |  | 221112 | 0684000000 | 828 | 22 | 315 | 35000 |  | 39.5883 | -81.6861 | 45786
39053 | Ohio Valley Electric Corp., Kyger Creek Station (0627000003) | 7983011 |  | 221112 | 0627000003 | 1000 | 29.3 | 350 | 74250 |  | 38.9196 | -82.1271 | 45620
39095 | Toledo Edison Co., Bay Shore Plant (0448020006) | 8302011 |  | 221112 | 0448020006 | 300 | 12 | 303 | 9150 |  | 41.6917 | -83.4389 | 43616-0000
39039 | Richland Stryker Generation LLC (0320010006) | 8257511 |  | 221112 |  | 64.8 | 18 | 960 | 30000 |  | 41.3042 | -84.3389 | 43512
39035 | Cleveland Public Power - Service Center (1318000133) | 8250711 |  | 221112 | 1318000133 | 39 | 13.5 | 983 | 2568.8 |  | 41.4653 | -81.7132 | 44113
39157 | Dover Municipal Light Plant (0679010146) | 7345511 |  | 221112 | 0679010146 | 120 | 7.2 | 380 | 2166.7 |  | 40.5207 | -81.4722 | 44622-1914
39017 | City of Hamilton Department of Public Utilities (1409040243) | 8454911 |  | 221112 | 1409040243 | 77.2 | 6.7 | 360 | 1416.7 |  | 39.3825 | -84.555 | 45011
39169 | Orrville | 3950711 |  | 221112 | 285010188 | 137 | 7 | 370 | 1333.3 | 0 | 40.8489 | -81.7656 | 44667-0107
39085 | PAINESVILLE MUNICIPAL ELECTRIC PLANT (0243110008) | 8149311 |  | 221112 | [6 empty] | 41.7261 | -81.2539 | 44077-3263
39109 | Piqua Municipal Power System (0855100041) | 8497311 |  | 221112 | 0855100041 | 41 | 11.3 | 650 | 700 |  | 40.1319 | -84.2364 | 45356-5001
39139 | SHELBY MUNICIPAL LIGHT PLANT (0370020002) | 8448511 |  | 221112 | 0370020002 | 190 | 8.5 | 350 | 1500 |  | 40.88 | -82.6567 | 44875-0311
40109 | HORSESHOE LAKE GNRTNG STA | 8185411 |  | 221112 | 1208 | 177 | 15.5 | 300 | 5659 | 30 | 35.5073 | -97.1792 | 73045
40101 | MUSKOGEE GNRTNG STA | 8506011 |  | 221112 | 1209 | 350 | 24 | 264 | 25200.8 | 56.2 | 35.7618 | -95.2886 | 74434
40017 | MUSTANG GNRTNG STA | 8350811 |  | 221112 | 1205 | 250 | 10.5 | 305 | 2235.3 | 25.8 | 35.4665 | -97.6707 | 73127
40133 | SEMINOLE GNRTNG STA | 8007311 |  | 221112 | 1210 | 178 | 15 | 247 | 7867.9 | 44.5 | 34.9642 | -96.7254 | 74849
40131 | PSO NORTHEASTERN PWR STA | 8212411 |  | 221112 | 212 | 183 | 18 | 249 | 13593.8 | 53.4 | 36.4323 | -95.7011 | 74053
40015 | PSO SOUTHWESTERN PWR STA | 8536511 |  | 221112 | 214 | 141 | 10 | 340 | 2571.2 | 33 | 35.0996 | -98.3518 | 73005
40143 | PSO TULSA PWR STA | 8416111 |  | 221112 | 215 | 184 | 9 | 340 | 2812.8 | 44.2 | 36.1161 | -95.9915 | 74101
40107 | PSO WELEETKA POWER STA | 933911 |  | 221112 | 216 | 54 | 10.2 | 900 | 7627 | 93.3 | 35.3244 | -96.1358 | 74880
48293 | LIMESTONE ELECTRIC GENERATION STATION | 5650511 |  | 221122 | 10 | 450 | 26.9 | 250 |  | 89.9 | 31.4226 | -96.2527 | 75846
01097 | Ala Power - Barry | 1056111 |  | 221112 | 1001 | 600 | 25.66 | 300 | 33936.3 | 65.6 | 31.0062 | -88.0126 | 36512
40119 | BOOMER LAKE ELEC PWR STA | 5615011 |  | 221112 | 247 | 71 | 6 | 325 | 921.8 | 32.6 | 36.1437 | -97.0681 | 74075
40015 | WESTERN FARMERS ANADARKO PLT | 1046611 |  | 221112 | 1699 | 51 | 4.4 | 390 | 1006.8 | 66.2 | 35.0827 | -98.2264 | 73005
40153 | MOORELAND GNRTNG STA | 8518611 |  | 221112 | 1701 | 125 | 10 | 250 | 2450 | 31.2 | 36.4352 | -99.2254 | 73852
06073 | CABRILLO POWER I LLC ENCINA POWER PLANT | 5003711 |  | 221118 | 37122773 | 125 | 3 | 350 |  | 50 | 33.1408 | -117.3342 | 92008
42003 | GENON ENERGY INC/BRUNOT ISLE POWER PLT | 8404911 |  | 221121 | 4200300158 | 33 | 11.2 | 865 | 8947.8 | 88.6 | 40.4647 | -80.0447 | 15204
42001 | GENON REMA LLC/HAMILTON | 4713311 |  | 221112 | 420010869 | 50 | 1.3 | 1060 | 10900 | 0.1 | 39.9081 | -76.9902 | 17301
42001 | GENON WHOLESALE GEN LP/HUNTERSTOWN PLT | 4713111 |  | 221118 | 420010122 | 51 | 0.1 | 1060 | 16858 | 0.1 | 39.8729 | -77.1668 | 17325-7526
42041 | GENON REMA LLC/MOUNTAIN | 6464111 |  | 221112 | 420410045 | 22 | 15.3 | 955 | 9748.7 | 53 | 40.1224 | -77.1757 | 17065
42001 | GENON REMA LLC/ORRTANNA | 4713411 |  | 221112 | 420010876 | 38 | 1.2 | 1060 | 10900 | 0.1 | 39.8469 | -77.3504 | 17353
42095 | GENON REMA LLC/PORTLAND GENERATING STA | 3881811 |  | 221112 | 420950011 | 26 | 11 | 900 | 3062 | 32.2 | 40.9083 | -75.079 | 18351
42089 | GENON REMA LLC/SHAWNEE | 3748611 |  | 221112 | 420890795 | 31 | 17.2 | 1060 | 10625 | 45.7 | 41.061 | -75.0594 | 18356
42011 | GENON REMA LLC/TITUS GEN STA | 3857011 |  | 221112 | 420110045 | 26 | 10 | 900 | 7222.9 | 92 | 40.3059 | -75.9084 | 19508-8144
42133 | GENON REMA LLC/TOLNA | 3000911 |  | 221112 | 421330888 | 30 | 7.8 | 932 | 9435.6 | 197.5 | 39.7638 | -76.6372 | 17349
42063 | GENON NE MGMT CO/CONEMAUGH PLT | 2905911 |  | 221112 | 420630001 | 525 | 28 | 124 | 45000 | 73.1 | 40.3842 | -79.0611 | 15944-9154
42117 | GENON REMA LLC/BLOSSBURG GEN STA | 3878511 |  | 221112 | 421170100 | 32 | 10 | 900 | 2167.9 | 27.6 | 41.7222 | -77.0833 | 16912
42063 | HOMER CITY GEN LP/ CENTER TWP | 3005211 |  | 221112 | 420630003 | 800 | 24 | 310 | 38639.1 | 85.4 | 40.5136 | -79.1968 | 15748-8009
42063 | NRG WHOLESALE GEN/SEWARD GEN STA | 3005111 |  | 221112 | 420630002 | 600 | 17.3 | 165 | 24533.3 | 104.4 | 40.4079 | -79.0342 | 15944-8927
42033 | NRG REMA LLC/SHAWVILLE GEN STA | 2985011 |  | 221112 | 420330021 | 1 | 0.1 | 320 | 24.8 | 0.1 | 41.0669 | -78.3664 | 16873-0403
42123 | GENON REMA LLC/WARREN GEN STA | 3893511 |  | 221112 | 421230004 | 51 | 19.1 | 890 | 34702.5 | 121.1 | 41.8361 | -79.1889 | 16365-3616
42005 | GENON NE MGMT CO/KEYSTONE STA | 3866111 |  | 221112 | 420050012 | 800 | 27.2 | 301 | 55411.4 | 95.4 | 40.6602 | -79.3418 | 15774-2305
42077 | PPL MARTINS CREEK LLC/ALLENTOWN CTG SITE | 5452111 |  | 221112 | 420770544 | 25 | 6 | 895 | 6716.7 | 237.5 | 40.6333 | -75.5166 | 18101-1179
42133 | PPL BRUNNER ISLAND LLC/BRUNNER ISLAND | 3193911 |  | 221112 | 421330020 | 450 | 19.6 | 130 | 39166.7 | 155.2 | 40.096 | -76.697 | 17370
42107 | PPL MARTINS CREEK LLC/FISHBACH CTS | 4736011 |  | 221112 | 421070598 | 25 | 6 | 898 | 9550 | 337.8 | 40.7111 | -76.2001 | 17974
42043 | PPL MARTINS CREEK LLC/HARRISBURG CTG SITE | 6660711 |  | 221112 | 420430209 | 25 | 6 | 895 | 6716.7 | 237.5 | 40.3278 | -76.8833 | 17104-2245
42079 | PPL MARTINS CREEK LLC/HARWOOD CTS | 4473111 |  | 221112 | 420790597 | 25 | 6 | 895 | 6716.7 | 237.6 | 40.9528 | -75.9833 | 18202
42035 | PPL MARTINS CREEK LL/LOCK HAVEN CTS | 6602011 |  | 221112 | 420350677 | 40 | 2 | 280 | 16.7 | 5.3 | 41.1167 | -77.5 | 17745
42095 | PPL MARTINS CREEK LLC/MARTINS CREEK | 3881711 |  | 221112 | 420950010 | 600 | 22.5 | 300 | 47540.1 | 119.6 | 40.796 | -75.1076 | 18063
42093 | PPL MONTOUR LLC/MONTOUR SES | 3881111 |  | 221112 | 420930003 | 600 | 20 | 290 | 25749.8 | 82 | 41.0701 | -76.6665 | 17884
06037 | AES ALAMITOS, LLC | 4083111 |  | 221112 | 191026115394 | [5 empty] | 33.7711 | -118.1031 | 90803
42109 | SUNBURY GENERATION LP/SUNBURY SES | 4737311 |  | 221112 | 421090002 | 52 | 14.4 | 960 | 11118 | 68.2 | 40.8379 | -76.8254 | 17876
42041 | PPL MARTINS CREEK LLC/WEST SHORE CTG SITE | 6464511 |  | 221112 | 420410494 | 25 | 6 | 898 | 9550 | 0.1 | 40.2167 | -76.9167 | 17011
42081 | PPL MARTINS CREEK LLC/WILLIAMSPORT CTS | 5450811 |  | 221112 | 420810005 | 10 | 1.5 | 1500 | 250 | 141.4 | 41.24 | -77.01 | 17701
42101 | EXELON GENERATION CO/DELAWARE STA | 6559511 |  | 221118 | 4210104901 | 25 | 11 | 1025 | 10522.8 | 265.4 | 39.9671 | -75.1269 | 19137
42045 | EXELON GENERATION CO/EDDYSTONE | 6662011 |  | 221112 | 420450014 | 249 | 24 | 297 | 25444.9 | 56.2 | 39.8588 | -75.3236 | 19022-1524
42017 | EXELON GENERATION CO/FALLS TWP PEAK PWR PLT | 2878411 |  | 221112 | 420170578 | 34 | 10 | 1090 | 12136.2 | 154.5 | 40.1788 | -74.7896 | 19067-3607
42091 | EXELON GENERATION CO/MOSER GENERATING STATION | 3692211 |  | 221112 | 420910625 | 22 | 13.4 | 1090 | 12489.6 | 88.6 | 40.3334 | -75.5833 | 19464
42101 | EXELON GENERATING CO/RICHMOND | 3915211 |  | 221122 | 4210104903 | 40 | 20 | 950 | 23333.3 | 63.7 | 39.9853 | -75.0733 | 19137
42101 | EXELON GENERATION CO/SCHUYLKILL STA | 6559811 |  | 221118 | 4210104904 | 29 | 12 | 1090 | 10500 | 265.4 | 39.9425 | -75.1883 | 19137
42101 | EXELON GENERATION CO/SOUTHWARK | 6597011 |  | 221118 | 4210104905 | 29 | 11 | 1025 | 10522.8 | 363.2 | 39.9136 | -75.1334 | 19137
42079 | UGI DEVELOPMENT CO/HUNLOCK CREEK | 4742711 |  | 221112 | 420790014 | 1 | 0.1 | 72 | 33.3 | 0.1 | 41.202 | -76.0701 | 18621
44007 | DOMINION ENERGY MANCHESTER STREET, INC. | 5486911 |  | 2211 | AIR936 | 57.7 | 9.6 | 655 | 4695.2 | 64.9 | 41.8167 | -71.4042 | 02903
45031 | DUKE ENERGY PROGRESS | 4951511 |  | 221112 | 0820-0002 | 40 | 20 | 833 | 22902.3 | 72.9 | 34.4026 | -80.158 | 29550
45007 | DUKE ENERGY LEE STEAM STATION | 4948311 |  | 221112 | 0200-0004 | 213 | 9 | 323 | 6870.7 | 108 | 34.6024 | -82.4353 | 29669
45079 | SCE&G COIT | 3426211 |  | 221112 | 1900-0132 | 26 | 10 | 865 | 5976.9 | 76.1 | 33.9804 | -81.0411 | 29200
45019 | SCE&G HAGOOD | 2916211 |  | 221112 | 0560-0029 | 125 | 16 | 977 | 30159.4 | 150 | 32.8265 | -79.9626 | 29405
45053 | SCE&G HARDEEVILLE | 4508311 |  | 221112 | 1360-0019 | 30 | 11 | 775 | 8172.9 | 86 | 32.2987 | -81.0739 | 29927
45063 | SCE&G MCMEEKIN | 4041111 |  | 221112 | 1560-0003 | 410 | 13 | 280 | 7167.6 | 54 | 34.0558 | -81.2172 | 29212
06071 | GENON WEST, LP. - COOLWATER GE | 4947111 |  | 221118 | 360518104801880 | 140 | 10 | 260 | 2486.7 |  | 34.8622 | -116.854 | 92327
45039 | SCE&G PARR COMBUSTION TURBINE FACILITY | 8332811 |  | 221112 | 1000-0021 | 32 | 5 | 865 | 1079.9 | 55 | 34.2644 | -81.33 | 29065
45003 | SCE&G URQUHART | 5045611 |  | 221112 | 0080-0011 | 200 | 15.5 | 300 | 6906.1 | 36.6 | 33.4341 | -81.9113 | 29841
45079 | SCE&G WATEREE | 7126411 |  | 221112 | 1900-0013 | 400 | 28 | 130 | 32881.3 | 53.4 | 33.8267 | -80.6222 | 29044
45015 | SCE&G WILLIAMS | 8306711 |  | 221112 | 0420-0006 | 400 | 26 | 128 | 30740.9 | 57.9 | 33.0162 | -79.9286 | 29445
06037 | EL SEGUNDO ENERGY CENTER | 4084611 |  | 221112 | 191026115663 | [5 empty] | 33.9165 | -118.4276 | 90245
06071 | GEN ON WEST, LP | 4785211 |  | 221112 | 361026115315 | [5 empty] | 34.0899 | -117.5238 | 91739
45013 | SANTEE COOPER HILTON HEAD | 8306411 |  | 221112 | 0360-0006 | 32 | 15 | 990 | 21205.8 | 120 | 32.2099 | -80.6989 | 29925
45051 | SANTEE COOPER MYRTLE BEACH | 4760911 |  | 221112 | 1340-0021 | 18 | 10.36 | 835 | 6010.4 | 71.3 | 33.7097 | -78.9217 | 29577
46103 | Black Hill Power & Light Company (Ben French) | 6195711 |  | 221112 | 28.0801-02 | 35 | 13.1 | 908 | 7589 | 55.7 | 44.0892 | -103.2611 | 57702
06059 | AES HUNTINGTON BEACH, LLC | 5905811 |  | 221112 | 301026115389 | [5 empty] | 33.6472 | -117.9796 | 92646
47157 | Allen Fossil Plant | 5720111 |  | 221112 | 00528 | 400 | 12.7 | 277 | 20550 | 161 | 35.0742 | -90.1492 | 38109-3014
47001 | TVA BULL RUN FOSSIL PLANT | 6196011 |  | 221112 | 0009 | 500 | 33.5 | 126 | 44048.3 | 50 | 36.0204 | -84.1552 | 37716-6270
47161 | TVA CUMBERLAND FOSSIL PLANT | 4979311 |  | 221112 | 0011 | 635 | 38.5 | 119 | 75050 | 64.5 | 36.3903 | -87.6519 | 37050-2000
47165 | TVA GALLATIN FOSSIL PLANT | 5610411 |  | 221112 | 0025 | 400 | 18.7 | 179.3 |  | 57.4 | 36.3156 | -86.4005 | 37066-8714
47073 | TVA JOHN SEVIER FOSSIL PLANT | 4188311 |  | 221112 |  |  |  | 72 | 0 | 0 | 36.3701 | -82.9756 | 37857-1900
47085 | TVA JOHNSONVILLE FOSSIL PLANT | 5720911 |  | 221112 | 0011 | 600 | 32.25 | 305 | 111853.5 | 137 | 36.0298 | -87.9856 | 37134-2003
47145 | TVA KINGSTON FOSSIL PLANT | 4979111 |  | 221112 | 0013 | 400 | 30 | 131 | 39634.7 | 56.1 | 35.9006 | -84.5195 | 37748-8327
06037 | LONG BEACH PEAKERS LLC | 4083011 |  | 221112 | 191026115314 | [5 empty] | 33.7604 | -118.2305 | 90802
48479 | LAREDO POWER STATION | 5023911 |  | 221122 | 2 | 90 | 13.5 | 793 |  | 68 | 27.5683 | -99.509 | 78040
48355 | NUECES BAY POWER STATION | 4189011 |  | 221122 | 14 | 180 | 18.6 | 175 |  | 62.6 | 27.8192 | -97.4197 | 78412
48469 | VICTORIA POWER PLANT | 6497211 |  | 221122 | 3 | 150 | 18 | 250 |  | 51.5 | 28.7891 | -97.0107 | 77901
06111 | MANDALAY GENERATING STATION | 5705211 |  | 221112 | 56113413 | [5 empty] | 34.207 | -119.2509 | 93035
48113 | LAKE RAY HUBBARD | 4836411 |  | 221122 | 9 | 156 | 20 | 350 |  | 47 | 32.8349 | -96.5462 | 75037
48113 | MOUNTAIN CREEK STEAM ELECTRIC STATION | 5729911 |  | 221122 | 10 | 167 | 9.03 | 300 |  | 41 | 32.7243 | -96.9362 | 75201
48141 | NEWMAN STATION | 4837411 |  | 221122 | 8 | 121 | 11.16 | 300 |  | 54.1 | 31.9836 | -106.4317 | 79901
48339 | LEWIS CREEK PLANT | 7910511 |  | 221122 | 7 | 189 | 9.5 | 300 |  | 55.3 | 30.4355 | -95.521 | 77378
48361 | SABINE PLANT | 5730811 |  | 221122 | 7 | 148 | 10.42 | 275 |  | 64 | 30.0236 | -93.8764 | 77611
48071 | CEDAR BAYOU GEN STATION | 5847411 |  | 221122 | 3 | 215 | 26 | 297 |  | 69.7 | 29.7502 | -94.9265 | 77001
48201 | GREENS BAYOU ELECTRIC GENERATING STATION | 4777911 |  | 221122 | 46 | 271 | 9.5 | 300 |  | 67.2 | 29.8217 | -95.2195 | 77049
48201 | SR BERTRON STATION | 4941311 |  | 221122 | 41 | 168 | 10.5 | 300 |  | 51.9 | 29.7269 | -95.0593 | 77571
48201 | TH WHARTON ELECTRIC GENERATING STATION | 4926511 |  | 221122 | 42 | 50 | 14 | 500 |  | 81 | 29.9416 | -95.5327 | 77052
48157 | WA PARISH ELECTRIC GENERATING STATION | 3968411 |  | 221122 | 5 | 168 | 10.5 | 300 |  | 46.4 | 29.4843 | -95.6309 | 77545
48183 | AEP KNOX LEE POWER PLANT | 4020611 |  | 221122 | 7 | 100 | 7.1 | 300 |  | 48.3 | 32.3767 | -94.6418 | 75601
48343 | LONE STAR POWER PLANT | 7652411 |  | 221122 | 2 | 141 | 8 | 300 |  | 30 | 32.9216 | -94.7227 | 75668
48315 | WILKES POWER PLANT | 5613211 |  | 221122 | 1 | 161 | 8.12 | 264 |  | 51 | 32.8478 | -94.5482 | 75630
48303 | JONES STATION POWER PLANT | 4030611 |  | 221122 | 3 | 171 | 12 | 275 |  | 47 | 33.5239 | -101.7393 | 79401
48341 | MOORE COUNTY POWER PLANT | 7651711 |  | 221122 | 12 | 97 | 9.57 | 300 |  | 40 | 35.9671 | -101.8655 | 79086
48375 | NICHOLS STATION POWER PLANT | 5678011 |  | 221122 | 4 | 160 | 14 | 275 |  | 43 | 35.2827 | -101.7459 | 79101
48279 | PLANT X POWER PLANT | 4946011 |  | 221122 | 4 | 85 | 10.88 | 300 |  | 30.1 | 34.1664 | -102.4113 | 79312
48503 | GRAHAM STEAM ELECTRIC STATION | 8532511 |  | 221122 | 1 | 177 | 11 | 294 |  | 53.4 | 33.1349 | -98.6124 | 76450
48439 | HANDLEY STEAM ELECTRIC STATION | 4916711 |  | 221122 | 7 | 184 | 12.5 | 300 |  | 64 | 32.7281 | -97.2189 | 76002
48335 | MORGAN CREEK STEAM ELECTRIC STATION | 4204911 |  | 221122 | 1 | 60 | 20 | 1000 |  | 100 | 32.3342 | -100.9128 | 79512
48475 | PERMIAN BASIN STEAM ELECTRIC STATION | 8515911 |  | 221122 | 4 | 50 | 20 | 700 |  | 70 | 31.5828 | -102.9597 | 79756
48161 | BIG BROWN STEAM ELECTRIC STATION | 3052111 |  | 221122 | 2 | 450 | 22.2 | 250 |  | 77.7 | 31.8197 | -96.055 | 75840
06111 | ORMOND BEACH GENERATING STATION | 3943511 |  | 221112 | 56113465 | [5 empty] | 34.1309 | -119.1697 | 93033
48309 | LAKE CREEK STEAM ELECTRIC STATION | 4016711 |  | 221122 |  | 40 | 3 | 70 |  | 0.1 | 31.4708 | -96.985 | 76701
48073 | STRYKER CREEK ELECTRIC STATION | 5729511 |  | 221122 | 2 | 161 | 9 | 275 |  | 40.5 | 31.94 | -94.9894 | 75201
48213 | TRINIDAD STEAM ELEC STATION | 4863311 |  | 221122 | 2 | 175 | 16 | 250 |  | 37.8 | 32.1244 | -96.1011 | 75163
48453 | DECKER CREEK POWER PLANT | 5021711 |  | 221122 | 2 | 177 | 22 | 275 |  | 41 | 30.3034 | -97.6124 | 78724
48061 | SILAS RAY POWER PLANT | 6493311 |  | 221122 | 5 | 95.1 | 10.5 | 828 |  | 41.4 | 25.9083 | -97.5281 | 78520
06037 | AES REDONDO BEACH, LLC | 4083411 |  | 221112 | 191026115536 | [5 empty] | 33.8512 | -118.3967 | 90277
48041 | ATKINS POWER STATION | 6598311 |  | 221122 | 1 | 35 | 11.2 | 500 |  | 26.1 | 30.6475 | -96.3725 | 77801
48085 | RAY OLINGER PLANT | 5860711 |  | 221122 | 15 | 128 | 11.7 | 300 |  | 53 | 33.0678 | -96.4533 | 75098
48021 | SIM GIDEON POWER PLANT | 3981511 |  | 221122 | 2 | 154 | 10 | 300 |  | 45 | 30.1454 | -97.2709 | 78602
48303 | COOKE STATION 2 | 5655211 |  | 221122 | 1 | 100 | 7.6 | 300 |  | 56 | 33.5213 | -101.7908 | 79457
48303 | MASSENGALE STATION | 5655311 |  | 221122 | 2 | 50 | 7 | 280 |  | 34 | 33.6034 | -101.8411 | 79457
48029 | LEON CREEK PLANT | 3000111 |  | 221122 | 3 | 100 | 12 | 757 |  | 87 | 29.3528 | -98.5748 | 78201
48029 | CALAVERAS PLANT | 5617211 |  | 221122 | 63 | 240 | 20 | 275 |  | 53 | 29.308 | -98.3244 | 78223
48029 | VH BRAUNIG PLANT | 5616511 |  | 221122 | 5 | 174 | 16 | 275 |  | 48 | 29.2566 | -98.3821 | 78201
48363 | RW MILLER PLANT | 7926611 |  | 221122 | 1 | 66 | 9.9 | 350 |  | 50.6 | 32.6586 | -98.3092 | 76484
48163 | PEARSALL POWER PLANT | 3930211 |  | 221122 | 2 | 68 | 7 | 300 |  | 33.8 | 28.9277 | -99.0915 | 78061
48469 | SOUTH TEXAS ELECTRIC COOP | 5863011 |  | 221122 | 9 | 27 | 10.3 | 500 |  | 9.6 | 28.8925 | -97.1352 | 77976
49035 | Pacificorp Energy: Gadsby Power Plant | 7559311 |  | 221118 | 10355 | 250 | 11 | 258 | 5512 | 58 | 40.7686 | -111.92 | 84116
49011 | Bountiful City Light and Power: Power Plant | 5067311 |  | 221118 | 10120 | 44.8 | 1.08 | 655 | 61.4 | 67 | 40.8852 | -111.88 | 84010
49049 | Provo City Power: Power Plant | 6282311 |  | 221112 | 10795 | 47 | 2.4 | 749 | 492 | 108.8 | 40.2409 | -111.66 | 84601
50023 | Green Mountain Power Unit #5 Berlin | 15579011 |  | 22111 | 248 | 40 | 11.2 | 865 | 16733.3 |  | 44.2479 | -72.6052 | 05602
51167 | American Electric Power-Clinch River Plant | 5763511 |  | 221112 | 10236 | 450 | 15.6 | 280 |  | 102.1 | 36.9327 | -82.1981 | 24225-0157
51065 | Dominion - Bremo Power Station | 6631311 |  | 221112 | 40199 | 200 | 12 | 314 | 4700 | 41.5 | 37.7088 | -78.2878 | 23022
51041 | Dominion Virginia Power- Chesterfield | 4181011 |  | 221112 | 50396 | 200 | 13 | 288 | 6105.7 | 46 | 37.3816 | -77.3821 | 23831
51159 | Dominion - Northern Neck CT Station | 9049611 |  | 221112 | 40198 | 27 | 8.2 | 1030 | 7129.4 | 135 | 37.9486 | -76.7105 | 22572
51550 | Dominion - Chesapeake Energy Center | 5040211 |  | 221112 | 60163 | 200 | 12 | 284 | 7831.2 | 69.2 | 36.7711 | -76.302 | 23323
51153 | Dominion - Possum Point Power Station | 7520511 |  | 221112 | 70225 | 174 | 13 | 262 | 5635 | 42.4 | 38.5379 | -77.281 | 22026
51199 | Dominion - Yorktown Power Station | 4565211 |  | 221112 | 60137 | 324 | 17 | 264 | 24401.6 | 107.5 | 37.2146 | -76.4606 | 23692
17197 | Midwest Generation LLC | 7973011 |  | 221112 | 197809AAO | 549 | 17 | 300 | 19966.7 |  | 41.4952 | -88.124 | 60436
53041 | TransAlta Centralia Generation, LLC | 6281311 |  | 221112 | 754 | 470 | 29.8 | 135 | 43326.4 |  | 46.7558 | -122.8566 | 98531
06025 | IMPERIAL IRRIGATION DISTRICT | 6515911 |  | 221112 | 13151115 | 107 | 9 | 300 | 3466.7 |  | 32.8038 | -115.5375 | 92243
54079 | APPALACHIAN POWER COMPANY - JOHN E AMOS PLANT | 6789111 |  | 221112 | 0006 | 903 | 33.75 | 128 | 44750 | 50 | 38.4731 | -81.8233 | 25177
54061 | MONONGAHELA POWER CO.- FORT MARTIN POWER | 6773611 |  | 221112 | 0001 | 550 | 24.75 | 126 | 27704 | 57.6 | 39.7092 | -79.9286 | 26541
54033 | ALLEGHENY ENERGY SUPPLY CO, LLC-HARRISON | 6271711 |  | 221112 | 0015 | 1001 | 26 | 150 | 29201.1 | 55 | 39.3836 | -80.3161 | 26366
54051 | MITCHELL PLANT | 6902311 |  | 221112 | 0005 | 1000 | 33.75 | 128 | 43774.4 | 48.9 | 39.8295 | -80.8175 | 26041
54023 | Dominion Resources, Inc. - MOUNT STORM POWER STATION | 6257011 |  | 221112 | 0003 | 743 | 29 | 115 | 63266.7 | 95.8 | 39.2004 | -79.265 | 26739
55003 | Xcel Energy Bay Front Generating Station | 6228411 |  | 221112 | 802033320 | 171 | 4.987 | 300 |  | 120.5 | 46.5873 | -90.9014 | 54806
55099 | Xcel Energy-Flambeau Generating Station | 6838711 |  | 221112 | 851009280 | 60 | 9.482 | 735 |  | 21.9 | 45.9352 | -90.4433 | 54552
06037 | LA CITY, DWP HARBOR GENERATING STATION | 5683211 |  | 221112 | 191026800170 | [5 empty] | 33.7705 | -118.2657 | 90744
55025 | Madison Gas & Elec Fitchburg Generating Stat | 7467711 |  | 221112 | 113016200 | 35 | 0.984 | 630 |  | 21.9 | 43.015 | -89.4605 | 53711
55025 | Madison Gas & Electric Co Blount St Stn | 7465411 |  | 221112 | 113004430 |  |  | 70 |  | 3.3 | 43.0792 | -89.3739 | 53703
06037 | LA CITY, DWP HAYNES GENERATING STATION | 5796711 |  | 221112 | 191026800074 | [5 empty] | 33.7597 | -118.0994 | 90803
55063 | Xcel Energy-French Island Generating Plant | 4958811 |  | 221112 | 632022820 | 47 | 16.995 | 912 |  | 16.1 | 43.8291 | -91.2597 | 54603
55017 | Xcel Energy-Wheaton Generating Station | 6870311 |  | 221112 | 609042720 | 38 | 22.572 | 1000 |  | 41.3 | 44.8857 | -91.5159 | 54703
06037 | LA CITY, DWP SCATTERGOOD GENERATING STN | 13909011 |  | 221112 | 191026800075 | [5 empty] | 33.9227 | -118.4309 | 90293
55089 | Wisconsin Electric Power Company, D/B/A We Energies-Port Washington | 6229211 |  | 221112 | 246004000 | 210 | 18.996 | 180 |  | 33.8 | 43.3842 | -87.8689 | 53074
55079 | Wisconsin Electric Power Company, D/B/A We Energies-Oak Creek Station | 6330411 |  | 221112 | 241007690 | 454 | 19.094 | 237 |  | 74.8 | 42.8492 | -87.8338 | 53154
55079 | Wisconsin Electric Power Company, D/B/A We Energies-Valley Station | 6330511 |  | 221112 | 241007800 | 400 | 10.991 | 280 |  | 59.2 | 43.0309 | -87.9244 | 53233
55117 | WPL - Edgewater Generating Station | 7692911 |  | 221112 | 460033090 | 549.9 | 16.995 | 297 |  | 74.3 | 43.7198 | -87.71 | 53081
55105 | WPL - Rock River Generating Station | 6877711 |  | 221112 | 154003740 | 55 | 13.976 | 788 |  | 34.4 | 42.5831 | -89.0292 | 53511
55105 | WPL - Sheepskin Generating Station | 7660311 |  | 221112 | 154009900 | 33.1 | 14.469 | 750 |  | 36.9 | 42.8326 | -89.1133 | 53534
55009 | Wi Public Service Corp - Jp Pulliam Plant | 5295111 |  | 221112 | 405031990 | 377 | 10.991 | 320 |  | 39.7 | 44.5406 | -88.0133 | 54303
55075 | Wisconsin Public Service Corp-West Marinette Plant | 7096511 |  | 221112 | 438089190 | 30.5 | 8.99 | 1090 |  | 83 | 45.0858 | -87.69 | 54157
55073 | Wisconsin Public Service Corporation- Weston Plant | 7078511 |  | 221112 | 737009020 | 242.6 | 11.909 | 335 |  | 51.4 | 44.8579 | -89.6502 | 54474
06037 | LA CITY, DWP VALLEY GENERATING STATION | 5681911 |  | 221118 | 191026800193 | [5 empty] | 34.2419 | -118.3903 | 91352
55071 | Manitowoc Public Utilities | 7179611 |  | 221112 | 436035930 | 250 | 14.009 | 168 |  | 7.4 | 44.0818 | -87.6558 | 54220
55139 | Menasha | 8317211 |  | 221330 | 471033640 | 150 | 7 | 380 |  | 26.5 | 44.2001 | -88.4584 | 54952
55057 | New Lisbon | 6779211 |  | 22112 | 729011580 | 34 | 2 | 620 |  | 50 | 43.8798 | -90.1645 | 53950
55123 | Dairyland Power Coop Genoa Station-Eop | 7711211 |  | 221112 | 663020930 | 500 | 15.125 | 313 |  | 91.1 | 43.5592 | -91.2333 | 54632
55043 | E J Stoneman Station | 6748311 |  | 221112 | 122003640 | 205 | 8.005 | 325 |  | 71.1 | 42.7083 | -90.9853 | 53806
56009 | Dave Johnston | 6418211 |  | 221112 | 00644 | 500 | 11 | 293 | 8833.3 | 93 | 42.8375 | -105.776 | 82633
56023 | Naughton Power Plant | 8419211 |  | 221112 | 00647 | 200 | 14 | 280 | 13333.3 | 59.4 | 41.7575 | -110.598 | 83101
48231 | POWER LANE STEAM PLANT | 5655711 |  | 221122 | 9 | 48 | 7 | 300 |  | 47 | 33.1707 | -96.1267 | 75401
06099 | TURLOCK IRRIGATION DISTRICT | 5704811 |  | 221118 | 5014302246 | 31 | 13.5 | 900 | 8802.1 |  | 37.4971 | -120.9048 | 95380
26059 | MI SO CENTRAL POWER AGENCY | 7779111 |  | 221112 | B6611 | 250 | 9.4 | 132 | 3208.8 | 46.2 | 42.0192 | -84.4532 | 49252
48121 | SPENCER GENERATING STATION | 3115511 |  | 221122 | 2 | 80 | 7 | 300 |  | 39.8 | 33.1983 | -97.1058 | 76201
55011 | Dairyland Power Coop Alma Site | 4958511 |  | 221112 | 606034110 | 700 | 17.487 | 315 |  | 83.7 | 44.3078 | -91.905 | 54610
08101 | BLACK HILLS ELECTRIC- PUEBLO POWER PLANT | 4368111 |  | 221112 | CO0000000810100 | 15 | 2 | 537 |  | 124.6 | 38.2666 | -104.6151 | 81003-3432
08003 | PUBLIC SERVICE CO ALAMOSA PLT | 2136511 |  | 221112 | CO0000000800300 | 34 | 12.6 | 970 |  | 150 | 37.4692 | -105.8837 | 81101-2922
08031 | PUBLIC SERVICE CO - ARAPAHOE | 1699811 |  | 221112 | CO0000000803100 | 250 | 15.75 | 268 |  | 18.1 | 39.6701 | -105.0033 | 80223
08001 | PUBLIC SERVICE CO CHEROKEE PLT | 3555811 |  | 221112 | CO0000000800100 | 400 | 22 | 267 |  | 45.7 | 39.8078 | -104.9648 | 80216
01033 | TVA | 7212811 |  | 221112 | 0010 | 31.8 | 12.7 | 940 | 18433.3 | 145.6 | 34.7368 | -87.852 | 35674
08101 | PUBLIC SERVICE CO COMANCHE PLT | 4367811 |  | 221112 | CO0000000810100 | 500 | 24.56 | 160 |  | 44.3 | 38.2085 | -104.5753 | 81006-2101
08077 | PUBLIC SERVICE CO FRUITA STA | 4456711 |  | 221112 | CO0000000807700 | 30 | 16.92 | 900 |  | 83 | 39.16 | -108.7331 | 81521
08013 | PUBLIC SERVICE CO - VALMONT | 778211 |  | 221112 | CO0000000801300 | 250 | 28 | 262 |  | 17 | 40.0193 | -105.2019 | 80301
08041 | COLORADO SPRINGS UTILITIES MARTIN DRAKE | 4391711 |  | 221112 | CO0000000804100 | 200 | 10.6 | 320 |  | 54 | 38.8247 | -104.8325 | 80903-4040
08041 | COLO SPRINGS UTILITIES - BIRDSALL PLANT | 4391611 |  | 221112 | CO0000000804100 | 142 | 7.6 | 310 |  | 33.3 | 38.8813 | -104.8171 | 80907
48299 | Thomas C Ferguson | 5655011 |  | 221122 |  | 184 | 20 | 275 |  | 36 | 30.5577 | -98.3715 | 78654
48355 | BARNEY M DAVIS POWER STATION | 5611911 |  | 221122 | 47 | 160 | 15 | 275 |  | 56.8 | 27.6067 | -97.311 | 78412
40143 | PSO RIVERSIDE JENKS PWR STA | 8186111 |  | 221112 | 213 | 300 | 18 | 249 | 13593.8 | 53.4 | 35.998 | -95.9572 | 74037
88780 | NAVAJO GENERATING STATION | 13606211 | 780 | 221112 | NN-ROP 05-06 | 775 | 24.49 | 122 | 49926 | 106 | 36.905 | -111.3892 | 86040
01071 | TVA | 1018911 |  | 221112 | 0008 | 500 | 20.8 | 175 | 31746.8 | 93.9 | 34.8867 | -85.7526 | 35772
25003 | PITTSFIELD GENERATING COMPANY LP | 7220511 |  | 221112 | 1170006 | 208 | 12 | 260 |  | 74 | 42.456 | -73.221 | 01201-0000
34039 | Cogen Technologies Linden Venture, L.P. | 7990011 |  | 221112 | 41809 | 190 | 15 | 250 | 12200 |  | 40.6401 | -74.2189 | 07036
42107 | NORTHEASTERN POWER CO/MCADOO COGEN | 4105211 |  | 221112 | 421070054 | 250 | 7.5 | 350 | 3839 | 86.9 | 40.8738 | -75.9929 | 18237
06023 | HUMBOLDT REDWOOD COMPANY - SAWMILL | 15664711 |  | 321113 | 120620970 | [5 empty] | 40.7924 | -124.1981 | 95565
06077 | COUNTY OF SAN JOAQUIN | 10084011 |  | 221118 | 3914305388 |  |  | 68 | 83.3 | 60.2 | 37.6986 | -121.4083 | 00000
06107 | SIERRA POWER CORPORATION | 14014311 |  | 221118 | 541430834 | 72 | 5.1 | 350 | 500 |  | 35.9555 | -119.0438 | 93270
42045 | FPL ENERGY MH50 LP/MARCUS HOOK | 4724511 |  | 221112 | 420450220 | 100 | 12 | 369 | 9016.7 | 79.7 | 39.8099 | -75.4275 | 19061
16003 | TAMARACK MILLS LLC | 947111 |  | 321113 | 00300001 | 75 | 7.2 | 153 | 700.3 | 17.2 | 44.9532 | -116.386 | 83654
48277 | PARIS GENERATION | 6431011 |  | 221122 | 13 | 90 | 14 | 500 |  | 57 | 33.6969 | -95.5575 | 75460
06089 | SIERRA PACIFIC IND. - BURNEY | 6575511 |  | 321113 | 45162818 | 100 | 8.3 | 350 | 2541.7 |  | 40.8743 | -121.7038 | 96013
06063 | SIERRA PACIFIC INDUSTRIES | 3270411 |  | 321113 | 3204223 | [5 empty] | 39.936 | -120.9365 | 95971
06029 | U.S. BORAX | 5813511 |  | 212391 | 15051228 |  |  | 340 | 488.3 | 27.7 | 35.0283 | -117.7033 | 93516
53065 | Vaagen Brothers Lumber Inc | 6164811 |  | 321912 | 52 | 50 | 4.8 | 407 | 570 | 31.5 | 48.5485 | -117.915 | 99114
48485 | WF COGENERATION PLANT | 5127311 |  | 221122 | 27 | 50 | 7.5 | 300 |  | 46.4 | 33.8608 | -98.5875 | 76310
42007 | G F Weaton Power Station | 7991511 |  | 331410 | 420070032 | 275 | 11 | 300 | 7333.4 | 77.1 | 40.6706 | -80.3365 | 15061-2210
06019 | COALINGA COGENERATION CO | 6515311 |  | 221118 | 101430354 | 49 | 10.7 | 250 | 3717.1 |  | 36.1854 | -120.379 | 93210
06029 | SYCAMORE COGENERATION CO | 3945411 |  | 221118 | 151430511 | 63 | 14.5 | 250 | 7453.5 |  | 35.452 | -118.9853 | 00000
48481 | NEWGULF POWER FACILITY | 8516011 |  | 221122 | 49 | 72 | 18.5 | 550 |  | 60 | 29.2641 | -95.8988 | 77462
48203 | SNIDER INDUSTRIES SAWMILL | 4846511 |  | 321113 | 16 | 55 | 4.17 | 280 |  | 53 | 32.5782 | -94.3748 | 75670
48057 | SEADRIFT PLANT | 5846511 |  | 325110 | 3 | 9 | 8.9 | 99 |  | 73 | 28.5084 | -96.7713 | 77983
22089 | Union Carbide Corp - St Charles Operations | 7202911 |  | 325110 | 2083 | 140 | 18 | 228 | 16433.4 | 64.6 | 29.9838 | -90.446 | 70057
06029 | BERRY PETROLEUM COMPANY | 295911 |  | 221118 | 1514302265 | 60 | 11.4 | 370 | 17966.7 |  | 35.1658 | -119.3716 | 00000
28087 | Weyerhaeuser NR Company, Columbus Cellulose Fibers | 8215811 |  | 32211 | 2808700044 | 251 | 15 | 340 | 9361.1 | 53 | 33.3608 | -88.458 | 39703
37117 | Domtar Paper Company, LLC | 8049311 |  | 322121 | 3711700069 | 250 | 18 | 383 | 23083.3 | 90.7 | 35.8617 | -76.7797 | 27962
36063 | WPS Power Niagara | 7762611 |  |  |  | 220 | 8 |  |  | 58.9 | 43.0839 | -79.0069 | 14304
33009 | PINETREE POWER - BETHLEHEM | 7868311 |  | 221118 | 3300900026 | 197 | 7.5 | 420 | 2385.7 | 54 | 44.3278 | -71.6803 | 03574
23009 | VERSO BUCKSPORT, LLC | 8387311 |  | 322110 |  | 113 | 2 | 157 | 1223.3 | 389.4 | 44.5745 | -68.8111 | 04416
36033 | BORALEX NEW YORK LP | 6373511 |  | 221112 | 5163400022 | 180 | 4.8 | 377 | 13.9 | 47 | 44.89 | -74.07 | 12920
42069 | PEI POWER CORP/ARCHBALD | 3022411 |  | 221112 | 420690022 | 237 | 11 | 817 | 8906.4 | 93.7 | 41.4816 | -75.539 | 18403-2046
36059 | TBG COGEN FACILITY | 7223311 |  | 221112 | 1282400947 |  |  | 72 | 0 | 85 | 40.74 | -73.49 | 11801
06011 | WADHAM ENERGY LTD PARTNERSHIP | 75711 |  | 221118 | 06160655 | 170 | 7 | 213 | 1789.5 |  | 39.0976 | -122.0864 | 95987
06089 | WHEELABRATOR LASSEN, INC. | 737011 |  | 221118 | 45162874 | 75 | 12 | 320 | 4850 |  | 40.433 | -122.27 | 96007
06077 | RIPON COGENERATION | 1224911 |  | 221118 | 391430770 | 71 | 12 | 317 | 3821.7 |  | 37.7334 | -121.1207 | 95366
42043 | NRG ENERGY CTR PAXTON LLC/HARRISBURG | 6465211 |  | 221330 | 420430013 | 225 | 12 | 220 | 253.8 | 2.2 | 40.2641 | -76.8771 | 17101-2440
34013 | Newark Bay Cogeneration Partnership, L.P. | 7464111 |  | 221112 | 07617 | 175 | 11 | 250 | 8016.7 |  | 40.7202 | -74.1303 | 07105
06013 | PHILLIPS 66 CARBON PLANT | 5812811 |  | 324199 | 07130321360 | 100 | 4 | 80 | 83.3 | 102.2 | 38.0159 | -122.2374 | 94572
41019 | Dillard | 8219211 |  | 321219 | 10-0025 | 111 | 10.3 | 152 | 1833.1 | 22 | 43.0896 | -123.4144 | 97432
42133 | PH GLATFELTER CO/SPRING GROVE | 4966111 |  | 322121 | 421330016 | 300 | 8 | 340 | 5450 | 108.4 | 39.8698 | -76.8661 | 17362-1000
01097 | Mobile Energy Services Company | 1060811 |  | 322121 | 2021 | 291 | 18.5 | 392 | 15533.3 | 57.8 | 30.7359 | -88.0497 | 36610
42045 | KIMBERLY CLARK PA LLC/CHESTER OPR | 6595211 |  | 322121 | 420450016 | 295 | 8 | 375 | 5993.7 | 119.3 | 39.8434 | -75.3607 | 19013
26161 | UNIVERSITY OF MICHIGAN | 8146111 |  | 611310 | M0675 | 159 | 14 | 290 | 2884.8 | 18.7 | 42.2839 | -83.7312 | 48109
23005 | S D WARREN CO - WESTBROOK | 7946611 |  | 322121 | 2300500138 | 345 | 18 | 350 | 4000 | 15.9 | 43.6834 | -70.3536 | 04092
36121 | INDECK-SILVER SPRINGS COGENERATION | 7814811 |  | 221112 | 9563200010 | 135 | 11.5 | 290 | 109.4 | 64 | 42.65 | -78.07 | 14550
36075 | INDECK-OSWEGO LIMITED PARTNERSHIP | 8538911 |  | 221112 | 7351200005 | 150 | 11 | 225 | 95 | 60 | 43.46 | -76.49 | 13126
36029 | INDECK-YERKES ENERGY SERVICES | 8504111 |  | 221112 | 9146400153 | 150 | 9.8 | 232 | 91.7 | 74 | 42.96 | -78.91 | 14150
36091 | INDECK-CORINTH ENERGY CENTER | 7819511 |  | 221112 | 5412600028 | 237 | 15 | 275 | 220.8 | 75 | 43.24 | -73.8 | 12822
06111 | E.F. OXNARD LLC | 1589611 |  | 221112 | 561134214 | [5 empty] | 34.1978 | -119.1628 | 93030
48355 | CORPUS CHRISTI PLANT | 5862111 |  | 325110 | 89 | 75 | 11.25 | 350 |  | 65 | 27.8111 | -97.5957 | 78412
12051 | U.S. SUGAR CORPORATION | 769911 |  | 311314 | 0510003 | 213 | 6.1 | 160 | 2565.6 | 87 | 26.7347 | -80.9381 | 33440
22019 | Eagle US 2 LLC - Lake Charles Complex | 7354911 |  | 325180 | 1255 | 80 | 17.5 | 350 | 11593.5 | 48.2 | 30.2259 | -93.2942 | 70669
06029 | DOUBLE C LIMITED | 410111 |  | 221118 | 1514301119 | 60 | 8 | 280 | 1869.5 |  | 35.5006 | -119.0461 | 93308
06029 | KERN FRONT LIMITED | 5813711 |  | 221118 | 1514301120 | 60 | 8 | 275 | 1716.9 |  | 35.5157 | -119.04 | 93308
06029 | HIGH SIERRA LIMITED | 14108911 |  | 221118 | 1514301118 | 60 | 8 | 285 | 1900.6 |  | 35.509 | -119.0305 | 93308
34017 | Bayonne Plant Holding, L.L.C. | 7591211 |  | 221112 | 12174 | 100 | 10 | 225 | 6439.9 |  | 40.6518 | -74.097 | 07002
09003 | CAP DIST ENERGY CTR COGEN ASSO | 844911 |  | 221330 | T075 P0766 C083 | 234 | 11 | 249 | 5958.1 | 62.7 | 41.7625 | -72.6916 | 06106-1354
06081 | IPT SRI COGENERATION INC | 575411 |  | 221112 | 4113033011 |  |  | 350 | 226.7 | 58.7 | 37.456 | -122.179 | 94025
06037 | HARBOR COGENERATION CO, LLC | 13500111 |  | 221112 | 191026156741 | [5 empty] | 33.757 | -118.2719 | 90744
37083 | Rosemary Power Station | 8286911 |  | 221112 | 3708300170 | 145 | 15 | 230 | 12652.8 | 71.6 | 36.4535 | -77.6627 | 27870
40109 | POWERSMITH COGENERATION PLT | 8185511 |  | 221330 | 1407 | 78 | 14.2 | 275 | 40850 | 257.9 | 35.4411 | -97.6492 | 73179
06109 | PACIFIC-ULTRAPOWER CHINESE STA | 5705711 |  | 221112 | 55043312 | 122 | 8 | 384 | 1862.1 |  | 37.8766 | -120.4791 | 95327
34015 | Eagle Point Power Generation LLC | 16662211 |  | 221112 | 56220 | [5 empty] | 39.8615 | -75.1522 | 08093-1702
42107 | WPS WESTWOOD GEN LLC/GEN STA | 4735811 |  | 221112 | 421070023 | 320 | 8.5 | 350 | 4786 | 84.4 | 40.6175 | -76.4541 | 17981-1716
06029 | MCKITTRICK LIMITED | 13890611 |  | 221118 | 1514301251 | 74 | 11.8 | 285 | 3706 |  | 35.3128 | -119.6673 | 93308
48245 | BEAUMONT REFINERY | 4862411 |  | 324110 | [6 empty] | 30.0653 | -94.0738 | 77701
16069 | CLEARWATER PAPER CORP - PPD & CPD | 7321711 |  | 322130 | 06900001 | 83 | 7.9 | 475 | 1176.4 | 24 | 46.4282 | -116.973 | 83501
05011 | POTLATCH LAND & LUMBER,LLC-WARREN LUMBER | 7737111 |  | 321113 | 0501100004 | 70 | 6.5 | 300 | 2296.3 | 69.2 | 33.6203 | -92.0783 | 71671
23007 | REENERGY STRATTON LLC | 5676911 |  | 221117 | 2300700023 | 290 | 9 | 350 | 4766.7 | 72 | 45.1405 | -70.4263 | 04982
08123 | THERMO POWER & ELEC (SEE ALSO 123/0321) | 2568111 |  | 221112 | CO0000000812300 | 93 | 9.33 | 338 |  | 88.9 | 40.4091 | -104.6847 | 80631
08123 | THERMO COGEN PARTNERSHIP - JM SHAFER | 4223811 |  | 221112 | CO0000000812300 | 100 | 9.5 | 313 |  | 70 | 40.098 | -104.7738 | 80621
08123 | STARK THERMO, INC. | 4231711 |  | 221112 | CO0000000812300 | 100 | 9.5 | 310 |  | 70 | 40.4424 | -104.6888 | 80631-9517
33003 | PINETREE POWER - TAMWORTH | 5209311 |  | 221118 | 3300300019 | 197 | 8.5 | 420 | 3001.8 | 52.9 | 43.836 | -71.1971 | 03890
36065 | STERLING ENERGY FACILITY | 7243711 |  | 221112 | 6301400011 | 150 | 11 | 72 | 0 | 60.2 | 43.07 | -75.6 | 13461
06085 | O L S ENERGY-AGNEWS | 1267311 |  | 221112 | 4313036044 | 50 | 7.9 | 300 | 3015.3 |  | 37.4094 | -121.9254 | 95134
26113 | Viking Energy of McBain | 8226611 |  | 221118 | N1160 | 150 | 6 | 337 | 1766.7 | 62.5 | 44.204 | -85.2202 | 49657
26001 | Viking Energy of Lincoln, LLC | 5737411 |  | 221118 | N0890 | 150 | 6 | 360 | 926.3 | 32.8 | 44.6807 | -83.4199 | 48742
42025 | PANTHER CREEK PARTNERS/NESQUEHONING PLT | 7889011 |  | 221112 | 420250023 | 350 | 7.5 | 350 | 9021.2 | 204.2 | 40.8557 | -75.8768 | 18240-2242
34023 | EFS Parlin Holdings, LLC | 6719511 |  | 221112 | 18061 | 213 | 11.58 | 292 | 6633 |  | 40.4614 | -74.3269 | 08859
08099 | LAMAR LIGHT & POWER/ARKANSAS RIVER POWER | 4229911 |  | 221112 | CO0000000809900 | 33 | 4.38 | 600 |  | 72.6 | 38.0904 | -102.6152 | 81052
45041 | ROCKTENN CP LLC | 4758811 |  | 322110 | 1040-0003 | 274 | 9 | 363 | 4586.8 | 72.1 | 34.1515 | -79.5592 | 29506
48201 | ALTURA COGEN | 6429411 |  | 221121 | 387 | 60 | 10 | 300 |  | 60.2 | 29.8159 | -95.1084 | 77530
34011 | Cumberland Energy Center | 7201911 |  | 221112 | 75508 | 65 | 13.417 | 800 | 21666.7 |  | 39.3817 | -74.9733 | 08332
26101 | TES Filer City Station | 4856911 |  | 221112 | N1685 | 250 | 6.333 | 177 | 2307.3 | 73.2 | 44.21 | -86.29 | 49634
06001 | PE BERKELEY, INC | 10707511 |  | 221112 | 01130311326 | 53 | 9.1 | 340 | 3073.3 |  | 37.8699 | -122.2588 | 94720
06071 | OLS ENERGY-CHINO | 3414111 |  | 221118 | 36102647781 | [5 empty] | 33.99 | -117.6814 | 91710
06111 | CI POWER COGENERATION PLANT | 1605311 |  | 221112 | 5611341267 | [5 empty] | 34.1637 | -119.0437 | 93012
34003 | Elmwood Park Power, LLC | 7202611 |  | 221112 | 02624 | 140 | 14 | 284 | 7350 |  | 40.9053 | -74.1306 | 07407
06053 | SARGENT CANYON COGENERATION C | 2096311 |  | 221118 | 2707151299 | [5 empty] | 35.9546 | -120.8621 | 93450
06053 | SALINAS RIVER COGENERATION COM | 2096011 |  | 221118 | 2707151222 | [5 empty] | 35.9533 | -120.8644 | 93450
42107 | WHEELABRATOR FRACKVILLE/MOREA PLT | 8331411 |  | 221112 | 421070022 | 311 | 9 | 350 | 2516.7 | 39.6 | 40.7821 | -76.1782 | 17931-2340
06089 | WHEELABRATOR SHASTA E.C.I. | 1673711 |  | 221118 | 45162843 | 173 | 7.5 | 350 | 1153.6 |  | 40.4306 | -122.2777 | 96007
42095 | NORTHAMPTON GEN CO/NORTHAMPTON | 6558911 |  | 221112 | 420950536 | 275 | 9.5 | 270 | 6295.2 | 88.9 | 40.6925 | -75.4783 | 18067-9728
41023 | Co-Gen Co. LLC | 8349911 |  | 221330 | 12-0001 | 115.5 | 5.6 | 354 |  | 47.5 | 44.45 | -118.69 | 97869
30111 | YELLOWSTONE POWER PLANT | 5270711 |  | 221118 | 111-0023 | 199 | 8 | 330 | 7166.7 | 157 | 45.8083 | -108.427 | 59101
12049 | HARDEE POWER PARTNERS LIMITED | 769811 |  | 2211 | 0490015 | 90 | 14.5 | 236 | 12797.6 | 77.5 | 27.6364 | -81.9636 | 33834-6817
49007 | Sunnyside Cogeneration Associates: Sunnyside Cogeneration Facility | 5066411 |  | 221112 | 10096 | 250 | 8.5 | 280 | 5183.3 | 91.3 | 39.5481 | -110.38 | 84520
51760 | Dominion - Bellemeade Power Station | 5083411 |  | 221112 | 50988 | 90 | 13.5 | 300 | 14766.7 | 103.2 | 37.496 | -77.4332 | 23222
12081 | TROPICANA MANUFACTURING COMPANY, INC. | 537811 |  | 311421 | 0810007 | 67 | 12 | 268 | 5731.3 | 50.7 | 27.4833 | -82.548 | 34208
42121 | SCRUBGRASS GENERATING CO LP/KENNERDELL PLT | 4760211 |  | 221112 | 421210013 | 362 | 10.8 | 340 | 7333.3 | 80.7 | 41.2678 | -79.8114 | 16374-3305
12085 | INDIANTOWN COGENERATION, L.P. | 717611 |  | 2211 | 0850102 | 495 | 16 | 140 | 18728.3 | 93.2 | 27.0393 | -80.5147 | 34956
36067 | CARR STREET GENERATING STATION | 7435811 |  | 221112 | 7312600127 | 125 | 10.5 | 215 | 84.1 | 58 | 43.06 | -76.08 | 13057
41019 | Co-Gen II, LLC | 8403511 |  | 221330 | 10-0002 | 90 | 6.67 | 321 | 1956.7 | 56 | 42.96 | -123.36 | 97469
22031 | CLECO Power LLC - Dolet Hills Power Station | 7354411 |  | 221112 | 585 | 500 | 25 | 163 | 40722 | 83 | 32.031 | -93.5688 | 71052
50005 | Ryegate Associates | 7774911 |  | 22111 | 601 | 212.2 | 6.5 | 329 | 1415.9 | 41.9 | 44.2132 | -72.0585 | 05042
44007 | OCEAN STATE POWER | 3040211 |  | 221112 | AIR2998 | 57.7 | 9.6 | 655 | 4695.2 | 64.9 | 42.0089 | -71.6773 | 02830
51117 | Dominion-Mecklenburg Power Station | 5748311 |  | 221112 | 30861 | 275 | 12.5 | 160 | 7783.3 | 63.4 | 36.6012 | -78.5317 | 23927
51085 | Doswell Limited Partnership Doswell Energy Center | 6631811 |  | 221112 | 51018 | 190 | 18 | 240 | 16795 | 66 | 37.8175 | -77.4415 | 23005
25005 | DARTMOUTH POWER ASSOCATES | 5057311 |  | 221112 | 1200025 | 168 | 11.8 | 258 |  | 45.8 | 41.673 | -70.999 | 02747-0000
36059 | TRIGEN CENTRL UTILITY PLT - MITCHL FIELD | 7222111 |  | 22121 | 1282001015 | 125 | 12 | 300 |  | 32.4 | 40.726 | -73.5897 | 11530
48331 | SANDOW 5 GENERATING PLANT | 13408411 |  | 221122 | 12 | 335 | 16 | 162 |  | 75 | 30.5674 | -97.0605 | 76567
51550 | Dominion - Elizabeth River CT Station | 6682611 |  | 221112 | 61108 | 85 | 15 | 1001 | 25416.6 | 143.8 | 36.7745 | -76.3118 | 23323
48167 | TEXAS CITY COGENERATION | 3930911 |  | 221122 | 52 | 85 | 13 | 500 |  | 47 | 29.377 | -94.9417 | 77590
51143 | Dominion-Pittsylvania Power Station | 7473111 |  | 221118 | 30871 | 175 | 12.6 | 390 | 7811.7 | 62.6 | 37.1047 | -79.2761 | 24563
48227 | BIG SPRING COGENERATION | 5649311 |  | 221122 | 16 | 90 | 14 | 300 |  | 46 | 32.2732 | -101.4222 | 79721
06101 | YUBA CITY COGENERATION | 1371511 |  | 221118 | 51160813001 |  |  | 68 | 83.3 | 61.9 | 39.185 | -121.688 | 95992
10003 | Delaware City Refinery | 588311 |  | 32411 |  |  |  |  | 0 | 0 | 39.5886 | -75.6356 | 19706
08107 | PUBLIC SERVICE CO HAYDEN PLT | 4458511 |  | 221112 | CO0000000810700 | 250 | 22 | 170 |  | 35 | 40.4871 | -107.1857 | 81639
08085 | TRI-STATE GENERATION AND TRANSMISSION AS | 3457111 |  | 221112 | CO0000000808500 | 215 | 12 | 256 |  | 76.6 | 38.2382 | -108.5073 | 81424
01039 | PowerSouth Energy Coop - McWilliams | 967611 |  | 221112 | 0001 | 112 | 17 | 438 | 18720 | 82.5 | 31.4 | -86.4741 | 36038
06067 | SACRAMENTO POWER AUTHORITY DBA WOOD GOUP POWER OP (F#5133) | 686311 |  | 221112 | 341624138 | 100 | 14.7 | 1000 | 26666.7 |  | 38.6544 | -121.394 | 95652
21049 | East KY Power - J K Smith Station | 5163011 |  | 221112 | 2104900027 | 71 | 18 | 968 | 40000 | 157.2 | 37.8824 | -84.1025 | 40391
09009 | Connecticut Jet Power LLC, Branford Substation | 16708311 |  | 221112 | T014 P0004 C077 | 33 | 12.6 | 700 | 10466.7 |  | 41.2886 | -72.8146 | 06405
36083 | RENSSELAER COGEN FACILITY | 7863911 |  | 221112 | 4381400029 | 150 | 11.5 | 266 | 131.9 | 76 | 42.62 | -73.74 | 12144
37083 | Roanoke Valley Energy Facility | 8048111 |  | 221112 | 3708300174 | 375 | 12 | 165 | 7916.8 | 70 | 36.4365 | -77.6175 | 27890
36063 | LOCKPORT COGENERATION FACILITY | 7417511 |  | 221112 | 9292600016 | 100 | 13 | 1002 | 11945.9 | 90 | 43.16 | -78.74 | 14094
44007 | PAWTUCKET POWER ASSOCIATES | 4834311 |  | 221112 | AIR3000 | [5 empty] | 41.861 | -71.407 | 02860
36009 | INDECK OLEAN ENERGY CENTER | 8433511 |  | 221112 | 9041200042 | 175 | 10 | 205 | 91.5 | 70 | 42.086 | -78.4543 | 14760
51760 | Spruance Genco LLC | 4039911 |  | 221112 | 51033 | 250 | 8.6 | 180 | 3245.5 | 55.9 | 37.4556 | -77.4308 | 23234
36081 | KIAC COGENERATION PLANT-JFK AIRPORT | 8310711 |  | 221112 | 2630800096 | 110 | 9.5 | 261 |  | 70 | 40.6462 | -73.7818 | 11430
36063 | FORTISTAR NORTH TONAWANDA INC | 7417211 |  | 221112 | 9291200059 | 165 | 10.5 | 222 | 128 | 74 | 43.04 | -78.85 | 14120
36103 | NISSEQUOGUE COGEN PARTNERS PLANT | 8452911 |  | 221112 | 1472202441 | 218 | 9 | 326 | 155 | 117 | 40.91 | -73.12 | 11794
09001 | CONNECTICUT JET POWER, LLC | 2722511 |  | 221112 | T067 P0017 C077 | 33 | 12.6 | 750 | 13783.3 | 110.5 | 41.0286 | -73.5976 | 06830
06077 | PORT OF STOCKTON | 13889511 |  | 488320 | [6 empty] | 37.9454 | -121.3232 | 95203
53057 | MARCH POINT COGENERATION | 6282611 |  | 221112 | 4 | 80 | 11 | 400 | 7000 | 73.7 | 48.4664 | -122.5591 | 98221-9340
32003 | Saguaro Power Company | 8177511 |  | 22111 | 0393 | 81 | 12 | 414 |  | 70 | 36.0402 | -115.0109 | 89009
51099 | SEI Birchwood Power Facility | 6148811 |  | 221112 | 40809 | 402 | 15.8 | 150 | 11760 | 59.9 | 38.2644 | -77.3145 | 22485
48215 | W R COWLEY SUGAR HOUSE | 6429211 |  | 311314 | 15 | 83.8 | 9.66 | 334 |  | 43.8 | 26.2706 | -97.8676 | 78593
32003 | Nevada Cogeneration Associates #2 | 7758511 |  | 22111 | 0391 | 70 | 6.9 | 417 |  | 84 | 36.2232 | -114.8781 | 89124
32003 | Nevada Cogeneration Associates #1 | 7756911 |  | 22111 | 0360 | 70 | 6.9 | 422 |  | 84 | 36.3412 | -114.9194 | 89110
12105 | ORANGE COGENERATION LIMITED PARTNERSHIP | 3197811 |  | 2211 | 1050231 | 100 | 11 | 230 | 4977.5 | 52.4 | 27.8708 | -81.8342 | 33830
06029 | OILDALE ENERGY LLC | 424911 |  | 221118 | 15143073 |  |  | 68 | 83.3 | 47.9 | 35.4175 | -119.0112 | 93308
08013 | UNIV OF COLO - BOULDER BUFFALO POWER | 1342411 |  | 221330 | CO0000000801300 | 60 | 6 | 325 |  | 49.2 | 40.0076 | -105.2693 | 80309
09009 | DEVON POWER, LLC | 590011 |  | 221112 | T105 P0014 C077 | 40 | 12.5 | 855 | 9604.2 | 78.3 | 41.2073 | -73.1191 | 06460
26165 | Cadillac Renewable Energy Facility | 6180011 |  | 221118 | N1395 | 188 | 8 | 320 | 2216.7 | 44.1 | 44.2612 | -85.4346 | 49601
12069 | QUANTUM LAKE POWER, LP | 1970211 |  | 221112 | 0694801 | 80 | 10 | 650 | 50 | 0.6 | 28.9172 | -81.677 | 32784
12101 | QUANTUM PASCO POWER, LP | 2712411 |  | 221118 | 1010071 | 275 | 4.8 | 310 | 1174.4 | 64.9 | 28.3747 | -82.1764 | 33523-2845
12105 | MULBERRY COGEN FACILITY | 2312411 |  | 2211 | 1050217 | 125 | 15 | 220 | 11322.1 | 64.1 | 27.8489 | -81.8864 | 33830-8425
12095 | ORLANDO COGEN LIMITED, L.P. | 2694911 |  | 221118 | 0950203 | 115 | 15.7 | 240 | 12580.2 | 65 | 28.4422 | -81.4178 | 32809-7651
06035 | MT. LASSEN POWER | 53211 |  | 221122 | 18081416 | 125 | 5 | 225 | 66.7 |  | 40.3038 | -121.0007 | 96137
06007 | PACIFIC OROVILLE POWER, INC. | 877111 |  | 221112 | 04160438 | 100 | 7 | 350 | 1211.3 |  | 39.481 | -121.564 | 95965
53073 | PSE SUMAS | 6212511 |  | 221112 | 48 | 93 | 14.5 | 265 | 4000 | 24.2 | 48.9928 | -122.254 | 98295
06007 | OROVILLE COGENERATION, L.P. | 124511 |  | 221112 | 04160456 | [5 empty] | 39.5163 | -121.6052 | 95965
22033 | Formosa Plastics Corp Louisiana | 7354711 |  | 325211 | 288 | 105 | 10 | 346 | 6955.1 | 88.6 | 30.4962 | -91.189 | 70805
36049 | LYONSDALE BIOMASS LLC | 8469711 |  | 221112 | 6233800012 | 185 | 6.2 | 416 | 1902.1 | 62 | 43.61 | -75.3 | 13433
12105 | WHEELABRATOR RIDGE ENERGY INC. | 2312311 |  | 2211 | 1050216 | 325 | 10 | 170 | 3693.3 | 47 | 28.0278 | -81.8389 | 33823
53073 | PSE Ferndale Generating Station | 6212611 |  | 221112 | 31 | 180 | 14 | 210 | 137.5 | 0.9 | 48.8416 | -122.688 | 98248-9596
13147 | Hartwell Energy Facility | 2612411 |  | 221112 | 14700021 | 79 | 22.5 | 1105 | 46758 | 117 | 34.3393 | -82.8196 | 30643
36075 | INDEPENDENCE STATION | 8539211 |  | 221112 | 7355600040 | 195 | 18.5 | 200 | 170.5 | 38 | 43.49 | -76.44 | 13126
17031 | Corn Products International Inc | 946411 |  | 311221 | 031012ABI | 250 | 12 | 301 | 5552.6 |  | 41.778 | -87.8211 | 60501
36019 | SARANAC POWER PARTNERS COGENERATION FAC | 8375111 |  | 221112 | 5094200106 | 160 | 16 | 72 | 0 | 60.2 | 44.71 | -73.45 | 12901
25017 | TANNER STREET GENERATION LLC | 5233811 |  | 221112 | 1210362 | 160 | 12.1 | 400 |  | 75 | 42.6313 | -71.3126 | 01852-0000
36089 | MASSENA ENERGY FACILITY | 7968411 |  | 221112 | 6405800046 |  |  | 72 | 0 | 64.9 | 44.94 | -74.89 | 13662
36037 | BATAVIA POWER PLANT | 8462711 |  | 221112 | 8180200045 | 150 | 11 | 72 | 0 | 60.2 | 42.98 | -78.15 | 14020
09011 | MONTVILLE POWER, LLC | 552611 |  | 221112 | T107 P0005 C077 | 250 | 11.3 | 300 | 5833.3 | 58.2 | 41.4293 | -72.1003 | 06382-2615
25027 | PINETREE POWER FITCHBURG INC | 6637711 |  | 221118 | 1180061 | 180 | 6 | 330 |  | 39 | 42.543 | -71.8531 | 01473-1647
06029 | MT POSO COGENERATION COMPANY | 4197111 |  | 221118 | 15143091 | 170 | 8.5 | 300 | 3941.9 |  | 35.577 | -119.006 | 93380
12099 | NEW HOPE POWER COMPANY | 919611 |  | 2211 | 0990332 | 199 | 10 | 295 | 4100 | 52.2 | 26.5828 | -80.7475 | 33493
42107 | SCHUYLKILL ENERGY RES/ST NICHOLAS COGEN | 8406511 |  | 221112 | 421070024 | 310 | 11 | 365 | 7906.6 | 83.3 | 40.8225 | -76.1734 | 17976-1900
48245 | PORT NECHES PLANT | 4945211 |  | 325110 | 6 | 85 | 10.5 | 351 |  | 81 | 29.9626 | -93.9292 | 77651
34029 | Essential Power Operating Company LLC | 8174211 |  | 221112 | 78896 | 175 | 15 | 354 | 13600 |  | 40.0624 | -74.1686 | 08701
12105 | QUANTUM AUBURNDALE POWER, LP | 8515211 |  | 2211 | 1050221 | 160 | 18 | 203 | 13995.8 | 55 | 28.0545 | -81.8058 | 33823-4079
48039 | OYSTER CREEK COGENERATION POWER UNIT 8 | 4897811 |  | 325110 | 104 | 125 | 14.75 | 281 |  | 46.5 | 28.9805 | -95.3427 | 77541
22087 | Rain CII Carbon LLC - Chalmette Coke Plant & CT Terminal | 5608111 |  | 324199 | 2557 | 129 | 9 | 360 | 3666.7 | 58 | 29.9343 | -89.9767 | 70043
04027 | YUMA COGENERATION ASSOCIATES | 1013311 |  | 221112 | 492 | 85 | 10.5 | 340 | 7266.7 | 83.9 | 32.7289 | -114.6539 | 85364
48245 | PORT NECHES ASU COGEN PLANT | 6158311 |  | 325120 | 141 | 100 | 12 | 500 |  | 0.1 | 29.9782 | -93.9522 | 77651
06073 | GOAL LINE LP | 593911 |  | 221118 | 3712278469 | [5 empty] | 33.112 | -117.0894 | 92025
26049 | GENESEE POWER STATION LIMITED PARTNERSHIP | 6472811 |  | 221118 | N3570 | 220 | 7.83 | 337 | 3330.8 | 69.2 | 43.085 | -83.6701 | 48505
41059 | Hermiston Generating Company, L.P. | 8518911 |  | 221112 | 30-0113 | 64.8 | 11.4 | 650 |  | 61.9 | 45.8042 | -119.37 | 97838
06029 | LIVE OAK LIMITED | 456011 |  | 221118 | 151430172 | 74 | 11 | 285 | 3822.8 |  | 35.4962 | -119.0091 | 93308
19103 | UNIVERSITY OF IOWA MAIN POWER PLANT | 12807411 |  | 611310 | 52-01-005-02 | 198 | 6.667 | 340 | 1635.2 |  | 41.6574 | -91.54 | 52242-1523
42101 | GRAYS FERRY COGEN PARTNERSHIP/PHILA | 6531511 |  | 221118 | 4210104944 | 280 | 10.6 | 338 | 5891.3 | 223.1 | 39.9425 | -75.1886 | 19146
33009 | PLYMOUTH COLLEGE COGENERATION LP | 7868411 |  | 221112 | 3300900115 | 70 | 2.3 | 480 | 244.6 | 58.9 | 43.7642 | -71.6883 | 03264
25027 | MILFORD POWER LP | 6468611 |  | 221112 | 1201504 | 125 | 19 | 271 |  | 44 | 42.1289 | -71.5116 | 01757-0000
48251 | JOHNSON COUNTY GENERATION FACILITY | 6364211 |  | 221122 | 34 | 132 | 10 | 300 |  | 60 | 32.3993 | -97.4086 | 76031
24033 | Panda Brandywine | 6413611 |  | 221112 | 033-2200 | 165 | 15 | 219 |  | 63 | 38.6678 | -76.8673 | 20613
51109 | Dominion-Gordonsville Power Station | 5040011 |  | 221112 | 40808 | 150 | 14.3 | 280 | 14775.8 | 91.3 | 38.1242 | -78.2036 | 22942
23021 | Greenville Steam | 5252711 |  | 221112 | 2302100014 | 88 | 1.2 | 525 | 20 | 17.7 | 45.4545 | -69.6095 | 4442
32003 | Nevada Sun Peak Partnerships | 10626511 |  | 22111 | 0423 | 19.8 | 15.4 | 806 |  | 123.4 | 36.1373 | -115.0353 | 89122
36047 | BROOKLYN NAVY YARD COGENERATION PLANT | 8105011 |  | 221112 | 2610100185 | 310 | 17 | 240 | 263.6 | 70 | 40.7 | -73.96 | 11205
26105 | Michigan Power Limited Partnership | 4190311 |  | 221112 | N4975 | 100 | 15 | 252 | 14206.5 | 80.4 | 43.9422 | -86.4243 | 49431
39051 | Sauder Woodworking Cogeneration Facility (0326000079) | 10698611 |  | 221112 | 0326000079 | 99.6 | 4.8 | 400 | 530.9 |  | 41.5156 | -84.2933 | 43502
53065 | Avista | 6210511 |  | 221118 | 53 | 180 | 10 | 390 | 4733 | 60.3 | 48.6203 | -118.11 | 99141
27163 | LSP Cottage Grove Cogeneration Facility | 6785711 |  | 221122 | 2716300087 | 213 | 18 | 281 | 21033.3 |  | 44.7954 | -92.9124 | 55016
55055 | LSP - Whitewater, Limited Partnership | 7049311 |  | 221112 | 128085210 | 175 | 17.979 | 227 |  | 66.1 | 42.8551 | -88.7299 | 53190
48039 | SWEENY COGENERATION FACILITY | 5632311 |  | 221330 | 135 | 100 | 16 | 400 |  | 60 | 29.073 | -95.7448 | 77463
25005 | DIGHTON POWER LLC | 6624211 |  | 221112 | 1200276 | 150 | 17 | 200 |  | 56.5 | 41.8313 | -71.1244 | 02715-0000
55009 | Wisconsin Public Service Corp - De Pere Energy Center | 7642611 |  | 221121 | 405170920 | 65 | 19.98 | 1000 |  | 148.8 | 44.4475 | -88.0681 | 54115
23007 | VERSO PAPER COGENERATION FACILITY | 5677011 |  | 221112 | 2300700033 | 212 | 12.7 | 313 | 9006.9 | 70.6 | 44.5064 | -70.2424 | 04239
13153 | Mid-Georgia Cogen LP | 15560111 |  | 221112 | 15300042 | 160 | 17 | 225 | 10057 | 44.3 | 32.4854 | -83.6039 | 31047
25013 | BERKSHIRE POWER COMPANY LLC | 6013111 |  | 221112 | 0420067 | 125 | 18 | 357 |  | 81 | 42.0481 | -72.6479 | 01001-0000
09001 | BRIDGEPORT ENERGY LLC | 754511 |  | 221112 | T015 P0862 C068 | 130 | 16.5 | 193 | 16024 | 74.9 | 41.1705 | -73.1845 | 06604-5512
45021 | CHEROKEE COUNTY COGENERATION | 3763611 |  | 221112 | 0600-0060 | 98 | 12.3 | 208 | 8911.7 | 75 | 35.0724 | -81.6137 | 29340
48201 | PASADENA COGENERATION | 6422111 |  | 221122 | 1474 | 125 | 12 | 500 |  | 72 | 29.7253 | -95.1767 | 77506
44005 | TIVERTON POWER | 3038311 |  | 221112 | AIR3810 | [5 empty] | 41.6417 | -71.17 | 02878
06089 | SIERRA PACIFIC IND. - ANDERSON | 6576611 |  | 321113 | 45162848 | 72 | 5 | 370 | 950 |  | 40.4706 | -122.3203 | 96007
22047 | Georgia Gulf Chemicals & Vinyls LLC - Plaquemine Division | 7227011 |  | 325211 | 2455 | 100 | 16 | 447 | 16085 | 80 | 30.2672 | -91.1843 | 70764
13149 | Tenaska Georgia Generating Station | 15558711 |  | 221112 | 14900004 | 70 | 20 | 1134 | 38533 | 123 | 33.3526 | -84.9997 | 30217
48185 | TENASKA FRONTIER GENERATION STATION | 6436111 |  | 221122 | 13 | 152 | 12 | 300 |  | 61 | 30.5931 | -95.9179 | 77868
28107 | SOUTH MISSISSIPPI ELECTRIC POWER ASSOCIATION, BATESVILLE GENERATING STATION | 6993011 |  | 221112 | 2810700054 | 120 | 19 | 185 | 19270.2 | 68 | 34.3356 | -89.9272 | 38606
48233 | BLACKHAWK POWER PLANT | 7910111 |  | 221122 | 41 | 130 | 18 | 500 |  | 65 | 35.6964 | -101.3601 | 79007
48501 | MUSTANG ELECTRIC STATION | 5129311 |  | 221122 | 39 | 90 | 15 | 500 |  | 84.4 | 32.9728 | -102.7417 | 79323
23019 | MAINE INDEPENDENCE STATION | 7719211 |  | 221112 | 2301900115 | 155 | 18 | 190 | 0 | 0.1 | 44.8236 | -68.7101 | 04401-6927
05069 | PINE BLUFF ENERGY CENTER | 7785211 |  | 221112 | 0506900409 | 225 | 19.5 | 216 | 17918.9 | 60 | 34.2178 | -91.9022 | 71611
28019 | Choctaw Generation Limited Partnership, Red Hills Generation Facility | 7053011 |  | 221112 | 2801900011 | 350 | 24.5 | 257 | 27706.3 | 58.8 | 33.3794 | -89.2093 | 39735
32003 | San Diego Gas and Electric | 7757511 |  | 22111 | 0652 | 100 | 19 | 367 |  | 56 | 35.7865 | -114.993 | 89005
25027 | MILLENNIUM POWER PARTNERS LP | 6066411 |  | 221112 | 1180281 | 225 | 19 | 242 |  | 89 | 42.1124 | -72.0151 | 01507-0000
47075 | TVA BROWNSVILLE COMBUSTION TURBINE PLANT | 3063711 |  | 221112 | 0068 | 90 | 21.1 | 1008 | 29933.8 | 85.5 | 35.54 | -89.2 | 38012
06013 | CROCKETT COGENERATION, A CAL L | 353611 |  | 221112 | 0713038664 | 230 | 18.9 | 225 | 16451.2 |  | 38.0542 | -122.2178 | 94525
48409 | GREGORY POWER FACILITY | 5780011 |  | 221121 | 52 | 199 | 19 | 570 |  | 44.6 | 27.8889 | -97.2586 | 78359
26139 | Zeeland Generating Station | 7087211 |  | 221112 | N6521 | 175 | 16.75 | 197 | 13408.2 | 60.8 | 42.8195 | -85.9989 | 49464
26163 | DEARBORN INDUSTRIAL GENERATION | 7778711 |  | 221112 | N6631 | 150 | 17.5 | 276 | 20666.7 | 85.9 | 42.3038 | -83.1526 | 48121
22089 | Occidental Chemical Corp - Taft Plant | 5609011 |  | 325180 | 1137 | 130 | 17.4 | 200 | 13283.8 | 55.8 | 29.9891 | -90.4594 | 70057
88181 | Stimson Lumber Company - Plummer Operation | 8271811 | 181 | 321113 | 02 |  |  | 72 |  |  | 47.33 | -116.89 | 83851
48139 | ELECTRIC POWER GENERATION | 6494211 |  | 221122 | 59 | 155 | 18 | 300 |  | 58.6 | 32.4301 | -97.0611 | 76065
18127 | PORTSIDE ENERGY LLC | 4691211 |  | 221112 | 00067 |  |  | 278 | 7168.8 | 112.1 | 41.6315 | -87.1729 | 46368
48277 | PARIS GENERATING STATION | 7910611 |  | 221122 | 20 | 130 | 19 | 300 |  | 57.7 | 33.6322 | -95.5898 | 75460
48215 | FRONTERA ENERGY SERVICES | 7908611 |  | 221122 | 84 | 150 | 18.75 | 198 |  | 50 | 26.2078 | -98.3996 | 78572
22073 | NRG Sterlington Power LLC - Sterlington Power Plant | 5836111 |  | 221112 | 93588 | 35 | 14.9 | 990 | 20500 | 118 | 32.6855 | -92.0826 | 71280
23017 | RUMFORD POWER | 5759211 |  | 221112 | 2301700056 | 150 | 19 | 187 | 14438.4 | 50.9 | 44.5322 | -70.5199 | 04276-3436
26077 | CMS Generation Kalamazoo River Generating Station | 5620911 |  | 221112 | N6731 | 60 | 14.5 | 950 | 23683.3 | 143.4 | 42.28 | -85.49 | 49093
26137 | CMS Generation, Livingston Generating Station | 6335011 |  | 221112 | N6526 | 39 | 12.5 | 710 | 18368 | 149.7 | 45.03 | -84.72 | 49735
41035 | Klamath Cogeneration Proj | 9223711 |  | 221118 | 18-0003 | 36.2 | 8.6 | 617 |  | 76.3 | 42.1748 | -121.8072 | 97603-9593
48361 | SABINE COGENERATION FACILITY | 5731011 |  | 221122 | 57 | 70 | 12 | 500 |  | 44.9 | 30.0444 | -93.7719 | 77630
44007 | ENTERGY RHODE ISLAND STATE ENERGY, L.P. | 3073211 |  | 2211 | AIR3914 | [5 empty] | 41.8017 | -71.5186 | 02919
17089 | Rocky Road Power LLC | 1786811 |  | 221112 | 089425AAC | 60 | 21.7 | 928 | 32000 |  | 42.0937 | -88.2396 | 60118
39017 | Duke Energy Indiana, Madison Generating Station (1409000896) | 9303411 |  | 221112 | 1409000896 | 90 | 14.8 | 930 | 18500 |  | 39.4523 | -84.4634 | 45067
18165 | DUKE ENERGY VERMILLION, LLC | 4133511 |  | 221112 | 00022 | 900 | 14.75 | 400 | 27480.2 | 160.8 | 39.928 | -87.443 | 47928
06101 | SUTTER ENERGY CENTER | 1371811 |  | 221118 | 51160813005 | [5 empty] | 39.0531 | -121.6939 | 95993
37157 | Duke Energy Carolinas, LLC-Rockingham Co Comb. Turb. | 8493211 |  | 221112 | 3715700156 | 60 | 24.7 | 1100 | 41160.2 | 85.9 | 36.3297 | -79.8297 | 27320
48361 | SRW COGENERATION LTD | 6509111 |  | 221122 | 63 | 125 | 10 | 300 |  | 53.5 | 30.0553 | -93.7578 | 77630
48245 | BASF TOTAL NAFTA REGION OLEFINS COMPLEX | 6445411 |  | 325110 | 182 | 95 | 10.75 | 300 |  | 67.9 | 29.9545 | -93.8841 | 77640
48215 | MAGIC VALLEY GENERATING STATION | 4846411 |  | 221122 | 86 | 125 | 21 | 300 |  | 57.6 | 26.3399 | -98.1912 | 78539
04015 | GRIFFITH ENERGY LLC | 16323811 |  | 221112 | 6081 | 130 | 19 | 170 | 11046.3 | 39 | 35.1386 | -114.1322 | 86413
09009 | MILFORD POWER CO, LLC | 2708911 |  | 221112 | T105 P0251 C077 | 135 | 18 | 220 | 16163.9 | 63.5 | 41.2232 | -73.0996 | 06461-1773
08087 | PUBLIC SERVICE CO PAWNEE PLT | 897211 |  | 221112 | CO0000000808700 | 90 | 20 | 994 |  | 138.1 | 40.2201 | -103.679 | 80723
13297 | Walton County Power LLC | 15508211 |  | 221112 | 29700042 | 70 | 18.5 | 1035 | 37041 | 137.8 | 33.8151 | -83.695 | 30656
04021 | Desert Basin Generating Station | 998111 |  | 2211 | EGU0049 | 160 | 19.5 | 192 |  | 55 | 32.9035 | -111.792 | 85122
17093 | Dynegy Kendall Energy LLC | 9692211 |  | 221112 | 093808AAD | 199 | 18 | 175 | 16260 |  | 41.4803 | -88.2571 | 60447
48401 | ELECTRIC POWER GENERATION | 6498311 |  | 221122 | 37 | 153 | 4 | 500 |  | 61 | 32.0179 | -94.6192 | 75680
55139 | WPL - Neenah Generating Facility | 7555511 |  | 221112 | 471153870 | 105 | 17.093 | 1200 |  | 167 | 44.1934 | -88.5055 | 54956
48187 | RIO NOGALES POWER PLANT | 7720411 |  | 221122 | 13 | 125 | 18 | 500 |  | 72.8 | 29.5933 | -97.9731 | 78155
01081 | South Eastern Electric Development Corp | 953311 |  | 221112 | 0030 | 61 | 11.1 | 830 | 9000 | 93 | 32.5397 | -85.0381 | 36877
48221 | WOLF HOLLOW I | 9116611 |  | 221122 | 690 | 175 | 18.5 | 500 |  | 45.8 | 32.3339 | -97.7321 | 76048
13149 | Hawk Road Energy Facility | 15559111 |  | 221112 | 14900005 | 117 | 29 | 1102 | 66759 | 105 | 33.3588 | -84.9911 | 30217
48209 | HAYS ENERGY FACILITY | 4927111 |  | 221122 | 15 | 150 | 18 | 500 |  | 40.8 | 29.7812 | -97.9909 | 78666
40143 | GREEN COUNTRY ENGRY PROJECT | 7218011 |  | 221112 | 3594 | 150 | 18 | 173 | 18041.7 | 70 | 35.9826 | -95.9345 | 74037
18055 | WORTHINGTON GENERATING STATION | 4560611 |  | 221122 | 00034 | 45 | 9 | 400 | 9350 | 147 | 39.0717 | -87.0128 | 47465
09015 | LAKE ROAD GENERATING CO, L.P. | 844711 |  | 221112 | T089 P0080 C074 | 165 | 18 | 196 | 13240.6 | 52 | 41.8725 | -71.8956 | 06241-1134
06029 | LA PALOMA GENERATING CO LLC | 10296711 |  | 221118 | 1514303412 | 131 | 18 | 200 | 11904.3 |  | 35.2874 | -119.5973 | 93251
48187 | GUADALUPE GENERATING STATION | 4018911 |  | 221122 | 12 | 130 | 17.3 | 200 |  | 59 | 29.6226 | -98.1395 | 78124
48021 | LOST PINES 1 POWER PLANT | 3981311 |  | 221122 | 12 | 150 | 18.5 | 500 |  | 61.9 | 30.1478 | -97.2702 | 78602
21185 | Bluegrass Generation Co | 5353311 |  | 221112 | 2118500036 | 90 | 23.5 | 1160 | 44.5 | 80 | 38.3902 | -85.4133 | 40031
22019 | Entergy Gulf States LA LLC - Calcasieu Plant | 6397411 |  | 221112 | 81859 | 70 | 25.2 | 1048 | 670 | 87.8 | 30.152 | -93.3468 | 70665
45021 | BROAD RIVER ENERGY LLC | 4074811 |  | 221112 | 0600-0076 | 75 | 18 | 1200 | 27991.7 | 110 | 35.0772 | -81.575 | 29340
48021 | BASTROP ENERGY CENTER | 3981411 |  | 221122 | 13 | 145 | 12 | 500 |  | 64 | 30.1444 | -97.5495 | 78602
33015 | GRANITE RIDGE ENERGY LLC | 7458411 |  | 221112 | 3301590782 | 132 | 20.67 | 190 | 15853.3 | 47.2 | 42.9042 | -71.4261 | 03053
48035 | BOSQUE COUNTY POWER PLANT WHITNEY | 5617311 |  | 221122 | 2 | 135 | 18 | 222 |  | 60 | 31.8591 | -97.3582 | 76644
22001 | Cleco Power LLC - Acadia Power Station | 6082711 |  | 221112 | 83623 | 175 | 18 | 200 | 16000 | 63 | 30.4301 | -92.4127 | 70535
48203 | EASTMAN COGENERATION FACILITY | 7908711 |  | 221121 | 59 | 150 | 18.75 | 209 |  | 60.5 | 32.448 | -94.6902 | 75602
29037 | DOGWOOD ENERGY FACILITY-PLEASANT HILL | 7359211 |  | 221112 | 0056 | 170 | 17.7 | 200 | 31809.7 | 125 | 38.7931 | -94.3006 | 64080
06029 | SUNRISE POWER COMPANY | 361111 |  | 221118 |  |  |  | 200 | 11095.4 |  | 35.2147 | -119.5796 | 93224
48201 | CHANNELVIEW COGENERATION FACILITY | 4057511 |  | 221122 | 1512 | 16 | 0.5 | 125 |  | 42 | 29.8374 | -95.1219 | 77049
17161 | Cordova Energy Co LLC | 4594711 |  | 221112 | 161807AAN | 175 | 18.5 | 195 | 19150 |  | 41.7131 | -90.2786 | 61242
12097 | NRG FLORIDA LP | 7940911 |  | 2211 | 0970071 | 75 | 18 | 1084 | 41098.8 | 161.5 | 28.1289 | -81.0978 | 34773
42011 | ONTELAUNEE POWER OPR CO LLC/ONTELAUNEE PLT | 3872411 |  | 221112 | 420110427 | 175 | 18.5 | 200 | 16866.7 | 62.8 | 40.4208 | -75.9375 | 19605-9729
42003 | ALLEGHENY ENERGY SUPPLY/SPRINGDALE | 2990311 |  | 221121 | 4200300580 | 75 | 9 | 692 | 9039.8 | 217.9 | 40.5442 | -79.7672 | 15144
28087 | TVA Caledonia Combined Cycle Plant | 8215911 |  | 221112 | 2808700053 | 150 | 18 | 190 | 17295.1 | 68 | 33.6475 | -88.275 | 39766
21127 | Riverside Generating Co LLC | 6019911 |  | 221112 | 2112700040 | 60 | 25.28 | 1160 | 44500 | 88.7 | 38.1917 | -82.6046 | 41129
17197 | Elwood Energy Facility | 4506411 |  | 221112 | 197808AAG | 56 | 19 | 1095 | 24933.3 |  | 41.4374 | -88.1238 | 60421
17053 | Ameren Energy Generating Co | 2622911 |  | 221112 | 053803AAL | 50 | 12.5 | 956 | 6900 |  | 40.4706 | -88.3987 | 60936
17145 | Pinckneyville Power Plant | 4533911 |  | 221112 | 145842AAA | 45 | 9 | 738 | 900 |  | 38.1128 | -89.3464 | 62274
17121 | Ameren Energy Generating Co | 9701511 |  | 221112 | 121803AAA | 50 | 12.5 | 957 | 10783.3 |  | 38.7612 | -89.0132 | 62875
48355 | COGENERATION FACILITY | 4206511 |  | 221122 | 176 | 180 | 10 | 500 |  | 55.8 | 27.8136 | -97.4284 | 78407
35013 | Afton Generating Station | 7583911 |  | 221112 | 350130048 | 120 | 17 | 1118 | 40713 | 179 | 32.1134 | -106.848 | 88044-9311
25021 | ANP BELLINGHAM | 5735611 |  | 221112 | 1201509 | 180 | 18 | 210 |  | 63 | 42.1105 | -71.4532 | 02019-0000
25027 | ANP BLACKSTONE | 6049311 |  | 221112 | 1180211 | 180 | 18 | 210 |  | 63 | 42.06 | -71.5157 | 01504-0000
48135 | ODESSA ECTOR POWER PARTNERS | 3968311 |  | 221122 | 100 | 145 | 20 | 650 |  | 51.7 | 31.8382 | -102.3258 | 79760
17063 | Morris Cogeneration LLC | 3348811 |  | 221112 | 063800AAJ | 80 | 8.66 | 246 | 3166.7 |  | 41.4134 | -88.3298 | 60450
06013 | LOS MEDANOS ENERGY CENTER | 148911 |  | 221112 | 07130311866 | 175 | 17.4 | 203 | 16344.4 |  | 38.0305 | -121.8758 | 94565
28049 | Entergy Mississippi Inc, Hinds County Plant | 6966711 |  | 22112 | 2804900230 | 160 | 18 | 187 | 16277.8 | 64 | 32.3847 | -90.2214 | 39213
28007 | Entergy Mississippi Attala Plant | 7036511 |  | 221112 | 2800700032 | 160 | 18 | 187 | 16277.8 | 64 | 33.0153 | -89.6764 | 39160
05119 | ARK ELEC CO-OP-OSWALD GENERATING STATION | 210811 |  | 221112 | 0511901380 | 160 | 9.5 | 285 | 5124.8 | 72.3 | 34.5928 | -92.2164 | 72206
17197 | Lincoln Generating Facility | 4590011 |  | 221112 | 197811AAH | 71 | 19.1 | 992 | 15050 |  | 41.3933 | -87.9456 | 60442
48139 | ENNIS ELECTRIC GENERATION PLANT | 6389111 |  | 221122 | 60 | 160 | 18.5 | 700 |  | 48.3 | 32.3208 | -96.6751 | 75120
18083 | WHEATLAND GENERATING FACILITIES | 4479311 |  | 221122 | 00041 | 55 | 16.56 | 400 | 32240.1 | 149.7 | 38.6661 | -87.3136 | 47597
40145 | ONETA GNRTNG STA | 8350011 |  | 221112 | 3662 | 144 | 20 | 180 | 14828.3 | 47.2 | 36.0112 | -95.6952 | 74014
48161 | FREESTONE ENERGY CENTER | 4852511 |  | 221122 | 30 | 160 | 18 | 500 |  | 42.7 | 31.8913 | -96.1109 | 75840
39037 | Buckeye Power Greenville Station (0819070237) | 8257111 |  | 221112 | 0819070237 | 60 | 9.5 | 890 | 6533.3 |  | 40.0742 | -84.6153 | 45331
18179 | DPL ENERGY MONTPELIER ELECTRIC GENERATI | 5507411 |  | 221122 | 00026 |  |  | 957 | 7782.2 | 109.8 | 40.6207 | -85.3079 | 46781
48237 | JACK COUNTY GENERATION FACILITY | 13385011 |  | 221122 | 658 | 165 | 18 | 500 |  | 69 | 33.1011 | -97.9574 | 76426
42045 | LIBERTY ELEC POWER LLC/EDDYSTONE PLT | 4724611 |  | 221112 | 420450221 | 200 | 20 | 197 | 15740 | 50.1 | 39.8622 | -75.3361 | 19022-1529
21157 | TVA - KGen Marshall LLC | 5213311 |  | 221112 | 2115700053 | 93 | 15 | 800 | 24291.9 | 137.5 | 37.0286 | -88.3958 | 42029
42121 | HANDSOME LAKE ENERGY LLC/KENNERDELL | 3880211 |  | 221112 | 421210043 | 53 | 14.3 | 831 | 6965 | 43.4 | 41.2925 | -79.8067 | 16374-4935
29007 | AMEREN MISSOURI-AUDRAIN POWER STATION | 6998911 |  | 221112 | 0053 | 93 | 15 | 920 | 24117.3 | 136.5 | 39.3075 | -91.5381 | 63382
17103 | Lee Energy Facility | 5483011 |  | 221112 | 103817AAH | 100 | 15.75 | 920 | 24.1 |  | 41.8287 | -89.405 | 61021
17173 | GeOn Wholesale Generation LP | 4725911 |  | 221112 | 173801AAA | 60 | 9 | 848 | 5583.3 |  | 39.2793 | -88.4774 | 62447
17201 | NRG Rockford Energy Center | 9698111 |  | 221112 | 201030BCG | 82 | 21 | 1008 | 30466.7 |  | 42.2407 | -89.1032 | 61104
34023 | RED OAK POWER LLC | 7621611 |  | 221112 | 18195 | 150 | 19 | 225 | 17833.3 |  | 40.4484 | -74.349 | 08872
01097 | Hog Bayou Energy Center | 10560211 |  | 221112 | 8066 | 200 | 19.2 | 196 | 18583.3 | 64.2 | 30.7483 | -88.0573 | 36610
12113 | SANTA ROSA ENERGY CTR | 2492411 |  | 2211 | 1130168 | 200 | 19 | 205 | 17886.7 | 63.1 | 30.568 | -87.115 | 32571
36081 | ASTORIA GAS TURBINE POWER | 12681711 |  | 221112 | 2630100191 | [5 empty] | 40.7778 | -73.9067 | 11105
13297 | Doyle Generating Facility | 15640311 |  | 221112 | 29700041 | 50 | 20 | 1057 | 62800 | 200 | 33.8383 | -83.6997 | 30656
39129 | Ohio Power Company (0165000132) | 9242811 |  | 221112 | 0165000132 | 65 | 3.8 | 1015 | 25015 |  | 39.7144 | -83.1764 | 43143-9061
39113 | DPL Energy LLC (0857043334) | 13572411 |  | 221112 | 0857043334 | 92 | 15.6 | 1015 | 25015 |  | 39.7277 | -84.2097 | 45439-1511
17197 | University Park Energy LLC | 4688511 |  | 221112 | 197899AAB | 46 | 9.5 | 950 | 5566.7 |  | 41.4412 | -87.7518 | 60466
47183 | TVA GLEASON COMBUSTION TURBINE PLANT | 3428511 |  | 221112 | 0108 | 80 | 24.7 | 1051 | 39713.5 | 82.9 | 36.22 | -88.61 | 38229
17197 | Crete Energy Park | 4106911 |  | 221112 | 197030AAO | 56 | 13.91 | 960 | 13133.3 |  | 41.4292 | -87.6189 | 60417
18089 | WHITING CLEAN ENERGY INC | 3988511 |  | 221112 | 00449 |  |  | 190 |  | 76.2 | 41.6739 | -87.4775 | 46394
39173 | AMP Gas Turbines - Bowling Green (0387020378) | 9253611 |  | 221112 | 0387020378 | 60.1 | 3.9 | 700 | 8250.4 |  | 41.3978 | -83.635 | 43402
39033 | AMP Galion Generation Station (0317030060) | 9289211 |  | 221112 | 0317030060 | 90 | 3.9 | 700 | 8250.4 |  | 40.7103 | -82.7992 | 44833
39069 | AMP Napoleon Generation Station (0335010056) | 9291911 |  | 221112 | 0335010056 | 60.1 | 3.9 | 700 | 8250.4 |  | 41.4072 | -84.1089 | 43545
13293 | West Georgia Generating Facility | 15525911 |  | 221112 | 29300027 | 95 | 20 | 1123 | 41552 | 132.2 | 32.9106 | -84.306 | 30286
28033 | TVA Southaven Combined Cycle Plant | 7184711 |  | 221112 | 2803300095 | 150 | 18 | 173 | 16666.7 | 65.5 | 34.9928 | -90.0381 | 38671
26075 | Jackson Power Company, LLC | 5695811 |  | 221112 | N6626 | 105 | 15.5 | 296 | 14033.3 | 74.4 | 42.2464 | -84.3755 | 49203
01001 | Tenaska Lindsay Hill Generating | 560011 |  | 221112 | 0008 | 175 | 18 | 180 | 16313.3 | 64.1 | 32.6534 | -86.7388 | 36006
54099 | CEREDO ELECTRIC GENERATING STATION | 6341911 |  | 221112 | 0081 | 75 | 14.7 | 994 | 25096.6 | 147 | 38.3672 | -82.5333 | 25704
17043 | GenOn Wholesale Generation LP | 3220911 |  | 221112 | 043407AAF | 75 | 16 | 1052 | 17683.3 |  | 41.8152 | -88.2268 | 60504
17031 | Exelon Generation Co LLC | 9725911 |  | 221112 | 031600GKE | 84 | 12.14 | 1050 | 10183.3 |  | 41.7178 | -87.5448 | 60617-5474
04013 | Arlington Valley LLC | 546011 |  | 221112 | 43063 | 185 | 18 | 182 | 16438.6 | 64.6 | 33.3483 | -112.8928 | 85322
08041 | COLORADO SPRINGS UTILITIES - NIXON PLT | 4392711 |  | 221112 | CO0000000804100 | 150 | 18 | 210 |  | 73 | 38.6334 | -104.7065 | 80817
54099 | BIG SANDY PEAKER PLANT, LLC | 6341811 |  | 221112 | 0080 | 60 | 9.5 | 850 | 5854.4 | 82.6 | 38.3456 | -82.595 | 25530
51191 | Wolf Hills Energy LLC | 7707611 |  | 221112 | 11348 | 46 | 9.5 | 857 | 6433.2 | 90.7 | 36.6642 | -82.1021 | 24202
12009 | OLEANDER POWER PROJECT, LP | 591111 |  | 2211 | 0090180 | 60 | 22 | 1115 | 42750.8 | 112.5 | 28.3654 | -80.7939 | 32926
01103 | Decatur Energy Center LLC | 7916011 |  | 221112 | 0079 | 150 | 19 | 190 | 6928.5 | 24.4 | 34.6274 | -87.0214 | 35601
01103 | Morgan Energy Center LLC | 10552611 |  | 221112 | 0080 | 150 | 19 | 190 | 6928.5 | 24.4 | 34.64 | -87.0625 | 35601
23005 | WESTBROOK ENERGY CENTER | 8028611 |  | 221112 | 2300500193 | 165 | 18 | 170 | 16300 | 64.1 | 43.6554 | -70.3777 | 04092
06065 | BLYTHE ENERGY, LCC | 13908711 |  | 221112 | 330518130202262 | 130 | 16.5 | 210 | 3196.7 |  | 33.6158 | -114.6864 | 92225
06065 | Blythe | 10110511 |  | 48811 | [6 empty] | 33.6192 | -114.7169 | 00000
17031 | Calumet Energy Team Project | 9728111 |  | 221112 | 031600GHA | 90 | 20 | 997 | 27633.3 |  | 41.6837 | -87.5566 | 60617-5601
26159 | New Covert Generating Company, LLC | 9510111 |  | 221112 | N6767 | 160 | 22.083 | 188 | 23183.2 | 60.5 | 42.3232 | -86.2925 | 49043
42017 | FAIRLESS ENERGY LLC/FALLS TWP | 9202811 |  | 221112 | 420170131 | 195 | 19 | 178 | 17886.6 | 63.1 | 40.1469 | -74.7425 | 19030-5008
48201 | CHANNEL ENERGY CENTER | 6510011 |  | 221122 | 1537 | 160 | 12 | 500 |  | 51.8 | 29.7189 | -95.2319 | 77017
13205 | Baconton Power LLC | 15578811 |  | 221112 | 20500044 | 45 | 10 | 820 | 9676 | 125 | 31.3869 | -84.0823 | 31716-6947
04013 | Gila River Power Station | 10704411 |  | 221112 | 44439 | 130 | 18 | 180 | 15777.1 | 62 | 32.9761 | -112.6941 | 85337
21157 | DTE Calvert City LLC | 16652211 |  | 221330 | 2115700070 | 75 | 6.5 | 969 | 3285.1 | 99 | 37.0481 | -88.3534 | 42029
48245 | AIR PRODUCTS PORT ARTHUR FACILITY | 5611511 |  | 325120 | 667 | 100 | 13 | 650 |  | 51 | 29.8642 | -93.9651 | 77640
48409 | INGLESIDE PLANT | 5746611 |  | 325110 | 44 | 125 | 19 | 301 |  | 55 | 27.8832 | -97.2453 | 78362
25021 | FORE RIVER STATION | 6567311 |  | 221112 | 1190227 | 255 | 20.5 | 248 |  | 68.5 | 42.2421 | -70.9659 | 02191-0000
48497 | WISE CO POWER PLANT | 9051811 |  | 221122 | 678 | 150 | 20 | 500 |  | 74.7 | 33.0606 | -97.9102 | 76426
32003 | Nevada Power (Chuck Lenzie) | 12768311 |  | 22111 | 1513 | 170 | 18 | 194 |  | 66.2 | 36.3839 | -114.9221 | 89124
48071 | BAYTOWN COGENERATION | 5729111 |  | 221122 | 89 | 125 | 12 | 500 |  | 60 | 29.7713 | -94.9032 | 77520
41059 | Hermiston Power | 1099311 |  | 221112 | 30-0118 | 36.2 | 8.6 | 617 |  | 76.3 | 45.7935 | -119.3136 | 97838
13303 | Washington County Power, LLC | 15504111 |  | 221112 | 30300039 | 90 | 18.5 | 1113 | 40750 | 160 | 33.0917 | -82.9796 | 31082
06013 | DELTA ENERGY CENTER | 150711 |  | 221112 | 07130312095 | 144 | 18 | 170 | 16780.8 |  | 38.0151 | -121.8438 | 94565
17173 | Holland Energy LLC | 9698311 |  | 221112 | 173807AAG | 130 | 19 | 184 | 16134.1 |  | 39.2244 | -88.7597 | 62414
42075 | PPL IRONWOOD LLC/LEBANON | 3897711 |  | 221112 | 420750069 | 125 | 22 | 190 | 23501.4 |  | 40.3509 | -76.3658 | 17042-9178
05093 | ASSOCIATED ELECTRIC COOP INC-DELL PWR PL | 10642211 |  | 221112 | 0509300448 |  |  | 70 | 0.5 | 0.1 | 35.8631 | -90.0244 | 72426
35029 | Luna Energy Facility | 7404611 |  | 221112 | 350290013 | 160 | 18 | 237 | 17965.5 | 70.6 | 32.2995 | -107.7827 | 88030
42005 | ARMSTRONG ENERGY LTD/S BEND | 3866811 |  | 221112 | 420050121 | 119 | 18 | 1100 | 50000 | 196.5 | 40.6383 | -79.3503 | 15774
39173 | Troy Energy, LLC (0387000377) | 9253811 |  | 221112 | 0387000377 | 114.5 | 18 | 1100 | 38333.3 |  | 41.4536 | -83.4608 | 43443
54073 | PLEASANTS ENERGY, LLC | 6776411 |  | 221112 | 0022 |  |  | 1030 | 43850 | 172.3 | 39.3331 | -81.3636 | 26170
39119 | Appalachian Power Co, Dresden Plant (0660000247) | 15483511 |  | 221112 | 0660000247 | 170 | 19 | 293 | 22166.7 |  | 40.0917 | -82.045 | 43821
48157 | BRAZOS VALLEY ENERGY CENTER | 9138811 |  | 221122 | 214 | 137 | 3 | 500 |  | 70 | 29.4725 | -95.6232 | 77478
48351 | COTTONWOOD ENERGY CO LP | 9118811 |  | 221122 | 11 | 130 | 18 | 650 |  | 67 | 30.2577 | -93.7363 | 77614
18167 | NIPSCO - SUGAR CREEK GENERATING STATION | 4148011 |  | 221112 | 00123 |  |  | 0 | 0 | 0 | 39.3928 | -87.5119 | 47885
48201 | LA PORTE FACILITY | 6616311 |  | 325120 | 282 | 60 | 12 | 500 |  | 75 | 29.703 | -95.0715 | 77571
04013 | New Harquahala Generating Co | 10704011 |  | 221112 | 43530 | 180 | 19 | 178 | 20045.5 | 70.7 | 33.4958 | -113.1101 | 85354
36081 | ASTORIA ENERGY LLC & ASTORIA ENERGY II LLC | 7763311 |  | 221112 | 2630100072 | 269 | 37 | 328 | 1321.1 | 75.6 | 40.7825 | -73.8966 | 11105
42051 | ALLEGHENY ENERGY SUPPLY CO/GANS POWER STA | 3767811 |  | 221112 | 420510119 | 75 | 9 | 816 | 9039.8 | 142.1 | 39.7475 | -79.8388 | 15439
05139 | UNION POWER STATION-EL DORADO | 1016511 |  | 221112 | 0513900543 | 135 | 19 | 190 | 13042.3 | 46 | 33.2964 | -92.5867 | 71730
51001 | Commonwealth Chesapeake Power Station | 6960911 |  | 221112 | 40898 | 45 | 9 | 820 | 8750 | 137.5 | 37.9892 | -75.5405 | 23415-2948
13213 | Murray Energy Facility | 9751411 |  | 221112 | 21300034 | 160 | 18 | 211 | 15357 | 60 | 34.7094 | -84.9177 | 30721
45017 | COLUMBIA ENERGY LLC | 13372611 |  | 221112 | 0460-0024 | 200 | 19 | 248 | 18316 | 64.6 | 33.87 | -81.0178 | 29053
55025 | Rockgen Energy Center | 7454711 |  | 221112 | 113308030 | 75 | 17.979 | 1131 |  | 171.8 | 42.9755 | -89.0498 | 53523
17097 | Zion Energy Center | 5390311 |  | 221112 | 097200ABB | 75 | 18 | 1100 | 22383.3 |  | 42.4771 | -87.8959 | 60099
06085 | METCALF ENERGY CENTER | 13834111 |  | 221112 | 43130312183 | 145 | 18 | 68 | 15935.7 |  | 37.2169 | -121.744 | 95013
28027 | Clarksdale Public Utilities, Crossroads Energy Center | 7181411 |  | 221112 | 2802700079 | 56 | 14.4 | 971 | 28143.1 | 174 | 34.1833 | -90.5628 | 38614
39167 | Washington Energy Facility (0684000212) | 9213011 |  | 221112 | 0684000212 | 140 | 18 | 228 | 17040.5 |  | 39.5825 | -81.6489 | 45715-1329
06029 | ELK HILLS POWER LLC | 10295611 |  | 221118 | 1514303523 |  |  | 68 | 83.3 | 61.9 | 35.2802 | -119.4699 | 93276
39163 | Rolling Hills Generating, LLC (0682000057) | 9216611 |  | 221112 | 0682000057 | 141 | 18 | 203 | 17583.3 |  | 39.0862 | -82.3334 | 45695
22047 | Carville Energy LLC - Carville Energy Center | 5519911 |  | 221118 | 51854 | 200 | 19.2 | 216 | 17787.5 | 61.4 | 30.2312 | -91.0652 | 70776
36039 | ATHENS GENERATING PLANT | 9333711 |  | 221112 | 4192200055 | 180 | 19 | 242 | 457.7 |  | 42.2719 | -73.8504 | 12015
13103 | Effingham County Power, LLC | 9736911 |  | 221112 |  | 165 | 19 | 185 | 13700 | 43.9 | 32.2776 | -81.2844 | 31326
01015 | Calhoun Power Company I LLC Generating Station | 10569911 |  | 221112 | 0073 | 100 | 18 | 1116 | 39824.4 | 156.6 | 33.5866 | -85.9715 | 36260
01123 | CER Generation LLC | 14803411 |  | 221112 | 0022 | 135 | 20 | 200 | 21233.3 | 67.6 | 32.9989 | -85.9017 | 35010
12105 | CALPINE CONSTRUCTION FINANCE COMPANY, LP | 9740311 |  | 2211 | 1050334 | 142 | 18.5 | 200 | 17018.3 | 63.3 | 28.0533 | -81.8119 | 33823
12101 | SHADY HILLS POWER COMPANY, L.L.C. | 2712911 |  | 2211 | 1010373 | 60 | 22 | 1113 | 44083.3 | 116 | 28.3658 | -82.5589 | 34610
12049 | VANDOLAH POWER COMPANY, LLC | 588511 |  | 2211 | 0490043 | 75 | 23 | 1113 | 44083.3 | 106.1 | 27.5228 | -81.9333 | 33873
17025 | AmerenUE | 1945711 |  | 221112 | 025803AAD | 55 | 15 | 973 | 15533.3 |  | 38.7003 | -88.5392 | 62839
05059 | Entergy Arkansas, Inc. - Hot Spring Plant | 1119311 |  | 221112 | 0505900229 | 171 | 18 | 200 | 16998.5 | 66.8 | 34.2975 | -92.8682 | 72104
22047 | The Dow Chemical Co - Louisiana Operations | 8467311 |  | 32519 | 1409 | 150 | 20 | 208 | 17071.9 | 54.3 | 30.3211 | -91.2344 | 70765
12027 | DESOTO COUNTY GENERATING COMPANY, LLC | 901411 |  | 2211 | 0270016 | 75 | 23 | 1113 | 44100 | 106.1 | 27.2258 | -81.8103 | 34266
22001 | Bayou Cove Peaking Power LLC NRG - S Central Operation - Bayou Cove Peaking Powe | 7368411 |  | 221112 | 92706 | 56 | 14.8 | 1003 | 25950 | 151 | 30.2808 | -92.5997 | 70546
17031 | Elgin Energy Center | 9723111 |  | 221112 | 031438ABC | 51 | 24.2 | 951 | 3050 |  | 41.9996 | -88.2437 | 60120
51065 | Tenaska Virginia Partners, L.P. | 9078811 |  | 221112 | 40995 | 131 | 18 | 180 | 16350 | 64.3 | 37.8111 | -78.4744 | 24590
01001 | Tenaska Central Alabama Gen Station | 10708711 |  | 221112 | 0009 | 175 | 18 | 180 | 17193.3 | 67.6 | 32.6489 | -86.7388 | 36006
29019 | COLUMBIA ENERGY CENTER-PEABODY ROAD | 6345611 |  | 221112 | 0105 | 46 | 11 | 974 |  | 138.5 | 39.0179 | -92.2613 | 65203
28009 | TVA Magnolia Combined Cycle | 7037011 |  | 221112 | 2800900019 | 131 | 18 | 170 | 17218.8 | 67.7 | 34.8356 | -89.2018 | 38603
08041 | FOUNTAIN VALLEY POWER - BOCA RATON | 4385111 |  | 221112 | CO0000000804100 | 45 | 10 | 841 |  | 124.3 | 38.5594 | -104.6914 | 81008
04013 | Redhawk Generating Facility | 545911 |  | 221112 | 42956 | 175 | 18 | 198 | 17176.6 | 67.5 | 33.3392 | -112.838 | 85322
40087 | MCCLAIN ENGRY FACLTY | 882511 |  | 221112 | 3694 | 157 | 18 | 182 | 14859.3 | 58.4 | 35.2958 | -97.5894 | 73065
40109 | REDBUD PWR PLT | 9219711 |  | 221112 | 4240 | 190 | 18 | 170 | 15497.2 | 60.9 | 35.6868 | -97.2241 | 73054
48201 | DEER PARK ENERGY CENTER | 6509911 |  | 221121 | 1536 | 140 | 12 | 570 |  | 55.2 | 29.7136 | -95.1352 | 77536
22073 | Entergy Arkansas Inc/Entergy Gulf States LA LLC - Ouachita Power Generating Plan | 7205111 |  | 221112 | 83613 | 150 | 18 | 190 | 17812.8 | 70 | 32.7059 | -92.0673 | 71280
48167 | SOUTH HOUSTON GREEN POWER SITE | 9132111 |  | 221121 | 147 | 100 | 6.5 | 326 |  | 63.5 | 29.3773 | -94.9223 | 77590
56005 | Neil Simpson Two | 7844911 |  | 221112 | 00134 | 60 | 9 | 840 | 9796.1 | 154 | 44.2847 | -105.378 | 82716
46103 | Black Hills Corporation (Lange) | 15649011 |  | 335312 | 28.0802-02 | 65 | 11.4 | 650 |  | 61.9 | 44.1138 | -103.2675 | 57709
56005 | WYGEN Station I | 12810911 |  | 221112 | 00958 | 295 | 9.25 | 155 | 4416.8 | 90 | 44.2858 | -105.384 | 82716
48257 | FORNEY ELECTRIC GENERATING FACILITY | 9146511 |  | 221122 |  | 142 | 20 | 500 |  | 54 | 32.7557 | -96.4918 | 75126
04013 | Mesquite Generating Station | 10704311 |  | 221112 | 44186 | 170 | 18 | 187 | 12111.7 | 47.6 | 33.3484 | -112.8652 | 85322
53039 | Goldendale Generating Station | 9091411 |  | 221112 | 62 | 150 | 18 | 175 | 17549 | 69 | 45.8106 | -120.834 | 98620
17147 | Ameren Services | 9686711 |  | 221112 | 147803AAC | 55 | 15 | 973 | 15533.3 |  | 40.1069 | -88.5994 | 61856
06095 | CALPEAK POWER - VACA DIXON, LLC | 1391311 |  | 221112 | 4816355409 | 50 | 12 | 785 | 4749.9 |  | 38.4175 | -121.9152 | 95688
40121 | TENASKA KIAMICHI GNRTG STA | 1024211 |  | 221112 | 4258 | 165 | 19 | 206 | 17675.2 | 62.3 | 34.6844 | -95.9343 | 74553
18029 | LAWRENCEBURG PLANT | 10715711 |  | 221112 | 00033 | 195 | 18 | 177 | 17570.9 | 69 | 39.0962 | -84.8643 | 47025
39167 | Waterford Plant (0684000213) | 9212911 |  | 221112 | 0684000213 | 120 | 19 | 30 | 17692.5 |  | 39.5333 | -81.7169 | 45786
08073 | TRI-STATE GENERATION & TRANS - LIMON | 7785911 |  | 221112 | CO0000000807300 | 56 | 14.76 | 958 |  | 157.8 | 39.206 | -103.6987 | 80828
08001 | TRI-STATE GENERATION & TRANS - F.KNUTSON | 1621811 |  | 221112 | CO0000000800101 | 56 | 14.76 | 958 |  | 157.8 | 39.9416 | -104.6818 | 80601
06019 | CAL PEAK POWER - PANOCHE, LLC | 10437111 |  | 221118 | 1014303811 |  |  | 68 | 83.3 | 61.9 | 36.655 | -120.58 | 93622
06073 | CALPEAK POWER BORDER LLC | 10097111 |  | 221118 | 3712277835 | [5 empty] | 32.564 | -116.941 | 92154
06073 | CALPEAK POWER EL CAJON LLC | 10099011 |  | 221118 | 3712277592 | [5 empty] | 32.7963 | -116.9711 | 92020
06073 | CALPEAK POWER ENTERPRISE LLC | 10098911 |  | 221118 | 3712277594 | [5 empty] | 33.122 | -117.116 | 92029
32003 | Las Vegas Power Company-Apex Generating Station | 9398511 |  | 22111 | 1520 | 170 | 16.8 | 360 |  | 70 | 36.4146 | -114.9598 | 89165
42051 | DUKE ENERGY FAYETTE II LLC/FAYETTE ENERGY CTR | 9207411 |  | 221112 | 420510122 | 200 | 20 | 200 | 17639.8 | 56.1 | 39.8574 | -79.9139 | 15461-2588
09009 | Wallingford Energy LLC | 14624011 |  | 2211 | T189 P0114 C086 | 100 | 12 | 753 | 8652.1 | 76.5 | 41.4475 | -72.8356 | 06492-4444
06071 | HIGH DESERT POWER PROJECT | 13908211 |  | 221112 | 360518104701849 | 130 | 19 | 200 | 17862.3 |  | 34.5953 | -117.363 | 92394
04021 | Sundance Power Plant | 1032711 |  | 22111 | EGUSundance | 85 | 10 | 850 |  | 155 | 32.9217 | -111.5883 | 85122
42133 | CALPINE MID MERIT LLC/YORK ENERGY CTR DELTA | 15649311 |  | 221112 | 421330329 | 188 | 17 | 210 | 15323.2 | 67.5 | 39.7374 | -76.3094 | 17314-9239
06073 | MMC ESCONDIDO LLC | 13562011 |  | 221118 | 3712277112 | [5 empty] | 33.128 | -117.121 | 92029
06065 | WILDFLOWER ENERGY LP/INDIGO GEN., LLC | 10115711 |  | 221112 | 331526127299 | [5 empty] | 33.9103 | -116.5531 | 92258
06073 | LARKSPUR ENERGY FACILITY | 10098711 |  | 221118 | 3712277630 | [5 empty] | 32.568 | -116.944 | 92154
41035 | Klamath Generation Peakers | 12659811 |  | 221112 | 18-0032 | 57.3 | 11.5 | 734 |  | 61.7 | 42.1808 | -121.8011 | 97603
48215 | HIDALGO ENERGY CENTER | 6141711 |  | 221122 | 87 | 174 | 18 | 200 |  | 73 | 26.3417 | -98.175 | 78539
55087 | Appleton Coated L.L.C. | 6805511 |  | 322121 | 445031290 | 114 | 9.974 | 302 |  | 123 | 44.2717 | -88.2995 | 54113
39081 | Mingo Junction Energy Center, LLC (0641090234) | 8291611 |  | 221330 | 0641090234 | 140 | 10 | 350 | 1560.7 |  | 40.3197 | -80.6042 | 43938
22073 | Entergy Louisiana LLC - Perryville Generating Station | 7205211 |  | 221122 | 85793 | 110 | 16.8 | 1144 | 653.1 | 177 | 32.6914 | -92.0196 | 71280
49035 | CER Generation II, LLC: West Valley Power Plant | 7684911 |  | 221118 | 12495 | 81 | 12 | 830 | 10044 | 88.8 | 40.6645 | -112.03 | 84128
06095 | CREED ENERGY CENTER LLC | 9872511 |  | 221112 | 48130314414 | 65 | 15.3 | 750 | 11457.2 |  | 38.2424 | -121.8566 | 94585
06095 | Lambie Energy Center | 1562111 |  | 221112 | 48130314415 | 65 | 15.3 | 750 | 11457.2 |  | 38.2204 | -121.8593 | 94585
06095 | GOOSE HAVEN ENERGY CENTER | 9850311 |  | 221112 | 48130314416 | 65 | 15.3 | 750 | 11457.2 |  | 38.2269 | -121.8427 | 94585
17197 | PPL University Park LLC | 9701111 |  | 221112 | 197899AAC | 85 | 10 | 847 | 6150 |  | 41.4427 | -87.7515 | 60466
55105 | WPL - Riverside Energy Center | 9018711 |  | 221112 | 154099880 | 165 | 18.996 | 200 |  | 57.3 | 42.5825 | -89.0269 | 53511
08001 | PUBLIC SERV - BLUE SPRUCE ENERGY CENTER | 12818011 |  | 221112 | CO0000000800101 | 75 | 18.2 | 1200 |  | 84 | 39.7428 | -104.6817 | 80019
08059 | PLAINS END, LLC | 3834311 |  | 221112 | CO0000000805900 | 50 | 3.3 | 678 |  | 75 | 39.8721 | -105.2406 | 80007
40083 | SPRING CREEK PWR PLT | 8350311 |  | 221112 | 4001 | 56 | 15 | 985 | 23372.7 | 136.6 | 35.741 | -97.6546 | 73016
42055 | ALLEGHENY ENERGY SUPPLY CO LLC/CHAMBERSBURG | 3769311 |  | 221112 | 420550085 | 75 | 9 | 816 | 9039.8 | 142.1 | 39.8667 | -77.6833 | 17201
40015 | GENCO ANADARKO PLT | 16154811 |  | 221112 | 6303 | 45 | 9 | 790 | 164.2 | 2.6 | 35.0826 | -98.229 | 73005
06029 | PASTORIA ENERGY FACILITY, LLC | 10288711 |  | 221118 | 1514303636 |  |  | 68 | 83.3 | 61.9 | 34.9566 | -118.8441 | 93243
33015 | NEWINGTON ENERGY LLC | 7458511 |  | 221112 | 3301590793 | 150 | 16.75 | 421 | 17628.3 | 80 | 43.1046 | -70.8048 | 03801
53041 | PacifiCorp Energy / Chehalis Power Plant | 9091111 |  | 221112 | 1900 | 149.9 | 19.3 | 245 | 20807.3 |  | 46.6226 | -122.9145 | 98532
48203 | HARRISON COUNTY POWER PROJECT | 9123111 |  | 221122 | 81 | 140 | 18 | 650 |  | 72.9 | 32.3958 | -94.4363 | 75670
42095 | LOWER MT BETHEL ENERGY LLC/BANGOR | 12796911 |  | 221112 | 420950256 | 225 | 18 | 219 | 63.1 | 0.3 | 40.799 | -75.1077 | 18013
13303 | AL Sandersville Energy Facility | 15502311 |  | 221112 | 30300040 | 65 | 15 | 999 | 26313 | 139 | 33.1181 | -82.8604 | 31094
32003 | Higgins Generating Station | 9398411 |  | 22111 | 1550 | 156 | 19 | 182 | 0 | 54.6 | 35.6131 | -115.3559 | 89019
42095 | CALPINE BETHLEHEM LLC/BETHLEHEM | 3883511 |  | 221112 | 420950254 | 188 | 17 | 990 | 15250 | 67.2 | 40.6178 | -75.3141 | 18015-6000
28019 | Quantum Choctaw Power LLC | 12589611 |  | 221112 | 2801900019 | 175 | 20 | 192 | 21383.4 | 68.1 | 33.3686 | -89.2014 | 39735
06031 | GWF ENERGY LLC | 17611 |  | 221118 | 1614304140 |  |  | 68 | 83.3 | 63.3 | 36.2695 | -119.6477 | 93230
36081 | BAYSWATER / JAMAICA BAY PEAKING FACILITY | 9333411 |  | 221112 | 2630800513 | 110 | 14.6 | 851 | 220.8 | 77 | 40.6073 | -73.7612 | 11691
53015 | Mint Farm Generating Station | 12579611 |  | 221112 | 2111 | 165.3 | 18 | 250 | 23271.5 |  | 46.1402 | -122.9851 | 98632
39143 | AMP Fremont Energy Center (0372030241) | 15483111 |  | 221112 | 0372030241 | 64.8 | 11.4 | 650 | 6353 |  | 41.3778 | -83.1655 | 43420
28019 | GenOn Wholesale Generation LP, Choctaw County Generating Station | 7053111 |  | 221112 | 2801900018 | 175 | 19 | 185 | 15364.4 | 54.2 | 33.2881 | -89.4203 | 39745
48347 | NACOGDOCHES POWER ELECTRIC GENERATING PLANT | 13389311 |  | 221122 | 35 | 240 | 12 | 324 |  | 80.7 | 31.8321 | -94.9003 | 75788
05059 | Magnet Cove Generating Station | 10504211 |  | 221112 | 0505900337 | 150 | 20 | 185 | 23467.7 | 74.7 | 34.4303 | -92.8325 | 72104
16039 | IDAHO POWER CO - BENNETT MOUNTAIN | 15472411 |  | 221112 | 03900025 | 70 | 16.5 | 1050 | 45973.6 | 215 | 43.1472 | -115.667 | 83647
39087 | Duke Energy Hanging Rock II, LLC (0744000150) | 9279711 |  | 221112 | 0744000150 | 150 | 18 | 219 | 17040.5 |  | 38.5731 | -82.7847 | 45638
51027 | Buchanan Generation, LLC | 9093011 |  | 221112 | 11390 | 75 | 9 | 852 | 9466.4 | 148.8 | 37.2188 | -81.9844 | 24631
06085 | LOS ESTEROS CRITICAL ENERGY FA | 9991311 |  | 221112 |  | 12 | 0.6 | 830 | 25.1 |  | 37.4227 | -121.9309 | 95134
30003 | ROCKY MOUNTAIN POWER | 7851511 |  | 221112 | 003-0018 |  |  | 350 |  | 50 | 45.7643 | -107.5996 | 59034
36103 | EDGEWOOD ELECTRIC GENERATING FACILITY | 9316211 |  | 221112 | 1472803244 | 105 | 10.5 | 835 | 160.2 | 85 | 40.8021 | -73.2882 | 11717
36103 | SHOREHAM ELECTRIC GENERATING FACILITY | 10724011 |  | 221112 | 1472204133 | 110 | 10.5 | 835 | 160.8 | 85.3 | 40.9617 | -72.8651 | 11786
42045 | FPL ENERGY MARCUS HOOK LP/750 MW | 10723711 |  | 221112 | 420450317 | 275 | 20 | 200 | 18333.3 | 58.4 | 39.8098 | -75.4274 | 19061
35061 | Valencia Power Plant | 7799911 |  | 221112 | 350610031 | 14.9 | 6.1 | 839 | 821 | 28.1 | 34.6046 | -106.7331 | 87002
06031 | GWF ENERGY LLC - HENRIETTA | 16711 |  | 333611 | 1614303929 |  |  | 68 | 83.3 | 63.3 | 36.24 | -119.9043 | 93245
53053 | Frederickson Power LP | 12623711 |  | 221112 | 10645 | 105 | 18 | 205 | 13755.4 | 54.1 | 47.0862 | -122.3657 | 98446
12095 | ORLANDO UTILITIES COMMISSION | 845411 |  | 2211 | 0950137 | 160 | 19 | 287 | 21335.5 | 75.2 | 28.4885 | -81.1672 | 32831
08123 | PUBLIC SERV - ROCKY MOUNTAIN ENERGY | 12868211 |  | 221112 | CO0000000812301 | 175 | 18.5 | 161 |  | 62 | 40.0909 | -104.5953 | 80643
32003 | Nevada Power Silverhawk | 12770211 |  | 22111 | 1584 | 150 | 5.5 | 360 |  | 21 | 36.4093 | -114.9607 | 89124
06101 | Feather River Energy Center | 14137911 |  | 221118 | 51160813007 | [5 empty] | 39.1085 | -121.6106 | 95993
06065 | INLAND EMPIRE ENERGY CENTER, LLC | 13483911 |  | 221112 | [6 empty] | 33.7385 | -117.1717 | 92585
06095 | Wolfskill Energy Center | 9850211 |  | 221112 | 48130314511 | 80 | 15.4 | 750 | 10670.8 |  | 38.229 | -122.074 | 94534
17189 | Prairie State Generating Station | 10857911 |  | 221112 | 189808AAB | 700 | 28 | 134 | 37409.1 |  | 38.2793 | -89.667 | 62257
27151 | Fibrominn Biomass Power Plant | 13603611 |  | 221122 | 2715100038 | 300 | 9 | 295 | 5268 |  | 45.2996 | -95.5604 | 56215
06019 | WELLHEAD POWER PANOCHE, LLC. | 10436611 |  | 221118 | 1014303844 |  |  | 68 | 83.3 | 61.9 | 36.6557 | -120.5836 | 93622
06019 | WELLHEAD POWER GATES, LLC. | 10436711 |  | 221118 | 1014303843 |  |  | 68 | 83.3 | 53.2 | 36.159 | -120.154 | 00000
53027 | Sierra Pacific Industries - Cogeneration | 9048311 |  | 221118 | 0018 | 100 | 7 | 357 | 2313 | 57.3 | 46.9695 | -123.7741 | 98520
45053 | SCE&G JASPER | 13005611 |  | 221112 | 1360-0026 |  |  | 72 | 0.2 | 1 | 32.3592 | -81.1242 | 29927
06077 | GWF ENERGY, LLC - TRACY PEAKER POWER PLANT | 10009011 |  | 221118 |  |  |  | 68 | 83.3 | 72.9 | 37.7216 | -121.4939 | 95377
06071 | Agua Mansa Power Plant | 10108611 |  | 221118 | 361026133813 | [5 empty] | 34.0413 | -117.3635 | 92324
06013 | Riverview Energy Center | 10524811 |  | 221112 | 07130314512 | 80 | 15.4 | 750 | 10704.4 |  | 38.0118 | -121.7912 | 94509
13149 | Southern Power - Wansley Combined Cycle | 16658111 |  | 221112 | 14900011 | 132 | 16.8 | 198 | 19167 | 87 | 33.4059 | -85.0371 | 30217
13149 | Ga Power Company - Plant Wansley | 7415011 |  | 221112 |  | 295 | 9 | 413 | 3583 | 57 | 33.4122 | -85.0343 | 30116
36103 | GREENPORT GENERATING FACILITY | 10749711 |  | 221112 | 1473803119 | 65 | 10 | 840 | 211.1 |  | 41.1059 | -72.3761 | 11944
06067 | SMUD COSUMNES POWER PLANT | 13841411 |  | 221118 | 3416243456 | 160 | 18.5 | 215 | 16250 |  | 38.3363 | -121.1224 | 95638
31025 | OPPD Cass County Station | 9445711 |  | 221112 | 00054 | 50 | 26.1 | 1160 | 46402.3 | 1.4 | 40.9479 | -95.9646 | 68048-6226
35045 | Bluffview Power Plant | 13646111 |  | 221112 | 350450462 | 70 | 13 | 269 | 5384 | 38 | 36.7143 | -108.2144 | 87401
06073 | SDG&E | 13562611 |  | 221118 | 3712278013 | [5 empty] | 33.117 | -117.118 | 92029
01129 | PowerSouth Energy Coop - Lowman | 1028611 |  | 221112 | 0001 | 415 | 18.2 | 128 | 12250 | 63 | 31.4876 | -87.9096 | 36548
19009 | WESTERN MINNESOTA MUNICIPAL POWER AGENCY | 9661311 |  | 221112 | 05-04-002 | 45 | 10 | 791 | 9716.9 |  | 41.5153 | -94.9123 | 50042
13087 | Bainbridge Power Facility | 15498211 |  | 221112 | 08700053 | 43 | 17.8 | 780 | 620 | 2.5 | 30.9111 | -84.5472 | 39817-8093
01121 | Alabama Municipal Electric Authority | 10535111 |  | 221112 | 0057 | 45.5 | 10.5 | 829 | 9402.6 | 109 | 33.1665 | -86.2819 | 35151
06085 | Donald Von Raesfeld Power Plant | 16024011 |  | 221112 | 43130314991 | [5 empty] | 37.3779 | -121.951 | 95054
55087 | Wisconsin Public Service Corporation - Fox Energy Center | 15038711 |  | 221112 | 445159110 | 150 | 18.996 | 188 |  | 43.2 | 44.3208 | -88.2089 | 54130
36059 | EQUUS FREEPORT POWER GENERATING STATION | 10680411 |  | 221112 | 1282004508 | 187 | 10.5 | 850 | 165.3 | 115 | 40.6503 | -73.5684 | 11520
06037 | BICENT (CALIFORNIA) MALBURG LLC | 16016511 |  | 221112 | 191026155474 | [5 empty] | 33.9986 | -118.2207 | 90058
17023 | City of Casey | 1929611 |  | 221112 | 023405AAB | 20 | 1 | 922 | 66.7 |  | 39.2975 | -87.993 | 62420
06099 | WALNUT ENERGY CENTER AUTHORITY | 14025311 |  | 221118 | 5014307172 |  |  | 68 | 83.3 |  | 37.4881 | -120.9034 | 95381
05001 | RICELAND FOODS INC - SOY DIV - STUTTGART | 1091311 |  | 311224 | 0500100008 | 62 | 4.5 | 350 | 1200.8 | 75.5 | 34.5128 | -91.535 | 72160
09005 | Connecticut Jet Power LLC, Franklin Drive | 16712111 |  | 221112 | T183 P0024 C077 | 34 | 12.6 | 700 | 10466.7 |  | 41.7975 | -73.1211 | 06790
49023 | PacifiCorp: Currant Creek Power Plant | 9093511 |  | 221118 | 12524 | 165 | 16.8 | 202 | 11315 | 51 | 39.8194 | -111.892 | 84645
27013 | Mankato Energy Center LLC | 13597611 |  | 221112 | 2701300098 | 200 | 19 | 160 | 9943.4 |  | 44.1963 | -94.0006 | 56001
22055 | Lafayette Utilities System - T J Labbe' Electric Generating Station | 9587011 |  | 221112 | 119640 | 60 | 12.3 | 771 | 9981.8 | 84 | 30.2569 | -92.0437 | 70507
17025 | Illinois Municipal Electric Agency | 1944711 |  | 221112 | 025010ABM | 10 | 1.5 | 806 | 135.7 |  | 38.6658 | -88.4626 | 62839
17025 | City of Flora | 1944811 |  | 221112 | 025010ABO | 10 | 1 | 808 | 66.7 |  | 38.6716 | -88.4897 | 62839
41071 | SP Fiber Technologies Northwest, LLC | 7410811 |  | 322122 | 36-6142 | 108.5 | 6.5 | 387 |  | 36.6 | 45.2891 | -122.9611 | 97132-3380
06077 | MODESTO IRRIGATION DISTRICT | 14090111 |  | 221118 | 3914304940 | [5 empty] | 37.7312 | -121.1241 | 95366
06065 | CITY OF RIVERSIDE PUBLIC UTILITIES DEPT | 13483211 |  | 221111 | 331026139796 | [5 empty] | 33.9612 | -117.4518 | 92504
13103 | Ga Power Company - McIntosh Combined Cycle Facility | 9736811 |  | 221112 | 10300014 | 160 | 19 | 287 | 20201.4 | 75 | 32.3476 | -81.1825 | 31326
29037 | KANSAS CITY POWER AND LIGHT CO-SOUTH HARPER PEAKING FACILITY | 10734511 |  | 221112 | 0063 | 70 | 25 | 1000 | 11033.3 | 22.5 | 38.6817 | -94.4809 | 64708
49035 | Kennecott Utah Copper LLC: Power Plant/ Lab/ Tailings Impoundment | 7569011 |  | 212234 | 10572 | 135 | 10.6 | 277 | 2639.5 | 29.7 | 40.6994 | -112.12 | 84044
27131 | Faribault Energy Park | 9467011 |  | 221112 | 2713100071 | 175 | 19 | 248 | 19628.5 |  | 44.3342 | -93.2924 | 55021
55117 | Wpl - Sheboygan Falls Energy Facility | 9012411 |  | 221112 | 460067190 | 75 | 19.98 | 1051 |  | 127.3 | 43.753 | -87.88 | 53073
06103 | CALIFORNIA POWER HOLDINGS LLC | 765911 |  | 221118 | 521632220 | 40 | 2 | 1300 | 166.7 |  | 40.1513 | -122.211 | 96080
36103 | PINELAWN POWER | 9318211 |  | 221112 | 1472003061 | 145 | 10.7 | 390 | 0 | 72 | 40.7339 | -73.3886 | 11704
09001 | WATERSIDE POWER LLC | 14623611 |  | 221112 | T172 P0026 C080 | 30 | 8.2 | 960 | 5691.7 |  | 41.0382 | -73.5545 | 06902-6607
36081 | POLETTI POWER PROJECT | 7982211 |  | 221112 | 2630100084 | 250 | 18.5 | 50 | 296.6 |  | 40.7889 | -73.9096 | 11105
09007 | MIDDLETOWN POWER LLC | 715711 |  | 221112 | T104 P0024 C077 | 266 | 9.5 | 270 | 6333.3 | 89.4 | 41.5556 | -72.5755 | 06457-5712
32011 | TS POWER PLANT | 12758911 |  | 221112 | AP49112502 |  |  | 160 | 7933.3 |  | 40.746 | -116.5298 | 89631
41009 | Beaver Plant/Port Westward I Plant | 7393911 |  | 221112 | 05-2520 | 200 | 22 | 192 | 25468.9 | 67 | 46.1736 | -123.1769 | 97016-2209
06073 | CABRILLO POWER II LLC MIRAMAR GT | 3371111 |  | 221118 | 371227540 | [5 empty] | 32.88 | -117.1648 | 92121
36103 | Caithness Long Island Energy Center | 15488311 |  | 221112 | 1472204426 | 170 | 20 | 175 |  | 43 | 40.8143 | -72.9404 | 11980
49049 | PacifiCorp Energy: Lake Side Power Plant | 12730611 |  | 221112 | 13031 | 150 | 18 | 179 | 12272 | 48.2 | 40.3285 | -111.753 | 84058
46013 | Basin Electric Power Cooperative | 15649111 |  | 335312 | 28.0802-03 | 65 | 11.4 | 650 |  | 61.9 | 45.3741 | -98.1022 | 57445
06019 | KINGS RIVER CONSERVATION DISTRICT | 13845911 |  | 221118 | 1014304305 |  |  | 68 | 83.3 |  | 36.6923 | -119.7436 | 93725
27037 | Cannon Falls Energy Center | 13596111 |  | 221121 | 2704900088 | 75 | 19 | 1075 | 37668.8 |  | 44.4857 | -92.8689 | 55009
22005 | Shell Chemical LP - Geismar Plant | 7445611 |  | 325110 | 1136 | 100 | 10.5 | 280 | 6404.4 | 74 | 30.1875 | -90.9839 | 70734
37007 | NCEMC - Anson Plant | 10616211 |  | 221112 | 3700700050 | 60 | 8.9 | 563 | 4168.2 | 67 | 34.9681 | -79.9223 | 28091
36083 | EMPIRE POWER PLANT | 15473111 |  | 221112 | 4381400052 | 248 | 19 | 171 |  | 58 | 42.6296 | -73.749 | 12144
37167 | NC Municipal Power Agency No. 1, Albemarle Prime Power Park | 13441911 |  | 221118 | 3716700105 | 8 | 0.943 | 847 | 382.8 | 548.3 | 35.4074 | -80.1516 | 28001
22055 | Lafayette Consolidated Government - Hargis-Hebert Generating Station | 13611411 |  | 221112 | 121572 | 61 | 12.3 | 771 | 9981.8 | 84 | 30.1693 | -91.9923 | 70508
37153 | NCEMC - Hamlet Plant | 10631811 |  | 221112 | 3715300082 | 60 | 8.9 | 563 | 4168.2 | 67 | 34.8395 | -79.7421 | 28345
06061 | ROSEVILLE ENERGY PARK | 15695911 |  | 221118 | 3116232046 | 118 | 11.3 | 173 | 3420.4 |  | 38.7916 | -121.3794 | 95747
09003 | C R R A / MID-CONNECTICUT | 715611 |  | 562213 | T075 P0158 C054 | 25 | 12.5 | 750 | 12733.3 | 103.8 | 41.7489 | -72.6464 | 06114
56005 | WYGEN II | 12811111 |  | 221112 | 13933 | 295 | 9.25 | 155 | 4416.8 | 90 | 44.2912 | -105.381 | 82716
48501 | MUSTANG STATION UNIT 4 & 5 | 13411811 |  | 221122 | 45 | 110 | 16 | 1086 |  | 60 | 32.9748 | -102.7441 | 79323
05143 | Harry D. Mattison Power Plant | 10642811 |  | 221112 | 0514300695 | 56 | 13.7 | 1025 | 18072.6 | 122.6 | 36.1836 | -94.2844 | 72762
37167 | NC Municipal Power Agency No. 1 - Albemarle Hospital Unit | 14662211 |  | 221118 | 3716700106 | 8 | 0.9 | 847 | 382.8 | 548.3 | 35.3646 | -80.1955 | 28001
48135 | QUAIL RUN ENERGY CENTER | 13408111 |  | 221122 | 134 | 120 | 14 | 215 |  | 83.4 | 31.8414 | -102.3167 | 79761
48481 | COLORADO BEND ENERGY CENTER | 13392711 |  | 221122 | 306 | 120 | 14 | 223 |  | 84.5 | 29.2859 | -96.0693 | 75241
42079 | ALLEGHENY ENERGY SUPPLY CO/HUNLOCK 4 | 12800611 |  | 221112 | 420790001 | 75 | 9 | 816 | 9039.8 | 142.1 | 41.2033 | -76.0685 | 18621
12111 | FLORIDA MUNICIPAL POWER AGENCY | 12779711 |  | 2211 | 1110121 | 170 | 18 | 170 | 15971.7 | 62.8 | 27.3847 | -80.3776 | 34981
53057 | SIERRA PACIFIC INDUSTRIES | 12626311 |  | 321113 | 8 | 105 | 8 | 38 | 2553 | 50.8 | 48.4515 | -122.424 | 98273-8232
12099 | FP&L / WEST COUNTY ENERGY CENTER | 14654911 |  | 2211 | 0990646 | 149 | 22 | 188 | 21859.8 | 57.5 | 26.6986 | -80.3749 | 33470
08123 | SPINDLE HILL ENERGY, LLC | 13331311 |  | 221112 | CO0000000812305 | 75 | 19 | 1026 |  | 77.2 | 40.0918 | -104.8881 | 80621
05093 | PLUM POINT ENERGY STATION STATION UNIT 1 | 15259811 |  | 221112 | 0509300461 | 475 | 24 | 175 | 38362.6 | 84.8 | 35.6636 | -89.9456 | 72370
35025 | Hobbs Generating Station | 14627711 |  | 221112 | 350250341 | 165 | 18 | 179 | 34786.1 | 75.9 | 32.7283 | -103.3095 | 88240
17089 | Geneva Generating Plant | 9731711 |  | 221112 | 089035ABY | 65 | 3.33 | 500 | 308.6 |  | 41.8915 | -88.2711 | 60134
06013 | GATEWAY GENERATING STATION | 15757411 |  | 221112 | 07130318143 | 195 | 9.4 | 195 | 16666.7 |  | 38.0123 | -121.7598 | 94509
04015 | UNS ELECTRIC INC - BLACK MOUNTAIN GENERATING STATION | 13414311 |  | 221112 | 126082 | 65 | 10.2 | 550 | 3834 | 46.2 | 35.2061 | -114.2292 | 86413
09005 | Connecticut Jet Power LLC, Torrington Terminal | 16708411 |  | 221112 | T183 P0043 C077 | 33 | 12.6 | 700 | 10466.7 |  | 41.7912 | -73.1201 | 06790
20111 | WESTAR ENERGY, INC. | 12635811 |  | 221112 | 0046 | 75 | 5 | 335 | 2070.7 | 106 | 38.4467 | -96.0642 | 66801
05031 | JONESBORO CITY WATER AND LIGHT-NW SUBSTA | 976311 |  | 221112 | 0503100412 | 45 | 9 | 821 | 4453.2 | 70 | 35.8475 | -90.7256 | 72403
06011 | PG&E COLUSA GENERATING STATION | 15322111 |  | 221112 | 061606224 | [5 empty] | 39.3662 | -122.2696 | 95955
21145 | Paducah Power System - PPS Power Plant # 1 | 15073911 |  | 221112 | 2114500096 | 50 | 10.19 | 746 | 7860.5 | 96.4 | 37.0325 | -88.6156 | 42003
05057 | SWEPCO-JOHN W TURK JR POWER PLANT | 16584111 |  | 221112 | 0505700506 | 643 | 21.4 | 192 | 35968.1 | 100 | 33.6497 | -93.8117 | 71838
06025 | Niland Gas Turbine Plant | 15667711 |  | 221112 | 131511281 | [5 empty] | 33.2418 | -115.5022 | 92257
17031 | Robbins Community Power LLC | 10786111 |  | 221112 | 031270AAB | 274 | 8 | 295 | 3375 |  | 41.6503 | -87.7016 | 60472
56005 | WYGEN III | 15064111 |  | 221112 | 19844 | 295 | 9.25 | 155 | 4416.8 | 90 | 44.2912 | -105.379 | 82716
48407 | SAN JACINTO COUNTY PEAKING FACILITY | 14748511 |  | 221122 | 6 | 56 | 14.75 | 900 |  | 129 | 30.4192 | -95.0118 | 77327
48199 | HARDIN COUNTY PEAKING FACILITY | 14748411 |  | 221122 | 679 | 56 | 14.75 | 900 |  | 129 | 30.3035 | -94.2572 | 77625
30085 | BASIN ELECTRIC POWER COOPERATIVE | 14766611 |  | 221112 | 085-0061 | [5 empty] | 48.2104 | -104.3919 | 59218
56005 | Dry Fork Station | 15659411 |  | 22111 | 20818 | 500 | 19.49 | 170 | 25082.9 | 84.2 | 44.3882 | -105.46 | 82716
48309 | SANDY CREEK ENERGY STATION | 15628511 |  | 221112 | 79 | 360 | 27.8 | 165 |  | 65 | 31.4746 | -96.9555 | 76682
04017 | NOVO BIOPOWER LLC | 13414411 |  | 221117 | 34839 | 75 | 6 | 302 | 3107.8 | 109.9 | 34.5 | -110.3333 | 85937
09009 | WATERBURY GENERATION, LLC | 15588211 |  | 221112 | T192 P0005 C084 | 125 | 13.5 | 723 | 13669.7 | 95.5 | 41.5458 | -73.0445 | 06103
27123 | District Energy St Paul Inc-Hans O'Nyman | 7147311 |  | 221122 | 2712300063 | 258.3 | 16 | 450 | 5083.3 |  | 44.9432 | -93.0962 | 55102
54061 | LONGVIEW POWER | 16320111 |  | 221112 | 0134 | 554 | 25.75 | 125 | 28000 | 54 | 39.7081 | -79.9594 | 26541
48149 | WINCHESTER POWER PARK | 14748911 |  | 221122 | 262 | 80 | 12 | 841 |  | 87.2 | 30.0253 | -96.993 | 78945
41043 | #1, 2, & 4 | 16006311 |  | 321113 | 22-6002 | 80.5 | 7 | 397 | 1616.3 | 42 | 44.7718 | -122.6069 | 97358-2348
09007 | KLEEN ENERGY SYSTEM PROJECT | 14622911 |  | 2211 |  | 50 | 4.5 | 300 | 321.7 | 20.2 | 41.5527 | -72.5983 | 06457-4852
12031 | JEA - GREENLAND ENERGY CENTER | 15032711 |  | 2211 | 0310561 | 115 | 20 | 1111 | 40479.8 | 128.9 | 30.1574 | -81.5178 | 32256
09001 | PSEG PWR CT LLC/BPT HARBOR STA | 754311 |  | 221112 | T015 P0045 C080 | 498 | 14 | 290 | 19583.3 | 127.2 | 41.1715 | -73.1845 | 06604-5513
06019 | PANOCHE ENERGY CENTER LLC | 15863611 |  | 221118 | 1014307220 | [5 empty] | 36.6542 | -120.5842 | 93662
51029 | Dominion - Bear Garden CT Station | 15432111 |  | 221112 | 32004 | 148 | 18 | 275 | 18690.5 | 73.5 | 37.7034 | -78.2932 | 23123
51195 | Dominion - Virginia City Hybrid Energy Center | 16530111 |  | 221112 | 11526 | 500 | 19 | 170 | 16936.7 | 59.7 | 36.9164 | -82.3383 | 24283
39145 | Haverhill Chemicals (0773000080) | 8148211 |  | 325110 |  | 15 | 1.7 | 280 | 0.1 |  | 38.592 | -82.8184 | 45636-0127
30023 | DAVE GATES GENERATING STATION AT MILL CREEK | 14496011 |  | 221112 | 023-0002 | 20 | 0.3 | 31 |  | 0.2 | 46.1056 | -112.8756 | 59711
04021 | Coolidge Generating Station | 11310611 |  | 22111 | COOLGEN | 85 | 10.5 | 800 | 3867 |  | 32.916 | -111.5042 | 85128
34017 | Bayonne Energy Center | 15658011 |  | 221112 | 12863 | [5 empty] | 40.6544 | -74.094 | 07002
08101 | Pueblo Memorial | 9815011 |  | 48811 | [6 empty] | 38.3042 | -104.5043 | 00000
06073 | CABRILLO POWER II LLC EL CAJON GT | 3371411 |  | 221118 | 371227544 | [5 empty] | 32.795 | -116.952 | 92020
06059 | CANYON POWER PLANT | 15993811 |  | 221112 | 301026153992 | [5 empty] | 33.8576 | -117.8616 | 92806
37045 | Cleveland County Generating Facility | 16600211 |  | 221118 | 3704500372 | 60 | 26.1 | 1111 | 42266.7 | 79 | 35.1706 | -81.4167 | 28086
28069 | Tennessee Valley Authority, TVA, Kemper Combustion Turbine Plant | 7356611 |  | 221112 |  | 15 | 14.8 | 958 | 28294.5 | 165 | 32.7974 | -88.6057 | 39328
31141 | ADM Corn Processing | 14493311 |  | 311221 | 00032 | 164 | 2.5 | 68 | 333.3 | 1.1 | 41.4229 | -97.291 | 68601-9073
17119 | US Steel Granite City | 8191211 |  | 331110 | 119813AAI | 137 | 6 | 442 | 1758 |  | 38.697 | -90.1279 | 62040
53027 | Harbor Paper LLC | 4880311 |  | 322121 | 0002 | 169 | 8 | 148 | 2192 | 43.6 | 46.9704 | -123.8712 | 98550
27139 | Koda Energy LLC | 16000011 |  | 221118 | 2713900114 | 180 | 6.5 | 325 | 1243.4 |  | 44.795 | -93.5387 | 55379
12001 | GAINESVILLE RENEWABLE ENERGY CENTER, LLC | 15561111 |  | 2211 |  | 10 | 0.5 | 617 |  | 72.9 | 29.7671 | -82.3964 | 32653
41039 | Seneca Sustainable Energy, LLC | 10763611 |  | 22111 | 206470 | 98 | 9 | 325 | 165500 | 43.4 | 44.1159 | -123.1807 | 97402
01065 | The Westervelt Company | 1037211 |  | 321113 | [6 empty] | 32.9578 | -87.657 | 35474
30013 | HIGHWOOD GENERATING STATION | 14494611 |  | 221112 | 013-0040 | [5 empty] | 47.5516 | -111.0376 | 59401
48201 | TEXAS MEDICAL CENTER | 4942411 |  | 221330 | 887 | 130 | 10 | 225 |  | 70 | 29.7032 | -95.3986 | 77030
06111 | INTERNATIONAL PAPER, HUENEME MILL | 1609911 |  | 322130 | 561134157 | 51 | 8.1 | 332 | 2866.7 |  | 34.1451 | -119.1831 | 93033
39017 | SunCoke Energy Middletown Operations (1409011031) | 15484911 |  | 324199 |  | 25.7 | 4.5 | 120 | 916.7 |  | 39.4728 | -84.4006 | 45042
09011 | NORWICH PUBLIC UTIL/ELECT | 16708211 |  | 221112 | T139 P0105 C061 | 38 | 10.4 | 740 | 7707.9 |  | 41.5249 | -72.0636 | 06360
37191 | Duke Energy Progress - H.F. Lee Steam Electric Plant | 7265811 |  | 221112 |  | 175 | 18 | 260 | 19365.0833 | 76.1 | 35.3737 | -78.0896 | 27530
50007 | Burlington Electric Dept (McNeil Station) | 7773211 |  | 22111 | 43 | 257 | 10 | 284 | 4749.2 | 60.5 | 44.4933 | -73.2088 | 05401
31079 | Platte Generating Station | 8212011 |  | 221118 | 00606 | 412 | 12.01 | 250 | 6116.7 | 0 | 40.8551 | -98.3487 | 68801-9639
10003 | CHRISTIANA ENERGY CENTER | 2457411 |  | 2211 | 1000300317 | 36 | 13.5 | 965 | 10332.8 | 72.2 | 39.7319 | -75.5372 | 19801
10003 | DELAWARE CITY ENERGY CENTER | 2425311 |  | 2211 | 1000300005 | 21 | 12.2 | 875 | 6452.4 | 55.2 | 39.5958 | -75.6328 | 19706
10003 | EDGE MOOR ENERGY CENTER | 827811 |  | 2211 | 1000300007 | 220 | 13.5 | 261 | 6904.7 | 48.2 | 39.74 | -75.5031 | 19809
10005 | INDIAN RIVER GENERATING STATION | 640911 |  | 221112 | 1000500001 | 400 | 24 | 345 | 26305.4 | 58.1 | 38.5869 | -75.2333 | 19939
10003 | WEST ENERGY CENTER | 2425411 |  | 2211 | 1000300006 | 27 | 12.2 | 860 | 8184.2 | 70 | 39.7306 | -75.6272 | 19808
10001 | McKee Run Generating Station | 588111 |  | 221112 | 1000100002 | 175 | 10.2 | 320 | 2940 | 36 | 39.1767 | -75.545 | 19904
31001 | Whelan Energy Center | 8399211 |  | 926130 | 00042 | 250 | 9.75 | 290 | 5241.3 | 1.2 | 40.5823 | -98.3161 | 68901
01073 | Ala power - MILLER | 1003111 |  | 221112 | 010730011 | 707 | 25 | 276 | 35961.3 | 74 | 33.632 | -87.0598 | 35130
54073 | MONONGAHELA POWER CO-PLEASANTS POWER STA | 4782811 |  | 221112 | 0005 | 640 | 29 | 150 | 30000 | 45.4 | 39.3678 | -81.2958 | 26134
05069 | ENTERGY ARK-WHITE BLUFF | 893911 |  | 221112 | 0506900110 | 1000 | 25.7 | 321 | 46687.3 | 90 | 34.4235 | -92.1392 | 72132-0126
17057 | Ameren Energy Resources Generating Co | 3206511 |  | 221112 | 057801AAA | 588 | 21.75 | 135 | 21090 |  | 40.4662 | -89.9824 | 61520-8761
17079 | Ameren Energy Generating Co | 2587011 |  | 221112 | 079808AAA | 499 | 30 | 138 | 28426.7 |  | 38.9372 | -88.2762 | 62448
21015 | Duke Energy KY East Bend | 6040811 |  | 221112 | 2101500029 | 650 | 23.5 | 149 | 48333.3 | 111.4 | 38.9051 | -84.851 | 41091
39025 | Duke Energy Ohio, Wm. H. Zimmer Station (1413090154) | 8294311 |  | 221112 | 1413090154 | 573 | 42 | 130 | 65000 |  | 38.869 | -84.2284 | 45153-9705
08081 | TRI STATE GENERATION CRAIG | 1839711 |  | 221112 | CO0000000808100 | 600 | 25 | 110 |  | 43.5 | 40.4627 | -107.5912 | 81625
38055 | Coal Creek Station | 8011011 |  | 221112 | 347 | 675 | 26.5 | 230 | 40710.8 | 84.6 | 47.381 | -101.1576 | 58576
39001 | DP&L, Killen Generating Station (0701000060) | 8101411 |  | 221112 | 0701000060 | 900 | 29 | 121 | 36367.2 |  | 38.6903 | -83.4803 | 45144
26147 | DTE - Electric Company GREENWOOD ENERGY CENTER | 7239211 |  | 221112 | B6145 | 496 | 23.25 | 290 | 38216.7 | 90 | 43.1055 | -82.6965 | 48006
21161 | East KY Power Coop - Spurlock Station | 7335511 |  | 221112 | 2116100009 | 805 | 15 | 304 | 18933.3 | 107.1 | 38.7 | -83.8176 | 41056
12081 | FLORIDA POWER & LIGHT (PMT) | 537911 |  | 2211 | 0810010 | 499 | 27.3 | 344 | 45652.4 | 78 | 27.6066 | -82.3451 | 34219-9220
12085 | FLORIDA POWER & LIGHT (PMR) | 751511 |  | 2211 | 0850001 | 499 | 36 | 338 | 43908.7 | 43.1 | 27.0594 | -80.5656 | 34956-9755
12127 | DUKE ENERGY FLORIDA, INC. | 2797311 |  | 2211 | 1270028 | 50 | 13.8 | 1043 | 25855.3 | 174.1 | 28.9041 | -81.3333 | 33713
22077 | Louisiana Generating LLC - Big Cajun II Power Plant | 8020711 |  | 221112 | 38867 | 600 | 26.5 | 305 | 33090 | 60 | 30.7285 | -91.3687 | 70760
27109 | Rochester Public Utilities Cascade Creek | 7150111 |  | 221112 | 2710900020 | 37.3 | 18.8 | 945 | 11816.7 |  | 44.0321 | -92.4905 | 55906
06065 | IMPERIAL IRRIGATION DISTRICT/ COACHELLA | 2541511 |  | 221112 | 33152662862 | [5 empty] | 33.6759 | -116.173 | 92236
28073 | South Mississippi Electric Power Association, R D Morrow Plant | 7154411 |  | 22111 | 2807300021 | 408 | 16.8 | 235 | 13655 | 62 | 31.2178 | -89.3938 | 39475
19013 | MIDAMERICAN ENERGY CO - ELECTRIFARM TURBINES | 5524311 |  | 221112 | 07-01-038 | 32 | 14.596 | 1072 | 23333.3 |  | 42.4414 | -92.4194 | 50704
20209 | BOARD OF PUBLIC UTILITIES - NEARMAN | 4633811 |  | 221112 | 0008 | [5 empty] | 39.1693 | -94.6972 | 66104
29165 | KANSAS CITY POWER LIGHT CO-IATAN GENERATING STATION | 6795111 |  | 221112 | 0007 | 615 | 28.41 | 132 |  | 54.8 | 39.4501 | -94.9788 | 64098
20149 | WESTAR ENERGY, INC. | 5406811 |  | 221112 | 0001 | 600 | 26 | 300 | 46666.7 | 88 | 39.2847 | -96.1083 | 66536
53057 | PSE FREDONIA | 8532811 |  | 221112 | 16 | 50 | 37 | 958 | 9583 | 8.9 | 48.4549 | -122.4351 | 98273-8201
21223 | Louisville Gas & Electric Co - Trimble Co Generating Station | 5742811 |  | 221112 | 2122300002 | 760 | 18 | 149 | 37916.7 | 149.1 | 38.5847 | -85.4117 | 40006
28059 | Mississippi Power Company, Plant Victor J Daniel | 6251011 |  | 221112 | 2805900090 | 350 | 34.1 | 278 | 61066.7 | 66.9 | 30.5327 | -88.5572 | 39552
29095 | KANSAS CITY POWER AND LIGHT CO-GREENWOOD ENERGY CENTER | 7668211 |  | 221112 | 0139 | 42 | 14 | 1025 | 21444.1 | 123.8 | 38.8617 | -94.299 | 64034
30087 | COLSTRIP STEAM ELECTRIC STATION | 7765611 |  | 221112 | 087-0008 | 500 | 16.5 | 200 | 22500 | 100 | 45.8829 | -106.6121 | 59323
31111 | NPPD Gerald Gentleman Station | 7766511 |  | 221122 | 00019 | 550 | 27.99 | 310 | 49333.3 | 1.3 | 41.0836 | -101.146 | 69165-2133
25013 | STONY BROOK ENERGY CENTER | 5979211 |  | 221210 | 0420001 | 120 | 14.2 | 664 |  | 36.1 | 42.1977 | -72.5106 | 01056-0000
36063 | AES SOMERSET LLC | 7417811 |  | 221112 | 9293800003 | 612 | 2.3 | 186 | 1.4 | 65 | 43.3574 | -78.6058 | 14012
18073 | NIPSCO R M SCHAHFER GENERATING STATI | 7957011 |  | 221112 | 00008 | 500 | 21 | 307 | 31313.2 | 90.4 | 41.2173 | -87.0238 | 46392
30083 | MDU - LEWIS & CLARK STATION | 7618511 |  | 221112 | 083-0003 | 250 | 8.8 | 160 | 3833.3 | 63 | 47.6794 | -104.1533 | 59270
27141 | Xcel Energy - Sherburne Generating Plant | 6990811 |  | 221112 | 2714100004 | 650 | 32.5 | 171 | 86666.7 |  | 45.3792 | -93.8958 | 55308
46027 | Basin Electric Power Cooperative - Spirit Mound | 15647011 |  | 335312 | 28.0801-19 | 57 | 11.5 | 734 |  | 61.7 | 42.8974 | -96.9908 | 57069
42007 | FIRSTENERGY GEN LLC/BRUCE MANSFIELD PLT | 3853711 |  | 221112 | 420070005 | 950 | 19.2 | 126 | 21750 | 75.1 | 40.6344 | -80.42 | 15077
40103 | SOONER GNRTNG STA | 8519411 |  | 221112 | 1211 | 500 | 20 | 264 | 31962.8 | 106.1 | 36.4566 | -97.0503 | 74651
31131 | OPPD Nebraska City Station | 7303711 |  | 221118 | 00036 | 700 | 23.59 | 300 | 43083.3 | 1.6 | 40.6215 | -95.7779 | 68410-6584
46051 | Otter Tail Power Company | 4962811 |  | 221112 | 28.0801-29 | 498 | 24.1 | 321 | 22064 | 48.1 | 45.3067 | -96.5112 | 57216
56005 | Wyodak Plant | 8041911 |  | 221112 | 00646 | 400 | 20 | 190 | 17400 | 74 | 44.2879 | -105.383 | 87216
41049 | PGE Boardman | 8171111 |  | 221112 | 25-0016 | 656 | 22.5 | 302 | 37772.7 | 95 | 45.6933 | -119.8075 | 97818
08123 | PUBLIC SERVICE CO FORT SAINT VRAIN PLT | 3551511 |  | 221112 | CO0000000812300 | 175 | 15 | 180 |  | 90 | 40.2446 | -104.8743 | 80651
18051 | Duke Energy Indiana Incorporated Gibson | 7363111 |  | 221112 | 00013 | 500 | 32 | 288 | 76066.7 | 95 | 38.3703 | -87.7658 | 47665
12071 | FLORIDA POWER & LIGHT (PFM) | 922311 |  | 2211 | 0710002 | 125 | 19 | 220 | 19936 | 70.3 | 26.6978 | -81.7889 | 33905
53073 | PSE WHITEHORN | 6212111 |  | 221112 | 47 | 32 | 18 | 900 | 8705 | 34.2 | 48.8849 | -122.732 | 98230-9063
13103 | Ga Power Co Plt McIntosh | 3711211 |  | 221112 | 10300003 | 64 | 15 | 984 | 25412 | 143.8 | 32.3562 | -81.1717 | 31326
12011 | FLORIDA POWER & LIGHT (PFL) | 591711 |  | 2211 | 0110037 | 45 | 15.6 | 860 | 17829 | 93.3 | 26.0708 | -80.1897 | 33314
48185 | GIBBONS CREEK | 6436311 |  | 221122 | 2 | 465 | 20 | 200 |  | 82 | 30.6186 | -96.0817 | 77801
18129 | Sigeco AB Brown South Indiana Gas & Ele | 8166111 |  | 221112 | 00010 | 497 | 14 | 130 | 13893.3 | 90.3 | 37.9047 | -87.7154 | 47620
05007 | FLINT CREEK POWER PLANT (SWEPCO) | 1015511 |  | 221112 | 0500700107 | 540 | 20 | 275 | 28588.5 | 91 | 36.2578 | -94.5239 | 72734
48449 | WELSH POWER PLANT | 4164411 |  | 221122 | 5 | 300 | 17 | 300 |  | 160 | 33.0566 | -94.8458 | 75455
48401 | MARTIN LAKE ELECTRICAL STATION | 4207311 |  | 221122 | 11 | 450 | 23 | 212 |  | 89.4 | 32.2603 | -94.5711 | 75691
48449 | MONTICELLO STEAM ELECTRIC STATION | 4036111 |  | 221122 | 3 | 460 | 8 | 178 |  | 87 | 33.0922 | -95.0378 | 75455
29099 | AMEREN MISSOURI-RUSH ISLAND PLANT | 5258811 |  | 221112 | 0016 | 700 | 20.714 | 270 |  | 82 | 38.1328 | -90.2748 | 63028
09009 | PSEG FOSSIL LLC/ POWER CT LLC | 643411 |  | 221112 | T117 P0551 C080 | 389 | 18.5 | 250 | 0.2 | 0 | 41.2892 | -72.903 | 06512-1714
49015 | PacifiCorp: Hunter Power Plant | 5050511 |  | 221112 | 10237 | 600 | 24 | 140 | 28447 | 62.8 | 39.1714 | -111.02 | 84513
18147 | INDIANA MICHIGAN POWER DBA AEP ROCKPORT | 8017211 |  | 221112 | 00020 | 1038 | 42.5 | 314 | 156290 | 110.2 | 37.9258 | -87.0364 | 47635
12011 | FLORIDA POWER & LIGHT (PPE) | 591611 |  | 2211 | 0110036 | 45 | 15.6 | 860 | 17829 | 93.3 | 26.0859 | -80.1262 | 33316
55059 | Wisconsin Electric Power Company, D/B/A We Energies-Pleasant Prairie Power Plant | 7509411 |  | 221112 | 230006260 | 450.1 | 29.987 | 135 |  | 43 | 42.5381 | -87.9033 | 53158
04001 | CORONADO GENERATING PLANT | 7735011 |  | 221112 | 4477 | 400 | 24.5 | 130 | 25833.3 | 56.1 | 34.5778 | -109.2722 | 85936
48175 | COLETO CREEK POWER STATION | 4018411 |  | 221122 | 2 | 303 | 20 | 300 |  | 87 | 28.7128 | -97.2144 | 77960
48149 | FAYETTE POWER PROJECT | 4144811 |  | 221122 | 5 | 525 | 34 | 136 |  | 55 | 29.9145 | -96.7521 | 78945
48395 | OAK GROVE STEAM ELECTRIC STATION | 13385811 |  | 221122 | 8 | 450 | 32.6 | 138 |  | 56 | 31.181 | -96.4885 | 77856
48013 | LIGNITE FIRED POWER PLANT | 4898511 |  | 221122 | 7 | 450 | 20 | 160 |  | 80 | 28.7046 | -98.4776 | 78012
12099 | FLORIDA POWER & LIGHT (PRV) | 921511 |  | 2211 | [6 empty] | 26.7653 | -80.0528 | 33404
22079 | CLECO - Brame Energy Center | 7446811 |  | 221111 | 2922 | 195 | 16.9 | 287 | 21613.8 | 86 | 31.3951 | -92.7174 | 71447
48375 | HARRINGTON STATION POWER PLANT | 5745311 |  | 221122 | 22 | 250 | 18.94 | 250 |  | 88.7 | 35.299 | -101.748 | 79101
48279 | TOLK STATION | 4930011 |  | 221122 | 18 | 273 | 22.5 | 250 |  | 90 | 34.1799 | -102.575 | 79347
29077 | CITY UTILITIES OF SPRINGFIELD MISSOURI-JOHN TWITTY ENERGY CENTER | 7496411 |  | 221112 | 0039 | 385 | 12 | 295 | 7719.5 | 78.4 | 37.1529 | -93.3877 | 65807
12127 | FLORIDA POWER & LIGHT (PSN) | 845211 |  | 2211 | 1270009 | 125 | 19 | 220 | 19936 | 70.3 | 28.8417 | -81.3283 | 32713
56031 | Laramie River Station | 4207711 |  | 221112 | 00085 | 600 | 31.3 | 140 | 38333.3 | 60 | 42.109 | -104.8815 | 82001
12086 | FLORIDA POWER & LIGHT (PTF) | 900011 |  | 2211 | 0250003 | 400 | 18.1 | 275 | 20687.6 | 80.4 | 25.4356 | -80.3317 | 33035
06001 | DYNEGY OAKLAND LLC | 772011 |  | 221112 | 01130311887 | 68 | 14.3 | 68 | 9633.3 |  | 37.7971 | -122.2823 | 94607
18153 | HOOSIER ENERGY REC INC MEROM GENERA | 8396211 |  | 221121 | 00005 | 704 | 19 | 130 | 29264.2 | 103 | 39.0692 | -87.5109 | 47882
29097 | EMPIRE DISTRICT ELECTRIC CO-EMPIRE ENERGY CENTER | 5338211 |  | 221112 | 0062 | 60 | 25 | 1040 | 32833.3 | 65.5 | 37.1372 | -94.1029 | 64862
18037 | JASPER MUNICIPAL ELECTRIC UTILITY | 7224911 |  | 221122 | 00002 | 177 | 8 | 420 | 1800 | 35.8 | 38.3998 | -86.9141 | 47547
17149 | Prairie Power Inc | 7807411 |  | 221112 | 149817AAB | 116 | 1.25 | 290 | 0 |  | 39.4486 | -90.6141 | 62361
48041 | ROLAND C DANSBY POWER PLANT | 6599611 |  | 221122 | 10 | 197 | 11.7 | 300 |  | 43.7 | 30.7216 | -96.4611 | 77801
12107 | FLORIDA POWER & LIGHT (PPN) | 842511 |  | 2211 | 1070014 | 73 | 10.3 | 328 | 16143.8 | 192.3 | 29.6277 | -81.5855 | 32131
45043 | SANTEE COOPER WINYAH GENERATING STATION | 6652811 |  | 221112 | 1140-0005 | 404 | 20 | 125 | 16273.5 | 51.8 | 33.3308 | -79.3578 | 29440
37145 | Duke Energy Progress, Inc. - Mayo Facility | 7826111 |  | 221112 | 3714500045 | 380 | 30.5 | 125 | 39161.1 | 53.6 | 36.5283 | -78.8916 | 27574
55131 | Wisconsin Electric Power Company, D/B/A We Energies-Germantown Station | 5235111 |  | 221112 | 267006190 | 45 | 11.778 | 779 |  | 36.9 | 43.1936 | -88.14 | 53022
19179 | IPL - OTTUMWA GENERATING STATION | 3732211 |  | 221112 | 90-07-001 | 600 | 25 | 203 | 44345 |  | 41.0987 | -92.5616 | 52501
13207 | Ga Power Company - Plant Scherer | 8354711 |  | 221112 | 20700008 | 1000 | 27 | 278 | 43589 | 76 | 33.0595 | -83.8074 | 31046
13033 | Southern Nuclear - Allen B. Wilson Plant | 15028311 |  | 221112 | 03300008 | 34 | 16.3 | 800 | 21216 | 102 | 33.1383 | -81.7481 | 30830
54053 | APPALACHIAN POWER - MOUNTAINEER PLANT | 6760811 |  | 221112 | 0009 | 1000 | 42.5 | 129 | 70366.5 | 49.6 | 38.9794 | -81.9344 | 25265
12103 | DUKE ENERGY FLORIDA, INC. | 2744511 |  | 2211 | 1030013 | 40 | 22.9 | 900 | 8837.9 | 21 | 27.7581 | -82.6351 | 33701-5540
12017 | DUKE ENERGY FLORIDA, INC. (DEF) | 640611 |  | 2211 | 0170004 | 499 | 15 | 291 | 23465.4 | 132.8 | 28.9596 | -82.7003 | 34428-6708
12127 | DUKE ENERGY FLORIDA, INC. | 2797211 |  | 2211 | 1270020 | 41 | 12.3 | 960 | 15900 | 133.8 | 28.8689 | -81.2756 | 32725
12103 | DUKE ENERGY FLORIDA, INC. | 751811 |  | 2211 | 1030011 | 132 | 18 | 190 | 17780.2 | 69.9 | 27.8614 | -82.6011 | 33702
26139 | HOLLAND BOARD OF PUBLIC WORKS | 7087011 |  | 221112 | N6000 | 35 | 12 | 925 | 3700 | 32.7 | 42.793 | -86.1098 | 49423
27085 | Hutchinson Utilities Commission -Plant 2 | 7626711 |  | 221112 | 2708500034 | 70 | 10 | 809 | 8601 |  | 44.8891 | -94.3483 | 55350
37095 | NCEMC - Ocracoke | 8312611 |  | 221122 | 3709500028 | 53 | 2.3 | 580 | 325 | 78.2 | 35.1094 | -75.9804 | 27960
12121 | DUKE ENERGY FLORIDA, INC. | 642811 |  | 2211 | 1210003 | 110 | 7 | 318 | 2394.5 | 62 | 30.3754 | -83.1801 | 32060
12033 | GULF POWER - Crist | 752711 |  | 2211 | 0330045 | 490 | 35 | 131 | 54700 | 56.9 | 30.5668 | -87.2268 | 32514
12005 | LANSING SMITH PLANT | 554911 |  | 2211 | 0050014 | 199 | 18 | 260 |  | 102.7 | 30.2685 | -85.7 | 32409
12057 | TAMPA ELECTRIC COMPANY (TEC) | 538611 |  | 2211 | 0570039 | 490 | 24 | 294 | 52453.3 | 115.9 | 27.7944 | -82.4178 | 33572-9200
19169 | CITY OF AMES COMBUSTION TURBINE | 12806511 |  | 221112 | 85-01-006-01 | 28 | 8.934 | 787 | 8275 |  | 42.0272 | -93.5817 | 50010
38057 | Antelope Valley Station | 8086511 |  | 221112 | 349 | 600 | 25.779 | 300 | 6666.7 |  | 47.3679 | -101.8373 | 58523
49027 | Intermountain Power Service Corporation: Intermountain Generation Station | 7558311 |  | 221112 | 10327 | 712.5 | 28 | 120 | 33737 | 54.7 | 39.5085 | -112.57 | 84624
04023 | VALENCIA POWER PLANT | 1032911 |  | 221112 | 8999 | 29 | 11.7 | 960 | 8190.6 | 76 | 31.3636 | -110.9311 | 85621
22079 | Alexandria City of - DG Hunter Generating Station | 5740811 |  | 221112 | 8494 | 93.3 | 7.67 | 295 | 3761.7 | 81.4 | 31.3211 | -92.4622 | 71301
29171 | UNIONVILLE POWER PLANT-UNIONVILLE | 6687511 |  | 221112 | 0015 | 35 | 8 | 734 | 3103.8 | 61.7 | 40.4596 | -93.0212 | 63566
12087 | FLORIDA MUNICIPAL POWER AGENCY | 554011 |  | 2211 |  | 25 | 3 | 617 |  | 72.9 | 24.5636 | -81.7342 | 33041-6100
08063 | TRI STATE GENERATION BURLINGTON | 2761411 |  | 221112 | CO0000000806300 | 43 | 14.6 | 968 |  | 37.4 | 39.3571 | -102.2429 | 80807
12001 | CITY OF GAINESVILLE, GRU | 535011 |  | 2211 | 0010006 | 300 | 11 | 261 | 4533.3 | 47 | 29.7582 | -82.3889 | 32653-7864
09009 | PIERCE GENERATING STATION (Wallingford) | 14624411 |  | 2211 | T189 P0114 C082 | 125 | 16.6 | 951 | 27956.8 | 129.2 | 41.4475 | -72.8344 | 06492-4441
21233 | Big Rivers Electric Corp - Green Station | 6098611 |  | 221112 | 2123300052 | 350 | 15 | 129 | 12755 | 72.2 | 37.6467 | -87.5006 | 42455
12001 | GAINESVILLE REGIONAL UTILITIES | 536811 |  | 2211 |  | 102 | 15.5 | 242 | 11741.4 | 62.2 | 29.646 | -82.3218 | 32601
05063 | ENTERGY ARKANSAS INC-INDEPENDENCE PLANT | 1083411 |  | 221112 | 0506300042 | 1000 | 25.7 | 321 | 46687.3 | 90 | 35.6782 | -91.4078 | 72562
48331 | SANDOW STEAM ELECTRIC STATION | 4204811 |  | 221122 | 5 | 400 | 21.5 | 180 |  | 98 | 30.5658 | -97.0631 | 76567
12086 | HOMESTEAD CITY UTILITIES | 3532711 |  | 2211 | 0250013 |  |  | 900 | 471.2 | 207.6 | 25.4755 | -80.4753 | 33030-6173
29007 | AMEREN MISSOURI-MEXICO COMBUSTION TURBINE | 6998211 |  | 221112 | 0012 | 32 | 15 | 1050 | 18269.1 | 103.8 | 39.1483 | -91.8334 | 65265
29175 | AMEREN MISSOURI-MOBERLY COMBUSTION TURBINE | 6688611 |  | 221112 | 0010 | 32 | 15 | 1050 | 18269.1 | 103.8 | 39.4239 | -92.4842 | 65270
29051 | AMEREN MISSOURI-MOREAU COMBUSTION TURBINE | 7542511 |  | 221112 | 0008 | 32 | 15 | 1050 | 18269.1 | 103.8 | 38.5545 | -92.0564 | 65101
12031 | JEA | 557811 |  | 2211 | 0310047 | 90 | 24 | 1116 | 39500 | 87.3 | 30.365 | -81.6249 | 32206-1725
19115 | MIDAMERICAN ENERGY CO - LOUISA STATION | 3942411 |  | 221112 | 58-07-001 | 610 | 30 | 180 | 59773.6 |  | 41.3169 | -91.0936 | 52761
18173 | ALCOA WARRICK POWER PLT AGC DIV OF AL | 8183111 |  | 221112 | 00002 | 380 | 13.5 | 128 | 8334.7 | 58.2 | 37.9147 | -87.3329 | 47630
12099 | CITY OF LAKE WORTH UTILITIES | 919411 |  | 221118 | 0990045 | 113 | 7 | 293 | 1978.7 | 51.4 | 26.6125 | -80.0586 | 33460
27115 | Great River Energy - Rock Lake | 7074811 |  | 221122 | 2711500011 | 35 | 12.8 | 842 | 9378.1 |  | 45.8054 | -92.9718 | 55063
12105 | LAKELAND ELECTRIC | 752011 |  | 2211 | 1050003 | 31 | 11.8 | 800 | 11040 | 101 | 28.0489 | -81.9342 | 33801-2444
12105 | C.D. MCINTOSH, JR. POWER PLANT | 643111 |  | 221112 | 1050004 | 150 | 9 | 277 | 5166.7 | 81.2 | 28.0797 | -81.9333 | 33805
08069 | PLATTE RIVER POWER AUTHORITY - RAWHIDE | 4364011 |  | 221112 | CO0000000806900 | 505 | 17.5 | 200 |  | 65 | 40.86 | -105.0269 | 80549
29201 | SIKESTON POWER STATION-SIKESTON POWER STATION | 7595411 |  | 221112 | 0017 | 450 | 15 | 280 | 987.3 | 5.4 | 36.8788 | -89.6214 | 63801
40023 | HUGO GNRTNG STA | 8449511 |  | 221112 | 1700 | 500 | 26 | 260 | 25000 | 47.1 | 34.0147 | -95.321 | 74735
34011 | Vineland Municipal Electric Utility (VMEU) | 7461611 |  | 221112 | 75482 | 32 | 15.833 | 925 | 13333.3 |  | 39.4915 | -75.0486 | 08362
20015 | AUGUSTA MUNICIPAL POWER PLANT (#2) | 3670511 |  | 221112 | 0010 | 32 | 2.66 | 860 | 703.3 | 127 | 37.6864 | -96.9661 | 67010
21183 | Big Rivers Electric Corp - Wilson Station | 5561611 |  | 221112 | 2118300069 | 600 | 34 | 127 | 22638.4 | 24.9 | 37.4497 | -87.0803 | 42348
27019 | Great River Energy - St Bonifacius | 7003611 |  | 221122 | 2701900010 | 50 | 13 | 783 | 16866.7 |  | 44.9051 | -93.8207 | 55375
12009 | ORLANDO UTLITIES COMMISSION | 590511 |  | 2211 | 0090008 | 36 | 12.4 | 1035 | 13104.8 | 109.2 | 28.4932 | -80.7826 | 32780
12073 | CITY OF TALLAHASSEE | 715111 |  | 2211 | 0730003 | 200 | 11 | 260 | 3729.3 | 39.2 | 30.4522 | -84.4 | 32304
12129 | TALLAHASSEE CITY PURDOM GENERATING STA. | 2731711 |  | 2211 | 1290001 | 200 | 16.5 | 171 | 18333.3 | 85.7 | 30.1632 | -84.2016 | 32355
12061 | CITY OF VERO BEACH | 1968211 |  | 2211 | 0610029 | 200 | 6 | 342 | 1939.6 | 68.6 | 27.6333 | -80.3775 | 32960
12087 | FLORIDA KEYS ELECTRIC COOP ASSOC | 1858311 |  | 2211 | 0870004 | 20 | 3.5 | 730 | 311.7 | 32 | 24.7104 | -81.0919 | 33050-0066
29079 | TRENTON MUNICIPAL UTILITIES-TRENTON PEAKING PLANT | 7528911 |  | 221112 | 0027 | 20 | 2 | 650 | 368.3 | 117.3 | 40.0944 | -93.6076 | 64683
01055 | Alabama Power - Gadsden | 1021011 |  | 221112 | 0002 | 300 | 15 | 343 | 10796.8 | 49 | 34.0127 | -85.97 | 35903
20035 | WINFIELD MUNICIPAL POWER PLANT #2 | 4476411 |  | 221112 | 0012 | 160 | 5 | 350 | 3828.8 | 195 | 37.2389 | -96.9625 | 67156
20133 | CITY OF CHANUTE ELEC. DEPT., PLANT #3 | 5414611 |  | 221112 | 0028 | 43 | 2.6 | 880 | 1100 | 224 | 37.6372 | -95.4703 | 66720
49049 | Springville City Corporation: Whitehead Power Plant | 6983111 |  | 221118 | 10819 | 49 | 4.5 | 691 | 1025 | 64.5 | 40.1739 | -111.61 | 84663
13015 | Ga Power Company - Plant Bowen | 2813011 |  | 221112 | 01500011 | 675 | 31 | 133 | 43333 | 58 | 34.1272 | -84.9255 | 30120
48395 | TWIN OAKS POWER | 7552911 |  | 221122 | 13 | 340 | 12.5 | 150 |  | 70 | 31.0929 | -96.6963 | 77837
51181 | Surry Power Station and Gravel Neck | 4937411 |  | 221112 | 50336 | 28 | 9.2 | 825 | 7628.3 | 115 | 37.1575 | -76.6911 | 23883-0315
01129 | PowerSouth Energy Cooperative Inc | 1028911 |  | 221112 | 0012 | 80 | 10.04 | 273 | 6126.1 | 77.4 | 31.2557 | -88.0291 | 36553
13115 | Ga Power Company - Plant Hammond | 3713211 |  | 221112 | 11500003 | 675 | 33 | 133 | 43333 | 51 | 34.2534 | -85.3444 | 30129
49053 | St. George City Power: Red Rock Power Generation Station | 6987011 |  | 221118 | 10892 | 45 | 3.5 | 746 | 379 | 39.4 | 37.0977 | -113.56 | 84770
32003 | Nevada Power Company (Harry Allen) | 9399011 |  | 221112 | 0533 | 100 | 19 | 202 |  | 56.7 | 36.4304 | -114.9009 | 89124
13067 | Ga Power Company - Plant McDonough/Atkinson | 3699211 |  | 221112 | 06700003 | 33 | 14.6 | 850 | 30500 | 182.1 | 33.8233 | -84.4767 | 30080
48303 | BRANDON STATION | 6382211 |  | 221122 | 53 | 43 | 8 | 500 |  | 57 | 33.5847 | -101.8861 | 79409
19157 | IPL - GRINNELL COMBUSTION TURBINES STATION | 2993611 |  | 221112 | 79-01-022 | 35 | 13.344 | 875 | 9000 |  | 41.7526 | -92.7485 | 50122
34029 | Forked River Power, LLC | 5111011 |  | 221112 | 78912 | 60 | 11.25 | 999 | 11535.9 |  | 39.8134 | -74.2196 | 08731
19153 | MIDAMERICAN ENERGY CO - PLEASANT HILL/GDMEC | 3164811 |  | 221112 | 77-13-002 | 35.5 | 13.434 | 1071 | 11933.3 |  | 41.5572 | -93.5244 | 50327
13127 | Ga Power Company - Plant McManus | 3721111 |  | 221112 | 12700004 | 39 | 16.7 | 850 | 17600 | 80 | 31.2138 | -81.5458 | 31523-1464
10003 | HAY ROAD ENERGY CENTER | 640311 |  | 2211 | 1000300388 | 188 | 15.5 | 206 | 17136.4 | 90.8 | 39.7458 | -75.5042 | 19809
19033 | IPL - LIME CREEK COMBUSTION TURBINES STATION | 5494511 |  | 221112 | 17-01-066 | 35.4 | 11.869 | 1000 | 10789.3 |  | 43.2487 | -93.2115 | 50401
39017 | Duke Energy Kentucky, Woodsdale Generating Station (1409120656) | 8455211 |  | 221112 | 1409120656 | 213 | 15 | 955 | 25683.3 |  | 39.4489 | -84.4611 | 45067-0000
55055 | Wisconsin Electric Power Company, D/B/A We Energies - Concord Station | 6765911 |  | 221112 | 128065080 | 60 | 12.894 | 948 |  | 19.2 | 43.1674 | -88.6878 | 53094
45075 | SCE&G COPE | 7870811 |  | 221112 | 1860-0044 | 525 | 23 | 151 | 20358.4 | 49 | 33.3651 | -81.0312 | 29038
51087 | Dominion - Darbytown CT Station | 6311211 |  | 221112 | 50997 | 65 | 13.8 | 982 | 24604.5 | 164.5 | 37.4928 | -77.3709 | 23231
51083 | Dominion/ODEC - Clover Power Station | 6160611 |  | 221112 | 30867 | 446 | 22.2 | 122 | 18292.1 | 47.1 | 36.8687 | -78.7048 | 24534
06085 | CITY OF SANTA CLARA, GIANERA S | 14174111 |  | 221320 | 43130317392 |  |  | 68 | 83.3 |  | 37.3996 | -121.9677 | 95054
12097 | KISSIMMEE UTILITY AUTHORITY | 558411 |  | 2211 | 0970043 | 40 | 10 | 718 | 7500 | 95 | 28.2764 | -81.533 | 33848
12105 | TAMPA ELECTRIC COMPANY | 751911 |  | 2211 | 1050233 | 150 | 19 | 340 | 21500 | 75.8 | 27.7288 | -81.9895 | 33860-0775
06099 | MODESTO IRRIGATION DISTRICT | 1218011 |  | 221118 | 5014303233 |  |  | 68 | 83.3 |  | 37.6531 | -121.0201 | 95351
26005 | Holland BPW, 48th Street Peaking Station | 7258311 |  | 221112 | N2586 | 35 | 12.8 | 1005 | 4577.8 | 35.6 | 42.7541 | -86.0847 | 49423
13095 | Ga Power Company - Plant Mitchell | 3709711 |  | 221112 | 09500002 | 25 | 6.3 | 837 | 2500 | 80 | 31.4432 | -84.1347 | 31705-6134
55059 | Wisconsin Electric Power Company, D/B/A We Energies-Paris Station | 7324011 |  | 221112 | 230094810 | 60 | 12.894 | 948 |  | 192.3 | 42.6669 | -88.0133 | 54435
37109 | Duke Energy Corporation LCTS | 7731511 |  | 221112 | 3710900082 | 65 | 13.8 | 882 | 25575.2 | 171 | 35.4169 | -81.0334 | 28164
13077 | Ga Power Company - Plant Yates | 3703111 |  | 221112 | 07700001 | 805 | 16.4 | 279 | 17589 | 84 | 33.4623 | -84.8985 | 30263
20091 | GARDNER ENERGY CENTER | 4538111 |  | 221112 | 0065 | 30 | 10.1 | 940 | 10984.2 | 137 | 38.8108 | -94.8994 | 66030
34011 | Sherman Energy Center | 8094711 |  | 221112 | 75476 | 65 | 13.417 | 800 | 21666.7 |  | 39.4498 | -75.056 | 08360
29097 | EMPIRE DISTRICT ELECTRIC CO-STATE LINE FACILITY | 5339011 |  | 221112 | 0104 | 50 | 22.112 | 1025 | 7576.5 | 19.7 | 37.0659 | -94.614 | 64804
12105 | DUKE ENERGY FLORIDA, INC. | 552011 |  | 2211 | 1050234 | 125 | 19 | 190 | 16824.8 | 59.3 | 27.7888 | -81.8694 | 33830
06089 | REDDING POWER PLANT | 1549311 |  | 221118 | 451628163 | 38 | 8.3 | 950 | 8158.3 |  | 40.5089 | -122.4243 | 96001
36103 | RICHARD M FLYNN POWER PLANT | 7981711 |  | 221112 | 1472200926 | 120 | 17.5 | 72 | 0 | 32.4 | 40.81 | -73.06 | 11742
06099 | TURLOCK IRRIGATION DISTRICT | 1218311 |  | 221118 | 5014303299 | [5 empty] | 37.5724 | -120.9935 | 95358
10001 | VanSant Generating Station | 2800411 |  | 221112 | 1000100076 | 70 | 12.8 | 1085 | 13271.7 | 103.6 | 39.1467 | -75.5483 | 19904
13051 | Ga Power Company - Plant Boulevard | 15504311 |  | 221112 | 05100017 | 33.1 | 10.7 | 1000 | 18000 | 200 | 32.0411 | -81.1443 | 31402
48201 | SAN JACINTO STEAM ELECTRIC STATION | 7907811 |  | 221122 | 1444 | 100 | 15 | 500 |  | 71 | 29.6951 | -95.0411 | 77572
13051 | Ga Power Company - Plant Kraft | 3677911 |  | 221112 | 05100006 | 18 | 12.5 | 900 | 1933 | 15.6 | 32.1483 | -81.1467 | 31407
18095 | ANDERSON STATION | 7956711 |  | 221112 | 00051 |  |  | 1025 | 8470.6 | 45.5 | 40.0529 | -85.7391 | 46011
20191 | WELLINGTON CITY POWER PLANT, GAS TURBINE | 5444811 |  | 221112 | 0056 | 35 | 8.5 | 955 | 24400.4 | 430 | 37.2694 | -97.3497 | 67152-0000
19193 | MIDAMERICAN ENERGY CO - GEORGE NEAL SOUTH | 2943511 |  | 221112 | 97-04-011 | 469 | 25.75 | 180 | 43634.7 |  | 42.3035 | -96.358 | 51052
12001 | DUKE ENERGY FLORIDA, INC. | 8500311 |  | 2211 | 0010001 | 93 | 9.8 | 257 | 6095 | 80.8 | 29.6384 | -82.363 | 32611-2295
13153 | Ga Power Company - Robins | 2654411 |  | 221112 | 15300040 | 56 | 21 | 1044 | 37298 | 118.7 | 32.5792 | -83.5824 | 31098
41049 | Coyote Springs Plant | 8184111 |  | 221112 | 25-0031 | 57.3 | 11.5 | 734 |  | 61.7 | 45.8485 | -119.6738 | 97818
12049 | SEMINOLE ELECTRIC COOPERATIVE, INC. | 4390111 |  | 2211 | 0490340 | 175 | 18 | 198 | 1693.8 |  | 27.6419 | -81.9629 | 33834-6817
29023 | POPLAR BLUFF MUNICIPAL UTILITIES-GENERATING PLANT | 6321511 |  | 221112 | 0050 | 45.5 | 7.54 | 617 | 802.3 | 1.5 | 36.7594 | -90.3907 | 63901
42055 | CHAMBERSBURG BORO/DIESEL POWER PLT | 3769511 |  | 221112 | 420550609 | 35 | 1.6 | 615 | 429 | 213.3 | 39.9419 | -77.6627 | 17201-1640
26017 | BAY CITY ELECTRIC LIGHT & POWER | 4171511 |  | 221118 | B7529 |  |  | 72 |  |  | 43.5827 | -83.8959 | 48708
26017 | BAY CITY ELECTRIC LIGHT & POWER | 4140111 |  | 221118 | N3195 |  |  | 72 |  |  | 43.595 | -83.8999 | 48708
29205 | SHELBINA POWER PLANT-SHELBINA POWER PLANT | 5052711 |  | 221112 | 0011 | 22 | 1.4 | 961 | 240.4 | 154 | 39.6941 | -92.0467 | 63468
49049 | Payson City Corporation: Payson City Power | 6983311 |  | 221112 | 10823 | 38 | 2.5 | 780 | 444 | 90.5 | 40.0417 | -111.73 | 84651
17167 | City Water Light & Power | 4541611 |  | 221112 | 167822ABG | 50 | 21.4 | 990 | 11067.9 |  | 39.8234 | -89.5889 | 62707
06077 | NORTHERN CALIFORNIA POWER | 1405711 |  | 221118 | 3914302697 |  |  | 650 | 6353 | 61.9 | 38.0942 | -121.3813 | 95241
06077 | NORTHERN CALIFORNIA POWER AGEN | 1310511 |  | 221118 | 391430583 |  |  | 68 | 83.3 | 61.9 | 38.1306 | -121.2724 | 95242
06061 | CITY OF ROSEVILLE - POWER PLANT | 14224811 |  | 221118 | 311623201 | [5 empty] | 38.8107 | -121.3238 | 95677
16055 | AVISTA CORP | 15472711 |  | 221112 | 05500040 | 52 | 13.8 | 955 | 25128.7 | 168 | 47.8041 | -116.867 | 83858
31119 | Madison Light & Power Plant | 5298011 |  | 926130 | 00016 | 25 | 1.92 | 620 | 342.4 | 2 | 41.8298 | -97.4566 | 68748-6459
31181 | Blue Hill City Light & Water | 7515111 |  | 926130 | 00012 | 28 | 1.5 | 600 | 7.3 | 2.7 | 40.3275 | -98.4506 | 68930
23003 | REENERGY FORT FAIRFIELD LLC | 5661711 |  | 221117 | 2300300051 | 217 | 8 | 297 | 2693.1 | 53.6 | 46.7725 | -67.8503 | 04742
20113 | MCPHERSON BOARD OF PUBLIC UTILITIES | 5380511 |  | 221112 | 0046 | 60 | 13.5 | 984 | 29591.7 | 207 | 38.3914 | -97.6103 | 67460
06067 | CARSON ENERGY/SMUD | 4919511 |  | 221118 | 341624193 | 85 | 9.9 | 273 | 4871.7 |  | 38.4478 | -121.464 | 95758
40071 | PONCA CITY MUNI STEAM PLT | 1140311 |  | 221112 |  | 12 | 1 | 797 | 74.2 | 0.9 | 36.7207 | -97.0871 | 74602
55079 | Milwaukee County Power Plant | 4879611 |  | 221330 | 241027050 | 158.1 | 5.61 | 350 |  | 37.2 | 43.0451 | -88.029 | 53226
06067 | SACRAMENTO COGENERATION AUTHOY | 4919711 |  | 221118 | 341624195 | 127 | 10 | 217 | 5533.3 |  | 38.5324 | -121.402 | 95826
06067 | SACRAMENTO POWER AUTHORITY | 4919611 |  | 221118 | 341624194 | 100 | 17 | 232 | 13630.9 |  | 38.5121 | -121.4746 | 95824
31131 | Nebraska City Power Plant No 2 | 5106811 |  | 926130 | 00008 | 18 | 1.17 | 350 | 0 | 1.7 | 40.6758 | -96.1786 | 68446
29069 | ST FRANCIS POWER PLANT-CAMPBELL | 6031711 |  | 221112 | 0066 | 100 | 18.5 | 200 | 58100 | 66.6 | 36.5847 | -90.1768 | 63933
53011 | Clark Public Utilities / River Road Generating Project | 7344011 |  | 221112 | 1909 | 198 | 18 | 230 | 19166.7 |  | 45.6498 | -122.7249 | 98660-1066
06059 | CITY OF ANAHEIM/COMB TURBINE GEN STATION | 10136711 |  | 221118 | 30102656940 | [5 empty] | 33.8543 | -117.8582 | 92806
01129 | Alabama Power - Washington Cty Cogen | 949511 |  | 221112 | 0018 | 101 | 15.25 | 358 | 16043.1 | 87.9 | 31.2632 | -87.9977 | 36553
01085 | SABIC Innovative Plastics US LLC | 1020111 |  | 325211 | 0008 | 105 | 16 | 279 | 11834.7 | 58.9 | 32.3128 | -86.5294 | 36752
12105 | DUKE ENERGY FLORIDA, INC. | 8514711 |  | 2211 | 1050223 | 180 | 19 | 205 | 17866.7 | 63 | 27.7473 | -81.8492 | 33841
13157 | Dahlberg Combustion Turbine Electric Generating Plant | 8500711 |  | 221112 | 15700034 | 65 | 15.4 | 952 | 31925 | 171 | 34.0433 | -83.398 | 30565
01081 | Southern Power - H. Allen Franklin | 953511 |  | 221112 | 0036 | 142 | 16.8 | 182 | 15234.2 | 69.2 | 32.6072 | -85.0958 | 36877
12113 | GULF POWER - Pea Ridge | 2492511 |  | 2211 | 1130173 | 60 | 4 | 325 | 684.3 | 54.5 | 30.5923 | -87.1353 | 32571
01097 | Ala Power - Theodore Cogen | 1062911 |  | 221112 | 8073 | 122 | 17.25 | 195 | 15528 | 70.5 | 30.525 | -88.129 | 36582
29207 | ESSEX POWER PLANT-ESSEX | 5201711 |  | 221112 | 0064 | 50 | 21.7 | 987 | 50747.7 | 86.4 | 36.8748 | -89.8409 | 63846
29147 | NODAWAY POWER PLANT-CONCEPTION JUNCTION | 5255311 |  | 221112 | 0032 | 50 | 20.41 | 980 | 46201.6 | 82.5 | 40.2831 | -94.7833 | 64434
40097 | CHOUTEAU PWR PLT | 8350611 |  | 221112 | 2396 | 130 | 16.7 | 200 | 17891.7 | 66.6 | 36.2223 | -95.2776 | 74337
18097 | GEORGETOWN SUBSTATION GENERATING PLANT | 5544111 |  | 221112 | 00352 | 56 | 14.8 | 1063 | 8726.9 | 50.7 | 39.9022 | -86.2439 | 46268
17183 | Tilton Energy Ctr | 5553011 |  | 221112 | 183090AAE | 45 | 10 | 835 | 969.2 |  | 40.1063 | -87.6539 | 61833
18065 | DUKE ENERGY INDIANA - HENRY COUNTY | 4664211 |  | 221112 | 00032 | 90 | 9 | 840 | 8800 | 138.3 | 39.9527 | -85.5039 | 47362
13297 | MPC Generating LLC | 15604711 |  | 221112 | 29700040 | 50 | 23 | 999 | 35460 | 88.7 | 33.8118 | -83.6957 | 30656
13205 | Sowega Power LLC | 15580111 |  | 221112 | 20500043 | 45 | 10 | 820 | 9676 | 125 | 31.387 | -84.0809 | 31716-6947
39017 | OMEGA JV2 Hamilton Peaking Station (1409040897) | 9300011 |  | 221112 | 1409040897 | 96.6 | 3.3 | 950 | 10504 |  | 39.3553 | -84.5186 | 45015
39173 | OMEGA JV2 Bowling Green Peaking Station (0387020374) | 9253711 |  | 221112 | 0387020374 | 96.6 | 3.3 | 950 | 10504 |  | 41.3883 | -83.6401 | 43402
36003 | RG&E ALLEGANY STATION #133 | 8377511 |  | 221112 | 9025800018 | 213 | 11.2 | 210 | 86 | 52 | 42.5 | -78.06 | 14735
88751 | Bonanza | 6281811 | 751 | 221112 |  | 600 | 26 | 120 | 26550 | 50 | 40.0864 | -109.2844 | 84078
37153 | Duke Energy Progress - Richmond County Turbines | 8490411 |  | 221112 | 3715300070 | 115 | 17.7 | 1089 | 38335.7 | 155.8 | 34.8388 | -79.7402 | 28345
13233 | Sewell Creek Energy Facility | 15602211 |  | 221112 | 23300042 | 90 | 17.9 | 993 | 27681 | 111 | 33.9479 | -85.2763 | 30125
17171 | Prairie Power Inc | 5457411 |  | 221112 | 171851AAA | 30 | 20.3 | 930 | 300 |  | 39.5688 | -90.4362 | 62610
06025 | ROCKWOOD GAS TURBINE PLANT | 178411 |  | 221112 | 13151116 | [5 empty] | 32.9556 | -115.5355 | 92227
05057 | ARK ELEC CO-OP CORP-FULTON CTI GENER STA | 909411 |  | 221112 | 0505700304 | 90 | 18 | 1041 | 33869.8 | 133.1 | 33.61 | -93.7922 | 71838-4208
37159 | Plant Rowan County | 8508011 |  | 221112 | 3715900163 | 100 | 17.7 | 1066 | 38335.7 | 155.8 | 35.7323 | -80.6021 | 28147
13207 | Smarr EMC | 15578911 |  | 221112 | 20700030 | 90 | 17.9 | 1015 | 25450 | 101 | 32.9838 | -83.8467 | 31086
45007 | SANTEE COOPER RAINEY | 4075711 |  | 221112 | 0200-0144 | 155 | 18.5 | 178 | 15725 | 58.5 | 34.3478 | -82.7753 | 29655
24015 | Rock Springs Generation Facility | 10709711 |  | 221112 | 015-0202 | 75 | 18 | 1051 |  | 160 | 39.7195 | -76.1598 | 21911
51061 | Old Dominion Electric Cooperative - Marsh Run | 9081211 |  | 221112 | 40996 | 90 | 18 | 1058 | 42966.7 | 168.8 | 38.5292 | -77.7686 | 22734
51109 | Old Dominion Electric Cooperative Louisa | 9063611 |  | 221112 | 40989 | 56 | 18 | 958 | 26960 | 106 | 38.122 | -78.2152 | 23060
51061 | Dominion - Remington CT Station | 6744911 |  | 221112 | 40961 | 65 | 18 | 1097 | 19035 | 74.8 | 38.5457 | -77.7707 | 22734
51033 | Dominion - Ladysmith CT Station | 6866611 |  | 221112 | 40960 | 65 | 18 | 1097 | 19035 | 74.8 | 38.0719 | -77.5131 | 22580
17051 | Freedom Power Station | 2670611 |  | 221112 | 051808AAK | 41 | 10 | 801 | 3333.3 |  | 39.1027 | -88.8584 | 62458
27099 | Great River Energy - Pleasant Valley | 7003311 |  | 221122 | 2709900048 | 90 | 18.7 | 1010 | 38981 |  | 43.7993 | -92.6829 | 55912
27019 | MMPA - Minnesota River Station | 7005011 |  | 221122 | 2701900059 | 50 | 10.5 | 1014 | 6666.7 |  | 44.8063 | -93.6229 | 55318
47075 | TVA LAGOON CREEK COMBINED CYCLE PLANT | 15662811 |  | 221112 | 0069-02 | 190 | 20.5 | 183 | 18182.3 | 55.1 | 35.6533 | -89.394 | 38012
47075 | TVA LAGOON CREEK COMBUSTION TURBINE PLANT | 3982711 |  | 221112 | 0069 | 56 | 14.8 | 978 | 29073.1 | 170 | 35.6578 | -89.3964 | 38012
12031 | JEA | 641211 |  | 2211 | 0310485 | 90 | 18 | 1081 | 27062.8 | 106.3 | 30.3202 | -81.9484 | 32234-1603
29101 | HOLDEN POWER PLANT-HOLDEN | 5245111 |  | 221112 | 0051 | 90 | 17.9 | 1037 | 50271.7 | 120 | 38.7512 | -93.9894 | 64040
17127 | Midwest Electric Power Inc | 5535711 |  | 221112 | 127899AAA | 56 | 14.8 | 1018 | 15133.3 |  | 37.217 | -88.8662 | 62953
55033 | Elk Mound | 6870911 |  | 221112 | 617001440 | 13 | 1.312 | 850 |  | 67.487 | 44.9019 | -91.5678 | 54739
36059 | GLENWOOD LANDING ENERGY CENTER | 7223211 |  | 221112 | 1282400490 | 38 | 11 | 980 | 58.9 | 61.7 | 40.83 | -73.64 | 11547
36059 | KEYSPAN-GLENWOOD ENERGY CENTER | 10680511 |  | 221112 | 1282402146 | 125 | 10 | 879 | 162.9 | 124.4 | 40.8303 | -73.6492 | 11547
53073 | PSE ENCOGEN GENERATING STATION | 6212411 |  | 221112 | 30 | 84 | 11 | 260 | 4000 | 42.1 | 48.7456 | -122.483 | 98225-5030
39161 | Robert P. Mone Plant (0381000043) | 9216911 |  | 221112 | 0381000043 | 114.5 | 18 | 1150 | 38333.3 |  | 40.93 | -84.7397 | 45832
12057 | TAMPA ELECTRIC COMPANY | 901211 |  | 2211 | 0570040 | 150 | 19 | 212 | 16979.8 | 59.9 | 27.907 | -82.4202 | 33619
47067 | POWELL VALLEY ELECTRIC COOPERATIVE, INC. | 3787211 |  | 221118 | 0014 | 15 | 1.3 | 981 | 290.2 | 209 | 36.575 | -83.0322 | 37765
17113 | Corn Belt Energy Corp | 4749411 |  | 221112 | 113090ABH | 11 | 1 | 858 | 66.7 | 84.9 | 40.5173 | -89.0278 | 61761
17113 | Corn Belt Energy Corp | 4907511 |  | 221112 | 113020AFM | 16 | 0.67 | 686 | 30 |  | 40.4194 | -88.9318 | 61701
01001 | Southern Power Company-E B Harris Generating Plant | 10583111 |  | 221112 | 0010 | 160 | 19 | 167 | 14504.8 | 51.2 | 32.3817 | -86.5738 | 36067
48453 | SAND HILL ENERGY CENTER | 9071611 |  | 221122 | 343 | 127 | 19 | 550 |  | 57 | 30.2109 | -97.6125 | 78617
48203 | AEP PIRKEY POWER PLANT | 4845611 |  | 221122 | 22 | 525 | 25 | 150 |  | 85 | 32.461 | -94.4845 | 75650
29077 | CITY UTILITIES OF SPRINGFIELD-N L MCCARTNEY DIST GENERATION | 7498011 |  | 221112 | 0164 | 60 | 9.5 | 866 | 6017.3 | 84.9 | 37.2483 | -93.17 | 65757
36081 | VERNON BLVD PLANT | 9333511 |  | 221112 | 2630401377 | [5 empty] | 40.7524 | -73.9504 | 11101
36047 | 23RD AND 3RD PLANT | 9326011 |  | 221112 | 2610200482 | [5 empty] | 40.6618 | -74.0007 | 11232
36103 | BRENTWOOD PLANT | 9316311 |  | 221112 | 1472803067 | [5 empty] | 40.7869 | -73.2933 | 11751
36005 | HELL GATE | 9389811 |  | 221112 | 2600700724 | [5 empty] | 40.7962 | -73.9118 | 10454
36005 | HARLEM RIVER YARDS PLANT | 9389711 |  | 221112 | 2600700726 | [5 empty] | 40.798 | -73.9142 | 10454
36047 | N 1ST STREET PLANT | 9326111 |  | 221112 | 2610101077 | [5 empty] | 40.7147 | -73.9664 | 11211
13263 | Talbot Energy Facility | 15040211 |  | 221112 | 26300013 | 90 | 18.4 | 994 | 30313 | 114 | 32.5896 | -84.6918 | 31801
13149 | Chattahoochee Energy Facility | 13645711 |  | 221112 | 14900006 | 130 | 16.5 | 205 | 13890 | 65 | 33.407 | -85.0384 | 30170
27091 | Great River Energy - Lakefield Junction | 8482611 |  | 221122 | 2709100058 | 52 | 9 | 1020 | 28.5 |  | 43.7986 | -94.8414 | 56176
20121 | KANSAS CITY POWER & LIGHT CO.- OSAWATOMIE | 9639411 |  | 221112 | 0030 | 65 | 14.76 | 947 | 22004 | 121 | 38.5314 | -94.9036 | 66071
20091 | KANSAS CITY POWER & LIGHT CO.-WEST GARDNER | 9637911 |  | 221112 | 0174 | 65 | 14.76 | 947 | 21973 | 121 | 38.7878 | -94.9853 | 66021
26137 | Consumers Energy Gaylord Combustion Turbine Plant | 7024811 |  | 221112 |  | 20 | 8 | 950 | 7166.7 | 142.6 | 45.0302 | -84.7041 | 49735
13149 | Municipal Electric Authority Of Ga-Wansley | 9765611 |  | 221112 | 14900007 | 132 | 19 | 181 | 15200 | 54 | 33.4082 | -85.0397 | 30217
27007 | Otter Tail Power Co - Solway | 9516311 |  | 221112 | 2700700034 | 45 | 9 | 808 | 8924 |  | 47.5449 | -95.1262 | 56678
18093 | LAWRENCE GENERATING STATION | 10714911 |  | 221112 | 00028 | 45 | 9 | 400 | 9350 | 147 | 38.8008 | -86.4506 | 47446
16039 | IDAHO POWER CO - EVANDER ANDREWS COMPLEX | 8355111 |  | 221118 | 03900024 | 60 | 26.2 | 1050 | 26957.2 | 50 | 43.1796 | -115.733 | 83647
12127 | UTILITIES COMMISSION, CITY OF NEW SMYRNA | 2798211 |  | 2211 | 1270164 | 42 | 13.5 | 894 | 9571.5 | 66.9 | 29.0156 | -80.9308 | 32168-7281
10001 | WARREN F BEASLEY POWER STATION | 2424211 |  | 221112 | 1000100152 | 50 | 12 | 750 | 10433.3 | 92.3 | 39.2808 | -75.6236 | 19977
29163 | AMEREN MISSOURI-PENO CREEK ENERGY CENTER | 6794611 |  | 221112 | 0047 | 60.5 | 9.5 | 834 | 6972.4 | 125.4 | 39.3528 | -91.2284 | 63334
35023 | Lordsburg Generating Station | 7994311 |  | 221112 | 350230009 | 45 | 9 | 846 | 10532 | 166 | 32.3497 | -108.6981 | 88045
26163 | Sumpter Generating Plant | 6441111 |  | 221112 | M4854 | 60 | 15.5 | 1040 | 23600.2 | 125.1 | 42.1666 | -83.5404 | 48111
35023 | Pyramid Generating Station | 5213011 |  | 221112 | 350230007 | 45 | 10 | 845 | 9788 | 124.7 | 32.2375 | -108.5482 | 88045
45021 | DUKE ENERGY CAROLINAS LLC MILL CREEK COM | 8421611 |  | 221112 | 0600-0081 | 92 | 15 | 952 | 17.7 | 0.1 | 35.1599 | -81.4307 | 29702
27127 | Redwood Falls Public Utilities - S Plant | 7175611 |  | 221121 | 2712700038 | 40 | 1.5 | 836 | 253.1 |  | 44.5333 | -95.1115 | 56283
26079 | Michigan Public Power Agency | 9543911 |  | 221112 | N7113 | 60 | 12.5 | 686 | 2361.5 | 19.2 | 44.6889 | -85.2019 | 49646
28065 | South Mississippi Electric Power Association, Silver Creek Generating Plant | 9455211 |  | 221112 | 2806500032 | 56 | 15 | 1000 | 24233 | 137.2 | 31.5995 | -89.9456 | 39474
28129 | South Mississippi Electric Power Association, Sylvarena Generating Plant | 7304911 |  | 221112 | 2812900048 | 45 | 9 | 811 | 9436 | 148.4 | 31.9822 | -89.41 | 39153
55025 | West Campus Cogeneration Facility | 9018111 |  | 221112 | 113151500 | 175 | 9.974 | 165 |  | 62 | 43.075 | -89.424 | 53706
08101 | BLACK HILLS ELECTRIC- AIRPORT INDUSTRIAL | 4295211 |  | 221112 | CO0000000810100 | 20 | 3.5 | 770 |  | 39.8 | 38.2825 | -104.5315 | 81001
12105 | LAKELAND ELECTRIC | 1889311 |  | 2211 | 1050352 | 30 | 1.8 | 740 | 355.8 | 135.3 | 28.0288 | -82.0151 | 33811
53027 | Grays Harbor Energy | 12582311 |  | 221112 | 1186 | 180 | 18 | 180 | 17583.3 |  | 46.9691 | -123.4806 | 98541
01127 | Alabama Power - Gorgas | 7917311 |  | 221112 | 0001 | 755 | 38 | 309 | 40330.6 | 62 | 33.6447 | -87.2003 | 35580
31067 | NPPD Beatrice Power Station | 9434711 |  | 221111 | 00053 | 121 | 15.06 | 95 | 9.3 | 1.1 | 40.3291 | -96.8085 | 68310-6787
33015 | PSNH - NEWINGTON STATION | 7288011 |  | 221112 | 3301500054 | 410 | 20.75 | 500 | 28566.7 | 84.5 | 43.1 | -70.7914 | 03801
36071 | ROSETON GENERATING STATION | 8427811 |  | 221112 | 3334600075 | 260 | 23 | 265 | 416.7 | 60 | 41.57 | -73.98 | 12550
36103 | HOLTSVILLE GT FACILITY | 8452411 |  | 221112 | 1472200105 | 44 | 7.2 | 1260 | 87.4 | 127 | 40.81 | -73.06 | 11742
34015 | Mickleton Energy Center | 7700911 |  | 221112 | 55784 | [5 empty] | 39.811 | -75.2498 | 08234
49035 | Murray City Power Department: Electrical Generation Plant | 7559011 |  | 221112 | 10348 | 50 | 3 | 920 | 94 | 13.3 | 40.665 | -111.89 | 84107
42017 | EXELON GENERATION CO/CROYDON GEN STA | 8004311 |  | 221112 | 420170006 | 37 | 20.2 | 850 | 8617.4 | 27 | 40.0836 | -74.899 | 19007
26061 | UPPCO PORTAGE STATION | 6059111 |  | 221112 | B6553 | 28 | 13.5 | 900 | 3288.3 | 23 | 47.0919 | -88.592 | 49963
55021 | WPL - Columbia Energy Center | 7673611 |  | 221112 | 111003090 | 33 | 0.984 | 110 |  | 0.1 | 43.4861 | -89.4204 | 53954
27139 | Xcel Energy - Blue Lake | 6949611 |  | 221112 | 2713900010 | 52 | 15.3 | 852 | 22666.7 |  | 44.7861 | -93.4274 | 55379
19153 | MIDAMERICAN ENERGY CO - SYCAMORE TURBINES | 3164611 |  | 221112 | 77-09-002 |  |  | 910 | 25372.3 |  | 41.6716 | -93.6766 | 50131
19033 | IPL - EMERY GENERATING STATION | 10702411 |  | 221112 | 17-02-016 | 200 | 20 | 157 | 22273.3 |  | 43.094 | -93.2933 | 50428
20201 | MID-KANSAS ELECTRIC COMPANY LLC | 4126711 |  | 221112 | 0012 | 35 | 1.6 | 950 | 130.7 | 65 | 39.6114 | -97.2744 | 66937
37169 | Duke Energy Carolinas, LLC - Belews Creek Steam Station | 8514011 |  | 221112 | 3716900004 | 500 | 36.5 | 120 |  | 55 | 36.2828 | -80.0588 | 27009
12101 | DUKE ENERGY FLORIDA, INC. | 717211 |  | 2211 | 1010017 | 499 | 24 | 320 | 28317.1 | 62 | 28.1844 | -82.7883 | 34691-9753
12097 | DUKE ENERGY FLORIDA, INC. | 1950911 |  | 2211 | 0970014 | 45 | 14.6 | 760 | 29400 | 174.9 | 28.2607 | -81.5474 | 33848
36085 | POUCH TERMINAL | 9330411 |  | 221112 | 2640200295 | 107 | 12 | 719 |  | 77 | 40.6189 | -74.0681 | 10305
28151 | Entergy Mississippi Inc, Gerald Andrus Plant | 7083911 |  | 221112 | 2815100048 | 499 | 28.8 | 322 | 41896.2 | 64.5 | 33.3511 | -91.1154 | 38701
22089 | Entergy Louisiana LLC - Waterford 1 2 & 4 Generating Plant | 5609311 |  | 221112 | 83898 | 189 | 12 | 266 | 9613 | 85 | 30.0003 | -90.4768 | 70066
40031 | PSO COMANCHE PWR STA | 7320211 |  | 221112 | 211 | 53 | 10.2 | 355 | 12390 | 147 | 34.5418 | -98.3245 | 73501
48221 | DECORDOVA STEAM ELECTRIC STATION | 6153011 |  | 221122 | 1 | 60 | 11.59 | 570 |  | 77 | 32.4033 | -97.6986 | 76048
56037 | Jim Bridger Power Plant | 3962711 |  | 22111 | 00645 | 500 | 24 | 140 | 33020 | 75 | 41.7398 | -108.79 | 82935
08123 | PUBLIC SERVICE CO FT LUPTON STATION | 3551311 |  | 221112 | CO0000000812300 | 39 | 24.97 | 963 |  | 40.6 | 40.1005 | -104.7737 | 80621
04013 | Santan Generating Station | 1139211 |  | 221112 | 3315 | 150 | 18 | 380 | 15599 | 61.3 | 33.3336 | -111.7511 | 85296
49015 | PacifiCorp: Huntington Power Plant | 5050611 |  | 221112 | 10238 | 600 | 24 | 112 | 17843 | 39.4 | 39.379 | -111.07 | 84528
06083 | ELLWOOD GENERATING STATION | 1600811 |  | 221118 | 4211252381 | [5 empty] | 34.4312 | -119.9005 | 93117
39053 | General James M. Gavin Power Plant (0627010056) | 8148511 |  | 221112 | 0627010056 | 830 | 42 | 122 | 36626.7 |  | 38.9342 | -82.1158 | 45620-0271
38057 | Coyote Station | 8086611 |  | 221112 | 348 | 498 | 21 | 220 | 35317.6 | 102 | 47.2224 | -101.8157 | 58523
04001 | TUCSON ELECTRIC POWER CO - SPRINGERVILLE | 7735111 |  | 221112 | 3222 |  |  | 104 | 41.3 | 13.4 | 34.31 | -109.16 | 85938
32013 | VALMY GENERATING STATION | 7302011 |  | 221112 | AP49110457 | 504.9 | 18.44 | 285 | 11248.9 |  | 40.8813 | -117.1528 | 89438
42003 | GENON ENERGY INC/CHESWICK STA | 8404811 |  | 221112 | 4200300157 | 553 | 27 | 116 | 30246.6 | 52.8 | 40.5383 | -79.7904 | 15024
55073 | We Energies - Biomass-Fueled Cogeneration Facility | 16843311 |  | 221117 | 737227040 | 265 | 10.007 | 300 |  | 63.5 | 44.8906 | -89.6256 | 54474
17143 | Ameren Energy Resources Generating Co | 5422711 |  | 221112 | 143805AAG | 503 | 21 | 240 | 9262 |  | 40.5954 | -89.6622 | 61607
17135 | Ameren Energy Generating Co | 7340311 |  | 221112 | 135803AAA | 575 | 26 | 133 | 31263.3 |  | 39.0584 | -89.4045 | 62017
17077 | Ameren Energy Generating Co | 2585811 |  | 221112 | 077806AAA | 150 | 22.5 | 400 | 20666.7 |  | 37.6583 | -89.5114 | 62942
35031 | Prewitt Escalante Generating Station | 5597111 |  | 221112 | 350310032 | 450 | 20 | 125 | 15708 | 50 | 35.4159 | -108.082 | 87045
17021 | Kincaid Generation LLC | 1929211 |  | 221112 | 021814AAB | 613 | 29.6 | 288 | 60550 |  | 39.5906 | -89.4966 | 62540
17179 | Midwest Generation LLC | 8199411 |  | 221112 | 179801AAA | 494 | 34 | 308 | 29732.5 |  | 40.5407 | -89.6787 | 61554-9555
17097 | Waukegan Electric Generating Station | 7792311 |  | 221112 | 097190AAC | 450 | 14.1 | 300 | 13733.3 |  | 42.3826 | -87.8137 | 60087-5197
17197 | Will County Electric Generating Station | 8018111 |  | 221112 | 197810AAK | 500 | 16.5 | 325 | 18205.9 |  | 41.6327 | -88.0618 | 60446
17031 | Fisk Electric Generating Station | 1731811 |  | 221112 | 031600AMI | 48 | 3.7 | 750 | 759.7 |  | 41.8509 | -87.6553 | 60608-4584
17127 | Electric Energy Inc | 7808911 |  | 221112 | 127855AAC | 550 | 18 | 310 | 21666.7 |  | 37.2084 | -88.8587 | 62953
17157 | Dynegy Midwest Generation Inc | 7954611 |  | 221112 | 157851AAA | 605 | 19.5 | 308 | 26266.7 |  | 38.2051 | -89.8559 | 62217
36081 | ASTORIA GENERATING STATION | 7982311 |  | 221112 | 2630100185 | 299 | 14 | 270 | 184.2 | 71 | 40.78 | -73.9 | 11105
17125 | Dynegy Midwest Generation Inc | 7337411 |  | 221112 | 125804AAB | 500 | 20 | 251 | 25350 |  | 40.2815 | -90.079 | 62644
17155 | Dynegy Midwest Generation Inc | 4685311 |  | 221112 | 155010AAA | 277 | 14.5 | 338 | 14500 |  | 41.3033 | -89.3152 | 61327
17119 | Dynegy Midwest Generation Inc | 7791011 |  | 221112 | 119020AAE | 250 | 17 | 347 | 6338.2 |  | 38.8635 | -90.134 | 62024
17161 | Moline Combustion Turbines | 4574611 |  | 221112 | 161045AAV | 35 | 11 | 1020 | 7508.7 |  | 41.5097 | -90.5327 | 61265-1108
48141 | COPPER STATION POWER PLANT | 3049111 |  | 221122 | 55 | 47 | 22.33 | 500 |  | 81 | 31.7577 | -106.3746 | 79901
17119 | Ameren Missouri-Venice Plant | 7338011 |  | 221112 | 119105AAA | 30 | 11.45 | 850 | 1943.1 |  | 38.6671 | -90.1774 | 62090
17027 | Breese Municipal Power Plant | 1946811 |  | 221112 | 027025AAB | 31 | 1.83 | 750 | 87.5 |  | 38.6071 | -89.5244 | 62230
17109 | Bushnell Municipal Electric Light & Power | 4702711 |  | 221112 | 109015AAH | 35 | 2.5 | 650 | 216.7 |  | 40.5487 | -90.514 | 61422-1340
17027 | Carlyle Municipal Electric Plant | 2612711 |  | 221112 | 027030AAA | 40 | 2.2 | 675 | 333.3 |  | 38.6109 | -89.3585 | 62231
17191 | Fairfield Municipal Light | 5573711 |  | 221112 | 191010AAI | 42 | 1.67 | 890 | 191.7 |  | 38.3807 | -88.3656 | 62837
17163 | Village of Freeburg | 4909511 |  | 221112 | 163060AAF | 24 | 1.8 | 750 | 61.7 |  | 38.4256 | -89.9147 | 62243
17119 | Highland Electric Light Plant | 3955311 |  | 221112 | 119055AAD | 46 | 3 | 612 | 616.7 |  | 38.7417 | -89.6849 | 62249
17065 | McLeansboro Power Plant | 3351111 |  | 221112 |  | 22 | 1.3 | 800 | 116.7 |  | 38.0947 | -88.5415 | 62859
17023 | Marshall Municipal Utilities | 1845411 |  | 221112 | 023010AAK | 13 | 1 | 922 | 66.7 |  | 39.3924 | -87.6862 | 62441
17099 | City Of Peru Generating Station | 5431911 |  | 221112 | 099085AAH | 12 | 1 | 899 | 66.7 |  | 41.3244 | -89.1241 | 61354
17011 | Princeton Muncipal Electric Utility | 2363611 |  | 221112 |  | 55 | 3.5 | 800 | 833.3 |  | 41.3757 | -89.4647 | 61356
17157 | City Of Red Bud | 4707611 |  | 921110 | 157045AAJ | 35 | 1.2 | 650 | 98.3 |  | 38.2166 | -89.9999 | 62278
17141 | Rochelle Municipal Diesel Plant | 5039111 |  | 221112 | 141050AAV | 50 | 2 | 900 | 166.7 |  | 41.9204 | -89.0702 | 61068
17167 | City Water Light & Power | 7377311 |  | 221112 | 167120AAO | 450 | 13 | 350 | 11666.7 |  | 39.7543 | -89.6012 | 62703
17139 | Sullivan Power Plant | 4657211 |  | 221112 | 139030AAE | 28 | 1.33 | 69 | 121.7 |  | 39.5972 | -88.6128 | 61951
17133 | Waterloo City Light Plant | 5546111 |  | 221112 | 133030AAO | 32 | 1.33 | 470 | 105.7 |  | 38.3347 | -90.1589 | 62298
17031 | Winnetka Electric Plant | 2701711 |  | 221112 | 031333AAD | 248 | 10.5 | 280 | 450 |  | 42.1154 | -87.7309 | 60093
17199 | Southern Illinois Power Coop | 8164511 |  | 221112 | 199856AAC | 194 | 10.8 | 246 | 3671.7 |  | 37.6193 | -88.9523 | 62959
18077 | INDIANA KENTUCKY ELECTRIC CORPORATION | 7744211 |  | 221112 | 00001 | 983 | 22.7 | 350 |  | 110 | 38.7379 | -85.4192 | 47250
18029 | INDIANA MICHIGAN POWER CO TANNERS CREEK | 7972611 |  | 221112 | 00002 | 403 | 23.5 | 300 | 21253.1 | 49 | 39.0813 | -84.859 | 47025
53053 | Puget Sound Energy, Frederickson | 12618611 |  | 221112 | 10028 | 32 | 18 | 800 | 7949.1 | 31.2 | 47.082 | -122.3677 | 98446
18097 | IP&L - HARDING STREET | 7255211 |  | 221112 | 00033 | 261 | 6.5 | 334 | 7166.7 | 216 | 39.7119 | -86.1975 | 46217
18109 | INDIANAPOLIS POWER & LIGHT CO EAGLE V | 8225111 |  | 221112 | 00004 | 250 | 15 | 363 | 5194.5 | 40 | 39.4861 | -86.4186 | 46151
18125 | INDIANAPOLIS POWER & LIGHT PETERSBURG | 7362411 |  | 221112 | 00002 | 621 | 15.3 | 123 | 14000 | 76.1 | 38.5278 | -87.2529 | 47567
18127 | NIPSCO BAILLY STATION | 7376611 |  | 221112 | 00002 | 480 | 20.5 | 130 | 28842.7 | 21.9 | 41.6451 | -87.1225 | 46304
18091 | NIPSCO MICHIGAN CITY | 8011511 |  | 221112 | 00021 | 505 | 21 | 332 | 32443.3 | 93.7 | 41.7208 | -86.9086 | 46360

## README
Cross reference between the EIS/NEI point source inventories and NEEDS v5.14 data base.
Supplemented the matching process with the EIS "Facility Inventory Unit Alternative Identifiers" data
which is a cross reference between the EIS Facility/Unit IDs, the NEEDS ID, and the ORIS facility/boiler IDs.
This was applied for NEEDS IDs that were not matched to an annual NEI point source inventory so that each
NEEDS ID matched this way would be missing release point and process IDs which were then filled in using the
same procedure previously used by CAMD. Stack parameters from the same facility were also filled in for these sources.
Matches to NEEDS V5.14 Plant Type sources were made for these sources only:
Coal Steam
IGCC
Combined Cycles
Combustion Turbines
Oil/Gas Steam
Fossil Waste
Biomass
Stack parameters updated based on state submitted NODA comments.